215677488 | Central HP <5.4 tons | COMFORTMAKER | HRCU-A-CB (Split System: Heat Pump with Remote Outdoor Unit-Air-Source) | C5H0V60*K*AAA* |  |  | EVD5X60M24A*+WALLCON | *95CSU0802120B* | 56500 | 18 | 9 | 63500 | 44500 | 70.08% | 2.08 | 0 | 9 |  |  |  |  | R-454B | 4.7083 | Residential & Commercial | USHP
213080001 | Central HP <5.4 tons | TEMPSTAR | HRCU-A-CB (Split System: Heat Pump with Remote Outdoor Unit-Air-Source) | DLCURAH36ABK |  |  | EA*4X36L17A* | *96MSN0801716A* | 35000 | 15.2 | 8.1 | 39000 | 35400 | 90.77% | 1.82 | 0 | 9.5 |  |  |  |  | R-410A | 2.9167 | Residential & Commercial | USHP
213080798 | Central HP <5.4 tons | TEMPSTAR | HRCU-A-CB (Split System: Heat Pump with Remote Outdoor Unit-Air-Source) | DLCURAH36ABK |  |  | EA*4X37L21A* | *95MSU0802120A* | 36600 | 16 | 8.5 | 38500 | 35000 | 90.91% | 2.06 | 0 | 10 |  |  |  |  | R-410A | 3.05 | Residential & Commercial | USHP | Ducted CEE Tier 1
214239672 | Central HP <5.4 tons | TEMPSTAR | HRCU-A-CB (Split System: Heat Pump with Remote Outdoor Unit-Air-Source) | TVH837GKA** |  |  | END4X42L17**+WALLCON | *80CTL0901716B* | 32000 | 17 | 8.1 | 33000 | 24600 | 74.55% | 1.9 | 0 | 11.5 |  |  |  |  | R-410A | 2.6667 | Residential & Commercial | USHP | Ducted CEE Tier 1
214240022 | Central HP <5.4 tons | TEMPSTAR | HRCU-A-CB (Split System: Heat Pump with Remote Outdoor Unit-Air-Source) | TVH837GKA** |  |  | EN(A,D)4X48L24**+WALLCON | *96CTN1002122B* | 32400 | 17 | 8.1 | 32600 | 24600 | 75.46% | 1.96 | 0 | 11.7 |  |  |  |  | R-410A | 2.7 | Residential & Commercial | USHP | Ducted CEE Tier 1
214240092 | Central HP <5.4 tons | TEMPSTAR | HRCU-A-CB (Split System: Heat Pump with Remote Outdoor Unit-Air-Source) | TVH837GKA** |  |  | EN(A,D,W)4X60L24**+WALLCON | *96CTN1002122B* | 32800 | 17.5 | 8.1 | 32200 | 24600 | 76.4% | 1.96 | 0 | 12 |  |  |  |  | R-410A | 2.7333 | Residential & Commercial | USHP | Ducted CEE Tier 1
216776074 | Central HP <5.4 tons | LENNOX | HRCU-A-CB (Split System: Heat Pump with Remote Outdoor Unit-Air-Source) | SL22KLV-036-230A** |  |  | CK40[C,U]T-49C-**+TDR | SL297UH080NV48C* | 35200 | 19 | 9 | 32000 | 31600 | 98.75% | 2.06 | 0 | 12.8 |  |  |  |  | R-454B | 2.9333 | Residential & Commercial | USHP | Ducted CEE Tier 1
215676314 | Central HP <5.4 tons | BRYANT HEATING AND COOLING SYSTEMS | HRCU-A-CB (Split System: Heat Pump with Remote Outdoor Unit-Air-Source) | 290VAN048**AA* |  |  | CVAVA4924XMA*+UI | 88*TB60110C21*** | 48000 | 19 | 9 | 50000 | 36400 | 72.8% | 2 | 0 | 10.5 |  |  |  |  | R-454B | 4 | Residential & Commercial | USHP | Ducted CEE Tier 1
214239642 | Central HP <5.4 tons | TEMPSTAR | HRCU-A-CB (Split System: Heat Pump with Remote Outdoor Unit-Air-Source) | TVH837GKA** |  |  | END4X42L17**+WALLCON | *80CTL0451712B* | 31800 | 16.5 | 8.1 | 33400 | 25000 | 74.85% | 1.86 | 0 | 11 |  |  |  |  | R-410A | 2.65 | Residential & Commercial | USHP | Ducted CEE Tier 1
216679509 | Central HP <5.4 tons | HEIL | HRCU-A-CB (Split System: Heat Pump with Remote Outdoor Unit-Air-Source) | DLCURAH24ABK |  |  | EN(A,D)4X30L17** | *97VTN0601716A* | 23600 | 16.5 | 9 | 25800 | 23600 | 91.47% | 1.76 | 0 | 10 |  |  |  |  | R-410A | 1.9667 | Residential & Commercial | USHP | Ducted CEE Tier 1
216680829 | Central HP <5.4 tons | HEIL | HRCU-A-CB (Split System: Heat Pump with Remote Outdoor Unit-Air-Source) | DLCURAH18ABK |  |  | EA*4X19L17A* | *97VTN0801716A* | 17700 | 16.5 | 8.5 | 17700 | 17700 | 100% | 1.96 | 0 | 10.5 |  |  |  |  | R-410A | 1.475 | Residential & Commercial | USHP | Ducted CEE Tier 1
213780936 | Central HP <5.4 tons | BRYANT HEATING AND COOLING SYSTEMS | HRCU-A-CB (Split System: Heat Pump with Remote Outdoor Unit-Air-Source) | 288BNV037*0**B* |  |  | CAP**3721AL*+UI | 986TD42060C17*** | 32600 | 17 | 8.1 | 33000 | 25400 | 76.97% | 1.94 | 0 | 11 |  |  |  |  | R-410A | 2.7167 | Residential & Commercial | USHP | Ducted CEE Tier 1
216769909 | Central HP <5.4 tons | AMERICAN STANDARD | HRCU-A-CB (Split System: Heat Pump with Remote Outdoor Unit-Air-Source) | 5A6H7036A1 |  |  | 5PX*C005AS3 | *UHMC100CCV4 | 32200 | 16 | 8.7 | 32000 | 23800 | 74.38% | 2.12 | 0 | 12 |  |  |  |  | R-454B | 2.6833 | Residential & Commercial | USHP | Ducted CEE Tier 1
216769929 | Central HP <5.4 tons | AMERICAN STANDARD | HRCU-A-CB (Split System: Heat Pump with Remote Outdoor Unit-Air-Source) | 5A6H7036A1 |  |  | 5PX*CD09AS3 | S8X1C100M5PSC | 34400 | 17 | 8.7 | 32600 | 24200 | 74.23% | 2.17 | 0 | 12 |  |  |  |  | R-454B | 2.8667 | Residential & Commercial | USHP | Ducted CEE Tier 1
216769943 | Central HP <5.4 tons | AMERICAN STANDARD | HRCU-A-CB (Split System: Heat Pump with Remote Outdoor Unit-Air-Source) | 5A6H7036A1 |  |  | 5TXCC005AS3 | S8X1C080M5PSC | 32600 | 16.5 | 8.7 | 32400 | 24000 | 74.07% | 2.14 | 0 | 11.7 |  |  |  |  | R-454B | 2.7167 | Residential & Commercial | USHP | Ducted CEE Tier 1
214574428 | Central HP <5.4 tons | CARRIER | HRCU-A-CB (Split System: Heat Pump with Remote Outdoor Unit-Air-Source) | 25VNA837A*031* |  |  | CSPH*6012AL*+UI | 59MN7C080C21**20 | 33000 | 17 | 8.5 | 32200 | 24800 | 77.02% | 2 | 0 | 11.5 |  |  |  |  | R-410A | 2.75 | Residential & Commercial | USHP | Ducted CEE Tier 1
213771174 | Central HP <5.4 tons | TEMPSTAR | HRCU-A-CB (Split System: Heat Pump with Remote Outdoor Unit-Air-Source) | TVH825GKA2* |  |  | EA*4X37L21A*+WALLCON | *80CTL1102120B* | 24400 | 17 | 8.5 | 21200 | 16600 | 78.3% | 2.04 | 0 | 11 |  |  |  |  | R-410A | 2.0333 | Residential & Commercial | USHP | Ducted CEE Tier 1
216776078 | Central HP <5.4 tons | LENNOX | HRCU-A-CB (Split System: Heat Pump with Remote Outdoor Unit-Air-Source) | SL22KLV-036-230A** |  |  | CK40[C,U]T-49C-**+TDR | SLP99UH110XV60C* | 35200 | 18.5 | 9 | 32200 | 31600 | 98.14% | 2.04 | 0 | 12.8 |  |  |  |  | R-454B | 2.9333 | Residential & Commercial | USHP | Ducted CEE Tier 1
216766570 | Central HP <5.4 tons | TRANE | HRCU-A-CB (Split System: Heat Pump with Remote Outdoor Unit-Air-Source) | 5TWR7048A1 |  |  | 5TXCC009AS3 | S9V2C080U5VSB | 43500 | 16.5 | 8.7 | 43500 | 32000 | 73.56% | 2.22 | 0 | 12.5 |  |  |  |  | R-454B | 3.625 | Residential & Commercial | USHP | Ducted CEE Tier 1
215677198 | Central HP <5.4 tons | COMFORTMAKER | HRCU-A-CB (Split System: Heat Pump with Remote Outdoor Unit-Air-Source) | C5H0V60*K*AAA* |  |  | EVM5X60M24A*+WALLCON | *96CTN1002122B* | 56500 | 18.5 | 9 | 63000 | 44500 | 70.63% | 2.08 | 0 | 9 |  |  |  |  | R-454B | 4.7083 | Residential & Commercial | USHP
215677248 | Central HP <5.4 tons | COMFORTMAKER | HRCU-A-CB (Split System: Heat Pump with Remote Outdoor Unit-Air-Source) | C5H0V60*K*AAA* |  |  | EVM5X61M24A*+WALLCON | *95CSU0802120B* | 57500 | 18 | 9 | 64000 | 45000 | 70.31% | 2.08 | 0 | 9 |  |  |  |  | R-454B | 4.7917 | Residential & Commercial | USHP
215677448 | Central HP <5.4 tons | COMFORTMAKER | HRCU-A-CB (Split System: Heat Pump with Remote Outdoor Unit-Air-Source) | C5H0V60*K*AAA* |  |  | EVD5X60M24A*+WALLCON | *80CTL0702120B* | 56000 | 18 | 9 | 63500 | 45000 | 70.87% | 2.06 | 0 | 9 |  |  |  |  | R-454B | 4.6667 | Residential & Commercial | USHP
216766851 | Central HP <5.4 tons | TRANE | HRCU-A-CB (Split System: Heat Pump with Remote Outdoor Unit-Air-Source) | 5TWX7024A1 |  |  | 5TXCB004AS3 | S9X2B060U4PSB | 23200 | 16 | 8.7 | 21800 | 17200 | 78.9% | 2.01 | 0 | 12.5 |  |  |  |  | R-454B | 1.9333 | Residential & Commercial | USHP | Ducted CEE Tier 1
216571149 | Central HP <5.4 tons | AMERICAN STANDARD | HRCU-A-CB (Split System: Heat Pump with Remote Outdoor Unit-Air-Source) | 5A6V0X60A1 |  |  | 5PX*D008AS3 | S8V2C080M5PDB | 52000 | 18.6 | 9 | 54000 | 38500 | 71.3% | 2 | 0 | 10 |  |  |  |  | R-454B | 4.3333 | Residential & Commercial | USHP | Ducted CEE Tier 1
211713321 | Central HP <5.4 tons | CARRIER | HRCU-A-CB (Split System: Heat Pump with Remote Outdoor Unit-Air-Source) | 38MURAQ30AB3* |  |  | CAP**4321AL* | 59SC2D060E17**14 | 30400 | 15.2 | 8.1 | 33000 | 26200 | 79.39% | 1.84 | 0 | 9 |  |  |  |  | R-410A | 2.5333 | Residential & Commercial | USHP
215935424 | Central HP <5.4 tons | CARRIER | HRCU-A-CB (Split System: Heat Pump with Remote Outdoor Unit-Air-Source) | 27VNA336A*030* |  |  | CVAMA6024XMA*+UI | 59MN7C120C24**22 | 35400 | 22 | 8.5 | 38000 | 28400 | 74.74% | 2.04 | 0 | 12.5 |  |  |  |  | R-454B | 2.95 | Residential & Commercial | USHP | Ducted CEE Tier 1
212974524 | Central HP <5.4 tons | AIRQUEST | HRCU-A-CB (Split System: Heat Pump with Remote Outdoor Unit-Air-Source) | DLCURAH30ABK |  |  | EA*4X42L24A* | *96VSN1202422B* | 30200 | 15.2 | 8.1 | 34400 | 27400 | 79.65% | 1.8 | 0 | 9 |  |  |  |  | R-410A | 2.5167 | Residential & Commercial | USHP
215935674 | Central HP <5.4 tons | CARRIER | HRCU-A-CB (Split System: Heat Pump with Remote Outdoor Unit-Air-Source) | 27VNA336A*030* |  |  | CVAVA3621XMA*+UI | 59CU5B060C17**16 | 34200 | 20.5 | 8.5 | 39000 | 28600 | 73.33% | 2.04 | 0 | 11.5 |  |  |  |  | R-454B | 2.85 | Residential & Commercial | USHP | Ducted CEE Tier 1
215677048 | Central HP <5.4 tons | COMFORTMAKER | HRCU-A-CB (Split System: Heat Pump with Remote Outdoor Unit-Air-Source) | C5H0V60*K*AAA* |  |  | EVM5X60M21A*+WALLCON | *97CMN0602120B* | 55500 | 17.5 | 8.5 | 65000 | 46000 | 70.77% | 1.94 | 0 | 8.5 |  |  |  |  | R-454B | 4.625 | Residential & Commercial | USHP
211261898 | Central HP <5.4 tons | DAY & NIGHT | HRCU-A-CB (Split System: Heat Pump with Remote Outdoor Unit-Air-Source) | DLCURAH18ABK |  |  | EA*4X30L17A* | *95ESN0601412A* | 18000 | 16 | 8.5 | 18500 | 18500 | 100% | 2.22 | 0 | 10.5 |  |  |  |  | R-410A | 1.5 | Residential & Commercial | USHP | Ducted CEE Tier 1
214505187 | Central HP <5.4 tons | DAIKIN | HRCU-A-CB (Split System: Heat Pump with Remote Outdoor Unit-Air-Source) | DZ6VSA241EA* |  |  | CA*EA2422*4B* | D*96VC0403BNA* | 23000 | 17 | 8.6 | 23000 | 16100 | 70% | 2 | 0 | 10 |  |  |  |  | R-410A | 1.9167 | Residential & Commercial | USHP | Ducted CEE Tier 1
214505270 | Central HP <5.4 tons | DAIKIN | HRCU-A-CB (Split System: Heat Pump with Remote Outdoor Unit-Air-Source) | DZ6VSA241EA* |  |  | CA*EA3026*4B* | D*97MC0804CNA* | 23000 | 17 | 8.6 | 23000 | 16100 | 70% | 2 | 0 | 10 |  |  |  |  | R-410A | 1.9167 | Residential & Commercial | USHP | Ducted CEE Tier 1
214505405 | Central HP <5.4 tons | DAIKIN | HRCU-A-CB (Split System: Heat Pump with Remote Outdoor Unit-Air-Source) | DZ6VSA241EA* |  |  | CA*EA3026*4B*+MBVK12BP1X00A* | 0 | 23000 | 17 | 8.6 | 23000 | 16100 | 70% | 2 | 0 | 10 |  |  |  |  | R-410A | 1.9167 | Residential & Commercial | USHP | Ducted CEE Tier 1
216770112 | Central HP <5.4 tons | TRANE | HRCU-A-CB (Split System: Heat Pump with Remote Outdoor Unit-Air-Source) | 5TWX7036A1 |  |  | 5TXCC009AS3 | S8X1C100M5PSC | 34400 | 16.5 | 8.7 | 32600 | 24200 | 74.23% | 2.2 | 0 | 12 |  |  |  |  | R-454B | 2.8667 | Residential & Commercial | USHP | Ducted CEE Tier 1
216776126 | Central HP <5.4 tons | LENNOX | HRCU-A-CB (Split System: Heat Pump with Remote Outdoor Unit-Air-Source) | SL22KLV-060-230A** |  |  | CK40[C,U]T-60C-**+TDR | SL297UH080NV60C* | 56000 | 19.5 | 9 | 52500 | 43000 | 81.9% | 1.92 | 0 | 11.2 |  |  |  |  | R-454B | 4.6667 | Residential & Commercial | USHP | Ducted CEE Tier 1
216776129 | Central HP <5.4 tons | LENNOX | HRCU-A-CB (Split System: Heat Pump with Remote Outdoor Unit-Air-Source) | SL22KLV-060-230A** |  |  | CK40[C,U]T-60C-**+TDR | EL297UH090XV60C* | 56000 | 20 | 8.5 | 52500 | 42500 | 80.95% | 1.94 | 0 | 11.5 |  |  |  |  | R-454B | 4.6667 | Residential & Commercial | USHP | Ducted CEE Tier 1
214807661 | Central HP <5.4 tons | YORK | HRCU-A-CB (Split System: Heat Pump with Remote Outdoor Unit-Air-Source) | HH860E2S11 |  |  | CTU60C5XGS1+TXV | Y81E100C16SMPS1 | 44000 | 18 | 9 | 44000 | 33200 | 75.45% | 2 | 0 | 12 |  |  |  |  | R-454B | 3.6667 | Residential & Commercial | USHP | Ducted CEE Tier 1
214573387 | Central HP <5.4 tons | TEMPSTAR | HRCU-A-CB (Split System: Heat Pump with Remote Outdoor Unit-Air-Source) | TVH837GKA** |  |  | EN(A,D,W)4X42L21**+WALLCON | *95CSU0802120B* | 31800 | 17 | 8.1 | 33000 | 24600 | 74.55% | 1.88 | 0 | 11 |  |  |  |  | R-410A | 2.65 | Residential & Commercial | USHP | Ducted CEE Tier 1
215935097 | Central HP <5.4 tons | AIRQUEST | HRCU-A-CB (Split System: Heat Pump with Remote Outdoor Unit-Air-Source) | H5H3V36*K*AAA* |  |  | EVM5X49M21A*+WALLCON | *97CMN0801714B* | 35400 | 21.5 | 8.5 | 38500 | 29000 | 75.32% | 2.02 | 0 | 12 |  |  |  |  | R-454B | 2.95 | Residential & Commercial | USHP | Ducted CEE Tier 1
215934697 | Central HP <5.4 tons | AIRQUEST | HRCU-A-CB (Split System: Heat Pump with Remote Outdoor Unit-Air-Source) | H5H3V36*K*AAA* |  |  | EVM5X32M17A*+WALLCON | *96CTN0401410B* | 33800 | 19.5 | 8.1 | 37200 | 26600 | 71.51% | 2.02 | 0 | 11.5 |  |  |  |  | R-454B | 2.8167 | Residential & Commercial | USHP | Ducted CEE Tier 1
215934797 | Central HP <5.4 tons | AIRQUEST | HRCU-A-CB (Split System: Heat Pump with Remote Outdoor Unit-Air-Source) | H5H3V36*K*AAA* |  |  | EVM5X44M21A*+WALLCON | *80CSU1002120A* | 35600 | 21.5 | 8.5 | 38000 | 28800 | 75.79% | 2.02 | 0 | 12 |  |  |  |  | R-454B | 2.9667 | Residential & Commercial | USHP | Ducted CEE Tier 1
215935147 | Central HP <5.4 tons | AIRQUEST | HRCU-A-CB (Split System: Heat Pump with Remote Outdoor Unit-Air-Source) | H5H3V36*K*AAA* |  |  | EVM5X60M21A*+WALLCON | *80CSU0401712A* | 35600 | 22 | 8.5 | 38000 | 28800 | 75.79% | 2.02 | 0 | 12 |  |  |  |  | R-454B | 2.9667 | Residential & Commercial | USHP | Ducted CEE Tier 1
216763468 | Central HP <5.4 tons | TRANE | HRCU-A-CB (Split System: Heat Pump with Remote Outdoor Unit-Air-Source) | 5TWR7024A1 |  |  | 5TEM6D04AV31+TDR | 0 | 23800 | 17.1 | 9.5 | 21800 | 17400 | 79.82% | 2.1 | 0 | 12.5 |  |  |  |  | R-454B | 1.9833 | Residential & Commercial | USHP | Ducted CEE Tier 1
216680529 | Central HP <5.4 tons | HEIL | HRCU-A-CB (Split System: Heat Pump with Remote Outdoor Unit-Air-Source) | DLCURAH24ABK |  |  | EA*4X36L17A* | *97VTN0801716A* | 23400 | 17 | 9 | 25600 | 23400 | 91.41% | 1.84 | 0 | 10 |  |  |  |  | R-410A | 1.95 | Residential & Commercial | USHP | Ducted CEE Tier 1
213780897 | Central HP <5.4 tons | HEIL | HRCU-A-CB (Split System: Heat Pump with Remote Outdoor Unit-Air-Source) | HVH837GKA2* |  |  | EA*4X37L21A*+WALLCON | *95CSU0601716B* | 32800 | 17 | 8.5 | 33000 | 25200 | 76.36% | 1.96 | 0 | 11 |  |  |  |  | R-410A | 2.7333 | Residential & Commercial | USHP | Ducted CEE Tier 1
213780917 | Central HP <5.4 tons | HEIL | HRCU-A-CB (Split System: Heat Pump with Remote Outdoor Unit-Air-Source) | HVH837GKA2* |  |  | EA*4X37L21A*+WALLCON | *97CMN0801714B* | 32800 | 17 | 8.1 | 33000 | 25200 | 76.36% | 1.96 | 0 | 11 |  |  |  |  | R-410A | 2.7333 | Residential & Commercial | USHP | Ducted CEE Tier 1
215678108 | Central HP <5.4 tons | COMFORTMAKER | HRCU-A-CB (Split System: Heat Pump with Remote Outdoor Unit-Air-Source) | C5H0V60*K*AAA* |  |  | ESH5X60M12A*+WALLCON | *95CSU0802120B* | 55500 | 16.5 | 8.5 | 60000 | 42000 | 70% | 1.9 | 0 | 8.5 |  |  |  |  | R-454B | 4.625 | Residential & Commercial | USHP
216776143 | Central HP <5.4 tons | LENNOX | HRCU-A-CB (Split System: Heat Pump with Remote Outdoor Unit-Air-Source) | SL22KLV-060-230A** |  |  | CK40[C,U]T-60D-**+TDR | SL280UH135V60D* | 55000 | 19.5 | 8.5 | 52500 | 43000 | 81.9% | 1.82 | 0 | 11.2 |  |  |  |  | R-454B | 4.5833 | Residential & Commercial | USHP | Ducted CEE Tier 1
216776145 | Central HP <5.4 tons | LENNOX | HRCU-A-CB (Split System: Heat Pump with Remote Outdoor Unit-Air-Source) | SL22KLV-060-230A** |  |  | CK40[C,U]T-60D-**+TDR | SLP99UH135XV60D* | 55000 | 19.5 | 8.5 | 52500 | 43000 | 81.9% | 1.84 | 0 | 11.2 |  |  |  |  | R-454B | 4.5833 | Residential & Commercial | USHP | Ducted CEE Tier 1
214421512 | Central HP <5.4 tons | LUXAIRE | HRCU-A-CB (Split System: Heat Pump with Remote Outdoor Unit-Air-Source) | HH860E2S11 |  |  | CTF60C5CHS1+JMET16CS2N1 | 0 | 53000 | 19 | 8.5 | 53500 | 38500 | 71.96% | 2 | 0 | 11.7 |  |  |  |  | R-454B | 4.4167 | Residential & Commercial | USHP | Ducted CEE Tier 1
214398048 | Central HP <5.4 tons | LUXAIRE | HRCU-A-CB (Split System: Heat Pump with Remote Outdoor Unit-Air-Source) | HH860E2S11 |  |  | CTM60C5CHS1 | TPLC100C20MP13 | 53500 | 19 | 9 | 54000 | 39000 | 72.22% | 2 | 0 | 11 |  |  |  |  | R-454B | 4.4583 | Residential & Commercial | USHP | Ducted CEE Tier 1
216682072 | Central HP <5.4 tons | HEIL | HRCU-A-CB (Split System: Heat Pump with Remote Outdoor Unit-Air-Source) | DLCURAH30ABK |  |  | EA*4X37L21A* | *97VTN1002120A* | 30600 | 15.2 | 9 | 33200 | 26000 | 78.31% | 1.8 | 0 | 9 |  |  |  |  | R-410A | 2.55 | Residential & Commercial | USHP
216770009 | Central HP <5.4 tons | AMERICAN STANDARD | HRCU-A-CB (Split System: Heat Pump with Remote Outdoor Unit-Air-Source) | 5A6H7048A1 |  |  | 5PX*D008AS3 | *UHMC100CCV4 | 43500 | 16 | 8.7 | 45000 | 32800 | 72.89% | 2.21 | 0 | 11.7 |  |  |  |  | R-454B | 3.625 | Residential & Commercial | USHP | Ducted CEE Tier 1
216769945 | Central HP <5.4 tons | AMERICAN STANDARD | HRCU-A-CB (Split System: Heat Pump with Remote Outdoor Unit-Air-Source) | 5A6H7036A1 |  |  | 5TXCC005AS3 | L9X1C100U5VSA | 31800 | 16 | 8.5 | 32200 | 24000 | 74.53% | 2.09 | 0 | 11.5 |  |  |  |  | R-454B | 2.65 | Residential & Commercial | USHP | Ducted CEE Tier 1
216769961 | Central HP <5.4 tons | AMERICAN STANDARD | HRCU-A-CB (Split System: Heat Pump with Remote Outdoor Unit-Air-Source) | 5A6H7036A1 |  |  | 5TXCC005AS3 | S8X2C100M5PSC | 32200 | 16 | 8.7 | 32200 | 23800 | 73.91% | 2.12 | 0 | 11.7 |  |  |  |  | R-454B | 2.6833 | Residential & Commercial | USHP | Ducted CEE Tier 1
213774484 | Central HP <5.4 tons | TEMPSTAR | HRCU-A-CB (Split System: Heat Pump with Remote Outdoor Unit-Air-Source) | TVH825GKA3* |  |  | EHD4X42AAL+WALLCON | *97CMN0801714B* | 24000 | 16 | 8.1 | 21400 | 16600 | 77.57% | 1.98 | 0 | 10.5 |  |  |  |  | R-410A | 2 | Residential & Commercial | USHP | Ducted CEE Tier 1
213779014 | Central HP <5.4 tons | TEMPSTAR | HRCU-A-CB (Split System: Heat Pump with Remote Outdoor Unit-Air-Source) | TVH837GKA** |  |  | EA*4X37L21A*+WALLCON | *97CMN0801714B* | 32800 | 17 | 8.1 | 33000 | 25200 | 76.36% | 1.96 | 0 | 11 |  |  |  |  | R-410A | 2.7333 | Residential & Commercial | USHP | Ducted CEE Tier 1
213779114 | Central HP <5.4 tons | TEMPSTAR | HRCU-A-CB (Split System: Heat Pump with Remote Outdoor Unit-Air-Source) | TVH837GKA** |  |  | EA*4X42L21A*+WALLCON | *95CSU0601716B* | 31600 | 16.5 | 8.1 | 33000 | 24600 | 74.55% | 1.86 | 0 | 10.5 |  |  |  |  | R-410A | 2.6333 | Residential & Commercial | USHP | Ducted CEE Tier 1
213779264 | Central HP <5.4 tons | TEMPSTAR | HRCU-A-CB (Split System: Heat Pump with Remote Outdoor Unit-Air-Source) | TVH837GKA** |  |  | EA*4X43L21A*+WALLCON | *80CTL0701716B* | 32800 | 17 | 8.5 | 33000 | 25200 | 76.36% | 1.96 | 0 | 11 |  |  |  |  | R-410A | 2.7333 | Residential & Commercial | USHP | Ducted CEE Tier 1
213779314 | Central HP <5.4 tons | TEMPSTAR | HRCU-A-CB (Split System: Heat Pump with Remote Outdoor Unit-Air-Source) | TVH837GKA** |  |  | EA*4X43L21A*+WALLCON | *97CMN0601714B* | 32600 | 16.5 | 8.1 | 33000 | 25400 | 76.97% | 1.94 | 0 | 11 |  |  |  |  | R-410A | 2.7167 | Residential & Commercial | USHP | Ducted CEE Tier 1
213779514 | Central HP <5.4 tons | TEMPSTAR | HRCU-A-CB (Split System: Heat Pump with Remote Outdoor Unit-Air-Source) | TVH837GKA** |  |  | EA*4X48L24A*+WALLCON | *80CTL1352422B* | 32400 | 17.5 | 8.5 | 32400 | 24800 | 76.54% | 1.98 | 0 | 11.5 |  |  |  |  | R-410A | 2.7 | Residential & Commercial | USHP | Ducted CEE Tier 1
213779614 | Central HP <5.4 tons | TEMPSTAR | HRCU-A-CB (Split System: Heat Pump with Remote Outdoor Unit-Air-Source) | TVH837GKA** |  |  | EA*4X60L24A*+WALLCON | *96CTN1002122B* | 32800 | 17.5 | 8.1 | 31800 | 24600 | 77.36% | 1.98 | 0 | 11.5 |  |  |  |  | R-410A | 2.7333 | Residential & Commercial | USHP | Ducted CEE Tier 1
215678158 | Central HP <5.4 tons | COMFORTMAKER | HRCU-A-CB (Split System: Heat Pump with Remote Outdoor Unit-Air-Source) | C5H0V60*K*AAA* |  |  | ESH5X60M12A*+WALLCON | *97CMN1202422B* | 55500 | 17 | 8.5 | 60000 | 42000 | 70% | 1.9 | 0 | 8.5 |  |  |  |  | R-454B | 4.625 | Residential & Commercial | USHP
213772516 | Central HP <5.4 tons | BRYANT HEATING AND COOLING SYSTEMS | HRCU-A-CB (Split System: Heat Pump with Remote Outdoor Unit-Air-Source) | 288BNV025*0**B* |  |  | CSPH*4812AL*+UI | 987MC42080C17*** | 24200 | 16 | 8.1 | 21400 | 16600 | 77.57% | 2.02 | 0 | 10.5 |  |  |  |  | R-410A | 2.0167 | Residential & Commercial | USHP | Ducted CEE Tier 1
215677788 | Central HP <5.4 tons | COMFORTMAKER | HRCU-A-CB (Split System: Heat Pump with Remote Outdoor Unit-Air-Source) | C5H0V60*K*AAA* |  |  | EA*5X60M24A*+WALLCON | *80CTL1102120B* | 55000 | 18.5 | 9 | 59000 | 41500 | 70.34% | 2.02 | 0 | 9 |  |  |  |  | R-454B | 4.5833 | Residential & Commercial | USHP
215677988 | Central HP <5.4 tons | COMFORTMAKER | HRCU-A-CB (Split System: Heat Pump with Remote Outdoor Unit-Air-Source) | C5H0V60*K*AAA* |  |  | EA*5X61M24A*+WALLCON | *97CMN0802120B* | 56000 | 18.5 | 9 | 60000 | 42000 | 70% | 2.02 | 0 | 9 |  |  |  |  | R-454B | 4.6667 | Residential & Commercial | USHP
213771314 | Central HP <5.4 tons | TEMPSTAR | HRCU-A-CB (Split System: Heat Pump with Remote Outdoor Unit-Air-Source) | TVH825GKA2* |  |  | EA*4X42L21A*+WALLCON | *97CMN0601714B* | 23600 | 16 | 8.1 | 21600 | 16700 | 77.31% | 1.94 | 0 | 10.5 |  |  |  |  | R-410A | 1.9667 | Residential & Commercial | USHP | Ducted CEE Tier 1
213771614 | Central HP <5.4 tons | TEMPSTAR | HRCU-A-CB (Split System: Heat Pump with Remote Outdoor Unit-Air-Source) | TVH825GKA2* |  |  | EA*4X48L21A*+WALLCON | *95CSU0601716B* | 24000 | 16.5 | 8.1 | 21000 | 16500 | 78.57% | 2 | 0 | 10.5 |  |  |  |  | R-410A | 2 | Residential & Commercial | USHP | Ducted CEE Tier 1
215677348 | Central HP <5.4 tons | COMFORTMAKER | HRCU-A-CB (Split System: Heat Pump with Remote Outdoor Unit-Air-Source) | C5H0V60*K*AAA* |  |  | EVD5X60M21A*+WALLCON | *80CTL0702120B* | 56500 | 18 | 9 | 64000 | 45000 | 70.31% | 2.06 | 0 | 9 |  |  |  |  | R-454B | 4.7083 | Residential & Commercial | USHP
215936094 | Central HP <5.4 tons | CARRIER | HRCU-A-CB (Split System: Heat Pump with Remote Outdoor Unit-Air-Source) | 27VNA336A*030* |  |  | CVAVA4221XMA*+UI | 59MN7C080C21**20 | 34400 | 20.5 | 8.5 | 38500 | 28200 | 73.25% | 2.04 | 0 | 11.7 |  |  |  |  | R-454B | 2.8667 | Residential & Commercial | USHP | Ducted CEE Tier 1
215936124 | Central HP <5.4 tons | CARRIER | HRCU-A-CB (Split System: Heat Pump with Remote Outdoor Unit-Air-Source) | 27VNA336A*030* |  |  | CVAVA4221XMA*+UI | 59TN6C080C17**14 | 34200 | 20.5 | 8.5 | 39000 | 28400 | 72.82% | 2.02 | 0 | 11.5 |  |  |  |  | R-454B | 2.85 | Residential & Commercial | USHP | Ducted CEE Tier 1
216776124 | Central HP <5.4 tons | LENNOX | HRCU-A-CB (Split System: Heat Pump with Remote Outdoor Unit-Air-Source) | SL22KLV-060-230A** |  |  | CK40[C,U]T-60C-**+TDR | SL280UH110V60C* | 56000 | 20 | 8.5 | 52000 | 42500 | 81.73% | 1.94 | 0 | 11.5 |  |  |  |  | R-454B | 4.6667 | Residential & Commercial | USHP | Ducted CEE Tier 1
216776147 | Central HP <5.4 tons | LENNOX | HRCU-A-CB (Split System: Heat Pump with Remote Outdoor Unit-Air-Source) | SL22KLV-060-230A** |  |  | CK40[C,U]T-60D-**+TDR | EL297UH110XV60C* | 55000 | 19.5 | 8.5 | 53000 | 43000 | 81.13% | 1.82 | 0 | 11 |  |  |  |  | R-454B | 4.5833 | Residential & Commercial | USHP | Ducted CEE Tier 1
216766766 | Central HP <5.4 tons | TRANE | HRCU-A-CB (Split System: Heat Pump with Remote Outdoor Unit-Air-Source) | 5TWR7060A1 |  |  | 5TXCD010AS3 | S9X2C080U5PSB | 52500 | 16 | 8.7 | 51000 | 38500 | 75.49% | 2.21 | 0 | 11 |  |  |  |  | R-454B | 4.375 | Residential & Commercial | USHP | Ducted CEE Tier 1
216763899 | Central HP <5.4 tons | TRANE | HRCU-A-CB (Split System: Heat Pump with Remote Outdoor Unit-Air-Source) | 5TWR7036A1 |  |  | 5TXCC007AS3 | S9V2C100U4VSB | 33600 | 17.1 | 9 | 32600 | 24200 | 74.23% | 2.1 | 0 | 12 |  |  |  |  | R-454B | 2.8 | Residential & Commercial | USHP | Ducted CEE Tier 1
216763913 | Central HP <5.4 tons | TRANE | HRCU-A-C (Split System: Heat Pump with Remote Outdoor Unit with No Indoor Fan --Air Source) | 5TWR7036A1 |  |  | 5TXCD008AS3 | 0 | 33400 | 16 | 8.7 | 33200 | 24600 | 74.1% | 2.1 | 0 | 11.5 |  |  |  |  | R-454B | 2.7833 | Residential & Commercial | USHP | Ducted CEE Tier 1
215683028 | Central HP <5.4 tons | COMFORTMAKER | HRCU-A-CB (Split System: Heat Pump with Remote Outdoor Unit-Air-Source) | C5H0V60*K*AAA* |  |  | EVD5X60M21A*+WALLCON | *80CSU1002120B* | 57000 | 18 | 9 | 63500 | 44500 | 70.08% | 2.08 | 0 | 9 |  |  |  |  | R-454B | 4.75 | Residential & Commercial | USHP
213779634 | Central HP <5.4 tons | TEMPSTAR | HRCU-A-CB (Split System: Heat Pump with Remote Outdoor Unit-Air-Source) | TVH837GKA** |  |  | EA*4X61L21A*+WALLCON | *80CTL0451712B* | 33000 | 17 | 8.1 | 32400 | 25200 | 77.78% | 1.94 | 0 | 11 |  |  |  |  | R-410A | 2.75 | Residential & Commercial | USHP | Ducted CEE Tier 1
213781068 | Central HP <5.4 tons | AIRQUEST | HRCU-A-CB (Split System: Heat Pump with Remote Outdoor Unit-Air-Source) | HVH837GKA2* |  |  | EA*4X42L21A*+WALLCON | *96CTN0801714B* | 31600 | 17 | 8.1 | 33000 | 24600 | 74.55% | 1.86 | 0 | 10.5 |  |  |  |  | R-410A | 2.6333 | Residential & Commercial | USHP | Ducted CEE Tier 1
213781338 | Central HP <5.4 tons | AIRQUEST | HRCU-A-CB (Split System: Heat Pump with Remote Outdoor Unit-Air-Source) | HVH837GKA2* |  |  | EA*4X48L21A*+WALLCON | *97CMN0601714B* | 32000 | 16.5 | 8.1 | 32800 | 25200 | 76.83% | 1.94 | 0 | 10.5 |  |  |  |  | R-410A | 2.6667 | Residential & Commercial | USHP | Ducted CEE Tier 1
216801822 | Central HP <5.4 tons | LUXAIRE | HRCU-A-CB (Split System: Heat Pump with Remote Outdoor Unit-Air-Source) | HH860E2S11 |  |  | CTU60C5XGS1+TXV | Z8ET120C20LMPS1 | 44500 | 19 | 9 | 44500 | 32000 | 71.91% | 2 | 0 | 12 |  |  |  |  | R-454B | 3.7083 | Residential & Commercial | USHP | Ducted CEE Tier 1
216801824 | Central HP <5.4 tons | LUXAIRE | HRCU-A-CB (Split System: Heat Pump with Remote Outdoor Unit-Air-Source) | HH860E2S11 |  |  | CTM60C5CHS1 | Z8ET100C20LMPS1 | 54000 | 19 | 9 | 54000 | 38000 | 70.37% | 2 | 0 | 12 |  |  |  |  | R-454B | 4.5 | Residential & Commercial | USHP | Ducted CEE Tier 1
216570907 | Central HP <5.4 tons | AMERICAN STANDARD | HRCU-A-CB (Split System: Heat Pump with Remote Outdoor Unit-Air-Source) | 5A6V0X24A1 |  |  | 5TXCA002AS3 | L8V1A060U3VSB+LRP | 21600 | 21 | 9.4 | 24200 | 18300 | 75.62% | 2 | 0 | 11.2 |  |  |  |  | R-454B | 1.8 | Residential & Commercial | USHP | Ducted CEE Tier 1
214574668 | Central HP <5.4 tons | CARRIER | HRCU-A-CB (Split System: Heat Pump with Remote Outdoor Unit-Air-Source) | 25VNA837A*031* |  |  | CNPV*4824AL*+UI | 59MN7C080C21**20 | 32400 | 17.5 | 8.5 | 32800 | 24800 | 75.61% | 1.96 | 0 | 11.5 |  |  |  |  | R-410A | 2.7 | Residential & Commercial | USHP | Ducted CEE Tier 1
214240042 | Central HP <5.4 tons | TEMPSTAR | HRCU-A-CB (Split System: Heat Pump with Remote Outdoor Unit-Air-Source) | TVH837GKA** |  |  | EN(A,D,W)4X60L24**+WALLCON | *80CTL0902120B* | 32800 | 17.5 | 8.1 | 32200 | 24600 | 76.4% | 1.96 | 0 | 12 |  |  |  |  | R-410A | 2.7333 | Residential & Commercial | USHP | Ducted CEE Tier 1
214240062 | Central HP <5.4 tons | TEMPSTAR | HRCU-A-CB (Split System: Heat Pump with Remote Outdoor Unit-Air-Source) | TVH837GKA** |  |  | EN(A,D,W)4X60L24**+WALLCON | *80CTL1352422B* | 32800 | 17.5 | 8.1 | 32200 | 24600 | 76.4% | 1.96 | 0 | 12 |  |  |  |  | R-410A | 2.7333 | Residential & Commercial | USHP | Ducted CEE Tier 1
214573543 | Central HP <5.4 tons | COMFORTMAKER | HRCU-A-CB (Split System: Heat Pump with Remote Outdoor Unit-Air-Source) | CVH837GKA** |  |  | EN(A,D)4X48L24**+WALLCON | *96CTN0802120B* | 32400 | 17.5 | 8.5 | 32600 | 24800 | 76.07% | 1.98 | 0 | 11.5 |  |  |  |  | R-410A | 2.7 | Residential & Commercial | USHP | Ducted CEE Tier 1
215679238 | Central HP <5.4 tons | COMFORTMAKER | HRCU-A-CB (Split System: Heat Pump with Remote Outdoor Unit-Air-Source) | C5H0V36*K*AAA* |  |  | EA*5X37M17A*+WALLCON | *80CSU0401712B* | 34200 | 17 | 9 | 35600 | 25400 | 71.35% | 1.88 | 0 | 9.5 |  |  |  |  | R-454B | 2.85 | Residential & Commercial | USHP
216682108 | Central HP <5.4 tons | HEIL | HRCU-A-CB (Split System: Heat Pump with Remote Outdoor Unit-Air-Source) | DLCURAH30ABK |  |  | EA*4X43L21A* | *97VTN1002120A* | 30600 | 15.2 | 9 | 33200 | 26000 | 78.31% | 1.8 | 0 | 9 |  |  |  |  | R-410A | 2.55 | Residential & Commercial | USHP
216682817 | Central HP <5.4 tons | HEIL | HRCU-A-CB (Split System: Heat Pump with Remote Outdoor Unit-Air-Source) | DLCURAH30ABK |  |  | EA*4X43L21A* | *97VTN1002122A* | 30400 | 15.2 | 9 | 33000 | 26000 | 78.79% | 1.78 | 0 | 9 |  |  |  |  | R-410A | 2.5333 | Residential & Commercial | USHP
215935226 | Central HP <5.4 tons | HEIL | HRCU-A-CB (Split System: Heat Pump with Remote Outdoor Unit-Air-Source) | H5H3V36*K*AAA* |  |  | EVM5X60M21A*+WALLCON | *80CTL1102120B* | 35600 | 22 | 8.5 | 38000 | 28400 | 74.74% | 2.02 | 0 | 12.5 |  |  |  |  | R-454B | 2.9667 | Residential & Commercial | USHP | Ducted CEE Tier 1
216570859 | Central HP <5.4 tons | AMERICAN STANDARD | HRCU-A-CB (Split System: Heat Pump with Remote Outdoor Unit-Air-Source) | 5A6V0X24A1 |  |  | 5PX*B003AS3 | S8V2B060M4PCB | 21600 | 20.6 | 10 | 24000 | 18400 | 76.67% | 2.2 | 0 | 11.5 |  |  |  |  | R-454B | 1.8 | Residential & Commercial | USHP | Ducted CEE Tier 1
216570893 | Central HP <5.4 tons | AMERICAN STANDARD | HRCU-A-CB (Split System: Heat Pump with Remote Outdoor Unit-Air-Source) | 5A6V0X24A1 |  |  | 5PX*BD06AS3 | S8V2B060M4PDB | 22000 | 21 | 10 | 23400 | 18100 | 77.35% | 2.2 | 0 | 11.7 |  |  |  |  | R-454B | 1.8333 | Residential & Commercial | USHP | Ducted CEE Tier 1
216570895 | Central HP <5.4 tons | AMERICAN STANDARD | HRCU-A-CB (Split System: Heat Pump with Remote Outdoor Unit-Air-Source) | 5A6V0X24A1 |  |  | 5PX*BD06AS3 | S8V2B060M4PCB | 22000 | 21 | 10 | 23400 | 18100 | 77.35% | 2.2 | 0 | 11.7 |  |  |  |  | R-454B | 1.8333 | Residential & Commercial | USHP | Ducted CEE Tier 1
216679473 | Central HP <5.4 tons | HEIL | HRCU-A-CB (Split System: Heat Pump with Remote Outdoor Unit-Air-Source) | DLCURAH24ABK |  |  | EHD4X30AAL | *97VTN0601716A* | 23600 | 16 | 9 | 25800 | 23200 | 89.92% | 1.8 | 0 | 10 |  |  |  |  | R-410A | 1.9667 | Residential & Commercial | USHP | Ducted CEE Tier 1
213781697 | Central HP <5.4 tons | HEIL | HRCU-A-CB (Split System: Heat Pump with Remote Outdoor Unit-Air-Source) | HVH837GKA2* |  |  | EA*4X61L24A*+WALLCON | *97CMN1202422B* | 33200 | 17.5 | 8.5 | 32000 | 24800 | 77.5% | 1.98 | 0 | 11.7 |  |  |  |  | R-410A | 2.7667 | Residential & Commercial | USHP | Ducted CEE Tier 1
213781947 | Central HP <5.4 tons | HEIL | HRCU-A-CB (Split System: Heat Pump with Remote Outdoor Unit-Air-Source) | HVH837GKA2* |  |  | EHD4X42AAL+WALLCON | *80CTL1352422B* | 32600 | 16.5 | 8.1 | 33000 | 24600 | 74.55% | 1.96 | 0 | 11 |  |  |  |  | R-410A | 2.7167 | Residential & Commercial | USHP | Ducted CEE Tier 1
213782297 | Central HP <5.4 tons | HEIL | HRCU-A-CB (Split System: Heat Pump with Remote Outdoor Unit-Air-Source) | HVH837GKA2* |  |  | EHD4X60AAL+WALLCON | *97CMN0801714B* | 32800 | 16.5 | 8.1 | 32600 | 25000 | 76.69% | 1.96 | 0 | 11 |  |  |  |  | R-410A | 2.7333 | Residential & Commercial | USHP | Ducted CEE Tier 1
215679588 | Central HP <5.4 tons | COMFORTMAKER | HRCU-A-CB (Split System: Heat Pump with Remote Outdoor Unit-Air-Source) | C5H0V36*K*AAA* |  |  | EA*5X60M24A*+WALLCON | *97CTN1202422A* | 34400 | 18.5 | 9 | 34200 | 24800 | 72.51% | 1.9 | 0 | 10.5 |  |  |  |  | R-454B | 2.8667 | Residential & Commercial | USHP | Ducted CEE Tier 1
214241734 | Central HP <5.4 tons | TEMPSTAR | HRCU-A-CB (Split System: Heat Pump with Remote Outdoor Unit-Air-Source) | TVH825GKA3* |  |  | EN(A,D)4X30L17**+WALLCON | *97CMN0801714B* | 23400 | 16.5 | 8.1 | 21600 | 16700 | 77.31% | 1.9 | 0 | 10.5 |  |  |  |  | R-410A | 1.95 | Residential & Commercial | USHP | Ducted CEE Tier 1
216764234 | Central HP <5.4 tons | TRANE | HRCU-A-CB (Split System: Heat Pump with Remote Outdoor Unit-Air-Source) | 5TWX7036A1 |  |  | 5PX*B004AS3 | S9V2B080U4PSC | 32200 | 17 | 8.7 | 32400 | 24000 | 74.07% | 2.1 | 0 | 11.7 |  |  |  |  | R-454B | 2.6833 | Residential & Commercial | USHP | Ducted CEE Tier 1
216764239 | Central HP <5.4 tons | TRANE | HRCU-A-CB (Split System: Heat Pump with Remote Outdoor Unit-Air-Source) | 5TWX7036A1 |  |  | 5PX*B006AS3 | S9V2B080U4VSB | 33200 | 17.5 | 8.7 | 32400 | 24000 | 74.07% | 2.1 | 0 | 12 |  |  |  |  | R-454B | 2.7667 | Residential & Commercial | USHP | Ducted CEE Tier 1
216764241 | Central HP <5.4 tons | TRANE | HRCU-A-CB (Split System: Heat Pump with Remote Outdoor Unit-Air-Source) | 5TWX7036A1 |  |  | 5PX*B006AS3 | S9V2B060U4PSC | 33200 | 17.5 | 8.7 | 32400 | 24000 | 74.07% | 2.1 | 0 | 12 |  |  |  |  | R-454B | 2.7667 | Residential & Commercial | USHP | Ducted CEE Tier 1
216764264 | Central HP <5.4 tons | TRANE | HRCU-A-CB (Split System: Heat Pump with Remote Outdoor Unit-Air-Source) | 5TWX7036A1 |  |  | 5PX*BD04AS3 | S9V2B060D3VSB | 32400 | 16.5 | 8.2 | 33400 | 24600 | 73.65% | 1.9 | 0 | 11.7 |  |  |  |  | R-454B | 2.7 | Residential & Commercial | USHP | Ducted CEE Tier 1
216764273 | Central HP <5.4 tons | TRANE | HRCU-A-CB (Split System: Heat Pump with Remote Outdoor Unit-Air-Source) | 5TWX7036A1 |  |  | 5PX*BD06AS3 | S9V2B040D3PSC | 32600 | 17.1 | 8.5 | 33000 | 24200 | 73.33% | 2 | 0 | 12 |  |  |  |  | R-454B | 2.7167 | Residential & Commercial | USHP | Ducted CEE Tier 1
211241454 | Central HP <5.4 tons | DAY & NIGHT | HRCU-A-CB (Split System: Heat Pump with Remote Outdoor Unit-Air-Source) | DLCURAH24ABK |  |  | EA*4X30L17A* | *80ES(N,L)0701716A* | 24800 | 16 | 8.5 | 26800 | 22200 | 82.84% | 1.82 | 0 | 10 |  |  |  |  | R-410A | 2.0667 | Residential & Commercial | USHP | Ducted CEE Tier 1
211242969 | Central HP <5.4 tons | DAY & NIGHT | HRCU-A-CB (Split System: Heat Pump with Remote Outdoor Unit-Air-Source) | DLCURAH24ABK |  |  | EA*4X37L17A* | *95ESN0601412A* | 25000 | 16 | 8.5 | 26000 | 21200 | 81.54% | 1.76 | 0 | 10 |  |  |  |  | R-410A | 2.0833 | Residential & Commercial | USHP | Ducted CEE Tier 1
211243033 | Central HP <5.4 tons | DAY & NIGHT | HRCU-A-CB (Split System: Heat Pump with Remote Outdoor Unit-Air-Source) | DLCURAH24ABK |  |  | EA*4X37L17A* | *80ES(N,L)0451712A* | 24600 | 16.5 | 8.5 | 25600 | 21600 | 84.38% | 1.8 | 0 | 10 |  |  |  |  | R-410A | 2.05 | Residential & Commercial | USHP | Ducted CEE Tier 1
211243487 | Central HP <5.4 tons | DAY & NIGHT | HRCU-A-CB (Split System: Heat Pump with Remote Outdoor Unit-Air-Source) | DLCURAH24ABK |  |  | EA*4X37L21A* | *80VTL1102122A* | 24400 | 17 | 8.5 | 25200 | 21200 | 84.13% | 1.8 | 0 | 10.5 |  |  |  |  | R-410A | 2.0333 | Residential & Commercial | USHP | Ducted CEE Tier 1
211243521 | Central HP <5.4 tons | DAY & NIGHT | HRCU-A-CB (Split System: Heat Pump with Remote Outdoor Unit-Air-Source) | DLCURAH24ABK |  |  | EA*4X37L21A* | *80ES(N,L)0702116A* | 25000 | 17 | 8.5 | 25600 | 20800 | 81.25% | 1.76 | 0 | 10.5 |  |  |  |  | R-410A | 2.0833 | Residential & Commercial | USHP | Ducted CEE Tier 1
211243569 | Central HP <5.4 tons | DAY & NIGHT | HRCU-A-CB (Split System: Heat Pump with Remote Outdoor Unit-Air-Source) | DLCURAH24ABK |  |  | EA*4X37L21A* | *92ESN0601714A* | 25000 | 17 | 8.5 | 25600 | 20800 | 81.25% | 1.76 | 0 | 10.5 |  |  |  |  | R-410A | 2.0833 | Residential & Commercial | USHP | Ducted CEE Tier 1
211243635 | Central HP <5.4 tons | DAY & NIGHT | HRCU-A-CB (Split System: Heat Pump with Remote Outdoor Unit-Air-Source) | DLCURAH24ABK |  |  | EA*4X37L21A* | *92ESN0401712A* | 24400 | 16 | 8.1 | 25400 | 21200 | 83.46% | 1.78 | 0 | 10 |  |  |  |  | R-410A | 2.0333 | Residential & Commercial | USHP | Ducted CEE Tier 1
211243646 | Central HP <5.4 tons | DAY & NIGHT | HRCU-A-CB (Split System: Heat Pump with Remote Outdoor Unit-Air-Source) | DLCURAH24ABK |  |  | EA*4X37L21A* | *80ESU0802120A | 25000 | 17.5 | 8.5 | 25600 | 20800 | 81.25% | 1.76 | 0 | 10.5 |  |  |  |  | R-410A | 2.0833 | Residential & Commercial | USHP | Ducted CEE Tier 1
211243703 | Central HP <5.4 tons | DAY & NIGHT | HRCU-A-CB (Split System: Heat Pump with Remote Outdoor Unit-Air-Source) | DLCURAH24ABK |  |  | EN(A,D)4X24L14** | *80VSL0451412A* | 23800 | 16 | 8.5 | 26800 | 23200 | 86.57% | 1.9 | 0 | 10 |  |  |  |  | R-410A | 1.9833 | Residential & Commercial | USHP | Ducted CEE Tier 1
211243135 | Central HP <5.4 tons | DAY & NIGHT | HRCU-A-CB (Split System: Heat Pump with Remote Outdoor Unit-Air-Source) | DLCURAH24ABK |  |  | EA*4X37L17A* | *92ESN0401712A* | 24200 | 16 | 8.1 | 25400 | 22000 | 86.61% | 1.82 | 0 | 10 |  |  |  |  | R-410A | 2.0167 | Residential & Commercial | USHP | Ducted CEE Tier 1
216776031 | Central HP <5.4 tons | LENNOX | HRCU-A-CB (Split System: Heat Pump with Remote Outdoor Unit-Air-Source) | SL22KLV-024-230A** |  |  | CK40[C,U]T-30B-**+TDR | SLP99UH070XV36B* | 22200 | 19.5 | 8.2 | 24000 | 22800 | 95% | 1.78 | 0 | 12.2 |  |  |  |  | R-454B | 1.85 | Residential & Commercial | USHP | Ducted CEE Tier 1
216764275 | Central HP <5.4 tons | TRANE | HRCU-A-CB (Split System: Heat Pump with Remote Outdoor Unit-Air-Source) | 5TWX7036A1 |  |  | 5PX*BD06AS3 | S9V2B060D3VSB | 33000 | 17.1 | 8.7 | 33200 | 24400 | 73.49% | 2 | 0 | 12 |  |  |  |  | R-454B | 2.75 | Residential & Commercial | USHP | Ducted CEE Tier 1
216764284 | Central HP <5.4 tons | TRANE | HRCU-A-CB (Split System: Heat Pump with Remote Outdoor Unit-Air-Source) | 5TWX7036A1 |  |  | 5PX*C005AS3 | S9V2C100U4VSB | 32200 | 17.1 | 8.7 | 32200 | 23800 | 73.91% | 2.1 | 0 | 12 |  |  |  |  | R-454B | 2.6833 | Residential & Commercial | USHP | Ducted CEE Tier 1
216764289 | Central HP <5.4 tons | TRANE | HRCU-A-CB (Split System: Heat Pump with Remote Outdoor Unit-Air-Source) | 5TWX7036A1 |  |  | 5PX*C007AS3 | S9V2C100U5PSC | 33600 | 17.5 | 9 | 32600 | 24200 | 74.23% | 2.1 | 0 | 12 |  |  |  |  | R-454B | 2.8 | Residential & Commercial | USHP | Ducted CEE Tier 1
216764300 | Central HP <5.4 tons | TRANE | HRCU-A-CB (Split System: Heat Pump with Remote Outdoor Unit-Air-Source) | 5TWX7036A1 |  |  | 5PX*C009AS3 | *UHMC100CCV4 | 34000 | 17.5 | 9 | 32200 | 23800 | 73.91% | 2.2 | 0 | 12.5 |  |  |  |  | R-454B | 2.8333 | Residential & Commercial | USHP | Ducted CEE Tier 1
216764334 | Central HP <5.4 tons | TRANE | HRCU-A-CB (Split System: Heat Pump with Remote Outdoor Unit-Air-Source) | 5TWX7036A1 |  |  | 5TEM6D04AV31+TDR | 0 | 33600 | 17.5 | 9 | 32600 | 24000 | 73.62% | 2.2 | 0 | 12 |  |  |  |  | R-454B | 2.8 | Residential & Commercial | USHP | Ducted CEE Tier 1
216764343 | Central HP <5.4 tons | TRANE | HRCU-A-CB (Split System: Heat Pump with Remote Outdoor Unit-Air-Source) | 5TWX7036A1 |  |  | 5TXCB004AS3 | *UHMB080CCV3 | 32000 | 17.1 | 8.7 | 32000 | 23800 | 74.38% | 2.1 | 0 | 11.7 |  |  |  |  | R-454B | 2.6667 | Residential & Commercial | USHP | Ducted CEE Tier 1
216764350 | Central HP <5.4 tons | TRANE | HRCU-A-CB (Split System: Heat Pump with Remote Outdoor Unit-Air-Source) | 5TWX7036A1 |  |  | 5TXCB004AS3 | S8X1A040M3PSC | 32400 | 17.1 | 8.7 | 32600 | 24200 | 74.23% | 2.1 | 0 | 11.5 |  |  |  |  | R-454B | 2.7 | Residential & Commercial | USHP | Ducted CEE Tier 1
216764364 | Central HP <5.4 tons | TRANE | HRCU-A-CB (Split System: Heat Pump with Remote Outdoor Unit-Air-Source) | 5TWX7036A1 |  |  | 5TXCB006AS3 | *UHMB080CCV3 | 33200 | 17.5 | 9 | 32400 | 24000 | 74.07% | 2.1 | 0 | 12 |  |  |  |  | R-454B | 2.7667 | Residential & Commercial | USHP | Ducted CEE Tier 1
216764418 | Central HP <5.4 tons | TRANE | HRCU-A-CB (Split System: Heat Pump with Remote Outdoor Unit-Air-Source) | 5TWX7036A1 |  |  | 5TXCD010AS3 | S9V2D120U5VSB | 34400 | 18 | 9 | 32400 | 24000 | 74.07% | 2.2 | 0 | 12.5 |  |  |  |  | R-454B | 2.8667 | Residential & Commercial | USHP | Ducted CEE Tier 1
216764423 | Central HP <5.4 tons | TRANE | HRCU-A-CB (Split System: Heat Pump with Remote Outdoor Unit-Air-Source) | 5TWX7048A1 |  |  | 5PX*C009AS3 | *UHMC100CCV4 | 43500 | 16.5 | 9 | 44000 | 32200 | 73.18% | 2.1 | 0 | 12 |  |  |  |  | R-454B | 3.625 | Residential & Commercial | USHP | Ducted CEE Tier 1
214491645 | Central HP <5.4 tons | DAIKIN | HRCU-A-CB (Split System: Heat Pump with Remote Outdoor Unit-Air-Source) | DZ6VSA1810A* |  |  | CA*EA1818*4B*+MBVC1600**-1A* | 0 | 16600 | 17.5 | 8.5 | 17400 | 13000 | 74.71% | 2.1 | 0 | 10.9 |  |  |  |  | R-410A | 1.3833 | Residential & Commercial | USHP | Ducted CEE Tier 1
214491661 | Central HP <5.4 tons | DAIKIN | HRCU-A-CB (Split System: Heat Pump with Remote Outdoor Unit-Air-Source) | DZ6VSA1810A* |  |  | CA*EA2422*4B* | D*96VC0804CNA* | 16600 | 17.5 | 8.5 | 17400 | 13000 | 74.71% | 2.1 | 0 | 10.9 |  |  |  |  | R-410A | 1.3833 | Residential & Commercial | USHP | Ducted CEE Tier 1
210472826 | Central HP <5.4 tons | DAY & NIGHT | HRCU-A-CB (Split System: Heat Pump with Remote Outdoor Unit-Air-Source) | CVH825GKA3* |  |  | EA*4X42L21A*+WALLCON | *95CSU0802120A* | 23800 | 16.5 | 8.1 | 21400 | 16600 | 77.57% | 1.96 | 0 | 11 |  |  |  |  | R-410A | 1.9833 | Residential & Commercial | USHP | Ducted CEE Tier 1
210474153 | Central HP <5.4 tons | DAY & NIGHT | HRCU-A-CB (Split System: Heat Pump with Remote Outdoor Unit-Air-Source) | CVH825GKA3* |  |  | EN(A,D)4X48L24**+WALLCON | *97CMN0602120A* | 24000 | 16.5 | 8.1 | 21400 | 16700 | 78.04% | 2 | 0 | 11 |  |  |  |  | R-410A | 2 | Residential & Commercial | USHP | Ducted CEE Tier 1
216763336 | Central HP <5.4 tons | TRANE | HRCU-A-CB (Split System: Heat Pump with Remote Outdoor Unit-Air-Source) | 5TWR7024A1 |  |  | 5PX*B004AS3 | L8V1A040U3VSB | 23200 | 17.1 | 9 | 21800 | 17300 | 79.36% | 2 | 0 | 12 |  |  |  |  | R-454B | 1.9333 | Residential & Commercial | USHP | Ducted CEE Tier 1
216763384 | Central HP <5.4 tons | TRANE | HRCU-A-CB (Split System: Heat Pump with Remote Outdoor Unit-Air-Source) | 5TWR7024A1 |  |  | 5PX*B004AS3 | *UHMB080CCV3 | 23400 | 17.1 | 9 | 21600 | 17200 | 79.63% | 2 | 0 | 12.5 |  |  |  |  | R-454B | 1.95 | Residential & Commercial | USHP | Ducted CEE Tier 1
214241834 | Central HP <5.4 tons | TEMPSTAR | HRCU-A-CB (Split System: Heat Pump with Remote Outdoor Unit-Air-Source) | TVH825GKA3* |  |  | EN(A,D,W)4X36L17**+WALLCON | *97CMN0801714B* | 23400 | 16.5 | 8.1 | 21600 | 16700 | 77.31% | 1.9 | 0 | 10.5 |  |  |  |  | R-410A | 1.95 | Residential & Commercial | USHP | Ducted CEE Tier 1
214241984 | Central HP <5.4 tons | TEMPSTAR | HRCU-A-CB (Split System: Heat Pump with Remote Outdoor Unit-Air-Source) | TVH825GKA3* |  |  | EN(A,D)4X36L21**+WALLCON | *96CTN1002122B* | 23600 | 16.5 | 8.1 | 21400 | 16700 | 78.04% | 1.92 | 0 | 11 |  |  |  |  | R-410A | 1.9667 | Residential & Commercial | USHP | Ducted CEE Tier 1
213781388 | Central HP <5.4 tons | AIRQUEST | HRCU-A-CB (Split System: Heat Pump with Remote Outdoor Unit-Air-Source) | HVH837GKA2* |  |  | EA*4X48L21A*+WALLCON | *96CTN1002122B* | 32400 | 17 | 8.1 | 32600 | 24800 | 76.07% | 1.98 | 0 | 11 |  |  |  |  | R-410A | 2.7 | Residential & Commercial | USHP | Ducted CEE Tier 1
213781438 | Central HP <5.4 tons | AIRQUEST | HRCU-A-CB (Split System: Heat Pump with Remote Outdoor Unit-Air-Source) | HVH837GKA2* |  |  | EA*4X48L24A*+WALLCON | *97CMN1202422B* | 32200 | 17 | 8.1 | 32600 | 24800 | 76.07% | 1.98 | 0 | 11 |  |  |  |  | R-410A | 2.6833 | Residential & Commercial | USHP | Ducted CEE Tier 1
213781238 | Central HP <5.4 tons | AIRQUEST | HRCU-A-CB (Split System: Heat Pump with Remote Outdoor Unit-Air-Source) | HVH837GKA2* |  |  | EA*4X43L21A*+WALLCON | *97CMN1002122B* | 33000 | 17 | 8.5 | 32600 | 25000 | 76.69% | 1.98 | 0 | 11.5 |  |  |  |  | R-410A | 2.75 | Residential & Commercial | USHP | Ducted CEE Tier 1
213782308 | Central HP <5.4 tons | AIRQUEST | HRCU-A-CB (Split System: Heat Pump with Remote Outdoor Unit-Air-Source) | HVH837GKA2* |  |  | EHD4X60AAL+WALLCON | *97CMN1002122B* | 33000 | 16.5 | 8.1 | 32200 | 24800 | 77.02% | 2 | 0 | 11.5 |  |  |  |  | R-410A | 2.75 | Residential & Commercial | USHP | Ducted CEE Tier 1
214584755 | Central HP <5.4 tons | JOHNSON CONTROLS | HRCU-A-CB (Split System: Heat Pump with Remote Outdoor Unit-Air-Source) | HH860E2S11 |  |  | CTF60C5CGS1 | Z8ES080C20SMPS1 | 44000 | 18 | 9 | 44500 | 33400 | 75.06% | 2 | 0 | 12 |  |  |  |  | R-454B | 3.6667 | Residential & Commercial | USHP | Ducted CEE Tier 1
216776110 | Central HP <5.4 tons | LENNOX | HRCU-A-CB (Split System: Heat Pump with Remote Outdoor Unit-Air-Source) | SL22KLV-024-230A** |  |  | CK40HT-42B-**+TDR | SLP99UH070XV36B* | 23000 | 19.5 | 9.8 | 23200 | 22400 | 96.55% | 2.24 | 0 | 11.5 |  |  |  |  | R-454B | 1.9167 | Residential & Commercial | USHP | Ducted CEE Tier 1
216776111 | Central HP <5.4 tons | LENNOX | HRCU-A-CB (Split System: Heat Pump with Remote Outdoor Unit-Air-Source) | SL22KLV-024-230A** |  |  | CK40HT-42B-**+TDR | EL297UH070XV36B* | 23000 | 19.5 | 9.8 | 23200 | 22400 | 96.55% | 2.24 | 0 | 11.5 |  |  |  |  | R-454B | 1.9167 | Residential & Commercial | USHP | Ducted CEE Tier 1
213485861 | Central HP <5.4 tons | Alsetria | HRCU-A-CB (Split System: Heat Pump with Remote Outdoor Unit-Air-Source) | MOX630-36HFN1-M3X |  |  | MVC-36HWFN1-M | 0 | 35000 | 16.3 | 9.5 | 39000 | 38000 | 97.44% | 1.8 | 0 | 11.7 |  |  |  |  | R-410A | 2.9167 | Residential & Commercial | USHP | Ducted CEE Tier 1
215935356 | Central HP <5.4 tons | HEIL | HRCU-A-CB (Split System: Heat Pump with Remote Outdoor Unit-Air-Source) | H5H3V36*K*AAA* |  |  | EVM5X60M24A*+WALLCON | *80CTL1102120B* | 35600 | 22 | 8.5 | 38000 | 28400 | 74.74% | 2.04 | 0 | 12.5 |  |  |  |  | R-454B | 2.9667 | Residential & Commercial | USHP | Ducted CEE Tier 1
216681796 | Central HP <5.4 tons | HEIL | HRCU-A-CB (Split System: Heat Pump with Remote Outdoor Unit-Air-Source) | DLCURAH36ABK |  |  | EA*4X43L21A* | *97VTN1002120A* | 36200 | 16.5 | 9 | 38000 | 34400 | 90.53% | 1.96 | 0 | 10 |  |  |  |  | R-410A | 3.0167 | Residential & Commercial | USHP | Ducted CEE Tier 1
216682444 | Central HP <5.4 tons | HEIL | HRCU-A-CB (Split System: Heat Pump with Remote Outdoor Unit-Air-Source) | DLCURAH18ABK |  |  | EHD4X24AAL | *97VTN1002120A* | 17400 | 15.2 | 8.1 | 18100 | 18400 | 101.7% | 2.05 | 0 | 10 |  |  |  |  | R-410A | 1.45 | Residential & Commercial | USHP | Ducted CEE Tier 1
213772957 | Central HP <5.4 tons | HEIL | HRCU-A-CB (Split System: Heat Pump with Remote Outdoor Unit-Air-Source) | HVH825GKA3* |  |  | EA*4X36L17A*+WALLCON | *80CTL0701716B* | 23600 | 16.5 | 8.1 | 21400 | 16700 | 78.04% | 1.92 | 0 | 10.5 |  |  |  |  | R-410A | 1.9667 | Residential & Commercial | USHP | Ducted CEE Tier 1
210474653 | Central HP <5.4 tons | DAY & NIGHT | HRCU-A-CB (Split System: Heat Pump with Remote Outdoor Unit-Air-Source) | CVH825GKA3* |  |  | EHD4X48AAL+WALLCON | *97CMN0602120A* | 24200 | 16 | 8.1 | 21400 | 16700 | 78.04% | 2 | 0 | 10.5 |  |  |  |  | R-410A | 2.0167 | Residential & Commercial | USHP | Ducted CEE Tier 1
214505190 | Central HP <5.4 tons | DAIKIN | HRCU-A-CB (Split System: Heat Pump with Remote Outdoor Unit-Air-Source) | DZ6VSA241EA* |  |  | CA*EA2422*4B* | D*96VC0603BNA* | 23000 | 17 | 8.6 | 23000 | 16100 | 70% | 2 | 0 | 10 |  |  |  |  | R-410A | 1.9167 | Residential & Commercial | USHP | Ducted CEE Tier 1
213815732 | Central HP <5.4 tons | DAIKIN | HRCU-A-CB (Split System: Heat Pump with Remote Outdoor Unit-Air-Source) | DZ6VSA421EA* |  |  | CA*EA6030*4A*+MBVK20DP1X00A* | 0 | 40000 | 17 | 8.6 | 40000 | 30600 | 76.5% | 2 | 0 | 10 |  |  |  |  | R-410A | 3.3333 | Residential & Commercial | USHP | Ducted CEE Tier 1
216734445 | Central HP <5.4 tons | TEMPSTAR | HRCU-A-CB (Split System: Heat Pump with Remote Outdoor Unit-Air-Source) | D5CUHAH24AAK |  |  | EA*5X36M17A* | *80VSL0701716B* | 22200 | 16.5 | 8.1 | 20800 | 18700 | 89.9% | 1.85 | 0 | 10.5 |  |  |  |  | R-454B | 1.85 | Residential & Commercial | USHP | Ducted CEE Tier 1
216734512 | Central HP <5.4 tons | TEMPSTAR | HRCU-A-CB (Split System: Heat Pump with Remote Outdoor Unit-Air-Source) | D5CUHAH24AAK |  |  | EA*5X36M17A* | *80CTL0901716B* | 22200 | 16 | 8.1 | 20800 | 18600 | 89.42% | 1.85 | 0 | 10.5 |  |  |  |  | R-454B | 1.85 | Residential & Commercial | USHP | Ducted CEE Tier 1
216764110 | Central HP <5.4 tons | TRANE | HRCU-A-CB (Split System: Heat Pump with Remote Outdoor Unit-Air-Source) | 5TWX7024A1 |  |  | 5PX*B004AS3 | *UHMB060CCV3 | 23200 | 18 | 9 | 21800 | 17200 | 78.9% | 2 | 0 | 12.5 |  |  |  |  | R-454B | 1.9333 | Residential & Commercial | USHP | Ducted CEE Tier 1
215678168 | Central HP <5.4 tons | COMFORTMAKER | HRCU-A-CB (Split System: Heat Pump with Remote Outdoor Unit-Air-Source) | C5H0V60*K*AAA* |  |  | ESH5X60M12A*+WALLCON | *96CTN1002122B* | 55500 | 17 | 8.5 | 60000 | 42000 | 70% | 1.9 | 0 | 8.5 |  |  |  |  | R-454B | 4.625 | Residential & Commercial | USHP
216766366 | Central HP <5.4 tons | TRANE | HRCU-A-CB (Split System: Heat Pump with Remote Outdoor Unit-Air-Source) | 5TWR7036A1 |  |  | 5TXCC007AS3 | S9X2C100U5PSB | 33600 | 15.2 | 9 | 32800 | 24200 | 73.78% | 2.19 | 0 | 12 |  |  |  |  | R-454B | 2.8 | Residential & Commercial | USHP | Ducted CEE Tier 1
216801820 | Central HP <5.4 tons | LUXAIRE | HRCU-A-CB (Split System: Heat Pump with Remote Outdoor Unit-Air-Source) | HH860E2S11 |  |  | CTM60C5CGS1 | Z8ET100C20LMPS1 | 45500 | 17 | 9.5 | 46500 | 33400 | 71.83% | 2 | 0 | 11 |  |  |  |  | R-454B | 3.7917 | Residential & Commercial | USHP | Ducted CEE Tier 1
210474246 | Central HP <5.4 tons | DAY & NIGHT | HRCU-A-CB (Split System: Heat Pump with Remote Outdoor Unit-Air-Source) | CVH825GKA3* |  |  | EHD4X42AAL+WALLCON | *95CSU1002122A* | 24200 | 16 | 8.1 | 21400 | 16600 | 77.57% | 2 | 0 | 11 |  |  |  |  | R-410A | 2.0167 | Residential & Commercial | USHP | Ducted CEE Tier 1
210473299 | Central HP <5.4 tons | DAY & NIGHT | HRCU-A-CB (Split System: Heat Pump with Remote Outdoor Unit-Air-Source) | CVH825GKA3* |  |  | EA*4X48L21A*+WALLCON | *80CSU0401712A* | 24200 | 17 | 8.1 | 21000 | 16500 | 78.57% | 2.02 | 0 | 11 |  |  |  |  | R-410A | 2.0167 | Residential & Commercial | USHP | Ducted CEE Tier 1
210473310 | Central HP <5.4 tons | DAY & NIGHT | HRCU-A-CB (Split System: Heat Pump with Remote Outdoor Unit-Air-Source) | CVH825GKA3* |  |  | EA*4X48L21A*+WALLCON | *80CSU0601716A* | 24000 | 17 | 8.1 | 21000 | 16600 | 79.05% | 2.02 | 0 | 11 |  |  |  |  | R-410A | 2 | Residential & Commercial | USHP | Ducted CEE Tier 1
210473453 | Central HP <5.4 tons | DAY & NIGHT | HRCU-A-CB (Split System: Heat Pump with Remote Outdoor Unit-Air-Source) | CVH825GKA3* |  |  | EA*4X48L24A*+WALLCON | *95CSU1002122A* | 24200 | 17 | 8.1 | 21000 | 16500 | 78.57% | 2.02 | 0 | 11 |  |  |  |  | R-410A | 2.0167 | Residential & Commercial | USHP | Ducted CEE Tier 1
216675493 | Central HP <5.4 tons | HEIL | HRCU-A-CB (Split System: Heat Pump with Remote Outdoor Unit-Air-Source) | D5CURAH24AAK |  |  | EA*5X36M17A* | *80CSU0601716A* | 24400 | 16 | 9 | 24200 | 19500 | 80.58% | 2.02 | 0 | 10 |  |  |  |  | R-454B | 2.0333 | Residential & Commercial | USHP | Ducted CEE Tier 1
215935046 | Central HP <5.4 tons | HEIL | HRCU-A-CB (Split System: Heat Pump with Remote Outdoor Unit-Air-Source) | H5H3V36*K*AAA* |  |  | EVM5X49M21A*+WALLCON | *80CTL1102120B* | 35600 | 22 | 8.5 | 38000 | 28400 | 74.74% | 2.02 | 0 | 12.5 |  |  |  |  | R-454B | 2.9667 | Residential & Commercial | USHP | Ducted CEE Tier 1
215935146 | Central HP <5.4 tons | HEIL | HRCU-A-CB (Split System: Heat Pump with Remote Outdoor Unit-Air-Source) | H5H3V36*K*AAA* |  |  | EVM5X60M21A*+WALLCON | *80CSU0401712A* | 35600 | 22 | 8.5 | 38000 | 28800 | 75.79% | 2.02 | 0 | 12 |  |  |  |  | R-454B | 2.9667 | Residential & Commercial | USHP | Ducted CEE Tier 1
216801815 | Central HP <5.4 tons | LUXAIRE | HRCU-A-CB (Split System: Heat Pump with Remote Outdoor Unit-Air-Source) | HH860E2S11 |  |  | CTM60C5CGS1 | Z8ET100C16LMPS1 | 45000 | 17 | 9 | 45500 | 32600 | 71.65% | 2 | 0 | 11 |  |  |  |  | R-454B | 3.75 | Residential & Commercial | USHP | Ducted CEE Tier 1
216643573 | Central HP <5.4 tons | AIRQUEST | HRCU-A-CB (Split System: Heat Pump with Remote Outdoor Unit-Air-Source) | D5CUHAH18AAK |  |  | EA*5X19M17A* | *80MSU0401712A* | 18400 | 15.5 | 9.5 | 20000 | 17700 | 88.5% | 2 | 0 | 11.5 |  |  |  |  | R-454B | 1.5333 | Residential & Commercial | USHP | Ducted CEE Tier 1
215683172 | Central HP <5.4 tons | TEMPSTAR | HRCU-A-CB (Split System: Heat Pump with Remote Outdoor Unit-Air-Source) | T5H0V60*K*AAA* |  |  | EVD5X61M21A*+WALLCON | *97CTN0802120A* | 57000 | 18.5 | 9 | 64000 | 45000 | 70.31% | 2.08 | 0 | 9 |  |  |  |  | R-454B | 4.75 | Residential & Commercial | USHP
213772118 | Central HP <5.4 tons | AIRQUEST | HRCU-A-CB (Split System: Heat Pump with Remote Outdoor Unit-Air-Source) | HVH825GKA2* |  |  | EHD4X36AAL+WALLCON | *80CTL0901716B* | 24200 | 16.5 | 8.1 | 21400 | 16700 | 78.04% | 1.98 | 0 | 10.5 |  |  |  |  | R-410A | 2.0167 | Residential & Commercial | USHP | Ducted CEE Tier 1
213772438 | Central HP <5.4 tons | AIRQUEST | HRCU-A-CB (Split System: Heat Pump with Remote Outdoor Unit-Air-Source) | HVH825GKA2* |  |  | EHD4X48AAL+WALLCON | *80CTL0701412B* | 24400 | 17 | 8.1 | 21200 | 16600 | 78.3% | 2.02 | 0 | 11 |  |  |  |  | R-410A | 2.0333 | Residential & Commercial | USHP | Ducted CEE Tier 1
213780967 | Central HP <5.4 tons | HEIL | HRCU-A-CB (Split System: Heat Pump with Remote Outdoor Unit-Air-Source) | HVH837GKA2* |  |  | EA*4X42L21A*+WALLCON | *80CTL0451712B* | 31600 | 16.5 | 8.1 | 33400 | 24800 | 74.25% | 1.84 | 0 | 10.5 |  |  |  |  | R-410A | 2.6333 | Residential & Commercial | USHP | Ducted CEE Tier 1
213781117 | Central HP <5.4 tons | HEIL | HRCU-A-CB (Split System: Heat Pump with Remote Outdoor Unit-Air-Source) | HVH837GKA2* |  |  | EA*4X42L24A*+WALLCON | *97CMN1002122B* | 31800 | 17 | 8.1 | 33000 | 24200 | 73.33% | 1.88 | 0 | 11 |  |  |  |  | R-410A | 2.65 | Residential & Commercial | USHP | Ducted CEE Tier 1
216680613 | Central HP <5.4 tons | HEIL | HRCU-A-CB (Split System: Heat Pump with Remote Outdoor Unit-Air-Source) | DLCURAH24ABK |  |  | EN(A,D)4X24L17** | *97VTN0801716A* | 23400 | 16.5 | 9 | 26600 | 23800 | 89.47% | 1.82 | 0 | 10 |  |  |  |  | R-410A | 1.95 | Residential & Commercial | USHP | Ducted CEE Tier 1
213781417 | Central HP <5.4 tons | HEIL | HRCU-A-CB (Split System: Heat Pump with Remote Outdoor Unit-Air-Source) | HVH837GKA2* |  |  | EA*4X48L24A*+WALLCON | *80CTL1352422B* | 32400 | 17.5 | 8.5 | 32400 | 24800 | 76.54% | 1.98 | 0 | 11.5 |  |  |  |  | R-410A | 2.7 | Residential & Commercial | USHP | Ducted CEE Tier 1
213781917 | Central HP <5.4 tons | HEIL | HRCU-A-CB (Split System: Heat Pump with Remote Outdoor Unit-Air-Source) | HVH837GKA2* |  |  | EHD4X42AAL+WALLCON | *80CTL0901716B* | 32200 | 16.5 | 8.1 | 33000 | 24800 | 75.15% | 1.94 | 0 | 11 |  |  |  |  | R-410A | 2.6833 | Residential & Commercial | USHP | Ducted CEE Tier 1
213782187 | Central HP <5.4 tons | HEIL | HRCU-A-CB (Split System: Heat Pump with Remote Outdoor Unit-Air-Source) | HVH837GKA2* |  |  | EHD4X48AAL+WALLCON | *96CTN1002122B* | 32600 | 16.5 | 8.1 | 33000 | 24800 | 75.15% | 1.96 | 0 | 11 |  |  |  |  | R-410A | 2.7167 | Residential & Commercial | USHP | Ducted CEE Tier 1
216801818 | Central HP <5.4 tons | LUXAIRE | HRCU-A-CB (Split System: Heat Pump with Remote Outdoor Unit-Air-Source) | HH860E2S11 |  |  | CTF60C5CGS1 | Z8ET100C20LMPS1 | 45500 | 17 | 9 | 46500 | 33400 | 71.83% | 2 | 0 | 11 |  |  |  |  | R-454B | 3.7917 | Residential & Commercial | USHP | Ducted CEE Tier 1
216764657 | Central HP <5.4 tons | TRANE | HRCU-A-CB (Split System: Heat Pump with Remote Outdoor Unit-Air-Source) | 5TWR7036A1 |  |  | 5PX*C005AS3 | S8X1C080M5PTC | 33000 | 17.1 | 8.7 | 32800 | 24200 | 73.78% | 2.1 | 0 | 11.7 |  |  |  |  | R-454B | 2.75 | Residential & Commercial | USHP | Ducted CEE Tier 1
215675516 | Central HP <5.4 tons | AIRQUEST | HRCU-A-CB (Split System: Heat Pump with Remote Outdoor Unit-Air-Source) | H5H0V48*K*AAA* |  |  | EVM5X49M21A*+WALLCON | *80CSU1002120A* | 48000 | 18.5 | 9 | 50000 | 36800 | 73.6% | 2 | 0 | 10 |  |  |  |  | R-454B | 4 | Residential & Commercial | USHP | Ducted CEE Tier 1
213773057 | Central HP <5.4 tons | HEIL | HRCU-A-CB (Split System: Heat Pump with Remote Outdoor Unit-Air-Source) | HVH825GKA3* |  |  | EA*4X36L21A*+WALLCON | *80CTL0901716B* | 23600 | 16.5 | 8.1 | 21400 | 16600 | 77.57% | 1.94 | 0 | 10.5 |  |  |  |  | R-410A | 1.9667 | Residential & Commercial | USHP | Ducted CEE Tier 1
213773857 | Central HP <5.4 tons | HEIL | HRCU-A-CB (Split System: Heat Pump with Remote Outdoor Unit-Air-Source) | HVH825GKA3* |  |  | EA*4X48L24A*+WALLCON | *96CTN1002122B* | 24200 | 16.5 | 8.1 | 21000 | 16500 | 78.57% | 2.02 | 0 | 11 |  |  |  |  | R-410A | 2.0167 | Residential & Commercial | USHP | Ducted CEE Tier 1
213296969 | Central HP <5.4 tons | LUXAIRE | HRCU-A-CB (Split System: Heat Pump with Remote Outdoor Unit-Air-Source) | HMH72B341 |  |  | XAHC36DBCN1 | Z8ES080B12LMPS1 | 33400 | 17.5 | 8.1 | 32800 | 23000 | 70.12% | 2.02 | 0 | 10 |  |  |  |  | R-410A | 2.7833 | Residential & Commercial | USHP | Ducted CEE Tier 1
216374570 | Central HP <5.4 tons | LUXAIRE | HRCU-A-CB (Split System: Heat Pump with Remote Outdoor Unit-Air-Source) | HH860E2S11 |  |  | CTU60D5XGS1+TXV | Z9ET120D20SMPS1 | 44500 | 17 | 9 | 45000 | 32600 | 72.44% | 2 | 0 | 11.7 |  |  |  |  | R-454B | 3.7083 | Residential & Commercial | USHP | Ducted CEE Tier 1
213772577 | Central HP <5.4 tons | HEIL | HRCU-A-CB (Split System: Heat Pump with Remote Outdoor Unit-Air-Source) | HVH825GKA2* |  |  | EHD4X48AAL+WALLCON | *96CTN1002122B* | 24200 | 16 | 8.1 | 21200 | 16600 | 78.3% | 2.02 | 0 | 11 |  |  |  |  | R-410A | 2.0167 | Residential & Commercial | USHP | Ducted CEE Tier 1
214397539 | Central HP <5.4 tons | LUXAIRE | HRCU-A-CB (Split System: Heat Pump with Remote Outdoor Unit-Air-Source) | HH824E2S11 |  |  | CTF36B5ADS1 | TMLE080B12MP11 | 23000 | 18 | 9.5 | 23000 | 18700 | 81.3% | 2 | 0 | 12 |  |  |  |  | R-454B | 1.9167 | Residential & Commercial | USHP | Ducted CEE Tier 1
216801816 | Central HP <5.4 tons | LUXAIRE | HRCU-A-CB (Split System: Heat Pump with Remote Outdoor Unit-Air-Source) | HH860E2S11 |  |  | CTF60C5CGS1 | Z8ET100C16LMPS1 | 45000 | 17 | 9 | 45500 | 32600 | 71.65% | 2 | 0 | 11 |  |  |  |  | R-454B | 3.75 | Residential & Commercial | USHP | Ducted CEE Tier 1
216776026 | Central HP <5.4 tons | LENNOX | HRCU-A-CB (Split System: Heat Pump with Remote Outdoor Unit-Air-Source) | SL22KLV-024-230A** |  |  | CK40[C,U]T-30B-**+TDR | SL280UH090V36B* | 22400 | 19.5 | 8.2 | 23800 | 22800 | 95.8% | 1.78 | 0 | 12.4 |  |  |  |  | R-454B | 1.8667 | Residential & Commercial | USHP | Ducted CEE Tier 1
216776045 | Central HP <5.4 tons | LENNOX | HRCU-A-CB (Split System: Heat Pump with Remote Outdoor Unit-Air-Source) | SL22KLV-024-230A** |  |  | CK40HT-42C-**+TDR | EL297UH090XV36C* | 22800 | 20.5 | 9.6 | 22000 | 22200 | 100.9% | 2.06 | 0 | 12.8 |  |  |  |  | R-454B | 1.9 | Residential & Commercial | USHP | Ducted CEE Tier 1
216776061 | Central HP <5.4 tons | LENNOX | HRCU-A-CB (Split System: Heat Pump with Remote Outdoor Unit-Air-Source) | SL22KLV-024-230A** |  |  | CK40[C,U]T-36A-**+TDR | SL280UH070V36A* | 22600 | 18.5 | 8.5 | 23400 | 22000 | 94.02% | 2.08 | 0 | 12.6 |  |  |  |  | R-454B | 1.8833 | Residential & Commercial | USHP | Ducted CEE Tier 1
216776112 | Central HP <5.4 tons | LENNOX | HRCU-A-CB (Split System: Heat Pump with Remote Outdoor Unit-Air-Source) | SL22KLV-024-230A** |  |  | CK40HT-42B-**+TDR | EL297UH045XV36B* | 23000 | 19.5 | 10.2 | 23400 | 22800 | 97.44% | 2.24 | 0 | 11.5 |  |  |  |  | R-454B | 1.9167 | Residential & Commercial | USHP | Ducted CEE Tier 1
215676998 | Central HP <5.4 tons | COMFORTMAKER | HRCU-A-CB (Split System: Heat Pump with Remote Outdoor Unit-Air-Source) | C5H0V60*K*AAA* |  |  | EVM5X60M21A*+WALLCON | *80CTL0702120B* | 56500 | 18 | 9 | 64000 | 45000 | 70.31% | 2.06 | 0 | 9 |  |  |  |  | R-454B | 4.7083 | Residential & Commercial | USHP
215677398 | Central HP <5.4 tons | COMFORTMAKER | HRCU-A-CB (Split System: Heat Pump with Remote Outdoor Unit-Air-Source) | C5H0V60*K*AAA* |  |  | EVD5X60M21A*+WALLCON | *97CMN0602120B* | 55500 | 17.5 | 8.5 | 64000 | 46000 | 71.88% | 1.94 | 0 | 8.5 |  |  |  |  | R-454B | 4.625 | Residential & Commercial | USHP
215677618 | Central HP <5.4 tons | COMFORTMAKER | HRCU-A-CB (Split System: Heat Pump with Remote Outdoor Unit-Air-Source) | C5H0V60*K*AAA* |  |  | EVD5X61M21A*+WALLCON | *97CMN0602120B* | 56000 | 17.5 | 9 | 65000 | 46000 | 70.77% | 2.06 | 0 | 8.5 |  |  |  |  | R-454B | 4.6667 | Residential & Commercial | USHP
215677918 | Central HP <5.4 tons | COMFORTMAKER | HRCU-A-CB (Split System: Heat Pump with Remote Outdoor Unit-Air-Source) | C5H0V60*K*AAA* |  |  | EA*5X61M24A*+WALLCON | *80CTL0702120B* | 55500 | 18.5 | 9 | 60000 | 42000 | 70% | 2 | 0 | 8.5 |  |  |  |  | R-454B | 4.625 | Residential & Commercial | USHP
214242234 | Central HP <5.4 tons | TEMPSTAR | HRCU-A-CB (Split System: Heat Pump with Remote Outdoor Unit-Air-Source) | TVH825GKA3* |  |  | EN(A,D,W)4X48L21**+WALLCON | *80CTL0901716B* | 24200 | 17 | 8.1 | 21200 | 16600 | 78.3% | 2 | 0 | 11 |  |  |  |  | R-410A | 2.0167 | Residential & Commercial | USHP | Ducted CEE Tier 1
214242484 | Central HP <5.4 tons | TEMPSTAR | HRCU-A-CB (Split System: Heat Pump with Remote Outdoor Unit-Air-Source) | TVH825GKA2* |  |  | EN(A,D)4X24L17**+WALLCON | *97CMN0801714B* | 23200 | 16 | 8.1 | 22000 | 16900 | 76.82% | 1.92 | 0 | 10.5 |  |  |  |  | R-410A | 1.9333 | Residential & Commercial | USHP | Ducted CEE Tier 1
214242684 | Central HP <5.4 tons | TEMPSTAR | HRCU-A-CB (Split System: Heat Pump with Remote Outdoor Unit-Air-Source) | TVH825GKA2* |  |  | EN(A,D,W)4X36L17**+WALLCON | *95CSU0601716B* | 23400 | 16.5 | 8.1 | 21600 | 16700 | 77.31% | 1.92 | 0 | 10.5 |  |  |  |  | R-410A | 1.95 | Residential & Commercial | USHP | Ducted CEE Tier 1
214242734 | Central HP <5.4 tons | TEMPSTAR | HRCU-A-CB (Split System: Heat Pump with Remote Outdoor Unit-Air-Source) | TVH825GKA2* |  |  | EN(A,D,W)4X36L17**+WALLCON | *96CTN0801714B* | 23400 | 16.5 | 8.1 | 21600 | 16700 | 77.31% | 1.92 | 0 | 11 |  |  |  |  | R-410A | 1.95 | Residential & Commercial | USHP | Ducted CEE Tier 1
214242884 | Central HP <5.4 tons | TEMPSTAR | HRCU-A-CB (Split System: Heat Pump with Remote Outdoor Unit-Air-Source) | TVH825GKA2* |  |  | END4X42L17**+WALLCON | *80CTL0701716B* | 24000 | 16.5 | 8.1 | 21400 | 16700 | 78.04% | 1.98 | 0 | 11 |  |  |  |  | R-410A | 2 | Residential & Commercial | USHP | Ducted CEE Tier 1
214243134 | Central HP <5.4 tons | TEMPSTAR | HRCU-A-CB (Split System: Heat Pump with Remote Outdoor Unit-Air-Source) | TVH825GKA2* |  |  | EN(A,D,W)4X48L21**+WALLCON | *95CSU0601716B* | 24000 | 16.5 | 8.1 | 21400 | 16600 | 77.57% | 2 | 0 | 11 |  |  |  |  | R-410A | 2 | Residential & Commercial | USHP | Ducted CEE Tier 1
214243154 | Central HP <5.4 tons | TEMPSTAR | HRCU-A-CB (Split System: Heat Pump with Remote Outdoor Unit-Air-Source) | TVH825GKA2* |  |  | EN(A,D,W)4X48L21**+WALLCON | *97CMN0801714B* | 24000 | 16.5 | 8.1 | 21400 | 16600 | 77.57% | 2 | 0 | 11 |  |  |  |  | R-410A | 2 | Residential & Commercial | USHP | Ducted CEE Tier 1
214243254 | Central HP <5.4 tons | TEMPSTAR | HRCU-A-CB (Split System: Heat Pump with Remote Outdoor Unit-Air-Source) | TVH825GKA2* |  |  | EN(A,D)4X48L24**+WALLCON | *96CTN1002122B* | 24200 | 17 | 8.1 | 21200 | 16600 | 78.3% | 2.02 | 0 | 11.5 |  |  |  |  | R-410A | 2.0167 | Residential & Commercial | USHP | Ducted CEE Tier 1
216763528 | Central HP <5.4 tons | TRANE | HRCU-A-CB (Split System: Heat Pump with Remote Outdoor Unit-Air-Source) | 5TWR7024A1 |  |  | 5TXCB006AS3 | *UHMB060CCV3 | 24000 | 17.1 | 9.4 | 21800 | 17400 | 79.82% | 2 | 0 | 12.5 |  |  |  |  | R-454B | 2 | Residential & Commercial | USHP | Ducted CEE Tier 1
216776108 | Central HP <5.4 tons | LENNOX | HRCU-A-CB (Split System: Heat Pump with Remote Outdoor Unit-Air-Source) | SL22KLV-024-230A** |  |  | CK40HT-42B-**+TDR | SL297UH040NV36B* | 23000 | 19.5 | 10.2 | 23200 | 22400 | 96.55% | 2.24 | 0 | 11.5 |  |  |  |  | R-454B | 1.9167 | Residential & Commercial | USHP | Ducted CEE Tier 1
215935377 | Central HP <5.4 tons | AIRQUEST | HRCU-A-CB (Split System: Heat Pump with Remote Outdoor Unit-Air-Source) | H5H3V36*K*AAA* |  |  | EVM5X60M24A*+WALLCON | *95CSU0802120B* | 35400 | 21.5 | 8.5 | 38000 | 28600 | 75.26% | 2.04 | 0 | 12 |  |  |  |  | R-454B | 2.95 | Residential & Commercial | USHP | Ducted CEE Tier 1
213770604 | Central HP <5.4 tons | TEMPSTAR | HRCU-A-CB (Split System: Heat Pump with Remote Outdoor Unit-Air-Source) | TVH825GKA2* |  |  | EA*4X25L17A*+WALLCON | *80CTL0701412B* | 24400 | 16.5 | 8.5 | 21200 | 16600 | 78.3% | 2.02 | 0 | 11 |  |  |  |  | R-410A | 2.0333 | Residential & Commercial | USHP | Ducted CEE Tier 1
215677178 | Central HP <5.4 tons | COMFORTMAKER | HRCU-A-CB (Split System: Heat Pump with Remote Outdoor Unit-Air-Source) | C5H0V60*K*AAA* |  |  | EVM5X60M24A*+WALLCON | *97CMN1002122B* | 56500 | 18.5 | 9 | 63000 | 44500 | 70.63% | 2.08 | 0 | 9 |  |  |  |  | R-454B | 4.7083 | Residential & Commercial | USHP
215415510 | Central HP <5.4 tons | DAIKIN | HRCU-A-CB (Split System: Heat Pump with Remote Outdoor Unit-Air-Source) | DH7VSA4210A* |  |  | DFVE60DP1300A* | 0 | 41000 | 17.5 | 8.8 | 41000 | 31000 | 75.61% | 2 | 0 | 10 |  |  |  |  | R-32 | 3.4167 | Residential & Commercial | USHP | Ducted CEE Tier 1
210473508 | Central HP <5.4 tons | DAY & NIGHT | HRCU-A-CB (Split System: Heat Pump with Remote Outdoor Unit-Air-Source) | CVH825GKA3* |  |  | EA*4X48L24A*+WALLCON | *97CMN1202422A* | 24000 | 16.5 | 8.1 | 21000 | 16600 | 79.05% | 2.02 | 0 | 11 |  |  |  |  | R-410A | 2 | Residential & Commercial | USHP | Ducted CEE Tier 1
210473944 | Central HP <5.4 tons | DAY & NIGHT | HRCU-A-CB (Split System: Heat Pump with Remote Outdoor Unit-Air-Source) | CVH825GKA3* |  |  | EN(A,D,W)4X48L21**+WALLCON | *80CSU1002120A* | 24000 | 16.5 | 8.1 | 21400 | 16600 | 77.57% | 2 | 0 | 11 |  |  |  |  | R-410A | 2 | Residential & Commercial | USHP | Ducted CEE Tier 1
210474021 | Central HP <5.4 tons | DAY & NIGHT | HRCU-A-CB (Split System: Heat Pump with Remote Outdoor Unit-Air-Source) | CVH825GKA3* |  |  | EN(A,D,W)4X48L21**+WALLCON | *97CMN1002122A* | 24200 | 17 | 8.1 | 21400 | 16600 | 77.57% | 2.02 | 0 | 11.5 |  |  |  |  | R-410A | 2.0167 | Residential & Commercial | USHP | Ducted CEE Tier 1
210474087 | Central HP <5.4 tons | DAY & NIGHT | HRCU-A-CB (Split System: Heat Pump with Remote Outdoor Unit-Air-Source) | CVH825GKA3* |  |  | EN(A,D)4X48L24**+WALLCON | *80CSU1002120A* | 24000 | 16.5 | 8.1 | 21400 | 16600 | 77.57% | 2 | 0 | 11 |  |  |  |  | R-410A | 2 | Residential & Commercial | USHP | Ducted CEE Tier 1
213296784 | Central HP <5.4 tons | LUXAIRE | HRCU-A-CB (Split System: Heat Pump with Remote Outdoor Unit-Air-Source) | HMH72B341 |  |  | XAHC36DXXN1+TXV | Z9ET100C16SMPS1 | 33000 | 17.5 | 8.1 | 32200 | 22800 | 70.81% | 2 | 0 | 10 |  |  |  |  | R-410A | 2.75 | Residential & Commercial | USHP | Ducted CEE Tier 1
213296899 | Central HP <5.4 tons | LUXAIRE | HRCU-A-CB (Split System: Heat Pump with Remote Outdoor Unit-Air-Source) | HMH72B341 |  |  | XAFC36DXXN1+TXV | Z8ES100C16LMPS1 | 34000 | 18 | 8.5 | 33400 | 24400 | 73.05% | 2.12 | 0 | 9.5 |  |  |  |  | R-410A | 2.8333 | Residential & Commercial | USHP
215669020 | Central HP <5.4 tons | HEIL | HRCU-A-CB (Split System: Heat Pump with Remote Outdoor Unit-Air-Source) | H5H0V36*K*AAA* |  |  | EA*5X43M21A*+WALLCON | *95CSU0601716B* | 34400 | 17.5 | 9 | 35400 | 25200 | 71.19% | 1.88 | 0 | 9.5 |  |  |  |  | R-454B | 2.8667 | Residential & Commercial | USHP
216571263 | Central HP <5.4 tons | AMERICAN STANDARD | HRCU-A-CB (Split System: Heat Pump with Remote Outdoor Unit-Air-Source) | 5A6V8X36A1 |  |  | 5PX*BD04AS3 | S8V2A040M3PDB | 31400 | 18.1 | 8.5 | 33800 | 25800 | 76.33% | 1.9 | 0 | 10 |  |  |  |  | R-454B | 2.6167 | Residential & Commercial | USHP | Ducted CEE Tier 1
216571277 | Central HP <5.4 tons | AMERICAN STANDARD | HRCU-A-CB (Split System: Heat Pump with Remote Outdoor Unit-Air-Source) | 5A6V8X36A1 |  |  | 5PX*CD09AS3 | S8V2C080M5PDB | 33200 | 18.1 | 8.5 | 32800 | 25200 | 76.83% | 2.1 | 0 | 10.5 |  |  |  |  | R-454B | 2.7667 | Residential & Commercial | USHP | Ducted CEE Tier 1
216571295 | Central HP <5.4 tons | AMERICAN STANDARD | HRCU-A-CB (Split System: Heat Pump with Remote Outdoor Unit-Air-Source) | 5A6V8X36A1 |  |  | 5PX*DD10AS3 | S8V2D120M5PCB | 32800 | 18.1 | 8.5 | 33000 | 25200 | 76.36% | 2.1 | 0 | 10.5 |  |  |  |  | R-454B | 2.7333 | Residential & Commercial | USHP | Ducted CEE Tier 1
216571311 | Central HP <5.4 tons | AMERICAN STANDARD | HRCU-A-CB (Split System: Heat Pump with Remote Outdoor Unit-Air-Source) | 5A6V8X36A1 |  |  | 5TXCC009AS3 | S8V2C100M5PCB | 33200 | 18.1 | 8.5 | 33200 | 25400 | 76.51% | 2.1 | 0 | 10.5 |  |  |  |  | R-454B | 2.7667 | Residential & Commercial | USHP | Ducted CEE Tier 1
213772537 | Central HP <5.4 tons | HEIL | HRCU-A-CB (Split System: Heat Pump with Remote Outdoor Unit-Air-Source) | HVH825GKA2* |  |  | EHD4X48AAL+WALLCON | *97CMN1202422B* | 24200 | 16 | 8.1 | 21200 | 16600 | 78.3% | 2.02 | 0 | 10.5 |  |  |  |  | R-410A | 2.0167 | Residential & Commercial | USHP | Ducted CEE Tier 1
213258063 | Central HP <5.4 tons | LENNOX | HRCU-A-CB (Split System: Heat Pump with Remote Outdoor Unit-Air-Source) | SL25XPV-036-230A** |  |  | CRX35-50/60C-**-*+TDR | SLP99DF090XV60C* | 34200 | 21 | 9.3 | 36000 | 29000 | 80.56% | 1.84 | 0 | 13.5 |  |  |  |  | R-410A | 2.85 | Residential & Commercial | USHP | Ducted CEE Tier 1
216738882 | Central HP <5.4 tons | HEIL | HRCU-A-CB (Split System: Heat Pump with Remote Outdoor Unit-Air-Source) | D5CUHAH24AAK |  |  | ESH5X36M12A* | *96VTN1202422B* | 22400 | 15.2 | 8.1 | 20800 | 18400 | 88.46% | 1.85 | 0 | 10.5 |  |  |  |  | R-454B | 1.8667 | Residential & Commercial | USHP | Ducted CEE Tier 1
210473889 | Central HP <5.4 tons | DAY & NIGHT | HRCU-A-CB (Split System: Heat Pump with Remote Outdoor Unit-Air-Source) | CVH825GKA3* |  |  | EN(A,D,W)4X48L21**+WALLCON | *95CSU0601716A* | 24000 | 16.5 | 8.1 | 21400 | 16700 | 78.04% | 2 | 0 | 11 |  |  |  |  | R-410A | 2 | Residential & Commercial | USHP | Ducted CEE Tier 1
210474257 | Central HP <5.4 tons | DAY & NIGHT | HRCU-A-CB (Split System: Heat Pump with Remote Outdoor Unit-Air-Source) | CVH825GKA3* |  |  | EHD4X42AAL+WALLCON | *80CSU0401712A* | 24200 | 16.5 | 8.1 | 21400 | 16600 | 77.57% | 2 | 0 | 10.5 |  |  |  |  | R-410A | 2.0167 | Residential & Commercial | USHP | Ducted CEE Tier 1
215675996 | Central HP <5.4 tons | AIRQUEST | HRCU-A-CB (Split System: Heat Pump with Remote Outdoor Unit-Air-Source) | H5H0V48*K*AAA* |  |  | EVM5X61M24A*+WALLCON | *80CTL1102120B* | 48500 | 19.5 | 9.5 | 50000 | 36600 | 73.2% | 2.1 | 0 | 10.5 |  |  |  |  | R-454B | 4.0417 | Residential & Commercial | USHP | Ducted CEE Tier 1
216776144 | Central HP <5.4 tons | LENNOX | HRCU-A-CB (Split System: Heat Pump with Remote Outdoor Unit-Air-Source) | SL22KLV-060-230A** |  |  | CK40[C,U]T-60D-**+TDR | SL297UH080NV60C* | 55000 | 19 | 8.5 | 53000 | 43500 | 82.08% | 1.8 | 0 | 11 |  |  |  |  | R-454B | 4.5833 | Residential & Commercial | USHP | Ducted CEE Tier 1
210596843 | Central HP <5.4 tons | DAY & NIGHT | HRCU-A-CB (Split System: Heat Pump with Remote Outdoor Unit-Air-Source) | CVH825GKA2* |  |  | EA*4X48L21A*+WALLCON | *97CMN0601714A* | 24000 | 16.5 | 8.1 | 21000 | 16700 | 79.52% | 2 | 0 | 11 |  |  |  |  | R-410A | 2 | Residential & Commercial | USHP | Ducted CEE Tier 1
216640205 | Central HP <5.4 tons | BRYANT HEATING AND COOLING SYSTEMS | HRCU-A-CB (Split System: Heat Pump with Remote Outdoor Unit-Air-Source) | 37MUHAQ18AA3 |  |  | FT5ANXB24L* | 0 | 18400 | 15.5 | 9.5 | 20400 | 18300 | 89.71% | 1.98 | 0 | 11.5 |  |  |  |  | R-454B | 1.5333 | Residential & Commercial | USHP | Ducted CEE Tier 1
216643398 | Central HP <5.4 tons | AIRQUEST | HRCU-A-CB (Split System: Heat Pump with Remote Outdoor Unit-Air-Source) | D5CUHAH18AAK |  |  | EA*5X25M17A* | *80VSL0451412B* | 18500 | 15.2 | 9.5 | 20000 | 17600 | 88% | 2.02 | 0 | 11.5 |  |  |  |  | R-454B | 1.5417 | Residential & Commercial | USHP | Ducted CEE Tier 1
216643448 | Central HP <5.4 tons | AIRQUEST | HRCU-A-CB (Split System: Heat Pump with Remote Outdoor Unit-Air-Source) | D5CUHAH18AAK |  |  | EA*5X19M17A* | *80VSL0701412B* | 18400 | 15.2 | 9.5 | 19800 | 17700 | 89.39% | 2 | 0 | 11.5 |  |  |  |  | R-454B | 1.5333 | Residential & Commercial | USHP | Ducted CEE Tier 1
216643681 | Central HP <5.4 tons | AIRQUEST | HRCU-A-CB (Split System: Heat Pump with Remote Outdoor Unit-Air-Source) | D5CUHAH18AAK |  |  | EA*5X19M17A* | *80VTL0451412B* | 18300 | 15.2 | 9.5 | 20000 | 17800 | 89% | 2 | 0 | 11 |  |  |  |  | R-454B | 1.525 | Residential & Commercial | USHP | Ducted CEE Tier 1
216738999 | Central HP <5.4 tons | HEIL | HRCU-A-CB (Split System: Heat Pump with Remote Outdoor Unit-Air-Source) | D5CUHAH24AAK |  |  | FEVB0024**+NAVA53601CK | 0 | 23000 | 15.5 | 8.5 | 21000 | 18700 | 89.05% | 1.98 | 0 | 11 |  |  |  |  | R-454B | 1.9167 | Residential & Commercial | USHP | Ducted CEE Tier 1
214609049 | Central HP <5.4 tons | LUXAIRE | HRCU-A-CB (Split System: Heat Pump with Remote Outdoor Unit-Air-Source) | HH860E2S11 |  |  | CTM60C5CHS1 | Z9ES100C20SMPS1 | 53000 | 19 | 8.5 | 54000 | 38500 | 71.3% | 2 | 0 | 11 |  |  |  |  | R-454B | 4.4167 | Residential & Commercial | USHP | Ducted CEE Tier 1
214398719 | Central HP <5.4 tons | LUXAIRE | HRCU-A-CB (Split System: Heat Pump with Remote Outdoor Unit-Air-Source) | HH860E2S11 |  |  | CTF60D5CGS1 | TM9Y120D20MP11 | 44000 | 18 | 9 | 44000 | 33400 | 75.91% | 2 | 0 | 11.7 |  |  |  |  | R-454B | 3.6667 | Residential & Commercial | USHP | Ducted CEE Tier 1
215677175 | Central HP <5.4 tons | HEIL | HRCU-A-CB (Split System: Heat Pump with Remote Outdoor Unit-Air-Source) | H5H0V60*K*AAA* |  |  | EVM5X60M24A*+WALLCON | *97CMN1002122B* | 56500 | 18.5 | 9 | 63000 | 44500 | 70.63% | 2.08 | 0 | 9 |  |  |  |  | R-454B | 4.7083 | Residential & Commercial | USHP
214397885 | Central HP <5.4 tons | LUXAIRE | HRCU-A-CB (Split System: Heat Pump with Remote Outdoor Unit-Air-Source) | HH860E2S11 |  |  | CTM60C5CGS1 | TM8V100C20MP12 | 44000 | 18 | 9 | 44500 | 33600 | 75.51% | 2 | 0 | 11.7 |  |  |  |  | R-454B | 3.6667 | Residential & Commercial | USHP | Ducted CEE Tier 1
214397919 | Central HP <5.4 tons | LUXAIRE | HRCU-A-CB (Split System: Heat Pump with Remote Outdoor Unit-Air-Source) | HH860E2S11 |  |  | CTF60D5CGS1 | TM9E120D20MP12 | 45000 | 17 | 9 | 47000 | 35000 | 74.47% | 2 | 0 | 11 |  |  |  |  | R-454B | 3.75 | Residential & Commercial | USHP | Ducted CEE Tier 1
215429064 | Central HP <5.4 tons | AMERICAN STANDARD | HRCU-A-CB (Split System: Heat Pump with Remote Outdoor Unit-Air-Source) | 4A6V8X60A1 |  |  | TEM6B0C60H51+TDR+RP | 0 | 54000 | 18 | 8.5 | 52500 | 38000 | 72.38% | 1.8 | 0 | 12 |  |  |  |  | R-410A | 4.5 | Residential & Commercial | USHP | Ducted CEE Tier 1
213872280 | Central HP <5.4 tons | DAIKIN | HRCU-A-CB (Split System: Heat Pump with Remote Outdoor Unit-Air-Source) | DZ6VSA481EA* |  |  | CA*EA6030*4A* | D*80VC0804C*A* | 44000 | 17 | 8.5 | 43500 | 31000 | 71.26% | 2 | 0 | 10 |  |  |  |  | R-410A | 3.6667 | Residential & Commercial | USHP | Ducted CEE Tier 1
215675456 | Central HP <5.4 tons | AIRQUEST | HRCU-A-CB (Split System: Heat Pump with Remote Outdoor Unit-Air-Source) | H5H0V48*K*AAA* |  |  | EVM5X48M21A*+WALLCON | *97CMN1002122B* | 47000 | 18.5 | 9 | 50000 | 36400 | 72.8% | 2 | 0 | 10 |  |  |  |  | R-454B | 3.9167 | Residential & Commercial | USHP | Ducted CEE Tier 1
215675606 | Central HP <5.4 tons | AIRQUEST | HRCU-A-CB (Split System: Heat Pump with Remote Outdoor Unit-Air-Source) | H5H0V48*K*AAA* |  |  | EVM5X49M21A*+WALLCON | *97CMN0602120B* | 47500 | 18.5 | 9 | 50000 | 37200 | 74.4% | 1.98 | 0 | 10 |  |  |  |  | R-454B | 3.9583 | Residential & Commercial | USHP | Ducted CEE Tier 1
215675626 | Central HP <5.4 tons | AIRQUEST | HRCU-A-CB (Split System: Heat Pump with Remote Outdoor Unit-Air-Source) | H5H0V48*K*AAA* |  |  | EVM5X49M21A*+WALLCON | *97CMN0802120B* | 48000 | 19 | 9 | 50000 | 36800 | 73.6% | 2 | 0 | 10 |  |  |  |  | R-454B | 4 | Residential & Commercial | USHP | Ducted CEE Tier 1
215675335 | Central HP <5.4 tons | HEIL | HRCU-A-CB (Split System: Heat Pump with Remote Outdoor Unit-Air-Source) | H5H0V48*K*AAA* |  |  | ESH5X60M12A*+WALLCON | *96CTN1202422B* | 45500 | 16.5 | 8.5 | 48000 | 33800 | 70.42% | 2.08 | 0 | 9.5 |  |  |  |  | R-454B | 3.7917 | Residential & Commercial | USHP
215675535 | Central HP <5.4 tons | HEIL | HRCU-A-CB (Split System: Heat Pump with Remote Outdoor Unit-Air-Source) | H5H0V48*K*AAA* |  |  | EVM5X49M21A*+WALLCON | *80CTL0701716B* | 48000 | 18.5 | 9 | 50000 | 37200 | 74.4% | 2 | 0 | 10 |  |  |  |  | R-454B | 4 | Residential & Commercial | USHP | Ducted CEE Tier 1
214398502 | Central HP <5.4 tons | LUXAIRE | HRCU-A-CB (Split System: Heat Pump with Remote Outdoor Unit-Air-Source) | HH836E2S11 |  |  | CTF36C5CDS1 | TL8E100C20UH11 | 33800 | 17 | 8.5 | 31200 | 25400 | 81.41% | 2 | 0 | 11.7 |  |  |  |  | R-454B | 2.8167 | Residential & Commercial | USHP | Ducted CEE Tier 1
214398519 | Central HP <5.4 tons | LUXAIRE | HRCU-A-CB (Split System: Heat Pump with Remote Outdoor Unit-Air-Source) | HH836E2S11 |  |  | CTF36C5CDS1 | TM9E100C20MP12 | 34600 | 17 | 8.5 | 32600 | 26800 | 82.21% | 2 | 0 | 11 |  |  |  |  | R-454B | 2.8833 | Residential & Commercial | USHP | Ducted CEE Tier 1
214807662 | Central HP <5.4 tons | YORK | HRCU-A-CB (Split System: Heat Pump with Remote Outdoor Unit-Air-Source) | HH860E2S11 |  |  | CTU60C5XGS1+TXV | TM8Y100C16MP11 | 44000 | 18 | 9 | 44000 | 33400 | 75.91% | 2 | 0 | 11.7 |  |  |  |  | R-454B | 3.6667 | Residential & Commercial | USHP | Ducted CEE Tier 1
216801826 | Central HP <5.4 tons | LUXAIRE | HRCU-A-CB (Split System: Heat Pump with Remote Outdoor Unit-Air-Source) | HH860E2S11 |  |  | CTF60C5CHS1 | Z8ET120C20LMPS1 | 54000 | 19 | 9 | 54000 | 38500 | 71.3% | 2 | 0 | 11.7 |  |  |  |  | R-454B | 4.5 | Residential & Commercial | USHP | Ducted CEE Tier 1
215674665 | Central HP <5.4 tons | AIRQUEST | HRCU-A-CB (Split System: Heat Pump with Remote Outdoor Unit-Air-Source) | H5H0V48*K*AAA* |  |  | EA*5X61M24A*+WALLCON | *96CTN1202422B* | 46000 | 18.5 | 9 | 47500 | 33600 | 70.74% | 2.06 | 0 | 10 |  |  |  |  | R-454B | 3.8333 | Residential & Commercial | USHP | Ducted CEE Tier 1
215675306 | Central HP <5.4 tons | AIRQUEST | HRCU-A-CB (Split System: Heat Pump with Remote Outdoor Unit-Air-Source) | H5H0V48*K*AAA* |  |  | ESH5X60M12A*+WALLCON | *97CMN1202422B* | 45500 | 16.5 | 8.5 | 48000 | 33800 | 70.42% | 2.08 | 0 | 9.5 |  |  |  |  | R-454B | 3.7917 | Residential & Commercial | USHP
215675366 | Central HP <5.4 tons | AIRQUEST | HRCU-A-CB (Split System: Heat Pump with Remote Outdoor Unit-Air-Source) | H5H0V48*K*AAA* |  |  | EVM5X48M21A*+WALLCON | *80CSU0802120A* | 47000 | 18.5 | 9 | 50000 | 36400 | 72.8% | 2 | 0 | 10 |  |  |  |  | R-454B | 3.9167 | Residential & Commercial | USHP | Ducted CEE Tier 1
215675566 | Central HP <5.4 tons | AIRQUEST | HRCU-A-CB (Split System: Heat Pump with Remote Outdoor Unit-Air-Source) | H5H0V48*K*AAA* |  |  | EVM5X49M21A*+WALLCON | *80CTL0902120B* | 48000 | 19 | 9 | 50000 | 36600 | 73.2% | 2 | 0 | 10.5 |  |  |  |  | R-454B | 4 | Residential & Commercial | USHP | Ducted CEE Tier 1
215675816 | Central HP <5.4 tons | AIRQUEST | HRCU-A-CB (Split System: Heat Pump with Remote Outdoor Unit-Air-Source) | H5H0V48*K*AAA* |  |  | EVM5X60M21A*+WALLCON | *97CMN1002122B* | 48000 | 19 | 9 | 50000 | 36800 | 73.6% | 2 | 0 | 10 |  |  |  |  | R-454B | 4 | Residential & Commercial | USHP | Ducted CEE Tier 1
215676016 | Central HP <5.4 tons | AIRQUEST | HRCU-A-CB (Split System: Heat Pump with Remote Outdoor Unit-Air-Source) | H5H0V48*K*AAA* |  |  | EVM5X61M24A*+WALLCON | *95CSU0802120B* | 48500 | 19 | 9 | 50000 | 36800 | 73.6% | 2 | 0 | 10 |  |  |  |  | R-454B | 4.0417 | Residential & Commercial | USHP | Ducted CEE Tier 1
215676336 | Central HP <5.4 tons | AIRQUEST | HRCU-A-CB (Split System: Heat Pump with Remote Outdoor Unit-Air-Source) | H5H0V48*K*AAA* |  |  | EVD5X49M24A*+WALLCON | *95CSU1002122B* | 48000 | 19 | 9 | 50000 | 36400 | 72.8% | 2.02 | 0 | 10 |  |  |  |  | R-454B | 4 | Residential & Commercial | USHP | Ducted CEE Tier 1
216571327 | Central HP <5.4 tons | AMERICAN STANDARD | HRCU-A-CB (Split System: Heat Pump with Remote Outdoor Unit-Air-Source) | 5A6V8X60A1 |  |  | 5PX*D008AS3 | *UHMD120CCV5+LRP | 52500 | 18.1 | 8.5 | 55500 | 39500 | 71.17% | 2 | 0 | 10 |  |  |  |  | R-454B | 4.375 | Residential & Commercial | USHP | Ducted CEE Tier 1
213782337 | Central HP <5.4 tons | HEIL | HRCU-A-CB (Split System: Heat Pump with Remote Outdoor Unit-Air-Source) | HVH837GKA2* |  |  | EHD4X60AAL+WALLCON | *96CTN0801714B* | 32800 | 16.5 | 8.1 | 32200 | 25000 | 77.64% | 1.98 | 0 | 11 |  |  |  |  | R-410A | 2.7333 | Residential & Commercial | USHP | Ducted CEE Tier 1
216682324 | Central HP <5.4 tons | HEIL | HRCU-A-CB (Split System: Heat Pump with Remote Outdoor Unit-Air-Source) | DLCURAH24ABK |  |  | EHD4X24AAL | *97VTN1002120A* | 23800 | 16 | 9 | 26200 | 23400 | 89.31% | 1.8 | 0 | 10 |  |  |  |  | R-410A | 1.9833 | Residential & Commercial | USHP | Ducted CEE Tier 1
216683017 | Central HP <5.4 tons | HEIL | HRCU-A-CB (Split System: Heat Pump with Remote Outdoor Unit-Air-Source) | DLCURAH24ABK |  |  | EN(A,D)4X36L21** | *97VTN1002122A* | 23800 | 17 | 9 | 26000 | 23200 | 89.23% | 1.8 | 0 | 10.5 |  |  |  |  | R-410A | 1.9833 | Residential & Commercial | USHP | Ducted CEE Tier 1
216374596 | Central HP <5.4 tons | LUXAIRE | HRCU-A-CB (Split System: Heat Pump with Remote Outdoor Unit-Air-Source) | HH836E2S11 |  |  | CTU48C5XFS1+TXV | Z9ET100C16SMPS1 | 33400 | 19 | 9.5 | 31400 | 23800 | 75.8% | 2 | 0 | 11 |  |  |  |  | R-454B | 2.7833 | Residential & Commercial | USHP | Ducted CEE Tier 1
214398116 | Central HP <5.4 tons | LUXAIRE | HRCU-A-CB (Split System: Heat Pump with Remote Outdoor Unit-Air-Source) | HH836E2S11 |  |  | CTM36B5CDS1 | TPLC080B12MP13 | 32800 | 17 | 8.5 | 30800 | 25200 | 81.82% | 2 | 0 | 11 |  |  |  |  | R-454B | 2.7333 | Residential & Commercial | USHP | Ducted CEE Tier 1
215677688 | Central HP <5.4 tons | COMFORTMAKER | HRCU-A-CB (Split System: Heat Pump with Remote Outdoor Unit-Air-Source) | C5H0V60*K*AAA* |  |  | EVD5X61M24A*+WALLCON | *97CMN0602120B* | 56500 | 18 | 9 | 65000 | 46000 | 70.77% | 2.06 | 0 | 8.5 |  |  |  |  | R-454B | 4.7083 | Residential & Commercial | USHP
216763630 | Central HP <5.4 tons | TRANE | HRCU-A-CB (Split System: Heat Pump with Remote Outdoor Unit-Air-Source) | 5TWR7036A1 |  |  | 5PX*B006AS3 | L8V1A040U3VSB | 32600 | 17.1 | 8.7 | 32200 | 24000 | 74.53% | 2.1 | 0 | 12 |  |  |  |  | R-454B | 2.7167 | Residential & Commercial | USHP | Ducted CEE Tier 1
214398482 | Central HP <5.4 tons | LUXAIRE | HRCU-A-CB (Split System: Heat Pump with Remote Outdoor Unit-Air-Source) | HH836E2S11 |  |  | CTM48C5CFS1 | TMLE100C16MP11 | 33600 | 19 | 9 | 31400 | 25400 | 80.89% | 2 | 0 | 11 |  |  |  |  | R-454B | 2.8 | Residential & Commercial | USHP | Ducted CEE Tier 1
214398618 | Central HP <5.4 tons | LUXAIRE | HRCU-A-CB (Split System: Heat Pump with Remote Outdoor Unit-Air-Source) | HH836E2S11 |  |  | CTF48C5CFS1 | TM8Y100C16MP11 | 33200 | 19 | 9 | 31400 | 25000 | 79.62% | 2 | 0 | 11 |  |  |  |  | R-454B | 2.7667 | Residential & Commercial | USHP | Ducted CEE Tier 1
214398623 | Central HP <5.4 tons | LUXAIRE | HRCU-A-CB (Split System: Heat Pump with Remote Outdoor Unit-Air-Source) | HH836E2S11 |  |  | CTF48C5CFS1 | TM8Y080C16MP11 | 33200 | 19 | 9 | 31400 | 25000 | 79.62% | 2 | 0 | 11 |  |  |  |  | R-454B | 2.7667 | Residential & Commercial | USHP | Ducted CEE Tier 1
214398082 | Central HP <5.4 tons | LUXAIRE | HRCU-A-CB (Split System: Heat Pump with Remote Outdoor Unit-Air-Source) | HH836E2S11 |  |  | CTM48C5CFS1 | TP9C100C16MP13 | 33200 | 19 | 9 | 31200 | 25200 | 80.77% | 2 | 0 | 11 |  |  |  |  | R-454B | 2.7667 | Residential & Commercial | USHP | Ducted CEE Tier 1
214398207 | Central HP <5.4 tons | LUXAIRE | HRCU-A-CB (Split System: Heat Pump with Remote Outdoor Unit-Air-Source) | HH836E2S11 |  |  | CTF48C5CFS1+JMC16C2SN1 | 0 | 34400 | 19 | 9 | 32000 | 25200 | 78.75% | 2 | 0 | 11.7 |  |  |  |  | R-454B | 2.8667 | Residential & Commercial | USHP | Ducted CEE Tier 1
214398232 | Central HP <5.4 tons | LUXAIRE | HRCU-A-CB (Split System: Heat Pump with Remote Outdoor Unit-Air-Source) | HH836E2S11 |  |  | CTM48C5CFS1+JMC16C2SN1 | 0 | 34400 | 19 | 9 | 31800 | 25200 | 79.25% | 2 | 0 | 11.7 |  |  |  |  | R-454B | 2.8667 | Residential & Commercial | USHP | Ducted CEE Tier 1
214398534 | Central HP <5.4 tons | LUXAIRE | HRCU-A-CB (Split System: Heat Pump with Remote Outdoor Unit-Air-Source) | HH836E2S11 |  |  | CTF36B5CDS1 | TM9V080B12MP12 | 33000 | 18 | 8.5 | 30800 | 25000 | 81.17% | 2 | 0 | 11 |  |  |  |  | R-454B | 2.75 | Residential & Commercial | USHP | Ducted CEE Tier 1
214397705 | Central HP <5.4 tons | LUXAIRE | HRCU-A-CB (Split System: Heat Pump with Remote Outdoor Unit-Air-Source) | HH836E2S11 |  |  | CTM36C5CDS1 | TM8E120C16MP11 | 33800 | 18 | 8.5 | 31600 | 25800 | 81.65% | 2 | 0 | 11 |  |  |  |  | R-454B | 2.8167 | Residential & Commercial | USHP | Ducted CEE Tier 1
214397762 | Central HP <5.4 tons | LUXAIRE | HRCU-A-CB (Split System: Heat Pump with Remote Outdoor Unit-Air-Source) | HH836E2S11 |  |  | CTF36C5CDS1 | TPLC100C16MP13 | 34000 | 18 | 8.5 | 31600 | 26000 | 82.28% | 2 | 0 | 11 |  |  |  |  | R-454B | 2.8333 | Residential & Commercial | USHP | Ducted CEE Tier 1
213296889 | Central HP <5.4 tons | LUXAIRE | HRCU-A-CB (Split System: Heat Pump with Remote Outdoor Unit-Air-Source) | HMH72B341 |  |  | XAFC36DBCN1 | Z8ES120C16LMPS1 | 34000 | 18 | 8.5 | 33400 | 24400 | 73.05% | 2.12 | 0 | 9.5 |  |  |  |  | R-410A | 2.8333 | Residential & Commercial | USHP
213297239 | Central HP <5.4 tons | LUXAIRE | HRCU-A-CB (Split System: Heat Pump with Remote Outdoor Unit-Air-Source) | HMH72B341 |  |  | XAFC36DBCN1 | Z9ET080B12SMPS1 | 33800 | 18 | 8.5 | 33000 | 23200 | 70.3% | 2 | 0 | 10 |  |  |  |  | R-410A | 2.8167 | Residential & Commercial | USHP | Ducted CEE Tier 1
213297439 | Central HP <5.4 tons | LUXAIRE | HRCU-A-CB (Split System: Heat Pump with Remote Outdoor Unit-Air-Source) | HMH72B341 |  |  | XAFB36DXXN1+TXV | Z9ET060B12SMPS1 | 34000 | 18.5 | 8.1 | 33400 | 24000 | 71.86% | 2.06 | 0 | 9.5 |  |  |  |  | R-410A | 2.8333 | Residential & Commercial | USHP
213297514 | Central HP <5.4 tons | LUXAIRE | HRCU-A-CB (Split System: Heat Pump with Remote Outdoor Unit-Air-Source) | HMH72B341 |  |  | XAFC36DBCN1 | Z8ET080B12LMPS1 | 34000 | 18.5 | 8.1 | 33400 | 24000 | 71.86% | 2.08 | 0 | 9.5 |  |  |  |  | R-410A | 2.8333 | Residential & Commercial | USHP
213297534 | Central HP <5.4 tons | LUXAIRE | HRCU-A-CB (Split System: Heat Pump with Remote Outdoor Unit-Air-Source) | HMH72B341 |  |  | XAHC36DBCN1 | Z8ES120C16LMPS1 | 34000 | 17.5 | 8.1 | 33400 | 24000 | 71.86% | 2.08 | 0 | 9.5 |  |  |  |  | R-410A | 2.8333 | Residential & Commercial | USHP
213297089 | Central HP <5.4 tons | LUXAIRE | HRCU-A-CB (Split System: Heat Pump with Remote Outdoor Unit-Air-Source) | HMH72B341 |  |  | XAHC36DXXN1+TXV | Z8ET080B12LMPS1 | 33000 | 18 | 8.1 | 32000 | 22400 | 70% | 2 | 0 | 9.5 |  |  |  |  | R-410A | 2.75 | Residential & Commercial | USHP
213297214 | Central HP <5.4 tons | LUXAIRE | HRCU-A-CB (Split System: Heat Pump with Remote Outdoor Unit-Air-Source) | HMH72B341 |  |  | XAHC36DXXN1+JMET12CS2N1+TXV | 0 | 33800 | 18 | 8.1 | 32800 | 23000 | 70.12% | 2.06 | 0 | 10 |  |  |  |  | R-410A | 2.8167 | Residential & Commercial | USHP | Ducted CEE Tier 1
214397900 | Central HP <5.4 tons | LUXAIRE | HRCU-A-CB (Split System: Heat Pump with Remote Outdoor Unit-Air-Source) | HH860E2S11 |  |  | CTM60C5CGS1 | TPLC120C20MP13 | 44000 | 18 | 9 | 44500 | 33600 | 75.51% | 2 | 0 | 11.7 |  |  |  |  | R-454B | 3.6667 | Residential & Commercial | USHP | Ducted CEE Tier 1
211240297 | Central HP <5.4 tons | TEMPSTAR | HRCU-A-CB (Split System: Heat Pump with Remote Outdoor Unit-Air-Source) | DLCURAH24ABK |  |  | EA*4X24L14A* | *96VTN0401410A* | 23400 | 15.5 | 8.5 | 26800 | 24800 | 92.54% | 2.04 | 0 | 9.5 |  |  |  |  | R-410A | 1.95 | Residential & Commercial | USHP
213297709 | Central HP <5.4 tons | LUXAIRE | HRCU-A-CB (Split System: Heat Pump with Remote Outdoor Unit-Air-Source) | HMH72B341 |  |  | XAFC36DXXN1+TXV | Z9ES080B12SMPS1 | 34000 | 17.5 | 8.1 | 33400 | 23800 | 71.26% | 2.06 | 0 | 9.5 |  |  |  |  | R-410A | 2.8333 | Residential & Commercial | USHP
213297764 | Central HP <5.4 tons | LUXAIRE | HRCU-A-CB (Split System: Heat Pump with Remote Outdoor Unit-Air-Source) | HMH72B341 |  |  | XAFC30CXXN1+TXV | Z8ES120C20LMPS1 | 33000 | 17.5 | 8.5 | 33000 | 23400 | 70.91% | 2.04 | 0 | 9.5 |  |  |  |  | R-410A | 2.75 | Residential & Commercial | USHP
213297859 | Central HP <5.4 tons | LUXAIRE | HRCU-A-CB (Split System: Heat Pump with Remote Outdoor Unit-Air-Source) | HMH72B341 |  |  | XAFC30CXXN1+TXV | Z9ET080B12SMPS1 | 32800 | 18.5 | 8.1 | 33000 | 23400 | 70.91% | 2.02 | 0 | 10 |  |  |  |  | R-410A | 2.7333 | Residential & Commercial | USHP | Ducted CEE Tier 1
213297884 | Central HP <5.4 tons | LUXAIRE | HRCU-A-CB (Split System: Heat Pump with Remote Outdoor Unit-Air-Source) | HMH72B341 |  |  | XAFB30CXXN1+TXV | Z9ES080B12SMPS1 | 32600 | 17 | 8.1 | 33000 | 23200 | 70.3% | 2.02 | 0 | 9.5 |  |  |  |  | R-410A | 2.7167 | Residential & Commercial | USHP
213298109 | Central HP <5.4 tons | LUXAIRE | HRCU-A-CB (Split System: Heat Pump with Remote Outdoor Unit-Air-Source) | HMH72B341 |  |  | XAUB36DXXN1+JMET12BS2N1+TXV | 0 | 34000 | 18.5 | 8.5 | 33800 | 23800 | 70.41% | 2.12 | 0 | 10.5 |  |  |  |  | R-410A | 2.8333 | Residential & Commercial | USHP | Ducted CEE Tier 1
213296914 | Central HP <5.4 tons | LUXAIRE | HRCU-A-CB (Split System: Heat Pump with Remote Outdoor Unit-Air-Source) | HMH72B341 |  |  | XAFC36DXXN1+TXV | Z8ES100B12SMPS1 | 34000 | 18.5 | 8.1 | 34000 | 24600 | 72.35% | 2.12 | 0 | 9.5 |  |  |  |  | R-410A | 2.8333 | Residential & Commercial | USHP
213296939 | Central HP <5.4 tons | LUXAIRE | HRCU-A-CB (Split System: Heat Pump with Remote Outdoor Unit-Air-Source) | HMH72B341 |  |  | XAFC36DXXN1+TXV | Z8ES080C20LMPS1 | 34000 | 18 | 8.5 | 33400 | 24400 | 73.05% | 2.12 | 0 | 10 |  |  |  |  | R-410A | 2.8333 | Residential & Commercial | USHP | Ducted CEE Tier 1
211240800 | Central HP <5.4 tons | TEMPSTAR | HRCU-A-CB (Split System: Heat Pump with Remote Outdoor Unit-Air-Source) | DLCURAH24ABK |  |  | EA*4X24L17A* | OMV112K14A | 23800 | 15.5 | 8.5 | 27000 | 24000 | 88.89% | 1.96 | 0 | 10 |  |  |  |  | R-410A | 1.9833 | Residential & Commercial | USHP | Ducted CEE Tier 1
211241236 | Central HP <5.4 tons | TEMPSTAR | HRCU-A-CB (Split System: Heat Pump with Remote Outdoor Unit-Air-Source) | DLCURAH24ABK |  |  | EA*4X25L17A* | OMV112K14A | 24800 | 16 | 8.5 | 25800 | 21200 | 82.17% | 1.76 | 0 | 10 |  |  |  |  | R-410A | 2.0667 | Residential & Commercial | USHP | Ducted CEE Tier 1
211241419 | Central HP <5.4 tons | TEMPSTAR | HRCU-A-CB (Split System: Heat Pump with Remote Outdoor Unit-Air-Source) | DLCURAH24ABK |  |  | EA*4X30L17A* | *96VSN0401712A* | 23200 | 16 | 8.5 | 25800 | 24200 | 93.8% | 2 | 0 | 9.5 |  |  |  |  | R-410A | 1.9333 | Residential & Commercial | USHP
215675655 | Central HP <5.4 tons | HEIL | HRCU-A-CB (Split System: Heat Pump with Remote Outdoor Unit-Air-Source) | H5H0V48*K*AAA* |  |  | EVM5X49M21A*+WALLCON | *96CTN1002122B* | 48000 | 19 | 9 | 50000 | 36800 | 73.6% | 2 | 0 | 10.5 |  |  |  |  | R-454B | 4 | Residential & Commercial | USHP | Ducted CEE Tier 1
215675855 | Central HP <5.4 tons | HEIL | HRCU-A-CB (Split System: Heat Pump with Remote Outdoor Unit-Air-Source) | H5H0V48*K*AAA* |  |  | EVM5X60M24A*+WALLCON | *80CSU1002120A* | 48000 | 18.5 | 9 | 50000 | 36600 | 73.2% | 2 | 0 | 10 |  |  |  |  | R-454B | 4 | Residential & Commercial | USHP | Ducted CEE Tier 1
213297219 | Central HP <5.4 tons | LUXAIRE | HRCU-A-CB (Split System: Heat Pump with Remote Outdoor Unit-Air-Source) | HMH72B341 |  |  | XAHC36DBCN1+JMET12CS2N1 | 0 | 33800 | 18 | 8.1 | 32800 | 23000 | 70.12% | 2.06 | 0 | 10 |  |  |  |  | R-410A | 2.8167 | Residential & Commercial | USHP | Ducted CEE Tier 1
213297304 | Central HP <5.4 tons | LUXAIRE | HRCU-A-CB (Split System: Heat Pump with Remote Outdoor Unit-Air-Source) | HMH72B341 |  |  | XAFC36DBCN1 | Z8ET100C16LMPS1 | 35000 | 18 | 8.5 | 33600 | 23600 | 70.24% | 2.08 | 0 | 10 |  |  |  |  | R-410A | 2.9167 | Residential & Commercial | USHP | Ducted CEE Tier 1
214398353 | Central HP <5.4 tons | LUXAIRE | HRCU-A-CB (Split System: Heat Pump with Remote Outdoor Unit-Air-Source) | HH824E2S11 |  |  | CTF30A5ADS1 | TL8E060A12UH11 | 23000 | 18 | 9.5 | 23000 | 18700 | 81.3% | 2 | 0 | 12 |  |  |  |  | R-454B | 1.9167 | Residential & Commercial | USHP | Ducted CEE Tier 1
215676226 | Central HP <5.4 tons | AIRQUEST | HRCU-A-CB (Split System: Heat Pump with Remote Outdoor Unit-Air-Source) | H5H0V48*K*AAA* |  |  | EVD5X48M24A*+WALLCON | *80CTL1352422B* | 47000 | 19 | 9 | 50000 | 36200 | 72.4% | 2 | 0 | 10 |  |  |  |  | R-454B | 3.9167 | Residential & Commercial | USHP | Ducted CEE Tier 1
215675826 | Central HP <5.4 tons | AIRQUEST | HRCU-A-CB (Split System: Heat Pump with Remote Outdoor Unit-Air-Source) | H5H0V48*K*AAA* |  |  | EVM5X60M21A*+WALLCON | *96CTN0801714B* | 47500 | 18.5 | 9 | 50000 | 36200 | 72.4% | 2.02 | 0 | 10 |  |  |  |  | R-454B | 3.9583 | Residential & Commercial | USHP | Ducted CEE Tier 1
210473911 | Central HP <5.4 tons | DAY & NIGHT | HRCU-A-CB (Split System: Heat Pump with Remote Outdoor Unit-Air-Source) | CVH825GKA3* |  |  | EN(A,D,W)4X48L21**+WALLCON | *95CSU1002122A* | 24200 | 17 | 8.1 | 21200 | 16600 | 78.3% | 2.02 | 0 | 11.5 |  |  |  |  | R-410A | 2.0167 | Residential & Commercial | USHP | Ducted CEE Tier 1
210474054 | Central HP <5.4 tons | DAY & NIGHT | HRCU-A-CB (Split System: Heat Pump with Remote Outdoor Unit-Air-Source) | CVH825GKA3* |  |  | EN(A,D,W)4X48L21**+WALLCON | *97CMN0602120A* | 24000 | 16.5 | 8.1 | 21400 | 16700 | 78.04% | 2 | 0 | 11 |  |  |  |  | R-410A | 2 | Residential & Commercial | USHP | Ducted CEE Tier 1
215936174 | Central HP <5.4 tons | CARRIER | HRCU-A-CB (Split System: Heat Pump with Remote Outdoor Unit-Air-Source) | 27VNA336A*030* |  |  | CVAVA4224XMA*+UI | 58TN*B110C21**20 | 35600 | 22 | 8.5 | 38500 | 28400 | 73.77% | 2.04 | 0 | 12.5 |  |  |  |  | R-454B | 2.9667 | Residential & Commercial | USHP | Ducted CEE Tier 1
215936444 | Central HP <5.4 tons | CARRIER | HRCU-A-CB (Split System: Heat Pump with Remote Outdoor Unit-Air-Source) | 27VNA336A*030* |  |  | CVAVA4924XMA*+UI | 58TN*B090C21**20 | 35600 | 22 | 8.5 | 38000 | 28400 | 74.74% | 2.04 | 0 | 12.5 |  |  |  |  | R-454B | 2.9667 | Residential & Commercial | USHP | Ducted CEE Tier 1
212975345 | Central HP <5.4 tons | AIRQUEST | HRCU-A-CB (Split System: Heat Pump with Remote Outdoor Unit-Air-Source) | DLCURAH24ABK |  |  | EN(A,D)4X30L17** | *96VTN0401712B* | 23200 | 16 | 8.1 | 26200 | 24800 | 94.66% | 2.06 | 0 | 10 |  |  |  |  | R-410A | 1.9333 | Residential & Commercial | USHP | Ducted CEE Tier 1
212975664 | Central HP <5.4 tons | AIRQUEST | HRCU-A-CB (Split System: Heat Pump with Remote Outdoor Unit-Air-Source) | DLCURAH24ABK |  |  | EA*4X30L14A* | *96VTN0601412B* | 23400 | 16.5 | 8.5 | 26200 | 25000 | 95.42% | 2.08 | 0 | 10 |  |  |  |  | R-410A | 1.95 | Residential & Commercial | USHP | Ducted CEE Tier 1
212975730 | Central HP <5.4 tons | AIRQUEST | HRCU-A-CB (Split System: Heat Pump with Remote Outdoor Unit-Air-Source) | DLCURAH24ABK |  |  | EN(A,D)4X30L14** | *96VTN0601412B* | 23400 | 16.5 | 8.1 | 26000 | 24400 | 93.85% | 2.02 | 0 | 10 |  |  |  |  | R-410A | 1.95 | Residential & Commercial | USHP | Ducted CEE Tier 1
212976113 | Central HP <5.4 tons | AIRQUEST | HRCU-A-CB (Split System: Heat Pump with Remote Outdoor Unit-Air-Source) | DLCURAH24ABK |  |  | EN(A,D,W)4X36L17** | *96VTN0801716B* | 23400 | 16.5 | 8.1 | 25800 | 24200 | 93.8% | 2 | 0 | 10 |  |  |  |  | R-410A | 1.95 | Residential & Commercial | USHP | Ducted CEE Tier 1
214397549 | Central HP <5.4 tons | LUXAIRE | HRCU-A-CB (Split System: Heat Pump with Remote Outdoor Unit-Air-Source) | HH824E2S11 |  |  | CTM30B5ACS1 | TM8Y080B12MP11 | 23000 | 17 | 9.5 | 23000 | 18700 | 81.3% | 2 | 0 | 12 |  |  |  |  | R-454B | 1.9167 | Residential & Commercial | USHP | Ducted CEE Tier 1
216786516 | Central HP <5.4 tons | LUXAIRE | HRCU-A-CB (Split System: Heat Pump with Remote Outdoor Unit-Air-Source) | HH860E2S11 |  |  | CTF60D5CHS1 | Z8ES130D20LMPS1 | 54000 | 19 | 9 | 53500 | 38500 | 71.96% | 2 | 0 | 12 |  |  |  |  | R-454B | 4.5 | Residential & Commercial | USHP | Ducted CEE Tier 1
214595010 | Central HP <5.4 tons | LUXAIRE | HRCU-A-CB (Split System: Heat Pump with Remote Outdoor Unit-Air-Source) | HH860E2S11 |  |  | CTF60D5CJS1 | Z8ES130D20SMPS1 | 53500 | 19 | 9 | 54500 | 39000 | 71.56% | 2 | 0 | 11 |  |  |  |  | R-454B | 4.4583 | Residential & Commercial | USHP | Ducted CEE Tier 1
211241669 | Central HP <5.4 tons | TEMPSTAR | HRCU-A-CB (Split System: Heat Pump with Remote Outdoor Unit-Air-Source) | DLCURAH24ABK |  |  | EA*4X30L17A* | *80ES(N,L)0701712A* | 24400 | 16.5 | 8.5 | 26400 | 22800 | 86.36% | 1.88 | 0 | 10 |  |  |  |  | R-410A | 2.0333 | Residential & Commercial | USHP | Ducted CEE Tier 1
211241737 | Central HP <5.4 tons | TEMPSTAR | HRCU-A-CB (Split System: Heat Pump with Remote Outdoor Unit-Air-Source) | DLCURAH24ABK |  |  | EA*4X30L17A* | *95ESN0801716A* | 24600 | 15.5 | 8.5 | 27000 | 22400 | 82.96% | 1.82 | 0 | 10 |  |  |  |  | R-410A | 2.05 | Residential & Commercial | USHP | Ducted CEE Tier 1
213297854 | Central HP <5.4 tons | LUXAIRE | HRCU-A-CB (Split System: Heat Pump with Remote Outdoor Unit-Air-Source) | HMH72B341 |  |  | XAFC36DBCN1+JMET12CS2N1 | 0 | 34000 | 18.5 | 8.5 | 34000 | 24200 | 71.18% | 2.14 | 0 | 10 |  |  |  |  | R-410A | 2.8333 | Residential & Commercial | USHP | Ducted CEE Tier 1
215675706 | Central HP <5.4 tons | AIRQUEST | HRCU-A-CB (Split System: Heat Pump with Remote Outdoor Unit-Air-Source) | H5H0V48*K*AAA* |  |  | EVM5X60M21A*+WALLCON | *80CTL0701716B* | 48000 | 18.5 | 9 | 50000 | 37200 | 74.4% | 2 | 0 | 10 |  |  |  |  | R-454B | 4 | Residential & Commercial | USHP | Ducted CEE Tier 1
215675776 | Central HP <5.4 tons | AIRQUEST | HRCU-A-CB (Split System: Heat Pump with Remote Outdoor Unit-Air-Source) | H5H0V48*K*AAA* |  |  | EVM5X60M21A*+WALLCON | *95CSU1002122B* | 48000 | 19 | 9 | 50000 | 36600 | 73.2% | 2.12 | 0 | 10 |  |  |  |  | R-454B | 4 | Residential & Commercial | USHP | Ducted CEE Tier 1
211242390 | Central HP <5.4 tons | DAY & NIGHT | HRCU-A-CB (Split System: Heat Pump with Remote Outdoor Unit-Air-Source) | DLCURAH24ABK |  |  | EA*4X36L21A* | *80VSL0451716A* | 23400 | 17 | 8.5 | 25600 | 23600 | 92.19% | 1.96 | 0 | 10 |  |  |  |  | R-410A | 1.95 | Residential & Commercial | USHP | Ducted CEE Tier 1
211242408 | Central HP <5.4 tons | DAY & NIGHT | HRCU-A-CB (Split System: Heat Pump with Remote Outdoor Unit-Air-Source) | DLCURAH24ABK |  |  | EA*4X36L21A* | *80VSL0702120A* | 24800 | 16.5 | 8.5 | 26600 | 22000 | 82.71% | 1.82 | 0 | 10 |  |  |  |  | R-410A | 2.0667 | Residential & Commercial | USHP | Ducted CEE Tier 1
211242601 | Central HP <5.4 tons | DAY & NIGHT | HRCU-A-CB (Split System: Heat Pump with Remote Outdoor Unit-Air-Source) | DLCURAH24ABK |  |  | EA*4X36L21A* | *80ES(N,L)0902120A* | 24800 | 17 | 8.5 | 26600 | 22000 | 82.71% | 1.82 | 0 | 10 |  |  |  |  | R-410A | 2.0667 | Residential & Commercial | USHP | Ducted CEE Tier 1
213298069 | Central HP <5.4 tons | LUXAIRE | HRCU-A-CB (Split System: Heat Pump with Remote Outdoor Unit-Air-Source) | HMH72B341 |  |  | XAFB36DBCN1 | Z8ES040A12SMPS1 | 34000 | 18 | 8.5 | 33400 | 24200 | 72.46% | 2.1 | 0 | 10 |  |  |  |  | R-410A | 2.8333 | Residential & Commercial | USHP | Ducted CEE Tier 1
215675955 | Central HP <5.4 tons | HEIL | HRCU-A-CB (Split System: Heat Pump with Remote Outdoor Unit-Air-Source) | H5H0V48*K*AAA* |  |  | EVM5X61M24A*+WALLCON | *80CSU0802120A* | 49000 | 19.5 | 9 | 50000 | 36600 | 73.2% | 2.1 | 0 | 10.5 |  |  |  |  | R-454B | 4.0833 | Residential & Commercial | USHP | Ducted CEE Tier 1
215676105 | Central HP <5.4 tons | HEIL | HRCU-A-CB (Split System: Heat Pump with Remote Outdoor Unit-Air-Source) | H5H0V48*K*AAA* |  |  | EVD5X48M21A*+WALLCON | *80CSU0802120A* | 47000 | 18.5 | 9 | 50000 | 36400 | 72.8% | 2 | 0 | 10 |  |  |  |  | R-454B | 3.9167 | Residential & Commercial | USHP | Ducted CEE Tier 1
211242237 | Central HP <5.4 tons | TEMPSTAR | HRCU-A-CB (Split System: Heat Pump with Remote Outdoor Unit-Air-Source) | DLCURAH24ABK |  |  | EA*4X36L17A* | OLV098A12* | 23400 | 16.5 | 8.5 | 25600 | 23800 | 92.97% | 1.98 | 0 | 10 |  |  |  |  | R-410A | 1.95 | Residential & Commercial | USHP | Ducted CEE Tier 1
211242486 | Central HP <5.4 tons | TEMPSTAR | HRCU-A-CB (Split System: Heat Pump with Remote Outdoor Unit-Air-Source) | DLCURAH24ABK |  |  | EA*4X36L21A* | *96VTN0801716A* | 24400 | 16.5 | 8.5 | 26200 | 22400 | 85.5% | 1.86 | 0 | 10 |  |  |  |  | R-410A | 2.0333 | Residential & Commercial | USHP | Ducted CEE Tier 1
216764637 | Central HP <5.4 tons | TRANE | HRCU-A-CB (Split System: Heat Pump with Remote Outdoor Unit-Air-Source) | 5TWR7036A1 |  |  | 5PX*BD06AS3 | S8X2B060M4PSC | 33400 | 17.1 | 8.7 | 33400 | 24400 | 73.05% | 2.1 | 0 | 12 |  |  |  |  | R-454B | 2.7833 | Residential & Commercial | USHP | Ducted CEE Tier 1
216764639 | Central HP <5.4 tons | TRANE | HRCU-A-CB (Split System: Heat Pump with Remote Outdoor Unit-Air-Source) | 5TWR7036A1 |  |  | 5PX*BD06AS3 | S8X2B080M4PSC | 33600 | 17.1 | 8.7 | 33600 | 24800 | 73.81% | 2.1 | 0 | 11.7 |  |  |  |  | R-454B | 2.8 | Residential & Commercial | USHP | Ducted CEE Tier 1
216764703 | Central HP <5.4 tons | TRANE | HRCU-A-CB (Split System: Heat Pump with Remote Outdoor Unit-Air-Source) | 5TWR7036A1 |  |  | 5PX*D008AS3 | S8X2D120M5PTC | 33000 | 17.1 | 9 | 32200 | 23800 | 73.91% | 2.1 | 0 | 12.5 |  |  |  |  | R-454B | 2.75 | Residential & Commercial | USHP | Ducted CEE Tier 1
216764571 | Central HP <5.4 tons | TRANE | HRCU-A-CB (Split System: Heat Pump with Remote Outdoor Unit-Air-Source) | 5TWR7024A1 |  |  | 5TXCB004AS3 | S8X2A040M3PTC | 23000 | 17.1 | 9 | 21800 | 17200 | 78.9% | 2 | 0 | 12.5 |  |  |  |  | R-454B | 1.9167 | Residential & Commercial | USHP | Ducted CEE Tier 1
215676116 | Central HP <5.4 tons | AIRQUEST | HRCU-A-CB (Split System: Heat Pump with Remote Outdoor Unit-Air-Source) | H5H0V48*K*AAA* |  |  | EVD5X48M21A*+WALLCON | *80CTL0701716B* | 46500 | 18 | 9 | 50000 | 36800 | 73.6% | 1.98 | 0 | 9.5 |  |  |  |  | R-454B | 3.875 | Residential & Commercial | USHP
215676166 | Central HP <5.4 tons | AIRQUEST | HRCU-A-CB (Split System: Heat Pump with Remote Outdoor Unit-Air-Source) | H5H0V48*K*AAA* |  |  | EVD5X48M21A*+WALLCON | *96CTN1002122B* | 47000 | 18.5 | 9 | 50000 | 36400 | 72.8% | 2 | 0 | 10 |  |  |  |  | R-454B | 3.9167 | Residential & Commercial | USHP | Ducted CEE Tier 1
215675666 | Central HP <5.4 tons | AIRQUEST | HRCU-A-CB (Split System: Heat Pump with Remote Outdoor Unit-Air-Source) | H5H0V48*K*AAA* |  |  | EVM5X60M21A*+WALLCON | *80CSU0601716A* | 48000 | 19 | 9 | 50000 | 36800 | 73.6% | 2 | 0 | 10 |  |  |  |  | R-454B | 4 | Residential & Commercial | USHP | Ducted CEE Tier 1
215675966 | Central HP <5.4 tons | AIRQUEST | HRCU-A-CB (Split System: Heat Pump with Remote Outdoor Unit-Air-Source) | H5H0V48*K*AAA* |  |  | EVM5X61M24A*+WALLCON | *80CSU1002120A* | 48500 | 19 | 9 | 50000 | 36800 | 73.6% | 2.1 | 0 | 10 |  |  |  |  | R-454B | 4.0417 | Residential & Commercial | USHP | Ducted CEE Tier 1
215675884 | Central HP <5.4 tons | BRYANT HEATING AND COOLING SYSTEMS | HRCU-A-CB (Split System: Heat Pump with Remote Outdoor Unit-Air-Source) | 290VAN048**AA* |  |  | CVAMA6024XMA*+UI | 88*TB60110C21*** | 48000 | 19 | 9 | 50000 | 36400 | 72.8% | 2 | 0 | 10.5 |  |  |  |  | R-454B | 4 | Residential & Commercial | USHP | Ducted CEE Tier 1
216801809 | Central HP <5.4 tons | LUXAIRE | HRCU-A-CB (Split System: Heat Pump with Remote Outdoor Unit-Air-Source) | HH836E2S11 |  |  | CTM48C5CFS1 | Z8ET100C20LMPS1 | 33200 | 19 | 9 | 30800 | 23000 | 74.68% | 2 | 0 | 11.7 |  |  |  |  | R-454B | 2.7667 | Residential & Commercial | USHP | Ducted CEE Tier 1
215676186 | Central HP <5.4 tons | AIRQUEST | HRCU-A-CB (Split System: Heat Pump with Remote Outdoor Unit-Air-Source) | H5H0V48*K*AAA* |  |  | EVD5X48M24A*+WALLCON | *80CSU1002120A* | 47000 | 18.5 | 9 | 50000 | 36600 | 73.2% | 2.02 | 0 | 10 |  |  |  |  | R-454B | 3.9167 | Residential & Commercial | USHP | Ducted CEE Tier 1
214398385 | Central HP <5.4 tons | LUXAIRE | HRCU-A-CB (Split System: Heat Pump with Remote Outdoor Unit-Air-Source) | HH824E2S11 |  |  | CTF30B5ACS1 | TM8E100B12MP11 | 23000 | 17 | 9.5 | 23000 | 18400 | 80% | 2 | 0 | 12 |  |  |  |  | R-454B | 1.9167 | Residential & Commercial | USHP | Ducted CEE Tier 1
216783841 | Central HP <5.4 tons | LUXAIRE | HRCU-A-CB (Split System: Heat Pump with Remote Outdoor Unit-Air-Source) | HH824E2S11 |  |  | CTU30B5XCS1+TXV | Z8ES080B12LMPS1 | 23000 | 18 | 9.5 | 23000 | 19100 | 83.04% | 2 | 0 | 12 |  |  |  |  | R-454B | 1.9167 | Residential & Commercial | USHP | Ducted CEE Tier 1
211242973 | Central HP <5.4 tons | TEMPSTAR | HRCU-A-CB (Split System: Heat Pump with Remote Outdoor Unit-Air-Source) | DLCURAH24ABK |  |  | EA*4X37L17A* | *95ESN0601412A* | 25000 | 16 | 8.5 | 26000 | 21200 | 81.54% | 1.76 | 0 | 10 |  |  |  |  | R-410A | 2.0833 | Residential & Commercial | USHP | Ducted CEE Tier 1
211243172 | Central HP <5.4 tons | TEMPSTAR | HRCU-A-CB (Split System: Heat Pump with Remote Outdoor Unit-Air-Source) | DLCURAH24ABK |  |  | EA*4X37L17A* | OMV098J12* | 24200 | 16.5 | 8.5 | 25400 | 21800 | 85.83% | 1.82 | 0 | 10 |  |  |  |  | R-410A | 2.0167 | Residential & Commercial | USHP | Ducted CEE Tier 1
211243190 | Central HP <5.4 tons | TEMPSTAR | HRCU-A-CB (Split System: Heat Pump with Remote Outdoor Unit-Air-Source) | DLCURAH24ABK |  |  | EA*4X37L17A* | OMV112K14A | 24800 | 16 | 8.5 | 25800 | 21400 | 82.95% | 1.78 | 0 | 10 |  |  |  |  | R-410A | 2.0667 | Residential & Commercial | USHP | Ducted CEE Tier 1
211243338 | Central HP <5.4 tons | TEMPSTAR | HRCU-A-CB (Split System: Heat Pump with Remote Outdoor Unit-Air-Source) | DLCURAH24ABK |  |  | EA*4X37L21A* | *80VSL0451716A* | 24800 | 16.5 | 8.5 | 25600 | 21000 | 82.03% | 1.76 | 0 | 10.5 |  |  |  |  | R-410A | 2.0667 | Residential & Commercial | USHP | Ducted CEE Tier 1
215675785 | Central HP <5.4 tons | HEIL | HRCU-A-CB (Split System: Heat Pump with Remote Outdoor Unit-Air-Source) | H5H0V48*K*AAA* |  |  | EVM5X60M21A*+WALLCON | *97CMN0602120B* | 47500 | 18.5 | 9 | 50000 | 37200 | 74.4% | 1.98 | 0 | 10 |  |  |  |  | R-454B | 3.9583 | Residential & Commercial | USHP | Ducted CEE Tier 1
215676005 | Central HP <5.4 tons | HEIL | HRCU-A-CB (Split System: Heat Pump with Remote Outdoor Unit-Air-Source) | H5H0V48*K*AAA* |  |  | EVM5X61M24A*+WALLCON | *80CTL1352422B* | 48500 | 19.5 | 9.5 | 50000 | 36600 | 73.2% | 2.1 | 0 | 10.5 |  |  |  |  | R-454B | 4.0417 | Residential & Commercial | USHP | Ducted CEE Tier 1
216763502 | Central HP <5.4 tons | TRANE | HRCU-A-CB (Split System: Heat Pump with Remote Outdoor Unit-Air-Source) | 5TWR7024A1 |  |  | 5TXCB004AS3 | L9X1B070U4VSA | 22200 | 17 | 8.7 | 21400 | 17000 | 79.44% | 1.9 | 0 | 12 |  |  |  |  | R-454B | 1.85 | Residential & Commercial | USHP | Ducted CEE Tier 1
216763536 | Central HP <5.4 tons | TRANE | HRCU-A-CB (Split System: Heat Pump with Remote Outdoor Unit-Air-Source) | 5TWR7024A1 |  |  | 5TXCB006AS3 | L8V1A060U3VSB | 23800 | 17.1 | 9 | 22000 | 17500 | 79.55% | 2 | 0 | 12.5 |  |  |  |  | R-454B | 1.9833 | Residential & Commercial | USHP | Ducted CEE Tier 1
216763566 | Central HP <5.4 tons | TRANE | HRCU-A-CB (Split System: Heat Pump with Remote Outdoor Unit-Air-Source) | 5TWR7024A1 |  |  | 5TXCC007AS3 | *DHMC100CCV4 | 22200 | 17.1 | 8.7 | 21000 | 16800 | 80% | 2 | 0 | 12 |  |  |  |  | R-454B | 1.85 | Residential & Commercial | USHP | Ducted CEE Tier 1
215934495 | Central HP <5.4 tons | BRYANT HEATING AND COOLING SYSTEMS | HRCU-A-CB (Split System: Heat Pump with Remote Outdoor Unit-Air-Source) | 293VAN048**AA* |  |  | CSAH*4812AM*+UI | 987MC66100C21*** | 44000 | 20 | 9 | 48500 | 36400 | 75.05% | 1.82 | 0 | 10.5 |  |  |  |  | R-454B | 3.6667 | Residential & Commercial | USHP | Ducted CEE Tier 1
215675186 | Central HP <5.4 tons | AIRQUEST | HRCU-A-CB (Split System: Heat Pump with Remote Outdoor Unit-Air-Source) | H5H0V48*K*AAA* |  |  | ESH5X60M12A*+WALLCON | *80CTL0702120B* | 45500 | 16.5 | 8.5 | 48000 | 33800 | 70.42% | 2.06 | 0 | 9.5 |  |  |  |  | R-454B | 3.7917 | Residential & Commercial | USHP
211243525 | Central HP <5.4 tons | TEMPSTAR | HRCU-A-CB (Split System: Heat Pump with Remote Outdoor Unit-Air-Source) | DLCURAH24ABK |  |  | EA*4X37L21A* | *80ES(N,L)0702116A* | 25000 | 17 | 8.5 | 25600 | 20800 | 81.25% | 1.76 | 0 | 10.5 |  |  |  |  | R-410A | 2.0833 | Residential & Commercial | USHP | Ducted CEE Tier 1
211244244 | Central HP <5.4 tons | TEMPSTAR | HRCU-A-CB (Split System: Heat Pump with Remote Outdoor Unit-Air-Source) | DLCURAH24ABK |  |  | EN(A,D)4X24L17** | *80ESU0601716A | 24400 | 16 | 8.5 | 27200 | 22600 | 83.09% | 1.86 | 0 | 10 |  |  |  |  | R-410A | 2.0333 | Residential & Commercial | USHP | Ducted CEE Tier 1
213297319 | Central HP <5.4 tons | LUXAIRE | HRCU-A-CB (Split System: Heat Pump with Remote Outdoor Unit-Air-Source) | HMH72B341 |  |  | XAFC30CXXN1+TXV | Z8ET080B12LMPS1 | 33200 | 18.5 | 8.5 | 33000 | 23400 | 70.91% | 2.04 | 0 | 9.5 |  |  |  |  | R-410A | 2.7667 | Residential & Commercial | USHP
213297719 | Central HP <5.4 tons | LUXAIRE | HRCU-A-CB (Split System: Heat Pump with Remote Outdoor Unit-Air-Source) | HMH72B341 |  |  | XAFC30CXXN1+TXV | Z9ES060B12SMPS1 | 32400 | 17 | 8.1 | 33000 | 23200 | 70.3% | 2.02 | 0 | 9.5 |  |  |  |  | R-410A | 2.7 | Residential & Commercial | USHP
211241952 | Central HP <5.4 tons | TEMPSTAR | HRCU-A-CB (Split System: Heat Pump with Remote Outdoor Unit-Air-Source) | DLCURAH24ABK |  |  | EA*4X36L17A* | *80ESU0401712A* | 24000 | 17.5 | 8.5 | 26000 | 22800 | 87.69% | 1.9 | 0 | 10 |  |  |  |  | R-410A | 2 | Residential & Commercial | USHP | Ducted CEE Tier 1
216679437 | Central HP <5.4 tons | HEIL | HRCU-A-CB (Split System: Heat Pump with Remote Outdoor Unit-Air-Source) | DLCURAH24ABK |  |  | EA*4X37L17A* | *97VTN0601716A* | 24000 | 17 | 9 | 25200 | 22000 | 87.3% | 1.76 | 0 | 10 |  |  |  |  | R-410A | 2 | Residential & Commercial | USHP | Ducted CEE Tier 1
215676055 | Central HP <5.4 tons | HEIL | HRCU-A-CB (Split System: Heat Pump with Remote Outdoor Unit-Air-Source) | H5H0V48*K*AAA* |  |  | EVM5X61M24A*+WALLCON | *97CMN1002122B* | 48500 | 19.5 | 9.5 | 50000 | 36600 | 73.2% | 2.12 | 0 | 10.5 |  |  |  |  | R-454B | 4.0417 | Residential & Commercial | USHP | Ducted CEE Tier 1
215676346 | Central HP <5.4 tons | AIRQUEST | HRCU-A-CB (Split System: Heat Pump with Remote Outdoor Unit-Air-Source) | H5H0V48*K*AAA* |  |  | EVD5X49M24A*+WALLCON | *97CMN0602120B* | 47500 | 18.5 | 9 | 50000 | 37000 | 74% | 1.98 | 0 | 10 |  |  |  |  | R-454B | 3.9583 | Residential & Commercial | USHP | Ducted CEE Tier 1
215676496 | Central HP <5.4 tons | AIRQUEST | HRCU-A-CB (Split System: Heat Pump with Remote Outdoor Unit-Air-Source) | H5H0V48*K*AAA* |  |  | EVD5X60M21A*+WALLCON | *95CSU0601716B* | 47500 | 18 | 9 | 50000 | 37200 | 74.4% | 1.98 | 0 | 10 |  |  |  |  | R-454B | 3.9583 | Residential & Commercial | USHP | Ducted CEE Tier 1
215676516 | Central HP <5.4 tons | AIRQUEST | HRCU-A-CB (Split System: Heat Pump with Remote Outdoor Unit-Air-Source) | H5H0V48*K*AAA* |  |  | EVD5X60M21A*+WALLCON | *95CSU1002122B* | 48000 | 19 | 9 | 50000 | 36600 | 73.2% | 2.12 | 0 | 10 |  |  |  |  | R-454B | 4 | Residential & Commercial | USHP | Ducted CEE Tier 1
216644568 | Central HP <5.4 tons | AIRQUEST | HRCU-A-CB (Split System: Heat Pump with Remote Outdoor Unit-Air-Source) | D5CUHAH18AAK |  |  | EA*5X19M17A* | OLV098A12* | 18800 | 15.5 | 9.5 | 20400 | 18000 | 88.24% | 2 | 0 | 11 |  |  |  |  | R-454B | 1.5667 | Residential & Commercial | USHP | Ducted CEE Tier 1
216644668 | Central HP <5.4 tons | AIRQUEST | HRCU-A-CB (Split System: Heat Pump with Remote Outdoor Unit-Air-Source) | D5CUHAH18AAK |  |  | FM(C,U)5Z30**AL* | 0 | 18500 | 15.5 | 12 | 20600 | 18600 | 90.29% | 2.08 | 0 | 11.5 |  |  |  |  | R-454B | 1.5417 | Residential & Commercial | USHP | Ducted CEE Tier 1
215675286 | Central HP <5.4 tons | AIRQUEST | HRCU-A-CB (Split System: Heat Pump with Remote Outdoor Unit-Air-Source) | H5H0V48*K*AAA* |  |  | ESH5X60M12A*+WALLCON | *97CMN0802120B* | 45500 | 16.5 | 8.5 | 48000 | 33800 | 70.42% | 2.06 | 0 | 9.5 |  |  |  |  | R-454B | 3.7917 | Residential & Commercial | USHP
215675336 | Central HP <5.4 tons | AIRQUEST | HRCU-A-CB (Split System: Heat Pump with Remote Outdoor Unit-Air-Source) | H5H0V48*K*AAA* |  |  | ESH5X60M12A*+WALLCON | *96CTN1202422B* | 45500 | 16.5 | 8.5 | 48000 | 33800 | 70.42% | 2.08 | 0 | 9.5 |  |  |  |  | R-454B | 3.7917 | Residential & Commercial | USHP
215675636 | Central HP <5.4 tons | AIRQUEST | HRCU-A-CB (Split System: Heat Pump with Remote Outdoor Unit-Air-Source) | H5H0V48*K*AAA* |  |  | EVM5X49M21A*+WALLCON | *97CMN1002122B* | 48000 | 19 | 9 | 50000 | 36800 | 73.6% | 2 | 0 | 10.5 |  |  |  |  | R-454B | 4 | Residential & Commercial | USHP | Ducted CEE Tier 1
215675736 | Central HP <5.4 tons | AIRQUEST | HRCU-A-CB (Split System: Heat Pump with Remote Outdoor Unit-Air-Source) | H5H0V48*K*AAA* |  |  | EVM5X60M21A*+WALLCON | *80CTL0902120B* | 48000 | 19 | 9.5 | 50000 | 36600 | 73.2% | 2.1 | 0 | 10.5 |  |  |  |  | R-454B | 4 | Residential & Commercial | USHP | Ducted CEE Tier 1
215675836 | Central HP <5.4 tons | AIRQUEST | HRCU-A-CB (Split System: Heat Pump with Remote Outdoor Unit-Air-Source) | H5H0V48*K*AAA* |  |  | EVM5X60M21A*+WALLCON | *96CTN1002122B* | 48000 | 19 | 9 | 50000 | 36800 | 73.6% | 2 | 0 | 10 |  |  |  |  | R-454B | 4 | Residential & Commercial | USHP | Ducted CEE Tier 1
215675436 | Central HP <5.4 tons | AIRQUEST | HRCU-A-CB (Split System: Heat Pump with Remote Outdoor Unit-Air-Source) | H5H0V48*K*AAA* |  |  | EVM5X48M21A*+WALLCON | *97CMN0602120B* | 46500 | 18 | 9 | 50000 | 37000 | 74% | 1.98 | 0 | 9.5 |  |  |  |  | R-454B | 3.875 | Residential & Commercial | USHP
215675986 | Central HP <5.4 tons | AIRQUEST | HRCU-A-CB (Split System: Heat Pump with Remote Outdoor Unit-Air-Source) | H5H0V48*K*AAA* |  |  | EVM5X61M24A*+WALLCON | *80CTL0902120B* | 48500 | 19.5 | 9.5 | 50000 | 36600 | 73.2% | 2.1 | 0 | 10.5 |  |  |  |  | R-454B | 4.0417 | Residential & Commercial | USHP | Ducted CEE Tier 1
213297869 | Central HP <5.4 tons | LUXAIRE | HRCU-A-CB (Split System: Heat Pump with Remote Outdoor Unit-Air-Source) | HMH72B341 |  |  | XAHC36DBCN1 | Z9ES100C20SMPS1 | 34000 | 17 | 8.1 | 33400 | 23600 | 70.66% | 2.06 | 0 | 9.5 |  |  |  |  | R-410A | 2.8333 | Residential & Commercial | USHP
213298089 | Central HP <5.4 tons | LUXAIRE | HRCU-A-CB (Split System: Heat Pump with Remote Outdoor Unit-Air-Source) | HMH72B341 |  |  | XAFB30CXXN1+JMVT12BC2N1+TXV | 0 | 33400 | 18.5 | 8.5 | 33400 | 23400 | 70.06% | 2.06 | 0 | 10 |  |  |  |  | R-410A | 2.7833 | Residential & Commercial | USHP | Ducted CEE Tier 1
215675118 | Central HP <5.4 tons | HEIL | HRCU-A-CB (Split System: Heat Pump with Remote Outdoor Unit-Air-Source) | H5H0V48*K*AAA* |  |  | ESH5X60M12A*+WALLCON | *80CSU0601716A* | 45500 | 16.5 | 8.5 | 48000 | 33800 | 70.42% | 2.06 | 0 | 9.5 |  |  |  |  | R-454B | 3.7917 | Residential & Commercial | USHP
213780727 | Central HP <5.4 tons | HEIL | HRCU-A-CB (Split System: Heat Pump with Remote Outdoor Unit-Air-Source) | HVH837GKA2* |  |  | EA*4X36L21A*+WALLCON | *80CTL0451712B* | 31200 | 16.5 | 8.1 | 33400 | 24600 | 73.65% | 1.82 | 0 | 10.5 |  |  |  |  | R-410A | 2.6 | Residential & Commercial | USHP | Ducted CEE Tier 1
213780877 | Central HP <5.4 tons | HEIL | HRCU-A-CB (Split System: Heat Pump with Remote Outdoor Unit-Air-Source) | HVH837GKA2* |  |  | EA*4X37L21A*+WALLCON | *80CTL0902120B* | 32800 | 17 | 8.5 | 33000 | 25000 | 75.76% | 1.98 | 0 | 11 |  |  |  |  | R-410A | 2.7333 | Residential & Commercial | USHP | Ducted CEE Tier 1
214397767 | Central HP <5.4 tons | LUXAIRE | HRCU-A-CB (Split System: Heat Pump with Remote Outdoor Unit-Air-Source) | HH836E2S11 |  |  | CTF36C5CDS1 | LPLC080C16MP13 | 34000 | 18 | 8.5 | 31600 | 26000 | 82.28% | 2 | 0 | 11 |  |  |  |  | R-454B | 2.8333 | Residential & Commercial | USHP | Ducted CEE Tier 1
214397769 | Central HP <5.4 tons | LUXAIRE | HRCU-A-CB (Split System: Heat Pump with Remote Outdoor Unit-Air-Source) | HH836E2S11 |  |  | CTF36C5CDS1 | LPLC100C16MP13 | 34000 | 18 | 8.5 | 31600 | 26000 | 82.28% | 2 | 0 | 11 |  |  |  |  | R-454B | 2.8333 | Residential & Commercial | USHP | Ducted CEE Tier 1
215676655 | Central HP <5.4 tons | HEIL | HRCU-A-CB (Split System: Heat Pump with Remote Outdoor Unit-Air-Source) | H5H0V48*K*AAA* |  |  | EVD5X60M24A*+WALLCON | *97CMN0602120B* | 47500 | 18.5 | 9 | 50000 | 37000 | 74% | 1.98 | 0 | 10 |  |  |  |  | R-454B | 3.9583 | Residential & Commercial | USHP | Ducted CEE Tier 1
213780977 | Central HP <5.4 tons | HEIL | HRCU-A-CB (Split System: Heat Pump with Remote Outdoor Unit-Air-Source) | HVH837GKA2* |  |  | EA*4X42L21A*+WALLCON | *80CTL0701716B* | 31400 | 17 | 8.1 | 33200 | 24400 | 73.49% | 1.86 | 0 | 10.5 |  |  |  |  | R-410A | 2.6167 | Residential & Commercial | USHP | Ducted CEE Tier 1
213781447 | Central HP <5.4 tons | HEIL | HRCU-A-CB (Split System: Heat Pump with Remote Outdoor Unit-Air-Source) | HVH837GKA2* |  |  | EA*4X48L24A*+WALLCON | *96CTN1002122B* | 32400 | 17 | 8.5 | 32200 | 24800 | 77.02% | 1.98 | 0 | 11 |  |  |  |  | R-410A | 2.7 | Residential & Commercial | USHP | Ducted CEE Tier 1
215676905 | Central HP <5.4 tons | HEIL | HRCU-A-CB (Split System: Heat Pump with Remote Outdoor Unit-Air-Source) | H5H0V48*K*AAA* |  |  | EVD5X61M24A*+WALLCON | *97CMN0602120B* | 48000 | 19 | 9 | 50000 | 37200 | 74.4% | 1.98 | 0 | 10 |  |  |  |  | R-454B | 4 | Residential & Commercial | USHP | Ducted CEE Tier 1
215931656 | Central HP <5.4 tons | HEIL | HRCU-A-CB (Split System: Heat Pump with Remote Outdoor Unit-Air-Source) | H5H3V60*K*AAA* |  |  | EA*5X61M21A*+WALLCON | *80CTL0701716B* | 56000 | 18 | 8.5 | 61000 | 45500 | 74.59% | 2.1 | 0 | 11 |  |  |  |  | R-454B | 4.6667 | Residential & Commercial | USHP | Ducted CEE Tier 1
216571043 | Central HP <5.4 tons | AMERICAN STANDARD | HRCU-A-CB (Split System: Heat Pump with Remote Outdoor Unit-Air-Source) | 5A6V0X36A1 |  |  | 5TXCB006AS3 | S8V2A040M3PCB | 34800 | 20 | 9.4 | 32400 | 25000 | 77.16% | 2.1 | 0 | 12 |  |  |  |  | R-454B | 2.9 | Residential & Commercial | USHP | Ducted CEE Tier 1
212984640 | Central HP <5.4 tons | AIRQUEST | HRCU-A-CB (Split System: Heat Pump with Remote Outdoor Unit-Air-Source) | DLCURAH24ABK |  |  | EA*4X37L21A* | *92MSN0801716A* | 24200 | 17.5 | 8.5 | 25000 | 21400 | 85.6% | 1.8 | 0 | 10.5 |  |  |  |  | R-410A | 2.0167 | Residential & Commercial | USHP | Ducted CEE Tier 1
212984676 | Central HP <5.4 tons | AIRQUEST | HRCU-A-CB (Split System: Heat Pump with Remote Outdoor Unit-Air-Source) | DLCURAH24ABK |  |  | EN(A,D,W)4X36L17** | *92MSN0801716A* | 23600 | 17.5 | 8.5 | 26200 | 24600 | 93.89% | 2.04 | 0 | 10.5 |  |  |  |  | R-410A | 1.9667 | Residential & Commercial | USHP | Ducted CEE Tier 1
215682342 | Central HP <5.4 tons | TEMPSTAR | HRCU-A-CB (Split System: Heat Pump with Remote Outdoor Unit-Air-Source) | T5H0V48*K*AAA* |  |  | EVD5X60M21A*+WALLCON | *80CSU1002120B* | 48000 | 18.5 | 9 | 50000 | 36600 | 73.2% | 2 | 0 | 10 |  |  |  |  | R-454B | 4 | Residential & Commercial | USHP | Ducted CEE Tier 1
215682492 | Central HP <5.4 tons | TEMPSTAR | HRCU-A-CB (Split System: Heat Pump with Remote Outdoor Unit-Air-Source) | T5H0V48*K*AAA* |  |  | EVD5X61M21A*+WALLCON | *97CTN0801716A* | 48000 | 18.5 | 9 | 50000 | 37400 | 74.8% | 2 | 0 | 10 |  |  |  |  | R-454B | 4 | Residential & Commercial | USHP | Ducted CEE Tier 1
216776038 | Central HP <5.4 tons | LENNOX | HRCU-A-CB (Split System: Heat Pump with Remote Outdoor Unit-Air-Source) | SL22KLV-024-230A** |  |  | CK40HT-42B-**+TDR | EL297UH110XV60C* | 23200 | 17.5 | 10 | 23200 | 22400 | 96.55% | 2.24 | 0 | 11.7 |  |  |  |  | R-454B | 1.9333 | Residential & Commercial | USHP | Ducted CEE Tier 1
216776065 | Central HP <5.4 tons | LENNOX | HRCU-A-CB (Split System: Heat Pump with Remote Outdoor Unit-Air-Source) | SL22KLV-024-230A** |  |  | CK40[C,U]T-30A-**+TDR | SL280UH070XV36A* | 22400 | 19 | 8.2 | 24000 | 22800 | 95% | 1.78 | 0 | 12.4 |  |  |  |  | R-454B | 1.8667 | Residential & Commercial | USHP | Ducted CEE Tier 1
216776122 | Central HP <5.4 tons | LENNOX | HRCU-A-CB (Split System: Heat Pump with Remote Outdoor Unit-Air-Source) | SL22KLV-060-230A** |  |  | CK40[C,U]T-60C-**+TDR | SL280UH090XV60C* | 56000 | 20 | 9.4 | 52000 | 42500 | 81.73% | 1.94 | 0 | 11.7 |  |  |  |  | R-454B | 4.6667 | Residential & Commercial | USHP | Ducted CEE Tier 1
216776131 | Central HP <5.4 tons | LENNOX | HRCU-A-CB (Split System: Heat Pump with Remote Outdoor Unit-Air-Source) | SL22KLV-060-230A** |  |  | CK40[C,U]T-49C-**+TDR | SL280UH080NV60C* | 55500 | 20 | 8.5 | 51500 | 41500 | 80.58% | 1.88 | 0 | 11.7 |  |  |  |  | R-454B | 4.625 | Residential & Commercial | USHP | Ducted CEE Tier 1
216763706 | Central HP <5.4 tons | TRANE | HRCU-A-CB (Split System: Heat Pump with Remote Outdoor Unit-Air-Source) | 5TWR7036A1 |  |  | 5PX*C009AS3 | L8V1C100U5VSB | 34200 | 17.1 | 9 | 32200 | 23800 | 73.91% | 2.2 | 0 | 12.5 |  |  |  |  | R-454B | 2.85 | Residential & Commercial | USHP | Ducted CEE Tier 1
213772488 | Central HP <5.4 tons | AIRQUEST | HRCU-A-CB (Split System: Heat Pump with Remote Outdoor Unit-Air-Source) | HVH825GKA2* |  |  | EHD4X48AAL+WALLCON | *80CTL1352422B* | 24200 | 16 | 8.1 | 21200 | 16600 | 78.3% | 2.02 | 0 | 11 |  |  |  |  | R-410A | 2.0167 | Residential & Commercial | USHP | Ducted CEE Tier 1
214574669 | Central HP <5.4 tons | BRYANT HEATING AND COOLING SYSTEMS | HRCU-A-CB (Split System: Heat Pump with Remote Outdoor Unit-Air-Source) | 288BNV037*0**B* |  |  | CNPV*4824AL*+UI | 987MC60080C21*** | 32400 | 17.5 | 8.5 | 32800 | 24800 | 75.61% | 1.96 | 0 | 11.5 |  |  |  |  | R-410A | 2.7 | Residential & Commercial | USHP | Ducted CEE Tier 1
215679278 | Central HP <5.4 tons | COMFORTMAKER | HRCU-A-CB (Split System: Heat Pump with Remote Outdoor Unit-Air-Source) | C5H0V36*K*AAA* |  |  | EA*5X37M21A*+WALLCON | *96CTN0802120B* | 34400 | 18 | 9 | 35400 | 25200 | 71.19% | 1.88 | 0 | 10 |  |  |  |  | R-454B | 2.8667 | Residential & Commercial | USHP | Ducted CEE Tier 1
215679448 | Central HP <5.4 tons | COMFORTMAKER | HRCU-A-CB (Split System: Heat Pump with Remote Outdoor Unit-Air-Source) | C5H0V36*K*AAA* |  |  | EA*5X43M21A*+WALLCON | *97CTN0601716A* | 34200 | 17.5 | 9 | 35600 | 25400 | 71.35% | 1.88 | 0 | 9.5 |  |  |  |  | R-454B | 2.85 | Residential & Commercial | USHP
215679548 | Central HP <5.4 tons | COMFORTMAKER | HRCU-A-CB (Split System: Heat Pump with Remote Outdoor Unit-Air-Source) | C5H0V36*K*AAA* |  |  | EA*5X48M21A*+WALLCON | *97CTN1002122A* | 33800 | 18 | 9 | 35000 | 25000 | 71.43% | 1.9 | 0 | 10 |  |  |  |  | R-454B | 2.8167 | Residential & Commercial | USHP | Ducted CEE Tier 1
216681342 | Central HP <5.4 tons | AIRQUEST | HRCU-A-CB (Split System: Heat Pump with Remote Outdoor Unit-Air-Source) | DLCURAH30ABK |  |  | EA*4X43L21A* | *97VTN0802120A* | 30600 | 15.2 | 9 | 33000 | 26000 | 78.79% | 1.78 | 0 | 9 |  |  |  |  | R-410A | 2.55 | Residential & Commercial | USHP
212988767 | Central HP <5.4 tons | TEMPSTAR | HRCU-A-CB (Split System: Heat Pump with Remote Outdoor Unit-Air-Source) | DLCURAH24ABK |  |  | EN(A,D)4X36L21** | *95MSU0401712A* | 23600 | 16.5 | 8.5 | 26400 | 24200 | 91.67% | 2 | 0 | 10 |  |  |  |  | R-410A | 1.9667 | Residential & Commercial | USHP | Ducted CEE Tier 1
211240405 | Central HP <5.4 tons | DAY & NIGHT | HRCU-A-CB (Split System: Heat Pump with Remote Outdoor Unit-Air-Source) | DLCURAH24ABK |  |  | EA*4X24L17A* | *96VSN0401712A* | 23000 | 15.5 | 8.5 | 26400 | 26000 | 98.48% | 2.18 | 0 | 9.5 |  |  |  |  | R-410A | 1.9167 | Residential & Commercial | USHP
216766818 | Central HP <5.4 tons | TRANE | HRCU-A-CB (Split System: Heat Pump with Remote Outdoor Unit-Air-Source) | 5TWX7024A1 |  |  | 5PX*B006AS3+P0V0B000M40SD | 0 | 23400 | 17.1 | 8.7 | 21600 | 17100 | 79.17% | 2.03 | 0 | 13 |  |  |  |  | R-454B | 1.95 | Residential & Commercial | USHP | Ducted CEE Tier 1
216766819 | Central HP <5.4 tons | TRANE | HRCU-A-CB (Split System: Heat Pump with Remote Outdoor Unit-Air-Source) | 5TWX7024A1 |  |  | 5PX*B006AS3 | S8V2A040M3PCB | 23800 | 17.5 | 9 | 22000 | 17500 | 79.55% | 2.06 | 0 | 12.7 |  |  |  |  | R-454B | 1.9833 | Residential & Commercial | USHP | Ducted CEE Tier 1
216766820 | Central HP <5.4 tons | TRANE | HRCU-A-CB (Split System: Heat Pump with Remote Outdoor Unit-Air-Source) | 5TWX7024A1 |  |  | 5PX*BD04AS3 | S9V2B040D3VSB | 23400 | 17.1 | 8.1 | 22200 | 17200 | 77.48% | 1.83 | 0 | 12.5 |  |  |  |  | R-454B | 1.95 | Residential & Commercial | USHP | Ducted CEE Tier 1
216801803 | Central HP <5.4 tons | LUXAIRE | HRCU-A-CB (Split System: Heat Pump with Remote Outdoor Unit-Air-Source) | HH836E2S11 |  |  | CTF48C5CFS1 | Z8ET080C16LMPS1 | 32800 | 19 | 9 | 30200 | 22800 | 75.5% | 2 | 0 | 11.7 |  |  |  |  | R-454B | 2.7333 | Residential & Commercial | USHP | Ducted CEE Tier 1
216801810 | Central HP <5.4 tons | LUXAIRE | HRCU-A-CB (Split System: Heat Pump with Remote Outdoor Unit-Air-Source) | HH836E2S11 |  |  | CTF48C5CFS1 | Z8ET100C20LMPS1 | 33000 | 19 | 9 | 30600 | 23000 | 75.16% | 2 | 0 | 11.7 |  |  |  |  | R-454B | 2.75 | Residential & Commercial | USHP | Ducted CEE Tier 1
215676026 | Central HP <5.4 tons | AIRQUEST | HRCU-A-CB (Split System: Heat Pump with Remote Outdoor Unit-Air-Source) | H5H0V48*K*AAA* |  |  | EVM5X61M24A*+WALLCON | *95CSU1002122B* | 48500 | 19 | 9 | 50000 | 36600 | 73.2% | 2.1 | 0 | 10.5 |  |  |  |  | R-454B | 4.0417 | Residential & Commercial | USHP | Ducted CEE Tier 1
215675756 | Central HP <5.4 tons | AIRQUEST | HRCU-A-CB (Split System: Heat Pump with Remote Outdoor Unit-Air-Source) | H5H0V48*K*AAA* |  |  | EVM5X60M21A*+WALLCON | *95CSU0601716B* | 47500 | 18 | 9 | 50000 | 37200 | 74.4% | 1.98 | 0 | 9.5 |  |  |  |  | R-454B | 3.9583 | Residential & Commercial | USHP
213613331 | Central HP <5.4 tons | DAIKIN | HRCU-A-CB (Split System: Heat Pump with Remote Outdoor Unit-Air-Source) | DZ6VSA421EA* |  |  | DFVE60DP1400B* | 0 | 40000 | 17 | 8.6 | 40000 | 30600 | 76.5% | 2 | 0 | 10 |  |  |  |  | R-410A | 3.3333 | Residential & Commercial | USHP | Ducted CEE Tier 1
216766837 | Central HP <5.4 tons | TRANE | HRCU-A-CB (Split System: Heat Pump with Remote Outdoor Unit-Air-Source) | 5TWX7024A1 |  |  | 5PX*BD06AS3+P0V0A000M30SD | 0 | 23800 | 17.1 | 8.5 | 22200 | 17400 | 78.38% | 1.97 | 0 | 12.5 |  |  |  |  | R-454B | 1.9833 | Residential & Commercial | USHP | Ducted CEE Tier 1
216766850 | Central HP <5.4 tons | TRANE | HRCU-A-CB (Split System: Heat Pump with Remote Outdoor Unit-Air-Source) | 5TWX7024A1 |  |  | 5TXCB004AS3 | S9X2B040U3PSB | 23200 | 16.5 | 8.7 | 21800 | 17200 | 78.9% | 2.01 | 0 | 12 |  |  |  |  | R-454B | 1.9333 | Residential & Commercial | USHP | Ducted CEE Tier 1
216766853 | Central HP <5.4 tons | TRANE | HRCU-A-CB (Split System: Heat Pump with Remote Outdoor Unit-Air-Source) | 5TWX7024A1 |  |  | 5TXCB004AS3 | S9X2B060D3PSB | 21800 | 15.5 | 8.5 | 21200 | 16900 | 79.72% | 1.95 | 0 | 11.5 |  |  |  |  | R-454B | 1.8167 | Residential & Commercial | USHP | Ducted CEE Tier 1
216766867 | Central HP <5.4 tons | TRANE | HRCU-A-CB (Split System: Heat Pump with Remote Outdoor Unit-Air-Source) | 5TWX7024A1 |  |  | 5TXCB006AS3 | S9X1B080D4PSB | 22400 | 15.2 | 8.7 | 21200 | 17000 | 80.19% | 2 | 0 | 12 |  |  |  |  | R-454B | 1.8667 | Residential & Commercial | USHP | Ducted CEE Tier 1
216766869 | Central HP <5.4 tons | TRANE | HRCU-A-CB (Split System: Heat Pump with Remote Outdoor Unit-Air-Source) | 5TWX7024A1 |  |  | 5TXCB006AS3 | S9X2B040U3PSB | 23800 | 17.5 | 9 | 21800 | 17400 | 79.82% | 2.06 | 0 | 12.7 |  |  |  |  | R-454B | 1.9833 | Residential & Commercial | USHP | Ducted CEE Tier 1
212982130 | Central HP <5.4 tons | TEMPSTAR | HRCU-A-CB (Split System: Heat Pump with Remote Outdoor Unit-Air-Source) | DLCURAH30ABK |  |  | EA*4X36L21A* | *80MSU0401712A* | 29800 | 15.2 | 8.5 | 33800 | 27800 | 82.25% | 1.76 | 0 | 9 |  |  |  |  | R-410A | 2.4833 | Residential & Commercial | USHP
211222774 | Central HP <5.4 tons | DAY & NIGHT | HRCU-A-CB (Split System: Heat Pump with Remote Outdoor Unit-Air-Source) | DLCURAH30ABK |  |  | FVM4X36***L | 0 | 30400 | 15.2 | 8.1 | 34000 | 27400 | 80.59% | 1.78 | 0 | 9 |  |  |  |  | R-410A | 2.5333 | Residential & Commercial | USHP
215931686 | Central HP <5.4 tons | HEIL | HRCU-A-CB (Split System: Heat Pump with Remote Outdoor Unit-Air-Source) | H5H3V60*K*AAA* |  |  | EA*5X61M24A*+WALLCON | *80CTL0702120B* | 56500 | 18.5 | 8.5 | 60500 | 47000 | 77.69% | 2.02 | 0 | 11 |  |  |  |  | R-454B | 4.7083 | Residential & Commercial | USHP | Ducted CEE Tier 1
215931786 | Central HP <5.4 tons | HEIL | HRCU-A-CB (Split System: Heat Pump with Remote Outdoor Unit-Air-Source) | H5H3V60*K*AAA* |  |  | EA*5X61M24A*+WALLCON | *96CTN1202422B* | 57000 | 18.5 | 8.5 | 60500 | 46500 | 76.86% | 2.02 | 0 | 11.5 |  |  |  |  | R-454B | 4.75 | Residential & Commercial | USHP | Ducted CEE Tier 1
212987450 | Central HP <5.4 tons | AIRQUEST | HRCU-A-CB (Split System: Heat Pump with Remote Outdoor Unit-Air-Source) | DLCURAH24ABK |  |  | EN(A,D)4X24L17** | *96MSN0801716A* | 23400 | 16.5 | 8.5 | 27000 | 25000 | 92.59% | 2.06 | 0 | 10 |  |  |  |  | R-410A | 1.95 | Residential & Commercial | USHP | Ducted CEE Tier 1
215935346 | Central HP <5.4 tons | HEIL | HRCU-A-CB (Split System: Heat Pump with Remote Outdoor Unit-Air-Source) | H5H3V36*K*AAA* |  |  | EVM5X60M24A*+WALLCON | *80CTL0902120B* | 35600 | 22 | 8.5 | 38000 | 28400 | 74.74% | 2.04 | 0 | 12.5 |  |  |  |  | R-454B | 2.9667 | Residential & Commercial | USHP | Ducted CEE Tier 1
212984472 | Central HP <5.4 tons | AIRQUEST | HRCU-A-CB (Split System: Heat Pump with Remote Outdoor Unit-Air-Source) | DLCURAH30ABK |  |  | EA*4X37L21A* | *92MSN0801716A* | 31000 | 15.2 | 8.5 | 33400 | 26200 | 78.44% | 1.86 | 0 | 9 |  |  |  |  | R-410A | 2.5833 | Residential & Commercial | USHP
212984992 | Central HP <5.4 tons | AIRQUEST | HRCU-A-CB (Split System: Heat Pump with Remote Outdoor Unit-Air-Source) | DLCURAH30ABK |  |  | EA*4X42L24A* | *92MSN0802120A* | 30200 | 15.2 | 8.1 | 34200 | 27400 | 80.12% | 1.8 | 0 | 9 |  |  |  |  | R-410A | 2.5167 | Residential & Commercial | USHP
215932536 | Central HP <5.4 tons | HEIL | HRCU-A-CB (Split System: Heat Pump with Remote Outdoor Unit-Air-Source) | H5H3V36*K*AAA* |  |  | EA*5X60M24A*+WALLCON | *80CTL0702120B* | 34000 | 20.5 | 9.5 | 34200 | 26000 | 76.02% | 2.04 | 0 | 11.7 |  |  |  |  | R-454B | 2.8333 | Residential & Commercial | USHP | Ducted CEE Tier 1
211242658 | Central HP <5.4 tons | DAY & NIGHT | HRCU-A-CB (Split System: Heat Pump with Remote Outdoor Unit-Air-Source) | DLCURAH24ABK |  |  | EA*4X36L21A* | *92ESN1002120A* | 25000 | 17 | 8.5 | 26600 | 21800 | 81.95% | 1.82 | 0 | 10.5 |  |  |  |  | R-410A | 2.0833 | Residential & Commercial | USHP | Ducted CEE Tier 1
215677548 | Central HP <5.4 tons | COMFORTMAKER | HRCU-A-CB (Split System: Heat Pump with Remote Outdoor Unit-Air-Source) | C5H0V60*K*AAA* |  |  | EVD5X60M24A*+WALLCON | *96CTN1002122B* | 56500 | 18.5 | 9 | 63000 | 44500 | 70.63% | 2.08 | 0 | 9 |  |  |  |  | R-454B | 4.7083 | Residential & Commercial | USHP
215677578 | Central HP <5.4 tons | COMFORTMAKER | HRCU-A-CB (Split System: Heat Pump with Remote Outdoor Unit-Air-Source) | C5H0V60*K*AAA* |  |  | EVD5X61M21A*+WALLCON | *80CTL0701716B* | 55500 | 18 | 9 | 60500 | 43500 | 71.9% | 2.1 | 0 | 9.5 |  |  |  |  | R-454B | 4.625 | Residential & Commercial | USHP
213771054 | Central HP <5.4 tons | TEMPSTAR | HRCU-A-CB (Split System: Heat Pump with Remote Outdoor Unit-Air-Source) | TVH825GKA2* |  |  | EA*4X37L17A*+WALLCON | *80CTL0701716B* | 24200 | 16.5 | 8.1 | 21400 | 16700 | 78.04% | 2 | 0 | 11 |  |  |  |  | R-410A | 2.0167 | Residential & Commercial | USHP | Ducted CEE Tier 1
213771204 | Central HP <5.4 tons | TEMPSTAR | HRCU-A-CB (Split System: Heat Pump with Remote Outdoor Unit-Air-Source) | TVH825GKA2* |  |  | EA*4X37L21A*+WALLCON | *97CMN0801714B* | 24400 | 16.5 | 8.1 | 21200 | 16700 | 78.77% | 2.02 | 0 | 11 |  |  |  |  | R-410A | 2.0333 | Residential & Commercial | USHP | Ducted CEE Tier 1
215679848 | Central HP <5.4 tons | COMFORTMAKER | HRCU-A-CB (Split System: Heat Pump with Remote Outdoor Unit-Air-Source) | C5H0V36*K*AAA* |  |  | ESH5X42M12A*+WALLCON | *97CTN1002122A* | 34000 | 16.5 | 8.5 | 35600 | 25200 | 70.79% | 1.78 | 0 | 9.5 |  |  |  |  | R-454B | 2.8333 | Residential & Commercial | USHP
215931756 | Central HP <5.4 tons | HEIL | HRCU-A-CB (Split System: Heat Pump with Remote Outdoor Unit-Air-Source) | H5H3V60*K*AAA* |  |  | EA*5X61M24A*+WALLCON | *97CMN1002122B* | 57000 | 18.5 | 8.5 | 60500 | 46500 | 76.86% | 2.02 | 0 | 11.5 |  |  |  |  | R-454B | 4.75 | Residential & Commercial | USHP | Ducted CEE Tier 1
215669052 | Central HP <5.4 tons | HEIL | HRCU-A-CB (Split System: Heat Pump with Remote Outdoor Unit-Air-Source) | H5H0V36*K*AAA* |  |  | EA*5X43M21A*+WALLCON | *97CMN0801714B* | 34200 | 18 | 9 | 35400 | 25400 | 71.75% | 1.88 | 0 | 9.5 |  |  |  |  | R-454B | 2.85 | Residential & Commercial | USHP
215669254 | Central HP <5.4 tons | HEIL | HRCU-A-CB (Split System: Heat Pump with Remote Outdoor Unit-Air-Source) | H5H0V36*K*AAA* |  |  | EA*5X48M21A*+WALLCON | *97CMN1002122B* | 33800 | 18 | 9 | 35000 | 25000 | 71.43% | 1.9 | 0 | 10 |  |  |  |  | R-454B | 2.8167 | Residential & Commercial | USHP | Ducted CEE Tier 1
215669284 | Central HP <5.4 tons | HEIL | HRCU-A-CB (Split System: Heat Pump with Remote Outdoor Unit-Air-Source) | H5H0V36*K*AAA* |  |  | EA*5X48M21A*+WALLCON | *96CTN1002122B* | 33800 | 18 | 9 | 35000 | 25000 | 71.43% | 1.9 | 0 | 10 |  |  |  |  | R-454B | 2.8167 | Residential & Commercial | USHP | Ducted CEE Tier 1
215669354 | Central HP <5.4 tons | HEIL | HRCU-A-CB (Split System: Heat Pump with Remote Outdoor Unit-Air-Source) | H5H0V36*K*AAA* |  |  | EA*5X60M24A*+WALLCON | *95CSU1002122B* | 34400 | 18 | 9 | 34200 | 24600 | 71.93% | 1.92 | 0 | 10 |  |  |  |  | R-454B | 2.8667 | Residential & Commercial | USHP | Ducted CEE Tier 1
215932926 | Central HP <5.4 tons | HEIL | HRCU-A-CB (Split System: Heat Pump with Remote Outdoor Unit-Air-Source) | H5H3V36*K*AAA* |  |  | EA*5X61M24A*+WALLCON | *97CMN1002122B* | 34400 | 20.5 | 9.5 | 34200 | 26000 | 76.02% | 2.08 | 0 | 12 |  |  |  |  | R-454B | 2.8667 | Residential & Commercial | USHP | Ducted CEE Tier 1
215932456 | Central HP <5.4 tons | HEIL | HRCU-A-CB (Split System: Heat Pump with Remote Outdoor Unit-Air-Source) | H5H3V36*K*AAA* |  |  | EA*5X48M21A*+WALLCON | *95CSU0601716B* | 33200 | 19.5 | 9.5 | 35000 | 26800 | 76.57% | 2.02 | 0 | 11 |  |  |  |  | R-454B | 2.7667 | Residential & Commercial | USHP | Ducted CEE Tier 1
215679638 | Central HP <5.4 tons | COMFORTMAKER | HRCU-A-CB (Split System: Heat Pump with Remote Outdoor Unit-Air-Source) | C5H0V36*K*AAA* |  |  | EA*5X61M21A*+WALLCON | *97CTN0801716A* | 34600 | 18 | 9 | 34600 | 25000 | 72.25% | 1.92 | 0 | 10 |  |  |  |  | R-454B | 2.8833 | Residential & Commercial | USHP | Ducted CEE Tier 1
215679688 | Central HP <5.4 tons | COMFORTMAKER | HRCU-A-CB (Split System: Heat Pump with Remote Outdoor Unit-Air-Source) | C5H0V36*K*AAA* |  |  | EA*5X61M24A*+WALLCON | *97CTN1002122A* | 35000 | 18.5 | 9 | 34400 | 24800 | 72.09% | 1.92 | 0 | 10.5 |  |  |  |  | R-454B | 2.9167 | Residential & Commercial | USHP | Ducted CEE Tier 1
213771074 | Central HP <5.4 tons | TEMPSTAR | HRCU-A-CB (Split System: Heat Pump with Remote Outdoor Unit-Air-Source) | TVH825GKA2* |  |  | EA*4X37L17A*+WALLCON | *95CSU0601716B* | 24200 | 16.5 | 8.1 | 21400 | 16700 | 78.04% | 2 | 0 | 10.5 |  |  |  |  | R-410A | 2.0167 | Residential & Commercial | USHP | Ducted CEE Tier 1
216763740 | Central HP <5.4 tons | TRANE | HRCU-A-CB (Split System: Heat Pump with Remote Outdoor Unit-Air-Source) | 5TWR7036A1 |  |  | 5PX*CD09AS3 | S8X1C080M5PSC | 34200 | 17.1 | 9 | 32200 | 24000 | 74.53% | 2.1 | 0 | 12.5 |  |  |  |  | R-454B | 2.85 | Residential & Commercial | USHP | Ducted CEE Tier 1
216763772 | Central HP <5.4 tons | TRANE | HRCU-A-CB (Split System: Heat Pump with Remote Outdoor Unit-Air-Source) | 5TWR7036A1 |  |  | 5TAMXD05AV41 | 0 | 33800 | 17.1 | 9 | 32800 | 24000 | 73.17% | 2.1 | 0 | 12.5 |  |  |  |  | R-454B | 2.8167 | Residential & Commercial | USHP | Ducted CEE Tier 1
216763824 | Central HP <5.4 tons | TRANE | HRCU-A-CB (Split System: Heat Pump with Remote Outdoor Unit-Air-Source) | 5TWR7036A1 |  |  | 5TXCB004AS3 | S8X1B060M4PSC | 32400 | 17.1 | 8.7 | 32400 | 24000 | 74.07% | 2.1 | 0 | 11.7 |  |  |  |  | R-454B | 2.7 | Residential & Commercial | USHP | Ducted CEE Tier 1
215682542 | Central HP <5.4 tons | TEMPSTAR | HRCU-A-CB (Split System: Heat Pump with Remote Outdoor Unit-Air-Source) | T5H0V48*K*AAA* |  |  | EVD5X61M24A*+WALLCON | *80CSU1002120B* | 48500 | 19 | 9 | 50000 | 36600 | 73.2% | 2.12 | 0 | 10 |  |  |  |  | R-454B | 4.0417 | Residential & Commercial | USHP | Ducted CEE Tier 1
216763965 | Central HP <5.4 tons | TRANE | HRCU-A-CB (Split System: Heat Pump with Remote Outdoor Unit-Air-Source) | 5TWR7048A1 |  |  | 5PX*D010AS3 | S8X1C100M5PSC | 43500 | 17.1 | 9 | 44000 | 32200 | 73.18% | 2.2 | 0 | 12 |  |  |  |  | R-454B | 3.625 | Residential & Commercial | USHP | Ducted CEE Tier 1
216763997 | Central HP <5.4 tons | TRANE | HRCU-A-CB (Split System: Heat Pump with Remote Outdoor Unit-Air-Source) | 5TWR7048A1 |  |  | 5TEMCD06AV41+TDR | 0 | 44000 | 17.1 | 9 | 43500 | 31800 | 73.1% | 2.2 | 0 | 12.5 |  |  |  |  | R-454B | 3.6667 | Residential & Commercial | USHP | Ducted CEE Tier 1
216763999 | Central HP <5.4 tons | TRANE | HRCU-A-CB (Split System: Heat Pump with Remote Outdoor Unit-Air-Source) | 5TWR7048A1 |  |  | 5TEMCD07AV51+TDR | 0 | 44000 | 17.1 | 9 | 43500 | 31800 | 73.1% | 2.2 | 0 | 12.5 |  |  |  |  | R-454B | 3.6667 | Residential & Commercial | USHP | Ducted CEE Tier 1
215415509 | Central HP <5.4 tons | DAIKIN | HRCU-A-CB (Split System: Heat Pump with Remote Outdoor Unit-Air-Source) | DH7VSA3610A* |  |  | DFVE48DP1300A* | 0 | 35000 | 19 | 8.8 | 35000 | 29000 | 82.86% | 2 | 0 | 10.5 |  |  |  |  | R-32 | 2.9167 | Residential & Commercial | USHP | Ducted CEE Tier 1
215678428 | Central HP <5.4 tons | COMFORTMAKER | HRCU-A-CB (Split System: Heat Pump with Remote Outdoor Unit-Air-Source) | C5H0V24*K*AAA* |  |  | EA*5X37M21A*+WALLCON | *97CTN1002122A* | 24000 | 17.5 | 9 | 23200 | 16300 | 70.26% | 2.02 | 0 | 10.5 |  |  |  |  | R-454B | 2 | Residential & Commercial | USHP | Ducted CEE Tier 1
216732599 | Central HP <5.4 tons | AIRQUEST | HRCU-A-CB (Split System: Heat Pump with Remote Outdoor Unit-Air-Source) | D5CUHAH24AAK |  |  | EA*5X24M14A* | *96VSN0401410B* | 21800 | 15.5 | 8.5 | 21000 | 19200 | 91.43% | 1.96 | 0 | 10 |  |  |  |  | R-454B | 1.8167 | Residential & Commercial | USHP | Ducted CEE Tier 1
216732918 | Central HP <5.4 tons | AIRQUEST | HRCU-A-CB (Split System: Heat Pump with Remote Outdoor Unit-Air-Source) | D5CUHAH24AAK |  |  | EA*5X24M17A* | *96MSN0601412A* | 22000 | 15.5 | 8.5 | 21000 | 19200 | 91.43% | 1.98 | 0 | 10.5 |  |  |  |  | R-454B | 1.8333 | Residential & Commercial | USHP | Ducted CEE Tier 1
216733066 | Central HP <5.4 tons | AIRQUEST | HRCU-A-CB (Split System: Heat Pump with Remote Outdoor Unit-Air-Source) | D5CUHAH24AAK |  |  | EA*5X24M17A* | *96VTN0601412B* | 21800 | 16 | 8.5 | 21000 | 19200 | 91.43% | 1.98 | 0 | 10.5 |  |  |  |  | R-454B | 1.8167 | Residential & Commercial | USHP | Ducted CEE Tier 1
216801812 | Central HP <5.4 tons | LUXAIRE | HRCU-A-CB (Split System: Heat Pump with Remote Outdoor Unit-Air-Source) | HH836E2S11 |  |  | CTF48C5CFS1 | Z8ET120C20LMPS1 | 32600 | 19 | 9 | 30200 | 23000 | 76.16% | 2 | 0 | 11.7 |  |  |  |  | R-454B | 2.7167 | Residential & Commercial | USHP | Ducted CEE Tier 1
215679318 | Central HP <5.4 tons | COMFORTMAKER | HRCU-A-CB (Split System: Heat Pump with Remote Outdoor Unit-Air-Source) | C5H0V36*K*AAA* |  |  | EA*5X37M21A*+WALLCON | *97CTN0801716A* | 34200 | 17.5 | 9 | 35400 | 25400 | 71.75% | 1.88 | 0 | 9.5 |  |  |  |  | R-454B | 2.85 | Residential & Commercial | USHP
215679568 | Central HP <5.4 tons | COMFORTMAKER | HRCU-A-CB (Split System: Heat Pump with Remote Outdoor Unit-Air-Source) | C5H0V36*K*AAA* |  |  | EA*5X60M24A*+WALLCON | *97CTN0802120A* | 34400 | 18 | 9 | 34200 | 24800 | 72.51% | 1.9 | 0 | 10 |  |  |  |  | R-454B | 2.8667 | Residential & Commercial | USHP | Ducted CEE Tier 1
215932806 | Central HP <5.4 tons | HEIL | HRCU-A-CB (Split System: Heat Pump with Remote Outdoor Unit-Air-Source) | H5H3V36*K*AAA* |  |  | EA*5X61M21A*+WALLCON | *97CMN1002122B* | 34400 | 20.5 | 9.5 | 34200 | 26000 | 76.02% | 2.06 | 0 | 12 |  |  |  |  | R-454B | 2.8667 | Residential & Commercial | USHP | Ducted CEE Tier 1
215933226 | Central HP <5.4 tons | HEIL | HRCU-A-CB (Split System: Heat Pump with Remote Outdoor Unit-Air-Source) | H5H3V36*K*AAA* |  |  | ESH5X36M12A*+WALLCON | *96CTN0401410B* | 31800 | 17 | 9 | 34000 | 26200 | 77.06% | 1.94 | 0 | 10.5 |  |  |  |  | R-454B | 2.65 | Residential & Commercial | USHP | Ducted CEE Tier 1
215933746 | Central HP <5.4 tons | HEIL | HRCU-A-CB (Split System: Heat Pump with Remote Outdoor Unit-Air-Source) | H5H3V36*K*AAA* |  |  | ESH5X60M12A*+WALLCON | *80CTL0451712B* | 33800 | 19 | 9 | 35200 | 26800 | 76.14% | 1.92 | 0 | 11 |  |  |  |  | R-454B | 2.8167 | Residential & Commercial | USHP | Ducted CEE Tier 1
215933776 | Central HP <5.4 tons | HEIL | HRCU-A-CB (Split System: Heat Pump with Remote Outdoor Unit-Air-Source) | H5H3V36*K*AAA* |  |  | ESH5X60M12A*+WALLCON | *80CTL0702120B* | 34200 | 19.5 | 9 | 34400 | 26000 | 75.58% | 1.96 | 0 | 11.7 |  |  |  |  | R-454B | 2.85 | Residential & Commercial | USHP | Ducted CEE Tier 1
215933326 | Central HP <5.4 tons | HEIL | HRCU-A-CB (Split System: Heat Pump with Remote Outdoor Unit-Air-Source) | H5H3V36*K*AAA* |  |  | ESH5X42M12A*+WALLCON | *80CTL0702120B* | 33600 | 19 | 9 | 34800 | 26600 | 76.44% | 1.92 | 0 | 11 |  |  |  |  | R-454B | 2.8 | Residential & Commercial | USHP | Ducted CEE Tier 1
215932676 | Central HP <5.4 tons | HEIL | HRCU-A-CB (Split System: Heat Pump with Remote Outdoor Unit-Air-Source) | H5H3V36*K*AAA* |  |  | EA*5X61M21A*+WALLCON | *80CSU1002120A* | 34400 | 20 | 9 | 34600 | 26200 | 75.72% | 1.94 | 0 | 11.7 |  |  |  |  | R-454B | 2.8667 | Residential & Commercial | USHP | Ducted CEE Tier 1
214398202 | Central HP <5.4 tons | LUXAIRE | HRCU-A-CB (Split System: Heat Pump with Remote Outdoor Unit-Air-Source) | HH836E2S11 |  |  | CTF48C5CFS1 | TMLE100C16MP11 | 33400 | 19 | 9 | 31400 | 25400 | 80.89% | 2 | 0 | 11 |  |  |  |  | R-454B | 2.7833 | Residential & Commercial | USHP | Ducted CEE Tier 1
216764015 | Central HP <5.4 tons | TRANE | HRCU-A-CB (Split System: Heat Pump with Remote Outdoor Unit-Air-Source) | 5TWR7048A1 |  |  | 5TXCD010AS3 | S8X1D120M5PSC | 44000 | 17.1 | 9 | 44500 | 32400 | 72.81% | 2.2 | 0 | 12 |  |  |  |  | R-454B | 3.6667 | Residential & Commercial | USHP | Ducted CEE Tier 1
216764031 | Central HP <5.4 tons | TRANE | HRCU-A-CB (Split System: Heat Pump with Remote Outdoor Unit-Air-Source) | 5TWR7048A1 |  |  | 5TXCD010AS3 | S9V2C100U4VSB | 43000 | 17.1 | 9 | 44000 | 32000 | 72.73% | 2.2 | 0 | 12 |  |  |  |  | R-454B | 3.5833 | Residential & Commercial | USHP | Ducted CEE Tier 1
211227018 | Central HP <5.4 tons | DAY & NIGHT | HRCU-A-CB (Split System: Heat Pump with Remote Outdoor Unit-Air-Source) | DLCURAH36ABK |  |  | EA*4X37L21A* | *92ESN0802120A* | 37400 | 16 | 8.5 | 38500 | 34800 | 90.39% | 2.14 | 0 | 10 |  |  |  |  | R-410A | 3.1167 | Residential & Commercial | USHP | Ducted CEE Tier 1
215676058 | Central HP <5.4 tons | COMFORTMAKER | HRCU-A-CB (Split System: Heat Pump with Remote Outdoor Unit-Air-Source) | C5H0V48*K*AAA* |  |  | EVM5X61M24A*+WALLCON | *97CMN1002122B* | 48500 | 19.5 | 9.5 | 50000 | 36600 | 73.2% | 2.12 | 0 | 10.5 |  |  |  |  | R-454B | 4.0417 | Residential & Commercial | USHP | Ducted CEE Tier 1
215676158 | Central HP <5.4 tons | COMFORTMAKER | HRCU-A-CB (Split System: Heat Pump with Remote Outdoor Unit-Air-Source) | C5H0V48*K*AAA* |  |  | EVD5X48M21A*+WALLCON | *96CTN0801714B* | 46500 | 18 | 9 | 50000 | 35600 | 71.2% | 2 | 0 | 9.5 |  |  |  |  | R-454B | 3.875 | Residential & Commercial | USHP
215676478 | Central HP <5.4 tons | COMFORTMAKER | HRCU-A-CB (Split System: Heat Pump with Remote Outdoor Unit-Air-Source) | C5H0V48*K*AAA* |  |  | EVD5X60M21A*+WALLCON | *80CTL0902120B* | 48000 | 19 | 9.5 | 50000 | 36600 | 73.2% | 2.12 | 0 | 10.5 |  |  |  |  | R-454B | 4 | Residential & Commercial | USHP | Ducted CEE Tier 1
216764033 | Central HP <5.4 tons | TRANE | HRCU-A-CB (Split System: Heat Pump with Remote Outdoor Unit-Air-Source) | 5TWR7060A1 |  |  | 5PX*D008AS3 | S9V2D120U5VSB | 51500 | 16.5 | 9 | 51500 | 39000 | 75.73% | 2.2 | 0 | 11.2 |  |  |  |  | R-454B | 4.2917 | Residential & Commercial | USHP | Ducted CEE Tier 1
216764593 | Central HP <5.4 tons | TRANE | HRCU-A-CB (Split System: Heat Pump with Remote Outdoor Unit-Air-Source) | 5TWR7036A1 |  |  | 5PX*B004AS3 | S8X1B060M4PTC | 32400 | 17.1 | 8.7 | 32400 | 24000 | 74.07% | 2.1 | 0 | 11.7 |  |  |  |  | R-454B | 2.7 | Residential & Commercial | USHP | Ducted CEE Tier 1
215676406 | Central HP <5.4 tons | AIRQUEST | HRCU-A-CB (Split System: Heat Pump with Remote Outdoor Unit-Air-Source) | H5H0V48*K*AAA* |  |  | EVD5X60M21A*+WALLCON | *80CSU0601716A* | 48000 | 19 | 9 | 50000 | 36800 | 73.6% | 2 | 0 | 10 |  |  |  |  | R-454B | 4 | Residential & Commercial | USHP | Ducted CEE Tier 1
215679798 | Central HP <5.4 tons | COMFORTMAKER | HRCU-A-CB (Split System: Heat Pump with Remote Outdoor Unit-Air-Source) | C5H0V36*K*AAA* |  |  | ESH5X42M12A*+WALLCON | *80CSU0401712B* | 34000 | 16.5 | 8.5 | 35600 | 25200 | 70.79% | 1.78 | 0 | 9.5 |  |  |  |  | R-454B | 2.8333 | Residential & Commercial | USHP
211227197 | Central HP <5.4 tons | DAY & NIGHT | HRCU-A-CB (Split System: Heat Pump with Remote Outdoor Unit-Air-Source) | DLCURAH36ABK |  |  | EA*4X37L21A* | *96VTN1002120A* | 36600 | 15.5 | 8.5 | 38500 | 34800 | 90.39% | 2.1 | 0 | 10 |  |  |  |  | R-410A | 3.05 | Residential & Commercial | USHP | Ducted CEE Tier 1
211227312 | Central HP <5.4 tons | DAY & NIGHT | HRCU-A-CB (Split System: Heat Pump with Remote Outdoor Unit-Air-Source) | DLCURAH36ABK |  |  | EA*4X42L21A* | *80ES(N,L)0701716A* | 35200 | 16 | 8.1 | 38500 | 35000 | 90.91% | 1.88 | 0 | 9.5 |  |  |  |  | R-410A | 2.9333 | Residential & Commercial | USHP
216764625 | Central HP <5.4 tons | TRANE | HRCU-A-CB (Split System: Heat Pump with Remote Outdoor Unit-Air-Source) | 5TWR7036A1 |  |  | 5PX*BD04AS3 | S8X1A040M3PTC | 32400 | 17.1 | 8.2 | 33600 | 24600 | 73.21% | 1.9 | 0 | 11.5 |  |  |  |  | R-454B | 2.7 | Residential & Commercial | USHP | Ducted CEE Tier 1
216764693 | Central HP <5.4 tons | TRANE | HRCU-A-CB (Split System: Heat Pump with Remote Outdoor Unit-Air-Source) | 5TWR7036A1 |  |  | 5PX*CD07AS3 | S8X1C100M5PTC | 33200 | 17.1 | 8.7 | 33200 | 24400 | 73.49% | 2.1 | 0 | 12 |  |  |  |  | R-454B | 2.7667 | Residential & Commercial | USHP | Ducted CEE Tier 1
216764727 | Central HP <5.4 tons | TRANE | HRCU-A-CB (Split System: Heat Pump with Remote Outdoor Unit-Air-Source) | 5TWR7036A1 |  |  | 5TXCB006AS3 | S8X2A040M3PTC | 32800 | 17.1 | 8.7 | 32400 | 24000 | 74.07% | 2.1 | 0 | 12 |  |  |  |  | R-454B | 2.7333 | Residential & Commercial | USHP | Ducted CEE Tier 1
216764067 | Central HP <5.4 tons | TRANE | HRCU-A-CB (Split System: Heat Pump with Remote Outdoor Unit-Air-Source) | 5TWR7060A1 |  |  | 5PX*D010AS3 | L9X1C100U5VSA | 51500 | 16 | 9 | 51500 | 39000 | 75.73% | 2.1 | 0 | 10 |  |  |  |  | R-454B | 4.2917 | Residential & Commercial | USHP | Ducted CEE Tier 1
215676678 | Central HP <5.4 tons | COMFORTMAKER | HRCU-A-CB (Split System: Heat Pump with Remote Outdoor Unit-Air-Source) | C5H0V48*K*AAA* |  |  | EVD5X60M24A*+WALLCON | *96CTN1202422B* | 48000 | 19 | 9 | 50000 | 36600 | 73.2% | 2 | 0 | 10.5 |  |  |  |  | R-454B | 4 | Residential & Commercial | USHP | Ducted CEE Tier 1
211228461 | Central HP <5.4 tons | DAY & NIGHT | HRCU-A-CB (Split System: Heat Pump with Remote Outdoor Unit-Air-Source) | DLCURAH36ABK |  |  | EA*4X43L21A* | *92ESN1002120A* | 37200 | 16 | 8.5 | 38500 | 34800 | 90.39% | 2.12 | 0 | 10 |  |  |  |  | R-410A | 3.1 | Residential & Commercial | USHP | Ducted CEE Tier 1
211229263 | Central HP <5.4 tons | DAY & NIGHT | HRCU-A-CB (Split System: Heat Pump with Remote Outdoor Unit-Air-Source) | DLCURAH36ABK |  |  | EA*4X48L24A* | *80ES(N,L)0902116A* | 36400 | 16 | 8.5 | 38500 | 34600 | 89.87% | 2.08 | 0 | 10 |  |  |  |  | R-410A | 3.0333 | Residential & Commercial | USHP | Ducted CEE Tier 1
215677378 | Central HP <5.4 tons | COMFORTMAKER | HRCU-A-CB (Split System: Heat Pump with Remote Outdoor Unit-Air-Source) | C5H0V60*K*AAA* |  |  | EVD5X60M21A*+WALLCON | *95CSU0802120B* | 56500 | 18 | 9 | 64000 | 45000 | 70.31% | 2.08 | 0 | 9 |  |  |  |  | R-454B | 4.7083 | Residential & Commercial | USHP
215679768 | Central HP <5.4 tons | COMFORTMAKER | HRCU-A-CB (Split System: Heat Pump with Remote Outdoor Unit-Air-Source) | C5H0V36*K*AAA* |  |  | ESH5X36M12A*+WALLCON | *97CTN1002122A* | 33800 | 16 | 8.5 | 35800 | 25400 | 70.95% | 1.76 | 0 | 9.5 |  |  |  |  | R-454B | 2.8167 | Residential & Commercial | USHP
211228895 | Central HP <5.4 tons | DAY & NIGHT | HRCU-A-CB (Split System: Heat Pump with Remote Outdoor Unit-Air-Source) | DLCURAH36ABK |  |  | EA*4X48L21A* | *80ESU1002120A* | 36000 | 16 | 8.5 | 38500 | 34600 | 89.87% | 2.06 | 0 | 10 |  |  |  |  | R-410A | 3 | Residential & Commercial | USHP | Ducted CEE Tier 1
211228906 | Central HP <5.4 tons | DAY & NIGHT | HRCU-A-CB (Split System: Heat Pump with Remote Outdoor Unit-Air-Source) | DLCURAH36ABK |  |  | EA*4X48L21A* | *80VTL0701716A* | 35800 | 16 | 8.5 | 38500 | 34600 | 89.87% | 2.04 | 0 | 10 |  |  |  |  | R-410A | 2.9833 | Residential & Commercial | USHP | Ducted CEE Tier 1
215679818 | Central HP <5.4 tons | COMFORTMAKER | HRCU-A-CB (Split System: Heat Pump with Remote Outdoor Unit-Air-Source) | C5H0V36*K*AAA* |  |  | ESH5X42M12A*+WALLCON | *97CTN0601716A* | 33600 | 16 | 8.5 | 35800 | 25600 | 71.51% | 1.76 | 0 | 9 |  |  |  |  | R-454B | 2.8 | Residential & Commercial | USHP
215679988 | Central HP <5.4 tons | COMFORTMAKER | HRCU-A-CB (Split System: Heat Pump with Remote Outdoor Unit-Air-Source) | C5H0V36*K*AAA* |  |  | ESH5X60M12A*+WALLCON | *97CTN0802120A* | 34600 | 16.5 | 8.5 | 34600 | 24800 | 71.68% | 1.8 | 0 | 9.5 |  |  |  |  | R-454B | 2.8833 | Residential & Commercial | USHP
216733837 | Central HP <5.4 tons | AIRQUEST | HRCU-A-CB (Split System: Heat Pump with Remote Outdoor Unit-Air-Source) | D5CUHAH24AAK |  |  | EA*5X30M17A* | *80MS(N,L)0451714A* | 22200 | 15.5 | 8.1 | 20800 | 18800 | 90.38% | 1.9 | 0 | 10.5 |  |  |  |  | R-454B | 1.85 | Residential & Commercial | USHP | Ducted CEE Tier 1
216733167 | Central HP <5.4 tons | AIRQUEST | HRCU-A-CB (Split System: Heat Pump with Remote Outdoor Unit-Air-Source) | D5CUHAH24AAK |  |  | EA*5X25M17A* | *80MS(N,L)0451714A* | 22800 | 15.5 | 8.5 | 20600 | 18400 | 89.32% | 1.96 | 0 | 11 |  |  |  |  | R-454B | 1.9 | Residential & Commercial | USHP | Ducted CEE Tier 1
215679648 | Central HP <5.4 tons | COMFORTMAKER | HRCU-A-CB (Split System: Heat Pump with Remote Outdoor Unit-Air-Source) | C5H0V36*K*AAA* |  |  | EA*5X61M21A*+WALLCON | *97CTN0802120A* | 34800 | 18 | 9 | 34400 | 24800 | 72.09% | 1.92 | 0 | 10.5 |  |  |  |  | R-454B | 2.9 | Residential & Commercial | USHP | Ducted CEE Tier 1
216763941 | Central HP <5.4 tons | TRANE | HRCU-A-CB (Split System: Heat Pump with Remote Outdoor Unit-Air-Source) | 5TWR7048A1 |  |  | 5PX*CD09AS3 | S9V2C100D4VSB | 43000 | 17.1 | 8.7 | 44000 | 32200 | 73.18% | 2.1 | 0 | 12 |  |  |  |  | R-454B | 3.5833 | Residential & Commercial | USHP | Ducted CEE Tier 1
210471118 | Central HP <5.4 tons | DAY & NIGHT | HRCU-A-CB (Split System: Heat Pump with Remote Outdoor Unit-Air-Source) | CVH837GKA2* |  |  | EHD4X60AAL+WALLCON | *95CSU0802120A* | 33000 | 17 | 8.1 | 32200 | 24800 | 77.02% | 2.02 | 0 | 11.5 |  |  |  |  | R-410A | 2.75 | Residential & Commercial | USHP | Ducted CEE Tier 1
210470436 | Central HP <5.4 tons | DAY & NIGHT | HRCU-A-CB (Split System: Heat Pump with Remote Outdoor Unit-Air-Source) | CVH837GKA2* |  |  | EA*4X61L21A*+WALLCON | *80CTL0701716A* | 33200 | 17.5 | 8.5 | 32200 | 25000 | 77.64% | 1.98 | 0 | 11.7 |  |  |  |  | R-410A | 2.7667 | Residential & Commercial | USHP | Ducted CEE Tier 1
215679578 | Central HP <5.4 tons | COMFORTMAKER | HRCU-A-CB (Split System: Heat Pump with Remote Outdoor Unit-Air-Source) | C5H0V36*K*AAA* |  |  | EA*5X60M24A*+WALLCON | *97CTN1002122A* | 34400 | 18.5 | 9 | 34200 | 24800 | 72.51% | 1.9 | 0 | 10.5 |  |  |  |  | R-454B | 2.8667 | Residential & Commercial | USHP | Ducted CEE Tier 1
215679538 | Central HP <5.4 tons | COMFORTMAKER | HRCU-A-CB (Split System: Heat Pump with Remote Outdoor Unit-Air-Source) | C5H0V36*K*AAA* |  |  | EA*5X48M21A*+WALLCON | *97CTN0802120A* | 33800 | 18 | 9 | 35000 | 25000 | 71.43% | 1.88 | 0 | 10 |  |  |  |  | R-454B | 2.8167 | Residential & Commercial | USHP | Ducted CEE Tier 1
215679658 | Central HP <5.4 tons | COMFORTMAKER | HRCU-A-CB (Split System: Heat Pump with Remote Outdoor Unit-Air-Source) | C5H0V36*K*AAA* |  |  | EA*5X61M21A*+WALLCON | *97CTN1002122A* | 34800 | 18.5 | 9 | 34400 | 24800 | 72.09% | 1.92 | 0 | 10.5 |  |  |  |  | R-454B | 2.9 | Residential & Commercial | USHP | Ducted CEE Tier 1
213079881 | Central HP <5.4 tons | TEMPSTAR | HRCU-A-CB (Split System: Heat Pump with Remote Outdoor Unit-Air-Source) | DLCURAH36ABK |  |  | EA*4X43L21A* | *92MSN1002122A* | 36200 | 16.5 | 8.5 | 38000 | 34600 | 91.05% | 2.02 | 0 | 10 |  |  |  |  | R-410A | 3.0167 | Residential & Commercial | USHP | Ducted CEE Tier 1
213080834 | Central HP <5.4 tons | TEMPSTAR | HRCU-A-CB (Split System: Heat Pump with Remote Outdoor Unit-Air-Source) | DLCURAH36ABK |  |  | EA*4X43L21A* | *95MSU0802120A* | 36600 | 16 | 8.5 | 38500 | 35000 | 90.91% | 2.08 | 0 | 10 |  |  |  |  | R-410A | 3.05 | Residential & Commercial | USHP | Ducted CEE Tier 1
216766500 | Central HP <5.4 tons | TRANE | HRCU-A-CB (Split System: Heat Pump with Remote Outdoor Unit-Air-Source) | 5TWR7048A1 |  |  | 5PX*D008AS3+P0V0D000M50SD | 0 | 43500 | 17 | 9 | 44000 | 32200 | 73.18% | 2.24 | 0 | 12.5 |  |  |  |  | R-454B | 3.625 | Residential & Commercial | USHP | Ducted CEE Tier 1
215932586 | Central HP <5.4 tons | HEIL | HRCU-A-CB (Split System: Heat Pump with Remote Outdoor Unit-Air-Source) | H5H3V36*K*AAA* |  |  | EA*5X60M24A*+WALLCON | *95CSU1002122B* | 34000 | 20.5 | 9.5 | 34000 | 25800 | 75.88% | 2.04 | 0 | 12 |  |  |  |  | R-454B | 2.8333 | Residential & Commercial | USHP | Ducted CEE Tier 1
215932956 | Central HP <5.4 tons | HEIL | HRCU-A-CB (Split System: Heat Pump with Remote Outdoor Unit-Air-Source) | H5H3V36*K*AAA* |  |  | EA*5X61M24A*+WALLCON | *96CTN1202422B* | 34400 | 20.5 | 9.5 | 34200 | 26000 | 76.02% | 2.08 | 0 | 12 |  |  |  |  | R-454B | 2.8667 | Residential & Commercial | USHP | Ducted CEE Tier 1
215932986 | Central HP <5.4 tons | HEIL | HRCU-A-CB (Split System: Heat Pump with Remote Outdoor Unit-Air-Source) | H5H3V36*K*AAA* |  |  | ESH5X24M12A*+WALLCON | *96CTN0601714B* | 32000 | 17.5 | 9 | 35000 | 27000 | 77.14% | 1.9 | 0 | 10 |  |  |  |  | R-454B | 2.6667 | Residential & Commercial | USHP | Ducted CEE Tier 1
215933006 | Central HP <5.4 tons | HEIL | HRCU-A-CB (Split System: Heat Pump with Remote Outdoor Unit-Air-Source) | H5H3V36*K*AAA* |  |  | ESH5X30M12A*+WALLCON | *96CTN0401410B* | 31400 | 16.5 | 9 | 34400 | 26400 | 76.74% | 1.92 | 0 | 10 |  |  |  |  | R-454B | 2.6167 | Residential & Commercial | USHP | Ducted CEE Tier 1
215933056 | Central HP <5.4 tons | HEIL | HRCU-A-CB (Split System: Heat Pump with Remote Outdoor Unit-Air-Source) | H5H3V36*K*AAA* |  |  | ESH5X36M12A*+WALLCON | *80CTL0451712B* | 32800 | 18.5 | 9 | 35800 | 27600 | 77.09% | 1.88 | 0 | 10.5 |  |  |  |  | R-454B | 2.7333 | Residential & Commercial | USHP | Ducted CEE Tier 1
215933856 | Central HP <5.4 tons | HEIL | HRCU-A-CB (Split System: Heat Pump with Remote Outdoor Unit-Air-Source) | H5H3V36*K*AAA* |  |  | ESH5X60M12A*+WALLCON | *97CMN0601714B* | 33800 | 19 | 9 | 33800 | 25800 | 76.33% | 1.96 | 0 | 11 |  |  |  |  | R-454B | 2.8167 | Residential & Commercial | USHP | Ducted CEE Tier 1
216764113 | Central HP <5.4 tons | TRANE | HRCU-A-CB (Split System: Heat Pump with Remote Outdoor Unit-Air-Source) | 5TWX7024A1 |  |  | 5PX*B004AS3 | L9X1B070U4VSA | 22200 | 16.5 | 8.5 | 21400 | 17000 | 79.44% | 1.9 | 0 | 12 |  |  |  |  | R-454B | 1.85 | Residential & Commercial | USHP | Ducted CEE Tier 1
216764144 | Central HP <5.4 tons | TRANE | HRCU-A-CB (Split System: Heat Pump with Remote Outdoor Unit-Air-Source) | 5TWX7024A1 |  |  | 5PX*B006AS3 | S9V2B080U4VSB | 23800 | 18 | 9 | 21800 | 17400 | 79.82% | 2 | 0 | 12.7 |  |  |  |  | R-454B | 1.9833 | Residential & Commercial | USHP | Ducted CEE Tier 1
215678268 | Central HP <5.4 tons | COMFORTMAKER | HRCU-A-CB (Split System: Heat Pump with Remote Outdoor Unit-Air-Source) | C5H0V24*K*AAA* |  |  | EA*5X30M17A*+WALLCON | *80CSU0401712B* | 23200 | 17 | 8.5 | 23600 | 16600 | 70.34% | 1.98 | 0 | 10 |  |  |  |  | R-454B | 1.9333 | Residential & Commercial | USHP | Ducted CEE Tier 1
215678368 | Central HP <5.4 tons | COMFORTMAKER | HRCU-A-CB (Split System: Heat Pump with Remote Outdoor Unit-Air-Source) | C5H0V24*K*AAA* |  |  | EA*5X37M17A*+WALLCON | *97CTN0601716A* | 23600 | 16.5 | 9 | 23600 | 16600 | 70.34% | 1.98 | 0 | 10 |  |  |  |  | R-454B | 1.9667 | Residential & Commercial | USHP | Ducted CEE Tier 1
213771674 | Central HP <5.4 tons | TEMPSTAR | HRCU-A-CB (Split System: Heat Pump with Remote Outdoor Unit-Air-Source) | TVH825GKA2* |  |  | EA*4X48L21A*+WALLCON | *96CTN1002122B* | 24000 | 16.5 | 8.1 | 21000 | 16500 | 78.57% | 2.02 | 0 | 11 |  |  |  |  | R-410A | 2 | Residential & Commercial | USHP | Ducted CEE Tier 1
211228965 | Central HP <5.4 tons | DAY & NIGHT | HRCU-A-CB (Split System: Heat Pump with Remote Outdoor Unit-Air-Source) | DLCURAH36ABK |  |  | EA*4X48L21A* | *92ESN0601714A* | 36000 | 16 | 8.5 | 38500 | 34600 | 89.87% | 2.06 | 0 | 10 |  |  |  |  | R-410A | 3 | Residential & Commercial | USHP | Ducted CEE Tier 1
213079658 | Central HP <5.4 tons | TEMPSTAR | HRCU-A-CB (Split System: Heat Pump with Remote Outdoor Unit-Air-Source) | DLCURAH36ABK |  |  | EA*4X37L21A* | *92MSN0802120A* | 36800 | 16.5 | 8.5 | 38500 | 35000 | 90.91% | 1.88 | 0 | 10 |  |  |  |  | R-410A | 3.0667 | Residential & Commercial | USHP | Ducted CEE Tier 1
213079678 | Central HP <5.4 tons | TEMPSTAR | HRCU-A-CB (Split System: Heat Pump with Remote Outdoor Unit-Air-Source) | DLCURAH36ABK |  |  | EA*4X42L24A* | *92MSN0802120A* | 35200 | 16.5 | 8.1 | 38500 | 34800 | 90.39% | 2.08 | 0 | 10 |  |  |  |  | R-410A | 2.9333 | Residential & Commercial | USHP | Ducted CEE Tier 1
213079751 | Central HP <5.4 tons | TEMPSTAR | HRCU-A-CB (Split System: Heat Pump with Remote Outdoor Unit-Air-Source) | DLCURAH36ABK |  |  | EA*4X37L21A* | *92MSN1002120A* | 36600 | 16.5 | 8.5 | 38000 | 34800 | 91.58% | 2.06 | 0 | 10 |  |  |  |  | R-410A | 3.05 | Residential & Commercial | USHP | Ducted CEE Tier 1
213079787 | Central HP <5.4 tons | TEMPSTAR | HRCU-A-CB (Split System: Heat Pump with Remote Outdoor Unit-Air-Source) | DLCURAH36ABK |  |  | EA*4X43L21A* | *92MSN1002120A* | 36600 | 16.5 | 8.5 | 38000 | 34800 | 91.58% | 2.08 | 0 | 10 |  |  |  |  | R-410A | 3.05 | Residential & Commercial | USHP | Ducted CEE Tier 1
210474268 | Central HP <5.4 tons | DAY & NIGHT | HRCU-A-CB (Split System: Heat Pump with Remote Outdoor Unit-Air-Source) | CVH825GKA3* |  |  | EHD4X42AAL+WALLCON | *80CSU0601716A* | 24200 | 16 | 8.1 | 21400 | 16600 | 77.57% | 2 | 0 | 10.5 |  |  |  |  | R-410A | 2.0167 | Residential & Commercial | USHP | Ducted CEE Tier 1
215679308 | Central HP <5.4 tons | COMFORTMAKER | HRCU-A-CB (Split System: Heat Pump with Remote Outdoor Unit-Air-Source) | C5H0V36*K*AAA* |  |  | EA*5X37M21A*+WALLCON | *97CTN0601716A* | 34200 | 17.5 | 9 | 35600 | 25400 | 71.35% | 1.88 | 0 | 9.5 |  |  |  |  | R-454B | 2.85 | Residential & Commercial | USHP
215679478 | Central HP <5.4 tons | COMFORTMAKER | HRCU-A-CB (Split System: Heat Pump with Remote Outdoor Unit-Air-Source) | C5H0V36*K*AAA* |  |  | EA*5X43M21A*+WALLCON | *97CTN1002122A* | 34600 | 18 | 9 | 35200 | 25000 | 71.02% | 1.9 | 0 | 10 |  |  |  |  | R-454B | 2.8833 | Residential & Commercial | USHP | Ducted CEE Tier 1
210473244 | Central HP <5.4 tons | DAY & NIGHT | HRCU-A-CB (Split System: Heat Pump with Remote Outdoor Unit-Air-Source) | CVH825GKA3* |  |  | EA*4X43L21A*+WALLCON | *80CTL0901716A* | 24600 | 17.5 | 8.5 | 21000 | 16500 | 78.57% | 2.04 | 0 | 11.7 |  |  |  |  | R-410A | 2.05 | Residential & Commercial | USHP | Ducted CEE Tier 1
216776057 | Central HP <5.4 tons | LENNOX | HRCU-A-CB (Split System: Heat Pump with Remote Outdoor Unit-Air-Source) | SL22KLV-024-230A** |  |  | CK40HT-42C-**+TDR | SL280UH110V60C* | 22800 | 18 | 9.4 | 22000 | 22200 | 100.9% | 2.06 | 0 | 12.8 |  |  |  |  | R-454B | 1.9 | Residential & Commercial | USHP | Ducted CEE Tier 1
210472815 | Central HP <5.4 tons | DAY & NIGHT | HRCU-A-CB (Split System: Heat Pump with Remote Outdoor Unit-Air-Source) | CVH825GKA3* |  |  | EA*4X42L21A*+WALLCON | *95CSU0601716A* | 23600 | 16.5 | 8.1 | 21400 | 16700 | 78.04% | 1.94 | 0 | 10.5 |  |  |  |  | R-410A | 1.9667 | Residential & Commercial | USHP | Ducted CEE Tier 1
215679918 | Central HP <5.4 tons | COMFORTMAKER | HRCU-A-CB (Split System: Heat Pump with Remote Outdoor Unit-Air-Source) | C5H0V36*K*AAA* |  |  | ESH5X48M12A*+WALLCON | *97CTN1002122A* | 34200 | 16.5 | 8.5 | 35400 | 25200 | 71.19% | 1.9 | 0 | 9.5 |  |  |  |  | R-454B | 2.85 | Residential & Commercial | USHP
213771124 | Central HP <5.4 tons | TEMPSTAR | HRCU-A-CB (Split System: Heat Pump with Remote Outdoor Unit-Air-Source) | TVH825GKA2* |  |  | EA*4X37L17A*+WALLCON | *96CTN0801714B* | 24200 | 16.5 | 8.1 | 21400 | 16700 | 78.04% | 2 | 0 | 11 |  |  |  |  | R-410A | 2.0167 | Residential & Commercial | USHP | Ducted CEE Tier 1
213770624 | Central HP <5.4 tons | TEMPSTAR | HRCU-A-CB (Split System: Heat Pump with Remote Outdoor Unit-Air-Source) | TVH825GKA2* |  |  | EA*4X25L17A*+WALLCON | *80CTL0901716B* | 24400 | 16.5 | 8.5 | 21200 | 16700 | 78.77% | 2.02 | 0 | 11 |  |  |  |  | R-410A | 2.0333 | Residential & Commercial | USHP | Ducted CEE Tier 1
213771224 | Central HP <5.4 tons | TEMPSTAR | HRCU-A-CB (Split System: Heat Pump with Remote Outdoor Unit-Air-Source) | TVH825GKA2* |  |  | EA*4X37L21A*+WALLCON | *96CTN0601714B* | 24400 | 16.5 | 8.1 | 21200 | 16700 | 78.77% | 2.02 | 0 | 11 |  |  |  |  | R-410A | 2.0333 | Residential & Commercial | USHP | Ducted CEE Tier 1
213771244 | Central HP <5.4 tons | TEMPSTAR | HRCU-A-CB (Split System: Heat Pump with Remote Outdoor Unit-Air-Source) | TVH825GKA2* |  |  | EA*4X37L21A*+WALLCON | *96CTN1002122B* | 24400 | 16.5 | 8.5 | 21200 | 16600 | 78.3% | 2.04 | 0 | 11 |  |  |  |  | R-410A | 2.0333 | Residential & Commercial | USHP | Ducted CEE Tier 1
213771394 | Central HP <5.4 tons | TEMPSTAR | HRCU-A-CB (Split System: Heat Pump with Remote Outdoor Unit-Air-Source) | TVH825GKA2* |  |  | EA*4X42L24A*+WALLCON | *80CTL1352422B* | 23800 | 16.5 | 8.1 | 21400 | 16600 | 77.57% | 1.96 | 0 | 11 |  |  |  |  | R-410A | 1.9833 | Residential & Commercial | USHP | Ducted CEE Tier 1
210473189 | Central HP <5.4 tons | DAY & NIGHT | HRCU-A-CB (Split System: Heat Pump with Remote Outdoor Unit-Air-Source) | CVH825GKA3* |  |  | EA*4X43L21A*+WALLCON | *96CTN0801714A* | 24400 | 16.5 | 8.1 | 21200 | 16700 | 78.77% | 2.02 | 0 | 11 |  |  |  |  | R-410A | 2.0333 | Residential & Commercial | USHP | Ducted CEE Tier 1
210473255 | Central HP <5.4 tons | DAY & NIGHT | HRCU-A-CB (Split System: Heat Pump with Remote Outdoor Unit-Air-Source) | CVH825GKA3* |  |  | EA*4X43L21A*+WALLCON | *97CMN0602120A* | 24400 | 16.5 | 8.1 | 21200 | 16700 | 78.77% | 2.02 | 0 | 11 |  |  |  |  | R-410A | 2.0333 | Residential & Commercial | USHP | Ducted CEE Tier 1
210473288 | Central HP <5.4 tons | DAY & NIGHT | HRCU-A-CB (Split System: Heat Pump with Remote Outdoor Unit-Air-Source) | CVH825GKA3* |  |  | EA*4X48L21A*+WALLCON | *95CSU1002122A* | 24200 | 17 | 8.1 | 21000 | 16500 | 78.57% | 2.02 | 0 | 11 |  |  |  |  | R-410A | 2.0167 | Residential & Commercial | USHP | Ducted CEE Tier 1
210472969 | Central HP <5.4 tons | DAY & NIGHT | HRCU-A-CB (Split System: Heat Pump with Remote Outdoor Unit-Air-Source) | CVH825GKA3* |  |  | EA*4X42L21A*+WALLCON | *80CTL0901716A* | 23800 | 17.5 | 8.1 | 21400 | 16500 | 77.1% | 1.98 | 0 | 11 |  |  |  |  | R-410A | 1.9833 | Residential & Commercial | USHP | Ducted CEE Tier 1
210473002 | Central HP <5.4 tons | DAY & NIGHT | HRCU-A-CB (Split System: Heat Pump with Remote Outdoor Unit-Air-Source) | CVH825GKA3* |  |  | EA*4X42L24A*+WALLCON | *95CSU1002122A* | 23800 | 17 | 8.1 | 21400 | 16600 | 77.57% | 1.96 | 0 | 11 |  |  |  |  | R-410A | 1.9833 | Residential & Commercial | USHP | Ducted CEE Tier 1
211227224 | Central HP <5.4 tons | DAY & NIGHT | HRCU-A-CB (Split System: Heat Pump with Remote Outdoor Unit-Air-Source) | DLCURAH36ABK |  |  | EA*4X37L21A* | OLV112A16A | 36600 | 15.2 | 8.5 | 38500 | 35000 | 90.91% | 2.08 | 0 | 10 |  |  |  |  | R-410A | 3.05 | Residential & Commercial | USHP | Ducted CEE Tier 1
211229673 | Central HP <5.4 tons | DAY & NIGHT | HRCU-A-CB (Split System: Heat Pump with Remote Outdoor Unit-Air-Source) | DLCURAH36ABK |  |  | END4X42L17** | *80VTL0701716A* | 35600 | 16 | 8.1 | 38500 | 35000 | 90.91% | 1.96 | 0 | 10 |  |  |  |  | R-410A | 2.9667 | Residential & Commercial | USHP | Ducted CEE Tier 1
211229925 | Central HP <5.4 tons | DAY & NIGHT | HRCU-A-CB (Split System: Heat Pump with Remote Outdoor Unit-Air-Source) | DLCURAH36ABK |  |  | EN(A,D,W)4X48L21** | *80ES(N,L)0702116A* | 35800 | 16.5 | 8.1 | 38500 | 34800 | 90.39% | 2 | 0 | 10 |  |  |  |  | R-410A | 2.9833 | Residential & Commercial | USHP | Ducted CEE Tier 1
211228569 | Central HP <5.4 tons | DAY & NIGHT | HRCU-A-CB (Split System: Heat Pump with Remote Outdoor Unit-Air-Source) | DLCURAH36ABK |  |  | EA*4X43L21A* | *96VSN1002120A* | 36400 | 16 | 8.5 | 38500 | 34800 | 90.39% | 2.08 | 0 | 10 |  |  |  |  | R-410A | 3.0333 | Residential & Commercial | USHP | Ducted CEE Tier 1
211228678 | Central HP <5.4 tons | DAY & NIGHT | HRCU-A-CB (Split System: Heat Pump with Remote Outdoor Unit-Air-Source) | DLCURAH36ABK |  |  | EA*4X43L21A* | OLV112A16A | 36600 | 15.2 | 8.5 | 38500 | 35000 | 90.91% | 2.08 | 0 | 10 |  |  |  |  | R-410A | 3.05 | Residential & Commercial | USHP | Ducted CEE Tier 1
211228814 | Central HP <5.4 tons | DAY & NIGHT | HRCU-A-CB (Split System: Heat Pump with Remote Outdoor Unit-Air-Source) | DLCURAH36ABK |  |  | EA*4X48L21A* | *80ES(N,L)1102120A* | 35800 | 16.5 | 8.5 | 38500 | 34600 | 89.87% | 2.04 | 0 | 10 |  |  |  |  | R-410A | 2.9833 | Residential & Commercial | USHP | Ducted CEE Tier 1
215679808 | Central HP <5.4 tons | COMFORTMAKER | HRCU-A-CB (Split System: Heat Pump with Remote Outdoor Unit-Air-Source) | C5H0V36*K*AAA* |  |  | ESH5X42M12A*+WALLCON | *80CSU0601716B* | 34000 | 16.5 | 8.5 | 35600 | 25200 | 70.79% | 1.78 | 0 | 9.5 |  |  |  |  | R-454B | 2.8333 | Residential & Commercial | USHP
215679838 | Central HP <5.4 tons | COMFORTMAKER | HRCU-A-CB (Split System: Heat Pump with Remote Outdoor Unit-Air-Source) | C5H0V36*K*AAA* |  |  | ESH5X42M12A*+WALLCON | *97CTN0802120A* | 34000 | 16 | 8.5 | 35600 | 25200 | 70.79% | 1.76 | 0 | 9.5 |  |  |  |  | R-454B | 2.8333 | Residential & Commercial | USHP
215679858 | Central HP <5.4 tons | COMFORTMAKER | HRCU-A-CB (Split System: Heat Pump with Remote Outdoor Unit-Air-Source) | C5H0V36*K*AAA* |  |  | ESH5X42M12A*+WALLCON | *97CTN1202422A* | 34000 | 16 | 8.5 | 35600 | 25200 | 70.79% | 1.78 | 0 | 9.5 |  |  |  |  | R-454B | 2.8333 | Residential & Commercial | USHP
215679888 | Central HP <5.4 tons | COMFORTMAKER | HRCU-A-CB (Split System: Heat Pump with Remote Outdoor Unit-Air-Source) | C5H0V36*K*AAA* |  |  | ESH5X48M12A*+WALLCON | *80CSU0601716B* | 34200 | 17 | 8.5 | 35400 | 25200 | 71.19% | 1.9 | 0 | 9.5 |  |  |  |  | R-454B | 2.85 | Residential & Commercial | USHP
215679908 | Central HP <5.4 tons | COMFORTMAKER | HRCU-A-CB (Split System: Heat Pump with Remote Outdoor Unit-Air-Source) | C5H0V36*K*AAA* |  |  | ESH5X48M12A*+WALLCON | *97CTN0802120A* | 34200 | 16 | 8.5 | 35400 | 25200 | 71.19% | 1.88 | 0 | 9.5 |  |  |  |  | R-454B | 2.85 | Residential & Commercial | USHP
210473519 | Central HP <5.4 tons | DAY & NIGHT | HRCU-A-CB (Split System: Heat Pump with Remote Outdoor Unit-Air-Source) | CVH825GKA3* |  |  | EA*4X48L24A*+WALLCON | *96CTN1002122A* | 24200 | 16.5 | 8.1 | 21000 | 16500 | 78.57% | 2.02 | 0 | 11 |  |  |  |  | R-410A | 2.0167 | Residential & Commercial | USHP | Ducted CEE Tier 1
210472958 | Central HP <5.4 tons | DAY & NIGHT | HRCU-A-CB (Split System: Heat Pump with Remote Outdoor Unit-Air-Source) | CVH825GKA3* |  |  | EA*4X42L21A*+WALLCON | *96CTN1002122A* | 23800 | 16.5 | 8.1 | 21400 | 16600 | 77.57% | 1.96 | 0 | 11 |  |  |  |  | R-410A | 1.9833 | Residential & Commercial | USHP | Ducted CEE Tier 1
210473090 | Central HP <5.4 tons | DAY & NIGHT | HRCU-A-CB (Split System: Heat Pump with Remote Outdoor Unit-Air-Source) | CVH825GKA3* |  |  | EA*4X43L21A*+WALLCON | *95CSU0601716A* | 24400 | 16.5 | 8.1 | 21200 | 16700 | 78.77% | 2.02 | 0 | 10.5 |  |  |  |  | R-410A | 2.0333 | Residential & Commercial | USHP | Ducted CEE Tier 1
215678248 | Central HP <5.4 tons | COMFORTMAKER | HRCU-A-CB (Split System: Heat Pump with Remote Outdoor Unit-Air-Source) | C5H0V24*K*AAA* |  |  | EA*5X25M17A*+WALLCON | *97CTN0601716A* | 23800 | 17 | 9 | 23400 | 16500 | 70.51% | 2 | 0 | 10 |  |  |  |  | R-454B | 1.9833 | Residential & Commercial | USHP | Ducted CEE Tier 1
210474345 | Central HP <5.4 tons | DAY & NIGHT | HRCU-A-CB (Split System: Heat Pump with Remote Outdoor Unit-Air-Source) | CVH825GKA3* |  |  | EHD4X42AAL+WALLCON | *96CTN1202422A* | 24200 | 16 | 8.1 | 21400 | 16600 | 77.57% | 2 | 0 | 10.5 |  |  |  |  | R-410A | 2.0167 | Residential & Commercial | USHP | Ducted CEE Tier 1
210474422 | Central HP <5.4 tons | DAY & NIGHT | HRCU-A-CB (Split System: Heat Pump with Remote Outdoor Unit-Air-Source) | CVH825GKA3* |  |  | EHD4X42AAL+WALLCON | *80CTL0901716A* | 24200 | 16.5 | 8.1 | 21200 | 16500 | 77.83% | 2.02 | 0 | 11 |  |  |  |  | R-410A | 2.0167 | Residential & Commercial | USHP | Ducted CEE Tier 1
210474477 | Central HP <5.4 tons | DAY & NIGHT | HRCU-A-CB (Split System: Heat Pump with Remote Outdoor Unit-Air-Source) | CVH825GKA3* |  |  | EHD4X48AAL+WALLCON | *80CSU0401712A* | 24200 | 16.5 | 8.1 | 21200 | 16600 | 78.3% | 2.02 | 0 | 11 |  |  |  |  | R-410A | 2.0167 | Residential & Commercial | USHP | Ducted CEE Tier 1
210474631 | Central HP <5.4 tons | DAY & NIGHT | HRCU-A-CB (Split System: Heat Pump with Remote Outdoor Unit-Air-Source) | CVH825GKA3* |  |  | EHD4X48AAL+WALLCON | *80CTL0701412A* | 24400 | 17 | 8.1 | 21200 | 16500 | 77.83% | 2.02 | 0 | 11 |  |  |  |  | R-410A | 2.0333 | Residential & Commercial | USHP | Ducted CEE Tier 1
210472859 | Central HP <5.4 tons | DAY & NIGHT | HRCU-A-CB (Split System: Heat Pump with Remote Outdoor Unit-Air-Source) | CVH825GKA3* |  |  | EA*4X42L21A*+WALLCON | *80CSU0601716A* | 23800 | 16.5 | 8.1 | 21400 | 16600 | 77.57% | 1.96 | 0 | 10.5 |  |  |  |  | R-410A | 1.9833 | Residential & Commercial | USHP | Ducted CEE Tier 1
215674497 | Central HP <5.4 tons | AIRQUEST | HRCU-A-CB (Split System: Heat Pump with Remote Outdoor Unit-Air-Source) | H5H0V48*K*AAA* |  |  | EA*5X61M24A*+WALLCON | *80CTL1102120B* | 46000 | 18.5 | 9 | 47500 | 33600 | 70.74% | 2.08 | 0 | 10 |  |  |  |  | R-454B | 3.8333 | Residential & Commercial | USHP | Ducted CEE Tier 1
214389264 | Central HP <5.4 tons | CARRIER | HRCU-A-CB (Split System: Heat Pump with Remote Outdoor Unit-Air-Source) | 25VNA436A*031* |  |  | CNPV*4217AL*+UI | 59MN7C080C17**14 | 33000 | 18.5 | 9 | 37400 | 26400 | 70.59% | 1.98 | 0 | 11.7 |  |  |  |  | R-410A | 2.75 | Residential & Commercial | USHP | Ducted CEE Tier 1
214389316 | Central HP <5.4 tons | CARRIER | HRCU-A-CB (Split System: Heat Pump with Remote Outdoor Unit-Air-Source) | 25VNA436A*031* |  |  | CNPV*6024AL*+UI | 58TN*B090C21**20 | 34000 | 20 | 9 | 36200 | 25400 | 70.17% | 2.02 | 0 | 12.5 |  |  |  |  | R-410A | 2.8333 | Residential & Commercial | USHP | Ducted CEE Tier 1
214389373 | Central HP <5.4 tons | CARRIER | HRCU-A-CB (Split System: Heat Pump with Remote Outdoor Unit-Air-Source) | 25VNA436A*031* |  |  | CNPV*3617AL*+UI | 59MN7C060C17**14 | 32400 | 18 | 9 | 39000 | 27400 | 70.26% | 1.9 | 0 | 11 |  |  |  |  | R-410A | 2.7 | Residential & Commercial | USHP | Ducted CEE Tier 1
214389389 | Central HP <5.4 tons | CARRIER | HRCU-A-CB (Split System: Heat Pump with Remote Outdoor Unit-Air-Source) | 25VNA436A*031* |  |  | CNPV*3621AL*+UI | 58TN*B110C21**20 | 32400 | 18.5 | 9 | 38500 | 27000 | 70.13% | 1.92 | 0 | 11.7 |  |  |  |  | R-410A | 2.7 | Residential & Commercial | USHP | Ducted CEE Tier 1
215677598 | Central HP <5.4 tons | COMFORTMAKER | HRCU-A-CB (Split System: Heat Pump with Remote Outdoor Unit-Air-Source) | C5H0V60*K*AAA* |  |  | EVD5X61M21A*+WALLCON | *95CSU0802120B* | 57000 | 18 | 9 | 64000 | 45000 | 70.31% | 2.08 | 0 | 9 |  |  |  |  | R-454B | 4.75 | Residential & Commercial | USHP
216766516 | Central HP <5.4 tons | TRANE | HRCU-A-CB (Split System: Heat Pump with Remote Outdoor Unit-Air-Source) | 5TWR7048A1 |  |  | 5PX*D010AS3 | S9X1C080U5PSB | 43500 | 17 | 8.7 | 44000 | 32000 | 72.73% | 2.22 | 0 | 12 |  |  |  |  | R-454B | 3.625 | Residential & Commercial | USHP | Ducted CEE Tier 1
216766536 | Central HP <5.4 tons | TRANE | HRCU-A-CB (Split System: Heat Pump with Remote Outdoor Unit-Air-Source) | 5TWR7048A1 |  |  | 5PX*DD10AS3 | S8V2C100M5PCB | 43000 | 16 | 8.7 | 44500 | 32600 | 73.26% | 2.19 | 0 | 11.7 |  |  |  |  | R-454B | 3.5833 | Residential & Commercial | USHP | Ducted CEE Tier 1
216766584 | Central HP <5.4 tons | TRANE | HRCU-A-CB (Split System: Heat Pump with Remote Outdoor Unit-Air-Source) | 5TWR7048A1 |  |  | 5TXCD008AS3 | S9X1C080U5PSB | 43500 | 16.5 | 8.7 | 45000 | 33200 | 73.78% | 2.21 | 0 | 11.7 |  |  |  |  | R-454B | 3.625 | Residential & Commercial | USHP | Ducted CEE Tier 1
216766602 | Central HP <5.4 tons | TRANE | HRCU-A-CB (Split System: Heat Pump with Remote Outdoor Unit-Air-Source) | 5TWR7048A1 |  |  | 5TXCD008AS3 | S9X2C080U5PSB | 43500 | 16.5 | 8.7 | 45000 | 33200 | 73.78% | 2.21 | 0 | 11.7 |  |  |  |  | R-454B | 3.625 | Residential & Commercial | USHP | Ducted CEE Tier 1
216766618 | Central HP <5.4 tons | TRANE | HRCU-A-CB (Split System: Heat Pump with Remote Outdoor Unit-Air-Source) | 5TWR7048A1 |  |  | 5TXCD010AS3 | S8V2C080M5PCB | 43500 | 16.5 | 8.7 | 44000 | 32000 | 72.73% | 2.21 | 0 | 12 |  |  |  |  | R-454B | 3.625 | Residential & Commercial | USHP | Ducted CEE Tier 1
215678418 | Central HP <5.4 tons | COMFORTMAKER | HRCU-A-CB (Split System: Heat Pump with Remote Outdoor Unit-Air-Source) | C5H0V24*K*AAA* |  |  | EA*5X37M21A*+WALLCON | *97CTN0801716A* | 24000 | 17 | 9 | 23400 | 16400 | 70.09% | 2 | 0 | 10.5 |  |  |  |  | R-454B | 2 | Residential & Commercial | USHP | Ducted CEE Tier 1
213080194 | Central HP <5.4 tons | TEMPSTAR | HRCU-A-CB (Split System: Heat Pump with Remote Outdoor Unit-Air-Source) | DLCURAH36ABK |  |  | EA*4X43L21A* | *96MSN0802120A* | 36400 | 16 | 8.5 | 38000 | 34800 | 91.58% | 2.04 | 0 | 10 |  |  |  |  | R-410A | 3.0333 | Residential & Commercial | USHP | Ducted CEE Tier 1
213080478 | Central HP <5.4 tons | TEMPSTAR | HRCU-A-CB (Split System: Heat Pump with Remote Outdoor Unit-Air-Source) | DLCURAH36ABK |  |  | EN(A,D)4X48L24** | *96MSN1202422A* | 35800 | 16.5 | 8.1 | 38500 | 35000 | 90.91% | 2 | 0 | 10 |  |  |  |  | R-410A | 2.9833 | Residential & Commercial | USHP | Ducted CEE Tier 1
215674581 | Central HP <5.4 tons | AIRQUEST | HRCU-A-CB (Split System: Heat Pump with Remote Outdoor Unit-Air-Source) | H5H0V48*K*AAA* |  |  | EA*5X61M24A*+WALLCON | *97CMN0802120B* | 46000 | 18 | 9 | 48000 | 33800 | 70.42% | 2.08 | 0 | 10 |  |  |  |  | R-454B | 3.8333 | Residential & Commercial | USHP | Ducted CEE Tier 1
215675656 | Central HP <5.4 tons | AIRQUEST | HRCU-A-CB (Split System: Heat Pump with Remote Outdoor Unit-Air-Source) | H5H0V48*K*AAA* |  |  | EVM5X49M21A*+WALLCON | *96CTN1002122B* | 48000 | 19 | 9 | 50000 | 36800 | 73.6% | 2 | 0 | 10.5 |  |  |  |  | R-454B | 4 | Residential & Commercial | USHP | Ducted CEE Tier 1
215675256 | Central HP <5.4 tons | AIRQUEST | HRCU-A-CB (Split System: Heat Pump with Remote Outdoor Unit-Air-Source) | H5H0V48*K*AAA* |  |  | ESH5X60M12A*+WALLCON | *95CSU1002122B* | 45500 | 16.5 | 8.5 | 48000 | 33600 | 70% | 2.06 | 0 | 9.5 |  |  |  |  | R-454B | 3.7917 | Residential & Commercial | USHP
216763400 | Central HP <5.4 tons | TRANE | HRCU-A-CB (Split System: Heat Pump with Remote Outdoor Unit-Air-Source) | 5TWR7024A1 |  |  | 5PX*B006AS3 | *DHMB060CCV3 | 22200 | 16.5 | 9 | 21400 | 17100 | 79.91% | 2 | 0 | 11.7 |  |  |  |  | R-454B | 1.85 | Residential & Commercial | USHP | Ducted CEE Tier 1
216763452 | Central HP <5.4 tons | TRANE | HRCU-A-CB (Split System: Heat Pump with Remote Outdoor Unit-Air-Source) | 5TWR7024A1 |  |  | 5PX*C009AS3 | *DHMC100CCV4 | 21000 | 16 | 9 | 20600 | 16700 | 81.07% | 2 | 0 | 11.5 |  |  |  |  | R-454B | 1.75 | Residential & Commercial | USHP | Ducted CEE Tier 1
216763466 | Central HP <5.4 tons | TRANE | HRCU-A-CB (Split System: Heat Pump with Remote Outdoor Unit-Air-Source) | 5TWR7024A1 |  |  | 5TEM6B03AV21+TDR | 0 | 23400 | 17.1 | 9 | 22400 | 17500 | 78.12% | 2 | 0 | 12.5 |  |  |  |  | R-454B | 1.95 | Residential & Commercial | USHP | Ducted CEE Tier 1
216801807 | Central HP <5.4 tons | LUXAIRE | HRCU-A-CB (Split System: Heat Pump with Remote Outdoor Unit-Air-Source) | HH836E2S11 |  |  | CTF48C5CFS1 | Z8ET100C16LMPS1 | 33600 | 19 | 9 | 31200 | 23200 | 74.36% | 2 | 0 | 11.7 |  |  |  |  | R-454B | 2.8 | Residential & Commercial | USHP | Ducted CEE Tier 1
215675156 | Central HP <5.4 tons | AIRQUEST | HRCU-A-CB (Split System: Heat Pump with Remote Outdoor Unit-Air-Source) | H5H0V48*K*AAA* |  |  | ESH5X60M12A*+WALLCON | *80CTL0451712B* | 45000 | 15.5 | 8.5 | 48500 | 34600 | 71.34% | 1.94 | 0 | 9 |  |  |  |  | R-454B | 3.75 | Residential & Commercial | USHP
215674704 | Central HP <5.4 tons | AIRQUEST | HRCU-A-CB (Split System: Heat Pump with Remote Outdoor Unit-Air-Source) | H5H0V48*K*AAA* |  |  | ESH5X48M12A*+WALLCON | *80CSU0802120A* | 45000 | 16.5 | 8.5 | 48500 | 34200 | 70.52% | 2.06 | 0 | 9.5 |  |  |  |  | R-454B | 3.75 | Residential & Commercial | USHP
215675356 | Central HP <5.4 tons | AIRQUEST | HRCU-A-CB (Split System: Heat Pump with Remote Outdoor Unit-Air-Source) | H5H0V48*K*AAA* |  |  | EVM5X48M21A*+WALLCON | *80CSU0601716A* | 47000 | 18 | 9 | 50000 | 36400 | 72.8% | 1.98 | 0 | 9.5 |  |  |  |  | R-454B | 3.9167 | Residential & Commercial | USHP
215675206 | Central HP <5.4 tons | AIRQUEST | HRCU-A-CB (Split System: Heat Pump with Remote Outdoor Unit-Air-Source) | H5H0V48*K*AAA* |  |  | ESH5X60M12A*+WALLCON | *80CTL0902120B* | 45500 | 16.5 | 8.5 | 48000 | 33600 | 70% | 2.06 | 0 | 9.5 |  |  |  |  | R-454B | 3.7917 | Residential & Commercial | USHP
215675406 | Central HP <5.4 tons | AIRQUEST | HRCU-A-CB (Split System: Heat Pump with Remote Outdoor Unit-Air-Source) | H5H0V48*K*AAA* |  |  | EVM5X48M21A*+WALLCON | *95CSU0601716B* | 46500 | 17.5 | 9 | 50000 | 37000 | 74% | 1.98 | 0 | 9.5 |  |  |  |  | R-454B | 3.875 | Residential & Commercial | USHP
215675556 | Central HP <5.4 tons | AIRQUEST | HRCU-A-CB (Split System: Heat Pump with Remote Outdoor Unit-Air-Source) | H5H0V48*K*AAA* |  |  | EVM5X49M21A*+WALLCON | *80CTL0901716B* | 48000 | 19 | 9 | 50000 | 37000 | 74% | 1.98 | 0 | 10 |  |  |  |  | R-454B | 4 | Residential & Commercial | USHP | Ducted CEE Tier 1
215675576 | Central HP <5.4 tons | AIRQUEST | HRCU-A-CB (Split System: Heat Pump with Remote Outdoor Unit-Air-Source) | H5H0V48*K*AAA* |  |  | EVM5X49M21A*+WALLCON | *80CTL1102120B* | 48000 | 19 | 9 | 50000 | 36600 | 73.2% | 2 | 0 | 10.5 |  |  |  |  | R-454B | 4 | Residential & Commercial | USHP | Ducted CEE Tier 1
213080690 | Central HP <5.4 tons | TEMPSTAR | HRCU-A-CB (Split System: Heat Pump with Remote Outdoor Unit-Air-Source) | DLCURAH36ABK |  |  | EA*4X37L21A* | *95MSU0601716A* | 36600 | 16 | 8.5 | 38500 | 35000 | 90.91% | 2.06 | 0 | 10 |  |  |  |  | R-410A | 3.05 | Residential & Commercial | USHP | Ducted CEE Tier 1
211230236 | Central HP <5.4 tons | DAY & NIGHT | HRCU-A-CB (Split System: Heat Pump with Remote Outdoor Unit-Air-Source) | DLCURAH36ABK |  |  | EN(A,D,W)4X48L21** | *96VSN0801716A* | 35800 | 16 | 8.1 | 38500 | 34800 | 90.39% | 2 | 0 | 10 |  |  |  |  | R-410A | 2.9833 | Residential & Commercial | USHP | Ducted CEE Tier 1
215676356 | Central HP <5.4 tons | AIRQUEST | HRCU-A-CB (Split System: Heat Pump with Remote Outdoor Unit-Air-Source) | H5H0V48*K*AAA* |  |  | EVD5X49M24A*+WALLCON | *97CMN0802120B* | 48000 | 19 | 9 | 50000 | 36600 | 73.2% | 2 | 0 | 10 |  |  |  |  | R-454B | 4 | Residential & Commercial | USHP | Ducted CEE Tier 1
215676136 | Central HP <5.4 tons | AIRQUEST | HRCU-A-CB (Split System: Heat Pump with Remote Outdoor Unit-Air-Source) | H5H0V48*K*AAA* |  |  | EVD5X48M21A*+WALLCON | *95CSU0601716B* | 46500 | 17.5 | 9 | 50000 | 37000 | 74% | 1.98 | 0 | 9.5 |  |  |  |  | R-454B | 3.875 | Residential & Commercial | USHP
212976048 | Central HP <5.4 tons | AIRQUEST | HRCU-A-CB (Split System: Heat Pump with Remote Outdoor Unit-Air-Source) | DLCURAH24ABK |  |  | EA*4X36L21A* | *96VTN0801716B* | 23600 | 17 | 8.5 | 26200 | 24000 | 91.6% | 2 | 0 | 10 |  |  |  |  | R-410A | 1.9667 | Residential & Commercial | USHP | Ducted CEE Tier 1
216571101 | Central HP <5.4 tons | AMERICAN STANDARD | HRCU-A-CB (Split System: Heat Pump with Remote Outdoor Unit-Air-Source) | 5A6V0X48A1 |  |  | 5PX*D008AS3 | *UHMD120CCV5+LRP | 44000 | 20 | 9.7 | 47000 | 33800 | 71.91% | 2.1 | 0 | 12 |  |  |  |  | R-454B | 3.6667 | Residential & Commercial | USHP | Ducted CEE Tier 1
212970698 | Central HP <5.4 tons | AIRQUEST | HRCU-A-CB (Split System: Heat Pump with Remote Outdoor Unit-Air-Source) | DLCURAH36ABK |  |  | EA*4X48L24A* | *80VSL0902120B* | 35800 | 16.5 | 8.5 | 38500 | 34600 | 89.87% | 2.02 | 0 | 10 |  |  |  |  | R-410A | 2.9833 | Residential & Commercial | USHP | Ducted CEE Tier 1
216571133 | Central HP <5.4 tons | AMERICAN STANDARD | HRCU-A-CB (Split System: Heat Pump with Remote Outdoor Unit-Air-Source) | 5A6V0X48A1 |  |  | 5TXCD008AS3 | S8V2C080M5PDB | 44500 | 20 | 9.7 | 47000 | 34000 | 72.34% | 2.1 | 0 | 12 |  |  |  |  | R-454B | 3.7083 | Residential & Commercial | USHP | Ducted CEE Tier 1
216776043 | Central HP <5.4 tons | LENNOX | HRCU-A-CB (Split System: Heat Pump with Remote Outdoor Unit-Air-Source) | SL22KLV-024-230A** |  |  | CK40HT-42C-**+TDR | SL297UH060NV36B* | 22800 | 20 | 9.5 | 22000 | 22400 | 101.8% | 2.06 | 0 | 12.6 |  |  |  |  | R-454B | 1.9 | Residential & Commercial | USHP | Ducted CEE Tier 1
215675806 | Central HP <5.4 tons | AIRQUEST | HRCU-A-CB (Split System: Heat Pump with Remote Outdoor Unit-Air-Source) | H5H0V48*K*AAA* |  |  | EVM5X60M21A*+WALLCON | *97CMN0802120B* | 48000 | 19 | 9 | 50000 | 36800 | 73.6% | 2 | 0 | 10 |  |  |  |  | R-454B | 4 | Residential & Commercial | USHP | Ducted CEE Tier 1
216764108 | Central HP <5.4 tons | TRANE | HRCU-A-CB (Split System: Heat Pump with Remote Outdoor Unit-Air-Source) | 5TWX7024A1 |  |  | 5PX*B004AS3 | S9V2B080D4VSB | 21600 | 16 | 8.5 | 21200 | 16900 | 79.72% | 1.9 | 0 | 11.5 |  |  |  |  | R-454B | 1.8 | Residential & Commercial | USHP | Ducted CEE Tier 1
213872282 | Central HP <5.4 tons | DAIKIN | HRCU-A-CB (Split System: Heat Pump with Remote Outdoor Unit-Air-Source) | DZ6VSA421EA* |  |  | CA*EA6030*4A* | D*80VC0804C*A* | 40000 | 17 | 8.6 | 40000 | 30600 | 76.5% | 2.2 | 0 | 10 |  |  |  |  | R-410A | 3.3333 | Residential & Commercial | USHP | Ducted CEE Tier 1
216764115 | Central HP <5.4 tons | TRANE | HRCU-A-CB (Split System: Heat Pump with Remote Outdoor Unit-Air-Source) | 5TWX7024A1 |  |  | 5PX*B004AS3 | S8X1A040M3PSC | 23000 | 17.5 | 8.7 | 21800 | 17200 | 78.9% | 2 | 0 | 12 |  |  |  |  | R-454B | 1.9167 | Residential & Commercial | USHP | Ducted CEE Tier 1
216764124 | Central HP <5.4 tons | TRANE | HRCU-A-CB (Split System: Heat Pump with Remote Outdoor Unit-Air-Source) | 5TWX7024A1 |  |  | 5PX*B004AS3 | S9V2B080U4VSB | 23200 | 17.5 | 8.7 | 21800 | 17200 | 78.9% | 2 | 0 | 12.5 |  |  |  |  | R-454B | 1.9333 | Residential & Commercial | USHP | Ducted CEE Tier 1
216681808 | Central HP <5.4 tons | HEIL | HRCU-A-CB (Split System: Heat Pump with Remote Outdoor Unit-Air-Source) | DLCURAH36ABK |  |  | EA*4X48L21A* | *97VTN1002120A* | 35800 | 16.5 | 9 | 38000 | 34200 | 90% | 1.94 | 0 | 10 |  |  |  |  | R-410A | 2.9833 | Residential & Commercial | USHP | Ducted CEE Tier 1
216571127 | Central HP <5.4 tons | AMERICAN STANDARD | HRCU-A-CB (Split System: Heat Pump with Remote Outdoor Unit-Air-Source) | 5A6V0X48A1 |  |  | 5TXCC009AS3 | S8V2C080M5PCB | 45000 | 20 | 9.7 | 47000 | 33600 | 71.49% | 2.1 | 0 | 12 |  |  |  |  | R-454B | 3.75 | Residential & Commercial | USHP | Ducted CEE Tier 1
213773238 | Central HP <5.4 tons | AIRQUEST | HRCU-A-CB (Split System: Heat Pump with Remote Outdoor Unit-Air-Source) | HVH825GKA3* |  |  | EA*4X37L17A*+WALLCON | *96CTN0601714B* | 24000 | 16 | 8.1 | 21400 | 16700 | 78.04% | 1.98 | 0 | 10.5 |  |  |  |  | R-410A | 2 | Residential & Commercial | USHP | Ducted CEE Tier 1
213773258 | Central HP <5.4 tons | AIRQUEST | HRCU-A-CB (Split System: Heat Pump with Remote Outdoor Unit-Air-Source) | HVH825GKA3* |  |  | EA*4X37L21A*+WALLCON | *80CTL0451712B* | 24200 | 16.5 | 8.1 | 21200 | 16700 | 78.77% | 2 | 0 | 10.5 |  |  |  |  | R-410A | 2.0167 | Residential & Commercial | USHP | Ducted CEE Tier 1
210474521 | Central HP <5.4 tons | DAY & NIGHT | HRCU-A-CB (Split System: Heat Pump with Remote Outdoor Unit-Air-Source) | CVH825GKA3* |  |  | EHD4X48AAL+WALLCON | *80CTL0701716A* | 24200 | 16.5 | 8.1 | 21200 | 16600 | 78.3% | 2.02 | 0 | 10.5 |  |  |  |  | R-410A | 2.0167 | Residential & Commercial | USHP | Ducted CEE Tier 1
215487366 | Central HP <5.4 tons | DAIKIN | HRCU-A-CB (Split System: Heat Pump with Remote Outdoor Unit-Air-Source) | DH7VSA2410A* |  |  | CA*EA3022*3A* | D*80VC0805C*A* | 23200 | 19 | 8.6 | 23200 | 17000 | 73.28% | 2 | 0 | 11 |  |  |  |  | R-32 | 1.9333 | Residential & Commercial | USHP | Ducted CEE Tier 1
215487368 | Central HP <5.4 tons | DAIKIN | HRCU-A-CB (Split System: Heat Pump with Remote Outdoor Unit-Air-Source) | DH7VSA2410A* |  |  | CA*EA3022*3A* | D*96VC0403BNA* | 23200 | 19 | 8.6 | 23200 | 17000 | 73.28% | 2 | 0 | 11 |  |  |  |  | R-32 | 1.9333 | Residential & Commercial | USHP | Ducted CEE Tier 1
215487373 | Central HP <5.4 tons | DAIKIN | HRCU-A-CB (Split System: Heat Pump with Remote Outdoor Unit-Air-Source) | DH7VSA2410A* |  |  | CA*EA3626*3A* | D*80VC0603B*A* | 23200 | 19 | 8.6 | 23200 | 17000 | 73.28% | 2 | 0 | 11 |  |  |  |  | R-32 | 1.9333 | Residential & Commercial | USHP | Ducted CEE Tier 1
215487393 | Central HP <5.4 tons | DAIKIN | HRCU-A-CB (Split System: Heat Pump with Remote Outdoor Unit-Air-Source) | DH7VSA2410A* |  |  | CHPEA3026*3A* | D*96VC0804CNA* | 23200 | 19 | 8.6 | 23200 | 17000 | 73.28% | 2 | 0 | 11 |  |  |  |  | R-32 | 1.9333 | Residential & Commercial | USHP | Ducted CEE Tier 1
215487418 | Central HP <5.4 tons | DAIKIN | HRCU-A-CB (Split System: Heat Pump with Remote Outdoor Unit-Air-Source) | DH7VSA4210A* |  |  | CA*EA6030*3A* | D*80VC1005C*A* | 40500 | 17 | 8.8 | 41000 | 31000 | 75.61% | 2 | 0 | 10 |  |  |  |  | R-32 | 3.375 | Residential & Commercial | USHP | Ducted CEE Tier 1
215487423 | Central HP <5.4 tons | DAIKIN | HRCU-A-CB (Split System: Heat Pump with Remote Outdoor Unit-Air-Source) | DH7VSA4210A* |  |  | CHPEA4830*3A* | D*80VC0804C*A* | 40500 | 17 | 8.6 | 41000 | 31000 | 75.61% | 2 | 0 | 10 |  |  |  |  | R-32 | 3.375 | Residential & Commercial | USHP | Ducted CEE Tier 1
215668597 | Central HP <5.4 tons | AIRQUEST | HRCU-A-CB (Split System: Heat Pump with Remote Outdoor Unit-Air-Source) | H5H0V36*K*AAA* |  |  | EA*5X37M17A*+WALLCON | *97CMN0801714B* | 33800 | 17.5 | 9 | 35800 | 25600 | 71.51% | 1.86 | 0 | 9.5 |  |  |  |  | R-454B | 2.8167 | Residential & Commercial | USHP
215668765 | Central HP <5.4 tons | AIRQUEST | HRCU-A-CB (Split System: Heat Pump with Remote Outdoor Unit-Air-Source) | H5H0V36*K*AAA* |  |  | EA*5X37M21A*+WALLCON | *96CTN0601714B* | 34200 | 17.5 | 9 | 35400 | 25400 | 71.75% | 1.88 | 0 | 9.5 |  |  |  |  | R-454B | 2.85 | Residential & Commercial | USHP
215668629 | Central HP <5.4 tons | AIRQUEST | HRCU-A-CB (Split System: Heat Pump with Remote Outdoor Unit-Air-Source) | H5H0V36*K*AAA* |  |  | EA*5X37M21A*+WALLCON | *80CSU0401712A* | 34400 | 18 | 9 | 35200 | 25200 | 71.59% | 1.88 | 0 | 10 |  |  |  |  | R-454B | 2.8667 | Residential & Commercial | USHP | Ducted CEE Tier 1
211228928 | Central HP <5.4 tons | DAY & NIGHT | HRCU-A-CB (Split System: Heat Pump with Remote Outdoor Unit-Air-Source) | DLCURAH36ABK |  |  | EA*4X48L21A* | *80VTL1102122A* | 36800 | 16 | 8.5 | 38500 | 34800 | 90.39% | 2.1 | 0 | 10 |  |  |  |  | R-410A | 3.0667 | Residential & Commercial | USHP | Ducted CEE Tier 1
216764793 | Central HP <5.4 tons | TRANE | HRCU-A-CB (Split System: Heat Pump with Remote Outdoor Unit-Air-Source) | 5TWR7048A1 |  |  | 5PX*D010AS3 | S8X2C100M5PTC | 43500 | 17.1 | 9 | 44000 | 32200 | 73.18% | 2.2 | 0 | 12 |  |  |  |  | R-454B | 3.625 | Residential & Commercial | USHP | Ducted CEE Tier 1
211229196 | Central HP <5.4 tons | DAY & NIGHT | HRCU-A-CB (Split System: Heat Pump with Remote Outdoor Unit-Air-Source) | DLCURAH36ABK |  |  | EA*4X48L21A* | OLV098A12* | 35400 | 15.2 | 8.1 | 38500 | 34800 | 90.39% | 2.02 | 0 | 9.5 |  |  |  |  | R-410A | 2.95 | Residential & Commercial | USHP
215678318 | Central HP <5.4 tons | COMFORTMAKER | HRCU-A-CB (Split System: Heat Pump with Remote Outdoor Unit-Air-Source) | C5H0V24*K*AAA* |  |  | EA*5X36M17A*+WALLCON | *80CSU0601716B* | 23200 | 17 | 8.5 | 23400 | 16500 | 70.51% | 1.98 | 0 | 10 |  |  |  |  | R-454B | 1.9333 | Residential & Commercial | USHP | Ducted CEE Tier 1
216763742 | Central HP <5.4 tons | TRANE | HRCU-A-C (Split System: Heat Pump with Remote Outdoor Unit with No Indoor Fan --Air Source) | 5TWR7036A1 |  |  | 5PX*CD09AS3 | 0 | 34000 | 16 | 8.7 | 33000 | 24600 | 74.55% | 2.1 | 0 | 11.5 |  |  |  |  | R-454B | 2.8333 | Residential & Commercial | USHP | Ducted CEE Tier 1
215674517 | Central HP <5.4 tons | AIRQUEST | HRCU-A-CB (Split System: Heat Pump with Remote Outdoor Unit-Air-Source) | H5H0V48*K*AAA* |  |  | EA*5X61M24A*+WALLCON | *95CSU0802120B* | 46000 | 17.5 | 9 | 48000 | 33800 | 70.42% | 2.08 | 0 | 10 |  |  |  |  | R-454B | 3.8333 | Residential & Commercial | USHP | Ducted CEE Tier 1
215675586 | Central HP <5.4 tons | AIRQUEST | HRCU-A-CB (Split System: Heat Pump with Remote Outdoor Unit-Air-Source) | H5H0V48*K*AAA* |  |  | EVM5X49M21A*+WALLCON | *95CSU0601716B* | 47500 | 18 | 9 | 50000 | 37200 | 74.4% | 1.98 | 0 | 10 |  |  |  |  | R-454B | 3.9583 | Residential & Commercial | USHP | Ducted CEE Tier 1
215675686 | Central HP <5.4 tons | AIRQUEST | HRCU-A-CB (Split System: Heat Pump with Remote Outdoor Unit-Air-Source) | H5H0V48*K*AAA* |  |  | EVM5X60M21A*+WALLCON | *80CSU1002120A* | 48000 | 18.5 | 9 | 50000 | 36800 | 73.6% | 2 | 0 | 10 |  |  |  |  | R-454B | 4 | Residential & Commercial | USHP | Ducted CEE Tier 1
212973354 | Central HP <5.4 tons | AIRQUEST | HRCU-A-CB (Split System: Heat Pump with Remote Outdoor Unit-Air-Source) | DLCURAH18ABK |  |  | EN(A,D)4X18L14** | *96VSN0601412B* | 17300 | 16 | 8.5 | 18500 | 19800 | 107% | 2.38 | 0 | 10.5 |  |  |  |  | R-410A | 1.4417 | Residential & Commercial | USHP | Ducted CEE Tier 1
215668781 | Central HP <5.4 tons | AIRQUEST | HRCU-A-CB (Split System: Heat Pump with Remote Outdoor Unit-Air-Source) | H5H0V36*K*AAA* |  |  | EA*5X37M21A*+WALLCON | *96CTN1002122B* | 34600 | 18 | 9 | 35200 | 25000 | 71.02% | 1.9 | 0 | 10 |  |  |  |  | R-454B | 2.8833 | Residential & Commercial | USHP | Ducted CEE Tier 1
216776117 | Central HP <5.4 tons | LENNOX | HRCU-A-CB (Split System: Heat Pump with Remote Outdoor Unit-Air-Source) | SL22KLV-048-230A** |  |  | CK40[C,U]T-49C-**+TDR | SLP99UH110XV60C* | 45000 | 19.5 | 8.5 | 45500 | 46000 | 101.1% | 1.84 | 0 | 11.5 |  |  |  |  | R-454B | 3.75 | Residential & Commercial | USHP | Ducted CEE Tier 1
215679418 | Central HP <5.4 tons | COMFORTMAKER | HRCU-A-CB (Split System: Heat Pump with Remote Outdoor Unit-Air-Source) | C5H0V36*K*AAA* |  |  | EA*5X43M21A*+WALLCON | *96CTN0802120B* | 34400 | 18 | 9 | 35400 | 25200 | 71.19% | 1.88 | 0 | 10 |  |  |  |  | R-454B | 2.8667 | Residential & Commercial | USHP | Ducted CEE Tier 1
215679468 | Central HP <5.4 tons | COMFORTMAKER | HRCU-A-CB (Split System: Heat Pump with Remote Outdoor Unit-Air-Source) | C5H0V36*K*AAA* |  |  | EA*5X43M21A*+WALLCON | *97CTN0802120A* | 34400 | 18 | 9 | 35400 | 25200 | 71.19% | 1.88 | 0 | 10 |  |  |  |  | R-454B | 2.8667 | Residential & Commercial | USHP | Ducted CEE Tier 1
216764133 | Central HP <5.4 tons | TRANE | HRCU-A-CB (Split System: Heat Pump with Remote Outdoor Unit-Air-Source) | 5TWX7024A1 |  |  | 5PX*B006AS3 | L8V1A040U3VSB | 23800 | 18 | 9 | 22000 | 17500 | 79.55% | 2 | 0 | 12.7 |  |  |  |  | R-454B | 1.9833 | Residential & Commercial | USHP | Ducted CEE Tier 1
216764149 | Central HP <5.4 tons | TRANE | HRCU-A-CB (Split System: Heat Pump with Remote Outdoor Unit-Air-Source) | 5TWX7024A1 |  |  | 5PX*B006AS3 | S9V2B040U3PSC | 24000 | 18 | 9 | 22000 | 17400 | 79.09% | 2 | 0 | 12.7 |  |  |  |  | R-454B | 2 | Residential & Commercial | USHP | Ducted CEE Tier 1
210470861 | Central HP <5.4 tons | DAY & NIGHT | HRCU-A-CB (Split System: Heat Pump with Remote Outdoor Unit-Air-Source) | CVH837GKA2* |  |  | EN(A,D)4X48L24**+WALLCON | *80CSU1002120A* | 32400 | 17 | 8.1 | 33000 | 24800 | 75.15% | 1.94 | 0 | 11.5 |  |  |  |  | R-410A | 2.7 | Residential & Commercial | USHP | Ducted CEE Tier 1
215487459 | Central HP <5.4 tons | DAIKIN | HRCU-A-CB (Split System: Heat Pump with Remote Outdoor Unit-Air-Source) | DH7VSA4810A* |  |  | CHPEA6030*3A* | D*96VC1005CNA* | 45500 | 16.2 | 8.5 | 46500 | 33600 | 72.26% | 2 | 0 | 10 |  |  |  |  | R-32 | 3.7917 | Residential & Commercial | USHP | Ducted CEE Tier 1
216764158 | Central HP <5.4 tons | TRANE | HRCU-A-CB (Split System: Heat Pump with Remote Outdoor Unit-Air-Source) | 5TWX7024A1 |  |  | 5PX*BD06AS3 | S9V2B040D3PSC | 23800 | 18 | 8.7 | 22200 | 17400 | 78.38% | 1.9 | 0 | 12.7 |  |  |  |  | R-454B | 1.9833 | Residential & Commercial | USHP | Ducted CEE Tier 1
216764172 | Central HP <5.4 tons | TRANE | HRCU-A-CB (Split System: Heat Pump with Remote Outdoor Unit-Air-Source) | 5TWX7024A1 |  |  | 5TEMCD04AV31+TDR | 0 | 23400 | 18 | 9.4 | 21600 | 17200 | 79.63% | 2.1 | 0 | 13 |  |  |  |  | R-454B | 1.95 | Residential & Commercial | USHP | Ducted CEE Tier 1
215679868 | Central HP <5.4 tons | COMFORTMAKER | HRCU-A-CB (Split System: Heat Pump with Remote Outdoor Unit-Air-Source) | C5H0V36*K*AAA* |  |  | ESH5X48M12A*+WALLCON | *96CTN0802120B* | 34200 | 16 | 8.5 | 35400 | 25200 | 71.19% | 1.88 | 0 | 9.5 |  |  |  |  | R-454B | 2.85 | Residential & Commercial | USHP
215679968 | Central HP <5.4 tons | COMFORTMAKER | HRCU-A-CB (Split System: Heat Pump with Remote Outdoor Unit-Air-Source) | C5H0V36*K*AAA* |  |  | ESH5X60M12A*+WALLCON | *97CTN0601716A* | 34200 | 16 | 8.5 | 34800 | 25200 | 72.41% | 1.8 | 0 | 9 |  |  |  |  | R-454B | 2.85 | Residential & Commercial | USHP
215677698 | Central HP <5.4 tons | COMFORTMAKER | HRCU-A-CB (Split System: Heat Pump with Remote Outdoor Unit-Air-Source) | C5H0V60*K*AAA* |  |  | EVD5X61M24A*+WALLCON | *97CMN0802120B* | 57500 | 18.5 | 9 | 64000 | 45000 | 70.31% | 2.06 | 0 | 9 |  |  |  |  | R-454B | 4.7917 | Residential & Commercial | USHP
216763838 | Central HP <5.4 tons | TRANE | HRCU-A-CB (Split System: Heat Pump with Remote Outdoor Unit-Air-Source) | 5TWR7036A1 |  |  | 5TXCB006AS3 | S9V2B080D4VSB | 31400 | 16.5 | 8.7 | 31400 | 23600 | 75.16% | 2.1 | 0 | 11.5 |  |  |  |  | R-454B | 2.6167 | Residential & Commercial | USHP | Ducted CEE Tier 1
216765808 | Central HP <5.4 tons | TRANE | HRCU-A-CB (Split System: Heat Pump with Remote Outdoor Unit-Air-Source) | 5TWR7024A1 |  |  | 5PX*B004AS3 | S9X2B060U4PSB | 23200 | 16.5 | 8.7 | 21800 | 17200 | 78.9% | 2.02 | 0 | 12.5 |  |  |  |  | R-454B | 1.9333 | Residential & Commercial | USHP | Ducted CEE Tier 1
216765856 | Central HP <5.4 tons | TRANE | HRCU-A-CB (Split System: Heat Pump with Remote Outdoor Unit-Air-Source) | 5TWR7024A1 |  |  | 5PX*B006AS3 | S8V2B080M4PCB | 23800 | 17.1 | 9 | 21800 | 17400 | 79.82% | 2.08 | 0 | 12.5 |  |  |  |  | R-454B | 1.9833 | Residential & Commercial | USHP | Ducted CEE Tier 1
216765874 | Central HP <5.4 tons | TRANE | HRCU-A-CB (Split System: Heat Pump with Remote Outdoor Unit-Air-Source) | 5TWR7024A1 |  |  | 5PX*BD04AS3 | S8V2B060M4PCB | 23400 | 17.1 | 8.1 | 22400 | 17300 | 77.23% | 1.84 | 0 | 12.5 |  |  |  |  | R-454B | 1.95 | Residential & Commercial | USHP | Ducted CEE Tier 1
215675886 | Central HP <5.4 tons | AIRQUEST | HRCU-A-CB (Split System: Heat Pump with Remote Outdoor Unit-Air-Source) | H5H0V48*K*AAA* |  |  | EVM5X60M24A*+WALLCON | *80CTL1102120B* | 48000 | 19 | 9 | 50000 | 36400 | 72.8% | 2 | 0 | 10.5 |  |  |  |  | R-454B | 4 | Residential & Commercial | USHP | Ducted CEE Tier 1
215676006 | Central HP <5.4 tons | AIRQUEST | HRCU-A-CB (Split System: Heat Pump with Remote Outdoor Unit-Air-Source) | H5H0V48*K*AAA* |  |  | EVM5X61M24A*+WALLCON | *80CTL1352422B* | 48500 | 19.5 | 9.5 | 50000 | 36600 | 73.2% | 2.1 | 0 | 10.5 |  |  |  |  | R-454B | 4.0417 | Residential & Commercial | USHP | Ducted CEE Tier 1
211229464 | Central HP <5.4 tons | DAY & NIGHT | HRCU-A-CB (Split System: Heat Pump with Remote Outdoor Unit-Air-Source) | DLCURAH36ABK |  |  | EA*4X48L24A* | *92ESN1002122A* | 37400 | 15.5 | 8.5 | 38500 | 35000 | 90.91% | 2.12 | 0 | 10 |  |  |  |  | R-410A | 3.1167 | Residential & Commercial | USHP | Ducted CEE Tier 1
214505242 | Central HP <5.4 tons | DAIKIN | HRCU-A-CB (Split System: Heat Pump with Remote Outdoor Unit-Air-Source) | DZ6VSA241EA* |  |  | CA*EA3026*4B* | D*80VC0804C*A* | 23000 | 17 | 8.6 | 23000 | 16100 | 70% | 2 | 0 | 10 |  |  |  |  | R-410A | 1.9167 | Residential & Commercial | USHP | Ducted CEE Tier 1
211229555 | Central HP <5.4 tons | DAY & NIGHT | HRCU-A-CB (Split System: Heat Pump with Remote Outdoor Unit-Air-Source) | DLCURAH36ABK |  |  | EA*4X48L24A* | *96VSN1202422A* | 35800 | 16 | 8.5 | 38500 | 34600 | 89.87% | 2.04 | 0 | 10 |  |  |  |  | R-410A | 2.9833 | Residential & Commercial | USHP | Ducted CEE Tier 1
211228380 | Central HP <5.4 tons | DAY & NIGHT | HRCU-A-CB (Split System: Heat Pump with Remote Outdoor Unit-Air-Source) | DLCURAH36ABK |  |  | EA*4X43L21A* | *80VTL0701716A* | 36200 | 16 | 8.5 | 38500 | 34800 | 90.39% | 2.08 | 0 | 10 |  |  |  |  | R-410A | 3.0167 | Residential & Commercial | USHP | Ducted CEE Tier 1
216764741 | Central HP <5.4 tons | TRANE | HRCU-A-CB (Split System: Heat Pump with Remote Outdoor Unit-Air-Source) | 5TWR7036A1 |  |  | 5TXCB006AS3 | S8X2B080M4PSC | 33400 | 17.1 | 9 | 32800 | 24200 | 73.78% | 2.1 | 0 | 12 |  |  |  |  | R-454B | 2.7833 | Residential & Commercial | USHP | Ducted CEE Tier 1
216766004 | Central HP <5.4 tons | TRANE | HRCU-A-CB (Split System: Heat Pump with Remote Outdoor Unit-Air-Source) | 5TWR7036A1 |  |  | 5PX*B004AS3 | S9X1B080U4PSB | 32200 | 16 | 8.7 | 32200 | 23800 | 73.91% | 2.11 | 0 | 12 |  |  |  |  | R-454B | 2.6833 | Residential & Commercial | USHP | Ducted CEE Tier 1
215678398 | Central HP <5.4 tons | COMFORTMAKER | HRCU-A-CB (Split System: Heat Pump with Remote Outdoor Unit-Air-Source) | C5H0V24*K*AAA* |  |  | EA*5X37M21A*+WALLCON | *80CSU0601716B* | 24200 | 17.5 | 9 | 23200 | 16300 | 70.26% | 2.02 | 0 | 10.5 |  |  |  |  | R-454B | 2.0167 | Residential & Commercial | USHP | Ducted CEE Tier 1
211228034 | Central HP <5.4 tons | DAY & NIGHT | HRCU-A-CB (Split System: Heat Pump with Remote Outdoor Unit-Air-Source) | DLCURAH36ABK |  |  | EA*4X42L24A* | *95ESN1202422A* | 36600 | 15.2 | 8.1 | 40000 | 35200 | 88% | 1.94 | 0 | 10 |  |  |  |  | R-410A | 3.05 | Residential & Commercial | USHP | Ducted CEE Tier 1
211228288 | Central HP <5.4 tons | DAY & NIGHT | HRCU-A-CB (Split System: Heat Pump with Remote Outdoor Unit-Air-Source) | DLCURAH36ABK |  |  | EA*4X43L21A* | *80ES(N,L)1102120A* | 37000 | 16 | 8.5 | 38500 | 34800 | 90.39% | 2.12 | 0 | 10 |  |  |  |  | R-410A | 3.0833 | Residential & Commercial | USHP | Ducted CEE Tier 1
211228402 | Central HP <5.4 tons | DAY & NIGHT | HRCU-A-CB (Split System: Heat Pump with Remote Outdoor Unit-Air-Source) | DLCURAH36ABK |  |  | EA*4X43L21A* | *80VTL1102122A* | 37200 | 15.5 | 8.5 | 38500 | 34800 | 90.39% | 2.12 | 0 | 10 |  |  |  |  | R-410A | 3.1 | Residential & Commercial | USHP | Ducted CEE Tier 1
216764839 | Central HP <5.4 tons | TRANE | HRCU-A-CB (Split System: Heat Pump with Remote Outdoor Unit-Air-Source) | 5TWR7048A1 |  |  | 5TXCD010AS3 | S8X2C100M5PSC | 43500 | 17.1 | 9 | 44000 | 32200 | 73.18% | 2.2 | 0 | 12 |  |  |  |  | R-454B | 3.625 | Residential & Commercial | USHP | Ducted CEE Tier 1
216764538 | Central HP <5.4 tons | TRANE | HRCU-A-CB (Split System: Heat Pump with Remote Outdoor Unit-Air-Source) | 5TWX7060A1 |  |  | 5TXCD010AS3 | S9V2D120U5VSB | 52500 | 16.5 | 9 | 51000 | 38500 | 75.49% | 2.2 | 0 | 11.2 |  |  |  |  | R-454B | 4.375 | Residential & Commercial | USHP | Ducted CEE Tier 1
216764615 | Central HP <5.4 tons | TRANE | HRCU-A-CB (Split System: Heat Pump with Remote Outdoor Unit-Air-Source) | 5TWR7036A1 |  |  | 5PX*BD04AS3 | S8X1B060M4PTC | 32600 | 17.1 | 8.2 | 33400 | 24400 | 73.05% | 1.9 | 0 | 11.7 |  |  |  |  | R-454B | 2.7167 | Residential & Commercial | USHP | Ducted CEE Tier 1
216764665 | Central HP <5.4 tons | TRANE | HRCU-A-CB (Split System: Heat Pump with Remote Outdoor Unit-Air-Source) | 5TWR7036A1 |  |  | 5PX*C007AS3 | S8X2C080M5PTC | 33800 | 17.1 | 8.7 | 32600 | 24200 | 74.23% | 2.2 | 0 | 12 |  |  |  |  | R-454B | 2.8167 | Residential & Commercial | USHP | Ducted CEE Tier 1
216764667 | Central HP <5.4 tons | TRANE | HRCU-A-CB (Split System: Heat Pump with Remote Outdoor Unit-Air-Source) | 5TWR7036A1 |  |  | 5PX*C007AS3 | S8X2C100M5PTC | 34200 | 17.1 | 9 | 33000 | 24400 | 73.94% | 2.2 | 0 | 12 |  |  |  |  | R-454B | 2.85 | Residential & Commercial | USHP | Ducted CEE Tier 1
216764733 | Central HP <5.4 tons | TRANE | HRCU-A-CB (Split System: Heat Pump with Remote Outdoor Unit-Air-Source) | 5TWR7036A1 |  |  | 5TXCB006AS3 | S8X2B060M4PTC | 33600 | 17.1 | 9 | 32600 | 24200 | 74.23% | 2.1 | 0 | 12 |  |  |  |  | R-454B | 2.8 | Residential & Commercial | USHP | Ducted CEE Tier 1
216764749 | Central HP <5.4 tons | TRANE | HRCU-A-CB (Split System: Heat Pump with Remote Outdoor Unit-Air-Source) | 5TWR7036A1 |  |  | 5TXCC007AS3 | S8X2C100M5PSC | 33400 | 17.1 | 9 | 32600 | 24000 | 73.62% | 2.1 | 0 | 12 |  |  |  |  | R-454B | 2.7833 | Residential & Commercial | USHP | Ducted CEE Tier 1
216764751 | Central HP <5.4 tons | TRANE | HRCU-A-CB (Split System: Heat Pump with Remote Outdoor Unit-Air-Source) | 5TWR7036A1 |  |  | 5TXCC007AS3 | S8X2C080M5PTC | 33800 | 17.1 | 8.7 | 32800 | 24200 | 73.78% | 2.2 | 0 | 12 |  |  |  |  | R-454B | 2.8167 | Residential & Commercial | USHP | Ducted CEE Tier 1
210470893 | Central HP <5.4 tons | DAY & NIGHT | HRCU-A-CB (Split System: Heat Pump with Remote Outdoor Unit-Air-Source) | CVH837GKA2* |  |  | EN(A,D,W)4X60L24**+WALLCON | *95CSU1002122A* | 32800 | 18 | 8.1 | 32200 | 24600 | 76.4% | 1.98 | 0 | 12 |  |  |  |  | R-410A | 2.7333 | Residential & Commercial | USHP | Ducted CEE Tier 1
210471195 | Central HP <5.4 tons | DAY & NIGHT | HRCU-A-CB (Split System: Heat Pump with Remote Outdoor Unit-Air-Source) | CVH837GKA2* |  |  | EHD4X60AAL+WALLCON | *80CTL1352422A* | 33000 | 17 | 8.1 | 32200 | 24800 | 77.02% | 2.02 | 0 | 11.5 |  |  |  |  | R-410A | 2.75 | Residential & Commercial | USHP | Ducted CEE Tier 1
210471261 | Central HP <5.4 tons | DAY & NIGHT | HRCU-A-CB (Split System: Heat Pump with Remote Outdoor Unit-Air-Source) | CVH837GKA2* |  |  | EHD4X60AAL+WALLCON | *97CMN1202422A* | 33000 | 17 | 8.1 | 32200 | 25000 | 77.64% | 2 | 0 | 11 |  |  |  |  | R-410A | 2.75 | Residential & Commercial | USHP | Ducted CEE Tier 1
216764332 | Central HP <5.4 tons | TRANE | HRCU-A-C (Split System: Heat Pump with Remote Outdoor Unit with No Indoor Fan --Air Source) | 5TWX7036A1 |  |  | 5PX*DD10AS3 | 0 | 33000 | 15.5 | 8.7 | 32800 | 24400 | 74.39% | 2.1 | 0 | 11.2 |  |  |  |  | R-454B | 2.75 | Residential & Commercial | USHP | Ducted CEE Tier 1
216765804 | Central HP <5.4 tons | TRANE | HRCU-A-CB (Split System: Heat Pump with Remote Outdoor Unit-Air-Source) | 5TWR7024A1 |  |  | 5PX*B004AS3 | S8V2A040M3PDB | 23200 | 17.1 | 8.7 | 21800 | 17300 | 79.36% | 2.02 | 0 | 12.5 |  |  |  |  | R-454B | 1.9333 | Residential & Commercial | USHP | Ducted CEE Tier 1
216765872 | Central HP <5.4 tons | TRANE | HRCU-A-CB (Split System: Heat Pump with Remote Outdoor Unit-Air-Source) | 5TWR7024A1 |  |  | 5PX*BD04AS3 | S9X1B060D3PSB | 23400 | 17.1 | 8.1 | 22200 | 17200 | 77.48% | 1.85 | 0 | 12.5 |  |  |  |  | R-454B | 1.95 | Residential & Commercial | USHP | Ducted CEE Tier 1
216764416 | Central HP <5.4 tons | TRANE | HRCU-A-C (Split System: Heat Pump with Remote Outdoor Unit with No Indoor Fan --Air Source) | 5TWX7036A1 |  |  | 5TXCD008AS3 | 0 | 33600 | 16 | 8.7 | 33400 | 24800 | 74.25% | 2.1 | 0 | 11.2 |  |  |  |  | R-454B | 2.8 | Residential & Commercial | USHP | Ducted CEE Tier 1
216764934 | Central HP <5.4 tons | TRANE | HRCU-A-CB (Split System: Heat Pump with Remote Outdoor Unit-Air-Source) | 5TWX7036A1 |  |  | 5PX*B004AS3 | S8X1B080M4PTC | 31800 | 17.1 | 8.5 | 32000 | 23800 | 74.38% | 2 | 0 | 11.7 |  |  |  |  | R-454B | 2.65 | Residential & Commercial | USHP | Ducted CEE Tier 1
216764936 | Central HP <5.4 tons | TRANE | HRCU-A-CB (Split System: Heat Pump with Remote Outdoor Unit-Air-Source) | 5TWX7036A1 |  |  | 5PX*B006AS3 | S8X2A040M3PSC | 33400 | 17.5 | 8.7 | 32800 | 24400 | 74.39% | 2.1 | 0 | 11.7 |  |  |  |  | R-454B | 2.7833 | Residential & Commercial | USHP | Ducted CEE Tier 1
216764950 | Central HP <5.4 tons | TRANE | HRCU-A-CB (Split System: Heat Pump with Remote Outdoor Unit-Air-Source) | 5TWX7036A1 |  |  | 5PX*BD04AS3 | S8X2B080M4PSC | 32600 | 17.1 | 8.2 | 33400 | 24400 | 73.05% | 1.9 | 0 | 11.7 |  |  |  |  | R-454B | 2.7167 | Residential & Commercial | USHP | Ducted CEE Tier 1
216763877 | Central HP <5.4 tons | TRANE | HRCU-A-CB (Split System: Heat Pump with Remote Outdoor Unit-Air-Source) | 5TWR7036A1 |  |  | 5TXCB006AS3 | S8X1B080M4PSC | 33400 | 17.1 | 9 | 32800 | 24200 | 73.78% | 2.1 | 0 | 12 |  |  |  |  | R-454B | 2.7833 | Residential & Commercial | USHP | Ducted CEE Tier 1
216763945 | Central HP <5.4 tons | TRANE | HRCU-A-CB (Split System: Heat Pump with Remote Outdoor Unit-Air-Source) | 5TWR7048A1 |  |  | 5PX*D008AS3 | L8V1C100U5VSB | 43000 | 17.1 | 9 | 44500 | 32600 | 73.26% | 2.2 | 0 | 12 |  |  |  |  | R-454B | 3.5833 | Residential & Commercial | USHP | Ducted CEE Tier 1
216763959 | Central HP <5.4 tons | TRANE | HRCU-A-CB (Split System: Heat Pump with Remote Outdoor Unit-Air-Source) | 5TWR7048A1 |  |  | 5PX*D010AS3 | S9V2D120U5PSC | 43500 | 17.1 | 9 | 43500 | 32000 | 73.56% | 2.2 | 0 | 12.5 |  |  |  |  | R-454B | 3.625 | Residential & Commercial | USHP | Ducted CEE Tier 1
214608306 | Central HP <5.4 tons | TRANE | HRCU-A-CB (Split System: Heat Pump with Remote Outdoor Unit-Air-Source) | E4HL5036A1000A |  |  | 4TXCB004DS3 | A951X060BU4SAB | 30000 | 15.2 | 8.1 | 25000 | 18000 | 72% | 1.75 | 0 | 9.5 |  |  |  |  | R-410A | 2.5 | Residential & Commercial | USHP
215678238 | Central HP <5.4 tons | COMFORTMAKER | HRCU-A-CB (Split System: Heat Pump with Remote Outdoor Unit-Air-Source) | C5H0V24*K*AAA* |  |  | EA*5X25M17A*+WALLCON | *80CSU0601716B* | 24000 | 17 | 9 | 23200 | 16300 | 70.26% | 2.02 | 0 | 10.5 |  |  |  |  | R-454B | 2 | Residential & Commercial | USHP | Ducted CEE Tier 1
215678288 | Central HP <5.4 tons | COMFORTMAKER | HRCU-A-CB (Split System: Heat Pump with Remote Outdoor Unit-Air-Source) | C5H0V24*K*AAA* |  |  | EA*5X30M17A*+WALLCON | *97CTN0601716A* | 23000 | 16.5 | 9 | 24000 | 16800 | 70% | 1.86 | 0 | 10 |  |  |  |  | R-454B | 1.9167 | Residential & Commercial | USHP | Ducted CEE Tier 1
215678358 | Central HP <5.4 tons | COMFORTMAKER | HRCU-A-CB (Split System: Heat Pump with Remote Outdoor Unit-Air-Source) | C5H0V24*K*AAA* |  |  | EA*5X37M17A*+WALLCON | *80CSU0601716B* | 23800 | 17 | 9 | 23400 | 16400 | 70.09% | 2 | 0 | 10 |  |  |  |  | R-454B | 1.9833 | Residential & Commercial | USHP | Ducted CEE Tier 1
216763382 | Central HP <5.4 tons | TRANE | HRCU-A-C (Split System: Heat Pump with Remote Outdoor Unit with No Indoor Fan --Air Source) | 5TWR7024A1 |  |  | 5PX*B004AS3 | 0 | 22800 | 16 | 8.7 | 22200 | 17700 | 79.73% | 1.9 | 0 | 11.5 |  |  |  |  | R-454B | 1.9 | Residential & Commercial | USHP | Ducted CEE Tier 1
211228884 | Central HP <5.4 tons | DAY & NIGHT | HRCU-A-CB (Split System: Heat Pump with Remote Outdoor Unit-Air-Source) | DLCURAH36ABK |  |  | EA*4X48L21A* | *80ESU0802120A | 37400 | 15.5 | 8.5 | 38500 | 35000 | 90.91% | 2.14 | 0 | 10 |  |  |  |  | R-410A | 3.1167 | Residential & Commercial | USHP | Ducted CEE Tier 1
211228918 | Central HP <5.4 tons | DAY & NIGHT | HRCU-A-CB (Split System: Heat Pump with Remote Outdoor Unit-Air-Source) | DLCURAH36ABK |  |  | EA*4X48L21A* | *80VTL0902120A* | 35400 | 16 | 8.1 | 37800 | 34600 | 91.53% | 2.02 | 0 | 10 |  |  |  |  | R-410A | 2.95 | Residential & Commercial | USHP | Ducted CEE Tier 1
213773288 | Central HP <5.4 tons | AIRQUEST | HRCU-A-CB (Split System: Heat Pump with Remote Outdoor Unit-Air-Source) | HVH825GKA3* |  |  | EA*4X37L21A*+WALLCON | *80CTL0902120B* | 24400 | 16.5 | 8.1 | 21200 | 16600 | 78.3% | 2.02 | 0 | 11 |  |  |  |  | R-410A | 2.0333 | Residential & Commercial | USHP | Ducted CEE Tier 1
211229018 | Central HP <5.4 tons | DAY & NIGHT | HRCU-A-CB (Split System: Heat Pump with Remote Outdoor Unit-Air-Source) | DLCURAH36ABK |  |  | EA*4X48L21A* | *95ESN0601714A* | 35400 | 15.5 | 8.1 | 38500 | 34800 | 90.39% | 2.02 | 0 | 9.5 |  |  |  |  | R-410A | 2.95 | Residential & Commercial | USHP
211230520 | Central HP <5.4 tons | DAY & NIGHT | HRCU-A-CB (Split System: Heat Pump with Remote Outdoor Unit-Air-Source) | DLCURAH36ABK |  |  | EN(A,D)4X48L24** | *80VSL0902420A* | 35800 | 16.5 | 8.1 | 38500 | 34800 | 90.39% | 2 | 0 | 10 |  |  |  |  | R-410A | 2.9833 | Residential & Commercial | USHP | Ducted CEE Tier 1
216765940 | Central HP <5.4 tons | TRANE | HRCU-A-CB (Split System: Heat Pump with Remote Outdoor Unit-Air-Source) | 5TWR7024A1 |  |  | 5TXCB004AS3 | S9X1B040D3PSB | 21600 | 15.2 | 8.5 | 21200 | 16800 | 79.25% | 1.93 | 0 | 11.7 |  |  |  |  | R-454B | 1.8 | Residential & Commercial | USHP | Ducted CEE Tier 1
216765956 | Central HP <5.4 tons | TRANE | HRCU-A-CB (Split System: Heat Pump with Remote Outdoor Unit-Air-Source) | 5TWR7024A1 |  |  | 5TXCB004AS3 | S8V2A040M3PCB | 23200 | 17.1 | 8.7 | 21800 | 17300 | 79.36% | 2.02 | 0 | 12 |  |  |  |  | R-454B | 1.9333 | Residential & Commercial | USHP | Ducted CEE Tier 1
216675410 | Central HP <5.4 tons | BRYANT HEATING AND COOLING SYSTEMS | HRCU-A-CB (Split System: Heat Pump with Remote Outdoor Unit-Air-Source) | 37MURAQ24AA3 |  |  | CAA**3617AM* | 83*CA36040C17*** | 24400 | 16 | 9 | 24200 | 19400 | 80.17% | 2.02 | 0 | 10 |  |  |  |  | R-454B | 2.0333 | Residential & Commercial | USHP | Ducted CEE Tier 1
215937487 | Central HP <5.4 tons | AIRQUEST | HRCU-A-CB (Split System: Heat Pump with Remote Outdoor Unit-Air-Source) | H5H3V48*K*AAA* |  |  | EVM5X60M24A*+WALLCON | *80CTL1352422B* | 45500 | 21 | 8.1 | 52500 | 38000 | 72.38% | 1.95 | 0 | 11.5 |  |  |  |  | R-454B | 3.7917 | Residential & Commercial | USHP | Ducted CEE Tier 1
216764253 | Central HP <5.4 tons | TRANE | HRCU-A-C (Split System: Heat Pump with Remote Outdoor Unit with No Indoor Fan --Air Source) | 5TWX7036A1 |  |  | 5PX*B006AS3 | 0 | 33400 | 16 | 8.7 | 33200 | 24800 | 74.7% | 2.1 | 0 | 11.2 |  |  |  |  | R-454B | 2.7833 | Residential & Commercial | USHP | Ducted CEE Tier 1
216764322 | Central HP <5.4 tons | TRANE | HRCU-A-C (Split System: Heat Pump with Remote Outdoor Unit with No Indoor Fan --Air Source) | 5TWX7036A1 |  |  | 5PX*D008AS3 | 0 | 33600 | 16 | 8.7 | 33400 | 24800 | 74.25% | 2.1 | 0 | 11.2 |  |  |  |  | R-454B | 2.8 | Residential & Commercial | USHP | Ducted CEE Tier 1
214505231 | Central HP <5.4 tons | DAIKIN | HRCU-A-CB (Split System: Heat Pump with Remote Outdoor Unit-Air-Source) | DZ6VSA241EA* |  |  | CA*EA3026*4B* | D*80VC0604B*A* | 23000 | 17 | 8.6 | 23000 | 16100 | 70% | 2 | 0 | 10 |  |  |  |  | R-410A | 1.9167 | Residential & Commercial | USHP | Ducted CEE Tier 1
212975411 | Central HP <5.4 tons | AIRQUEST | HRCU-A-CB (Split System: Heat Pump with Remote Outdoor Unit-Air-Source) | DLCURAH18ABK |  |  | EA*4X25L17A* | *96VTN0601412B* | 17800 | 16.5 | 8.1 | 17600 | 17800 | 101.1% | 2.14 | 0 | 10.5 |  |  |  |  | R-410A | 1.4833 | Residential & Commercial | USHP | Ducted CEE Tier 1
212614874 | Central HP <5.4 tons | DAIKIN | HRCU-A-CB (Split System: Heat Pump with Remote Outdoor Unit-Air-Source) | DZ6VSA241EA* |  |  | CA*EA2422*4A*+MBVC1600**-1A* | 0 | 23000 | 17 | 8.6 | 23000 | 16100 | 70% | 2 | 0 | 10 |  |  |  |  | R-410A | 1.9167 | Residential & Commercial | USHP | Ducted CEE Tier 1
212614906 | Central HP <5.4 tons | DAIKIN | HRCU-A-CB (Split System: Heat Pump with Remote Outdoor Unit-Air-Source) | DZ6VSA241EA* |  |  | CA*EA3026*4A* | D*96SC0603BUA* | 23000 | 17 | 8.6 | 23000 | 16100 | 70% | 2 | 0 | 10 |  |  |  |  | R-410A | 1.9167 | Residential & Commercial | USHP | Ducted CEE Tier 1
215429753 | Central HP <5.4 tons | DAIKIN | HRCU-A-CB (Split System: Heat Pump with Remote Outdoor Unit-Air-Source) | DH6VSA1810A* |  |  | DFVE24BP0300A* | 0 | 17100 | 19 | 8.8 | 17400 | 13000 | 74.71% | 2.1 | 0 | 12 |  |  |  |  | R-32 | 1.425 | Residential & Commercial | USHP | Ducted CEE Tier 1
215679508 | Central HP <5.4 tons | COMFORTMAKER | HRCU-A-CB (Split System: Heat Pump with Remote Outdoor Unit-Air-Source) | C5H0V36*K*AAA* |  |  | EA*5X48M21A*+WALLCON | *80CSU0601716B* | 33800 | 18 | 9 | 35000 | 25000 | 71.43% | 1.9 | 0 | 9.5 |  |  |  |  | R-454B | 2.8167 | Residential & Commercial | USHP
215679628 | Central HP <5.4 tons | COMFORTMAKER | HRCU-A-CB (Split System: Heat Pump with Remote Outdoor Unit-Air-Source) | C5H0V36*K*AAA* |  |  | EA*5X61M21A*+WALLCON | *97CTN0601716A* | 34400 | 17.5 | 9 | 34600 | 25200 | 72.83% | 1.9 | 0 | 9.5 |  |  |  |  | R-454B | 2.8667 | Residential & Commercial | USHP
215675266 | Central HP <5.4 tons | AIRQUEST | HRCU-A-CB (Split System: Heat Pump with Remote Outdoor Unit-Air-Source) | H5H0V48*K*AAA* |  |  | ESH5X60M12A*+WALLCON | *97CMN0602120B* | 45000 | 16 | 8.5 | 48500 | 34200 | 70.52% | 1.96 | 0 | 9 |  |  |  |  | R-454B | 3.75 | Residential & Commercial | USHP
216763532 | Central HP <5.4 tons | TRANE | HRCU-A-CB (Split System: Heat Pump with Remote Outdoor Unit-Air-Source) | 5TWR7024A1 |  |  | 5TXCB006AS3 | *DHMB080CCV3 | 22400 | 17.1 | 9 | 21200 | 17000 | 80.19% | 2 | 0 | 12 |  |  |  |  | R-454B | 1.8667 | Residential & Commercial | USHP | Ducted CEE Tier 1
216764541 | Central HP <5.4 tons | TRANE | HRCU-A-CB (Split System: Heat Pump with Remote Outdoor Unit-Air-Source) | 5TWR7024A1 |  |  | 5PX*B004AS3 | S8X2B080M4PTC | 22600 | 17.1 | 8.7 | 21400 | 17000 | 79.44% | 1.9 | 0 | 12.5 |  |  |  |  | R-454B | 1.8833 | Residential & Commercial | USHP | Ducted CEE Tier 1
214671752 | Central HP <5.4 tons | AMERICAN STANDARD | HRCU-A-CB (Split System: Heat Pump with Remote Outdoor Unit-Air-Source) | 4A6V7X60A1 |  |  | TEM8A0C48V41+TDR+LRP | 0 | 54000 | 17.1 | 8.5 | 52000 | 38000 | 73.08% | 1.8 | 0 | 12 |  |  |  |  | R-410A | 4.5 | Residential & Commercial | USHP | Ducted CEE Tier 1
216776103 | Central HP <5.4 tons | LENNOX | HRCU-A-CB (Split System: Heat Pump with Remote Outdoor Unit-Air-Source) | SL22KLV-048-230A** |  |  | CK40[C,U]T-49C-**+TDR | SL280UH110V60C* | 45000 | 19.5 | 8.5 | 45500 | 46000 | 101.1% | 1.84 | 0 | 11.7 |  |  |  |  | R-454B | 3.75 | Residential & Commercial | USHP | Ducted CEE Tier 1
216680890 | Central HP <5.4 tons | AIRQUEST | HRCU-A-CB (Split System: Heat Pump with Remote Outdoor Unit-Air-Source) | DLCURAH18ABK |  |  | EHD4X30AAL | *97VTN0801716A* | 17500 | 15.5 | 8.1 | 18000 | 18100 | 100.6% | 2 | 0 | 10.5 |  |  |  |  | R-410A | 1.4583 | Residential & Commercial | USHP | Ducted CEE Tier 1
213772738 | Central HP <5.4 tons | AIRQUEST | HRCU-A-CB (Split System: Heat Pump with Remote Outdoor Unit-Air-Source) | HVH825GKA3* |  |  | EA*4X25L17A*+WALLCON | *80CTL0701716B* | 24400 | 16.5 | 8.1 | 21200 | 16700 | 78.77% | 2 | 0 | 10.5 |  |  |  |  | R-410A | 2.0333 | Residential & Commercial | USHP | Ducted CEE Tier 1
213772938 | Central HP <5.4 tons | AIRQUEST | HRCU-A-CB (Split System: Heat Pump with Remote Outdoor Unit-Air-Source) | HVH825GKA3* |  |  | EA*4X36L17A*+WALLCON | *80CTL0451712B* | 23400 | 16 | 8.1 | 21600 | 16800 | 77.78% | 1.92 | 0 | 10.5 |  |  |  |  | R-410A | 1.95 | Residential & Commercial | USHP | Ducted CEE Tier 1
215934026 | Central HP <5.4 tons | HEIL | HRCU-A-CB (Split System: Heat Pump with Remote Outdoor Unit-Air-Source) | H5H3V48*K*AAA* |  |  | EA*5X48M21A*+WALLCON | *95CSU0802120B* | 43500 | 20.5 | 9 | 48000 | 36600 | 76.25% | 2 | 0 | 10.5 |  |  |  |  | R-454B | 3.625 | Residential & Commercial | USHP | Ducted CEE Tier 1
215933976 | Central HP <5.4 tons | HEIL | HRCU-A-CB (Split System: Heat Pump with Remote Outdoor Unit-Air-Source) | H5H3V48*K*AAA* |  |  | EA*5X48M21A*+WALLCON | *80CSU1002120A* | 43500 | 20.5 | 9.5 | 48000 | 36600 | 76.25% | 2 | 0 | 10.5 |  |  |  |  | R-454B | 3.625 | Residential & Commercial | USHP | Ducted CEE Tier 1
213774477 | Central HP <5.4 tons | HEIL | HRCU-A-CB (Split System: Heat Pump with Remote Outdoor Unit-Air-Source) | HVH825GKA3* |  |  | EHD4X42AAL+WALLCON | *97CMN0801714B* | 24000 | 16 | 8.1 | 21400 | 16600 | 77.57% | 1.98 | 0 | 10.5 |  |  |  |  | R-410A | 2 | Residential & Commercial | USHP | Ducted CEE Tier 1
216764551 | Central HP <5.4 tons | TRANE | HRCU-A-CB (Split System: Heat Pump with Remote Outdoor Unit-Air-Source) | 5TWR7024A1 |  |  | 5PX*B004AS3 | S8X1B040M2PTC | 22800 | 17.1 | 8.7 | 21600 | 17100 | 79.17% | 1.9 | 0 | 12.5 |  |  |  |  | R-454B | 1.9 | Residential & Commercial | USHP | Ducted CEE Tier 1
215429727 | Central HP <5.4 tons | DAIKIN | HRCU-A-CB (Split System: Heat Pump with Remote Outdoor Unit-Air-Source) | DH7VSA3610A* |  |  | DFVE48CP1300A* | 0 | 34800 | 18.5 | 8.5 | 35000 | 28400 | 81.14% | 2 | 0 | 10.5 |  |  |  |  | R-32 | 2.9 | Residential & Commercial | USHP | Ducted CEE Tier 1
216776140 | Central HP <5.4 tons | LENNOX | HRCU-A-CB (Split System: Heat Pump with Remote Outdoor Unit-Air-Source) | SL22KLV-060-230A** |  |  | CK40[C,U]T-49C-**+TDR | EL297UH090XV60C* | 55500 | 19.5 | 8.5 | 52000 | 41500 | 79.81% | 1.84 | 0 | 11.5 |  |  |  |  | R-454B | 4.625 | Residential & Commercial | USHP | Ducted CEE Tier 1
213772988 | Central HP <5.4 tons | AIRQUEST | HRCU-A-CB (Split System: Heat Pump with Remote Outdoor Unit-Air-Source) | HVH825GKA3* |  |  | EA*4X36L17A*+WALLCON | *97CMN0601714B* | 23400 | 16 | 8.1 | 21600 | 16700 | 77.31% | 1.92 | 0 | 10.5 |  |  |  |  | R-410A | 1.95 | Residential & Commercial | USHP | Ducted CEE Tier 1
213773188 | Central HP <5.4 tons | AIRQUEST | HRCU-A-CB (Split System: Heat Pump with Remote Outdoor Unit-Air-Source) | HVH825GKA3* |  |  | EA*4X37L17A*+WALLCON | *80CTL0901716B* | 24200 | 16.5 | 8.1 | 21400 | 16700 | 78.04% | 1.98 | 0 | 10.5 |  |  |  |  | R-410A | 2.0167 | Residential & Commercial | USHP | Ducted CEE Tier 1
213773558 | Central HP <5.4 tons | AIRQUEST | HRCU-A-CB (Split System: Heat Pump with Remote Outdoor Unit-Air-Source) | HVH825GKA3* |  |  | EA*4X42L24A*+WALLCON | *96CTN1202422B* | 23800 | 17 | 8.1 | 21400 | 16600 | 77.57% | 1.96 | 0 | 10.5 |  |  |  |  | R-410A | 1.9833 | Residential & Commercial | USHP | Ducted CEE Tier 1
213773708 | Central HP <5.4 tons | AIRQUEST | HRCU-A-CB (Split System: Heat Pump with Remote Outdoor Unit-Air-Source) | HVH825GKA3* |  |  | EA*4X48L21A*+WALLCON | *80CTL0901716B* | 24200 | 17 | 8.1 | 20800 | 16600 | 79.81% | 2.02 | 0 | 11 |  |  |  |  | R-410A | 2.0167 | Residential & Commercial | USHP | Ducted CEE Tier 1
213773858 | Central HP <5.4 tons | AIRQUEST | HRCU-A-CB (Split System: Heat Pump with Remote Outdoor Unit-Air-Source) | HVH825GKA3* |  |  | EA*4X48L24A*+WALLCON | *96CTN1002122B* | 24200 | 16.5 | 8.1 | 21000 | 16500 | 78.57% | 2.02 | 0 | 11 |  |  |  |  | R-410A | 2.0167 | Residential & Commercial | USHP | Ducted CEE Tier 1
213774427 | Central HP <5.4 tons | HEIL | HRCU-A-CB (Split System: Heat Pump with Remote Outdoor Unit-Air-Source) | HVH825GKA3* |  |  | EHD4X42AAL+WALLCON | *80CTL0902120B* | 24200 | 16 | 8.1 | 21400 | 16600 | 77.57% | 2 | 0 | 10.5 |  |  |  |  | R-410A | 2.0167 | Residential & Commercial | USHP | Ducted CEE Tier 1
213774577 | Central HP <5.4 tons | HEIL | HRCU-A-CB (Split System: Heat Pump with Remote Outdoor Unit-Air-Source) | HVH825GKA3* |  |  | EHD4X48AAL+WALLCON | *80CTL0701716B* | 24200 | 16 | 8.1 | 21200 | 16600 | 78.3% | 2 | 0 | 10.5 |  |  |  |  | R-410A | 2.0167 | Residential & Commercial | USHP | Ducted CEE Tier 1
213778937 | Central HP <5.4 tons | HEIL | HRCU-A-CB (Split System: Heat Pump with Remote Outdoor Unit-Air-Source) | HVH837GKA** |  |  | EA*4X37L21A*+WALLCON | *80CTL0451712B* | 32600 | 16.5 | 8.1 | 33200 | 25400 | 76.51% | 1.94 | 0 | 10.5 |  |  |  |  | R-410A | 2.7167 | Residential & Commercial | USHP | Ducted CEE Tier 1
213778957 | Central HP <5.4 tons | HEIL | HRCU-A-CB (Split System: Heat Pump with Remote Outdoor Unit-Air-Source) | HVH837GKA** |  |  | EA*4X37L21A*+WALLCON | *80CTL0901716B* | 32600 | 17 | 8.5 | 32800 | 25000 | 76.22% | 1.98 | 0 | 11 |  |  |  |  | R-410A | 2.7167 | Residential & Commercial | USHP | Ducted CEE Tier 1
213779257 | Central HP <5.4 tons | HEIL | HRCU-A-CB (Split System: Heat Pump with Remote Outdoor Unit-Air-Source) | HVH837GKA** |  |  | EA*4X43L21A*+WALLCON | *80CTL0701716B* | 32800 | 17 | 8.5 | 33000 | 25200 | 76.36% | 1.96 | 0 | 11 |  |  |  |  | R-410A | 2.7333 | Residential & Commercial | USHP | Ducted CEE Tier 1
216765902 | Central HP <5.4 tons | TRANE | HRCU-A-CB (Split System: Heat Pump with Remote Outdoor Unit-Air-Source) | 5TWR7024A1 |  |  | 5PX*BD06AS3 | S9V2B040D3VSB | 23800 | 17.1 | 8.7 | 22200 | 17400 | 78.38% | 1.99 | 0 | 12.5 |  |  |  |  | R-454B | 1.9833 | Residential & Commercial | USHP | Ducted CEE Tier 1
216765920 | Central HP <5.4 tons | TRANE | HRCU-A-CB (Split System: Heat Pump with Remote Outdoor Unit-Air-Source) | 5TWR7024A1 |  |  | 5TXCB004AS3 | S8V2B060M4PDB | 23200 | 17.1 | 8.7 | 21800 | 17300 | 79.36% | 2.02 | 0 | 12.5 |  |  |  |  | R-454B | 1.9333 | Residential & Commercial | USHP | Ducted CEE Tier 1
216764991 | Central HP <5.4 tons | TRANE | HRCU-A-CB (Split System: Heat Pump with Remote Outdoor Unit-Air-Source) | 5TWX7036A1 |  |  | 5PX*D008AS3 | S8X2D120M5PTC | 33000 | 17.5 | 9 | 32200 | 23800 | 73.91% | 2.1 | 0 | 12 |  |  |  |  | R-454B | 2.75 | Residential & Commercial | USHP | Ducted CEE Tier 1
216765000 | Central HP <5.4 tons | TRANE | HRCU-A-CB (Split System: Heat Pump with Remote Outdoor Unit-Air-Source) | 5TWX7036A1 |  |  | 5TXCB004AS3 | S8X1A040M3PTC | 32400 | 17.1 | 8.7 | 32600 | 24200 | 74.23% | 2.1 | 0 | 11.5 |  |  |  |  | R-454B | 2.7 | Residential & Commercial | USHP | Ducted CEE Tier 1
214505174 | Central HP <5.4 tons | DAIKIN | HRCU-A-CB (Split System: Heat Pump with Remote Outdoor Unit-Air-Source) | DZ6VSA241EA* |  |  | CA*EA2422*4B* | D*80VC0803B*A* | 23000 | 17 | 8.6 | 23000 | 16100 | 70% | 2 | 0 | 10 |  |  |  |  | R-410A | 1.9167 | Residential & Commercial | USHP | Ducted CEE Tier 1
214505199 | Central HP <5.4 tons | DAIKIN | HRCU-A-CB (Split System: Heat Pump with Remote Outdoor Unit-Air-Source) | DZ6VSA241EA* |  |  | CA*EA2422*4B* | D*96VC0804CNA* | 23000 | 17 | 8.6 | 23000 | 16100 | 70% | 2 | 0 | 10 |  |  |  |  | R-410A | 1.9167 | Residential & Commercial | USHP | Ducted CEE Tier 1
216765016 | Central HP <5.4 tons | TRANE | HRCU-A-CB (Split System: Heat Pump with Remote Outdoor Unit-Air-Source) | 5TWX7036A1 |  |  | 5TXCC007AS3 | S8X2C100M5PSC | 33400 | 17.1 | 9 | 32600 | 24000 | 73.62% | 2.1 | 0 | 12 |  |  |  |  | R-454B | 2.7833 | Residential & Commercial | USHP | Ducted CEE Tier 1
216801804 | Central HP <5.4 tons | LUXAIRE | HRCU-A-CB (Split System: Heat Pump with Remote Outdoor Unit-Air-Source) | HH836E2S11 |  |  | CTU48C5XFS1+TXV | Z8ET080C16LMPS1 | 32800 | 19 | 9 | 30200 | 22800 | 75.5% | 2 | 0 | 11.7 |  |  |  |  | R-454B | 2.7333 | Residential & Commercial | USHP | Ducted CEE Tier 1
214595020 | Central HP <5.4 tons | LUXAIRE | HRCU-A-CB (Split System: Heat Pump with Remote Outdoor Unit-Air-Source) | HH836E2S11 |  |  | CTM36B5CDS1 | Z8ES080B12SMPS1 | 33600 | 18 | 8.5 | 31200 | 25600 | 82.05% | 2 | 0 | 11 |  |  |  |  | R-454B | 2.8 | Residential & Commercial | USHP | Ducted CEE Tier 1
216764298 | Central HP <5.4 tons | TRANE | HRCU-A-C (Split System: Heat Pump with Remote Outdoor Unit with No Indoor Fan --Air Source) | 5TWX7036A1 |  |  | 5PX*C009AS3 | 0 | 33600 | 16 | 8.7 | 32800 | 24400 | 74.39% | 2.1 | 0 | 11.5 |  |  |  |  | R-454B | 2.8 | Residential & Commercial | USHP | Ducted CEE Tier 1
215678188 | Central HP <5.4 tons | COMFORTMAKER | HRCU-A-CB (Split System: Heat Pump with Remote Outdoor Unit-Air-Source) | C5H0V24*K*AAA* |  |  | EA*5X24M17A*+WALLCON | *80CSU0401712B* | 23000 | 16.5 | 8.5 | 24000 | 16800 | 70% | 1.98 | 0 | 10 |  |  |  |  | R-454B | 1.9167 | Residential & Commercial | USHP | Ducted CEE Tier 1
215678208 | Central HP <5.4 tons | COMFORTMAKER | HRCU-A-CB (Split System: Heat Pump with Remote Outdoor Unit-Air-Source) | C5H0V24*K*AAA* |  |  | EA*5X24M17A*+WALLCON | *97CTN0601716A* | 22800 | 16.5 | 9 | 24000 | 16900 | 70.42% | 1.94 | 0 | 10 |  |  |  |  | R-454B | 1.9 | Residential & Commercial | USHP | Ducted CEE Tier 1
216764242 | Central HP <5.4 tons | TRANE | HRCU-A-CB (Split System: Heat Pump with Remote Outdoor Unit-Air-Source) | 5TWX7036A1 |  |  | 5PX*B006AS3 | S9V2B060U3VSB | 33200 | 17.5 | 8.7 | 32400 | 24000 | 74.07% | 2.1 | 0 | 12 |  |  |  |  | R-454B | 2.7667 | Residential & Commercial | USHP | Ducted CEE Tier 1
216764247 | Central HP <5.4 tons | TRANE | HRCU-A-CB (Split System: Heat Pump with Remote Outdoor Unit-Air-Source) | 5TWX7036A1 |  |  | 5PX*B006AS3 | *UHMB080CCV3 | 33200 | 17.5 | 9 | 32400 | 24000 | 74.07% | 2.1 | 0 | 12 |  |  |  |  | R-454B | 2.7667 | Residential & Commercial | USHP | Ducted CEE Tier 1
216764299 | Central HP <5.4 tons | TRANE | HRCU-A-CB (Split System: Heat Pump with Remote Outdoor Unit-Air-Source) | 5TWX7036A1 |  |  | 5PX*C009AS3 | S9V2C100U4VSB | 34000 | 17.5 | 9 | 32200 | 23800 | 73.91% | 2.2 | 0 | 12 |  |  |  |  | R-454B | 2.8333 | Residential & Commercial | USHP | Ducted CEE Tier 1
216764324 | Central HP <5.4 tons | TRANE | HRCU-A-CB (Split System: Heat Pump with Remote Outdoor Unit-Air-Source) | 5TWX7036A1 |  |  | 5PX*D008AS3 | S9V2D120U5PSC | 34000 | 18 | 9 | 32600 | 24200 | 74.23% | 2.2 | 0 | 12 |  |  |  |  | R-454B | 2.8333 | Residential & Commercial | USHP | Ducted CEE Tier 1
216764326 | Central HP <5.4 tons | TRANE | HRCU-A-CB (Split System: Heat Pump with Remote Outdoor Unit-Air-Source) | 5TWX7036A1 |  |  | 5PX*D008AS3 | *DHMD120CCV5 | 31600 | 16 | 9 | 31600 | 23600 | 74.68% | 2.1 | 0 | 11.5 |  |  |  |  | R-454B | 2.6333 | Residential & Commercial | USHP | Ducted CEE Tier 1
216764340 | Central HP <5.4 tons | TRANE | HRCU-A-CB (Split System: Heat Pump with Remote Outdoor Unit-Air-Source) | 5TWX7036A1 |  |  | 5TEMCD05AV41+TDR | 0 | 33800 | 18 | 9.4 | 32600 | 24000 | 73.62% | 2.2 | 0 | 12.5 |  |  |  |  | R-454B | 2.8167 | Residential & Commercial | USHP | Ducted CEE Tier 1
216764381 | Central HP <5.4 tons | TRANE | HRCU-A-CB (Split System: Heat Pump with Remote Outdoor Unit-Air-Source) | 5TWX7036A1 |  |  | 5TXCB006AS3 | S9V2B060D3VSB | 31400 | 16 | 8.7 | 31600 | 23600 | 74.68% | 2.1 | 0 | 11.2 |  |  |  |  | R-454B | 2.6167 | Residential & Commercial | USHP | Ducted CEE Tier 1
216764957 | Central HP <5.4 tons | TRANE | HRCU-A-CB (Split System: Heat Pump with Remote Outdoor Unit-Air-Source) | 5TWX7036A1 |  |  | 5PX*BD06AS3 | S8X2B080M4PTC | 33600 | 17.1 | 8.7 | 33600 | 24800 | 73.81% | 2.1 | 0 | 11.7 |  |  |  |  | R-454B | 2.8 | Residential & Commercial | USHP | Ducted CEE Tier 1
216764989 | Central HP <5.4 tons | TRANE | HRCU-A-CB (Split System: Heat Pump with Remote Outdoor Unit-Air-Source) | 5TWX7036A1 |  |  | 5PX*D008AS3 | S8X1D120M5PTC | 33000 | 17.5 | 9 | 32200 | 23800 | 73.91% | 2.1 | 0 | 12 |  |  |  |  | R-454B | 2.75 | Residential & Commercial | USHP | Ducted CEE Tier 1
213779357 | Central HP <5.4 tons | HEIL | HRCU-A-CB (Split System: Heat Pump with Remote Outdoor Unit-Air-Source) | HVH837GKA** |  |  | EA*4X43L21A*+WALLCON | *96CTN1002122B* | 33000 | 17 | 8.5 | 32600 | 25000 | 76.69% | 1.98 | 0 | 11.5 |  |  |  |  | R-410A | 2.75 | Residential & Commercial | USHP | Ducted CEE Tier 1
213779457 | Central HP <5.4 tons | HEIL | HRCU-A-CB (Split System: Heat Pump with Remote Outdoor Unit-Air-Source) | HVH837GKA** |  |  | EA*4X48L21A*+WALLCON | *96CTN0601714B* | 32200 | 17 | 8.1 | 32600 | 25200 | 77.3% | 1.94 | 0 | 11 |  |  |  |  | R-410A | 2.6833 | Residential & Commercial | USHP | Ducted CEE Tier 1
213779607 | Central HP <5.4 tons | HEIL | HRCU-A-CB (Split System: Heat Pump with Remote Outdoor Unit-Air-Source) | HVH837GKA** |  |  | EA*4X60L24A*+WALLCON | *96CTN1002122B* | 32800 | 17.5 | 8.1 | 31800 | 24600 | 77.36% | 1.98 | 0 | 11.5 |  |  |  |  | R-410A | 2.7333 | Residential & Commercial | USHP | Ducted CEE Tier 1
213779707 | Central HP <5.4 tons | HEIL | HRCU-A-CB (Split System: Heat Pump with Remote Outdoor Unit-Air-Source) | HVH837GKA** |  |  | EA*4X61L21A*+WALLCON | *97CMN1002122B* | 33200 | 17.5 | 8.5 | 32000 | 24800 | 77.5% | 1.98 | 0 | 11.7 |  |  |  |  | R-410A | 2.7667 | Residential & Commercial | USHP | Ducted CEE Tier 1
213780027 | Central HP <5.4 tons | HEIL | HRCU-A-CB (Split System: Heat Pump with Remote Outdoor Unit-Air-Source) | HVH837GKA** |  |  | EHD4X42AAL+WALLCON | *80CTL1102120B* | 32600 | 16.5 | 8.1 | 32800 | 24600 | 75% | 1.94 | 0 | 11 |  |  |  |  | R-410A | 2.7167 | Residential & Commercial | USHP | Ducted CEE Tier 1
213780157 | Central HP <5.4 tons | HEIL | HRCU-A-CB (Split System: Heat Pump with Remote Outdoor Unit-Air-Source) | HVH837GKA** |  |  | EHD4X48AAL+WALLCON | *80CTL0701716B* | 32600 | 16.5 | 8.1 | 33200 | 25000 | 75.3% | 1.94 | 0 | 11 |  |  |  |  | R-410A | 2.7167 | Residential & Commercial | USHP | Ducted CEE Tier 1
213780327 | Central HP <5.4 tons | HEIL | HRCU-A-CB (Split System: Heat Pump with Remote Outdoor Unit-Air-Source) | HVH837GKA** |  |  | EHD4X60AAL+WALLCON | *80CTL0901716B* | 33000 | 16.5 | 8.1 | 32200 | 24800 | 77.02% | 1.98 | 0 | 11 |  |  |  |  | R-410A | 2.75 | Residential & Commercial | USHP | Ducted CEE Tier 1
216764425 | Central HP <5.4 tons | TRANE | HRCU-A-CB (Split System: Heat Pump with Remote Outdoor Unit-Air-Source) | 5TWX7048A1 |  |  | 5PX*C009AS3 | S8X1C080M5PSC | 43500 | 16.5 | 9 | 44000 | 32200 | 73.18% | 2.2 | 0 | 12 |  |  |  |  | R-454B | 3.625 | Residential & Commercial | USHP | Ducted CEE Tier 1
216764457 | Central HP <5.4 tons | TRANE | HRCU-A-CB (Split System: Heat Pump with Remote Outdoor Unit-Air-Source) | 5TWX7048A1 |  |  | 5PX*DD10AS3 | S9V2D120D5PSC | 43500 | 16.5 | 9 | 44500 | 32400 | 72.81% | 2.1 | 0 | 11.7 |  |  |  |  | R-454B | 3.625 | Residential & Commercial | USHP | Ducted CEE Tier 1
216764468 | Central HP <5.4 tons | TRANE | HRCU-A-CB (Split System: Heat Pump with Remote Outdoor Unit-Air-Source) | 5TWX7048A1 |  |  | 5TXCC009AS3 | S8X1C100M5PSC | 43500 | 17 | 9 | 44000 | 32200 | 73.18% | 2.1 | 0 | 12 |  |  |  |  | R-454B | 3.625 | Residential & Commercial | USHP | Ducted CEE Tier 1
216764491 | Central HP <5.4 tons | TRANE | HRCU-A-CB (Split System: Heat Pump with Remote Outdoor Unit-Air-Source) | 5TWX7060A1 |  |  | 5PX*D008AS3 | L8V1C100U5VSB | 51500 | 16 | 9 | 51500 | 39000 | 75.73% | 2.1 | 0 | 11 |  |  |  |  | R-454B | 4.2917 | Residential & Commercial | USHP | Ducted CEE Tier 1
216764516 | Central HP <5.4 tons | TRANE | HRCU-A-CB (Split System: Heat Pump with Remote Outdoor Unit-Air-Source) | 5TWX7060A1 |  |  | 5TEM6D06AV41+TDR | 0 | 53000 | 16.5 | 9 | 50500 | 38000 | 75.25% | 2.2 | 0 | 11.5 |  |  |  |  | R-454B | 4.4167 | Residential & Commercial | USHP | Ducted CEE Tier 1
216764525 | Central HP <5.4 tons | TRANE | HRCU-A-CB (Split System: Heat Pump with Remote Outdoor Unit-Air-Source) | 5TWX7060A1 |  |  | 5TXCD008AS3 | L8V1C100U5VSB | 51500 | 16 | 9 | 51500 | 39000 | 75.73% | 2.1 | 0 | 11 |  |  |  |  | R-454B | 4.2917 | Residential & Commercial | USHP | Ducted CEE Tier 1
216764532 | Central HP <5.4 tons | TRANE | HRCU-A-CB (Split System: Heat Pump with Remote Outdoor Unit-Air-Source) | 5TWX7060A1 |  |  | 5TXCD010AS3 | L9X1C100U5VSA | 51500 | 16 | 8.7 | 51500 | 39000 | 75.73% | 2.1 | 0 | 10 |  |  |  |  | R-454B | 4.2917 | Residential & Commercial | USHP | Ducted CEE Tier 1
216764577 | Central HP <5.4 tons | TRANE | HRCU-A-CB (Split System: Heat Pump with Remote Outdoor Unit-Air-Source) | 5TWR7024A1 |  |  | 5TXCB004AS3 | S8X2B060M4PTC | 23000 | 17.1 | 9 | 21600 | 17100 | 79.17% | 2 | 0 | 12.5 |  |  |  |  | R-454B | 1.9167 | Residential & Commercial | USHP | Ducted CEE Tier 1
216776132 | Central HP <5.4 tons | LENNOX | HRCU-A-CB (Split System: Heat Pump with Remote Outdoor Unit-Air-Source) | SL22KLV-060-230A** |  |  | CK40[C,U]T-49C-**+TDR | SL280UH090V60C* | 55500 | 19.5 | 8.5 | 51500 | 41000 | 79.61% | 1.86 | 0 | 11.7 |  |  |  |  | R-454B | 4.625 | Residential & Commercial | USHP | Ducted CEE Tier 1
216764232 | Central HP <5.4 tons | TRANE | HRCU-A-CB (Split System: Heat Pump with Remote Outdoor Unit-Air-Source) | 5TWX7036A1 |  |  | 5PX*B004AS3 | L9X1B070U4VSA | 32000 | 16.5 | 8.5 | 32600 | 24400 | 74.85% | 2 | 0 | 11.2 |  |  |  |  | R-454B | 2.6667 | Residential & Commercial | USHP | Ducted CEE Tier 1
216764291 | Central HP <5.4 tons | TRANE | HRCU-A-CB (Split System: Heat Pump with Remote Outdoor Unit-Air-Source) | 5TWX7036A1 |  |  | 5PX*C007AS3 | S9V2C080U5PSC | 34000 | 18 | 9 | 32600 | 24200 | 74.23% | 2.2 | 0 | 12 |  |  |  |  | R-454B | 2.8333 | Residential & Commercial | USHP | Ducted CEE Tier 1
216764318 | Central HP <5.4 tons | TRANE | HRCU-A-CB (Split System: Heat Pump with Remote Outdoor Unit-Air-Source) | 5TWX7036A1 |  |  | 5PX*CD09AS3 | S9V2C100D5PSC | 33600 | 18 | 8.7 | 32000 | 23600 | 73.75% | 2.1 | 0 | 12 |  |  |  |  | R-454B | 2.8 | Residential & Commercial | USHP | Ducted CEE Tier 1
216764325 | Central HP <5.4 tons | TRANE | HRCU-A-CB (Split System: Heat Pump with Remote Outdoor Unit-Air-Source) | 5TWX7036A1 |  |  | 5PX*D008AS3 | S9V2D120U5VSB | 34000 | 18 | 9 | 32600 | 24200 | 74.23% | 2.2 | 0 | 12 |  |  |  |  | R-454B | 2.8333 | Residential & Commercial | USHP | Ducted CEE Tier 1
216764373 | Central HP <5.4 tons | TRANE | HRCU-A-CB (Split System: Heat Pump with Remote Outdoor Unit-Air-Source) | 5TWX7036A1 |  |  | 5TXCB006AS3 | S9V2B060U3VSB | 33200 | 17.5 | 8.7 | 32600 | 24200 | 74.23% | 2.1 | 0 | 12 |  |  |  |  | R-454B | 2.7667 | Residential & Commercial | USHP | Ducted CEE Tier 1
216764835 | Central HP <5.4 tons | TRANE | HRCU-A-CB (Split System: Heat Pump with Remote Outdoor Unit-Air-Source) | 5TWR7048A1 |  |  | 5TXCD010AS3 | S8X1C080M5PTC | 44000 | 17.1 | 9 | 44000 | 32200 | 73.18% | 2.2 | 0 | 12 |  |  |  |  | R-454B | 3.6667 | Residential & Commercial | USHP | Ducted CEE Tier 1
216764426 | Central HP <5.4 tons | TRANE | HRCU-A-CB (Split System: Heat Pump with Remote Outdoor Unit-Air-Source) | 5TWX7048A1 |  |  | 5PX*C009AS3 | S8X1C100M5PSC | 43500 | 17 | 9 | 44000 | 32200 | 73.18% | 2.1 | 0 | 12 |  |  |  |  | R-454B | 3.625 | Residential & Commercial | USHP | Ducted CEE Tier 1
216764456 | Central HP <5.4 tons | TRANE | HRCU-A-CB (Split System: Heat Pump with Remote Outdoor Unit-Air-Source) | 5TWX7048A1 |  |  | 5PX*DD10AS3 | S8X1D120M5PSC | 43500 | 17.1 | 9 | 44500 | 32600 | 73.26% | 2.1 | 0 | 11.7 |  |  |  |  | R-454B | 3.625 | Residential & Commercial | USHP | Ducted CEE Tier 1
216764458 | Central HP <5.4 tons | TRANE | HRCU-A-CB (Split System: Heat Pump with Remote Outdoor Unit-Air-Source) | 5TWX7048A1 |  |  | 5TEM6D06AV41+TDR | 0 | 44500 | 17.1 | 9 | 44000 | 31800 | 72.27% | 2.2 | 0 | 12.5 |  |  |  |  | R-454B | 3.7083 | Residential & Commercial | USHP | Ducted CEE Tier 1
216764467 | Central HP <5.4 tons | TRANE | HRCU-A-CB (Split System: Heat Pump with Remote Outdoor Unit-Air-Source) | 5TWX7048A1 |  |  | 5TXCC009AS3 | S9V2C100U5PSC | 43000 | 16.5 | 9 | 44000 | 32400 | 73.64% | 2.1 | 0 | 11.7 |  |  |  |  | R-454B | 3.5833 | Residential & Commercial | USHP | Ducted CEE Tier 1
216764501 | Central HP <5.4 tons | TRANE | HRCU-A-CB (Split System: Heat Pump with Remote Outdoor Unit-Air-Source) | 5TWX7060A1 |  |  | 5PX*D010AS3 | S8X1C100M5PSC | 52500 | 16.5 | 9 | 51000 | 38500 | 75.49% | 2.1 | 0 | 11 |  |  |  |  | R-454B | 4.375 | Residential & Commercial | USHP | Ducted CEE Tier 1
216764508 | Central HP <5.4 tons | TRANE | HRCU-A-CB (Split System: Heat Pump with Remote Outdoor Unit-Air-Source) | 5TWX7060A1 |  |  | 5PX*D010AS3 | S8X1D120M5PSC | 52500 | 16.5 | 9 | 51000 | 38500 | 75.49% | 2.2 | 0 | 11 |  |  |  |  | R-454B | 4.375 | Residential & Commercial | USHP | Ducted CEE Tier 1
216764526 | Central HP <5.4 tons | TRANE | HRCU-A-CB (Split System: Heat Pump with Remote Outdoor Unit-Air-Source) | 5TWX7060A1 |  |  | 5TXCD008AS3 | *UHMD120CCV5 | 51000 | 15.5 | 9 | 52000 | 39500 | 75.96% | 2.1 | 0 | 10 |  |  |  |  | R-454B | 4.25 | Residential & Commercial | USHP | Ducted CEE Tier 1
216764535 | Central HP <5.4 tons | TRANE | HRCU-A-CB (Split System: Heat Pump with Remote Outdoor Unit-Air-Source) | 5TWX7060A1 |  |  | 5TXCD010AS3 | S9V2D120U5PSC | 52500 | 16.5 | 9 | 51000 | 38500 | 75.49% | 2.2 | 0 | 11.2 |  |  |  |  | R-454B | 4.375 | Residential & Commercial | USHP | Ducted CEE Tier 1
215675324 | Central HP <5.4 tons | BRYANT HEATING AND COOLING SYSTEMS | HRCU-A-CB (Split System: Heat Pump with Remote Outdoor Unit-Air-Source) | 290VAN048**AA* |  |  | CSAH*6012AM*+UI | 986TD66100C21*** | 45500 | 16.5 | 8.5 | 48000 | 33800 | 70.42% | 2.08 | 0 | 9.5 |  |  |  |  | R-454B | 3.7917 | Residential & Commercial | USHP
216765005 | Central HP <5.4 tons | TRANE | HRCU-A-CB (Split System: Heat Pump with Remote Outdoor Unit-Air-Source) | 5TWX7036A1 |  |  | 5TXCB006AS3 | S8X1B060M4PTC | 33600 | 17.5 | 8.7 | 32600 | 24200 | 74.23% | 2.1 | 0 | 12 |  |  |  |  | R-454B | 2.8 | Residential & Commercial | USHP | Ducted CEE Tier 1
216765006 | Central HP <5.4 tons | TRANE | HRCU-A-CB (Split System: Heat Pump with Remote Outdoor Unit-Air-Source) | 5TWX7036A1 |  |  | 5TXCB006AS3 | S8X2B080M4PTC | 32800 | 17.5 | 8.7 | 32400 | 24000 | 74.07% | 2.1 | 0 | 12 |  |  |  |  | R-454B | 2.7333 | Residential & Commercial | USHP | Ducted CEE Tier 1
216765007 | Central HP <5.4 tons | TRANE | HRCU-A-CB (Split System: Heat Pump with Remote Outdoor Unit-Air-Source) | 5TWX7036A1 |  |  | 5TXCB006AS3 | S8X2B060M4PTC | 33600 | 17.5 | 8.7 | 32600 | 24200 | 74.23% | 2.1 | 0 | 12 |  |  |  |  | R-454B | 2.8 | Residential & Commercial | USHP | Ducted CEE Tier 1
216765020 | Central HP <5.4 tons | TRANE | HRCU-A-CB (Split System: Heat Pump with Remote Outdoor Unit-Air-Source) | 5TWX7036A1 |  |  | 5TXCC007AS3 | S8X1C100M5PTC | 33400 | 17.1 | 9 | 32600 | 24000 | 73.62% | 2.1 | 0 | 12 |  |  |  |  | R-454B | 2.7833 | Residential & Commercial | USHP | Ducted CEE Tier 1
216765054 | Central HP <5.4 tons | TRANE | HRCU-A-CB (Split System: Heat Pump with Remote Outdoor Unit-Air-Source) | 5TWX7048A1 |  |  | 5PX*DD10AS3 | S8X2C080M5PSC | 43000 | 16.5 | 9 | 44500 | 32600 | 73.26% | 2.1 | 0 | 11.7 |  |  |  |  | R-454B | 3.5833 | Residential & Commercial | USHP | Ducted CEE Tier 1
214606491 | Central HP <5.4 tons | LUXAIRE | HRCU-A-C (Split System: Heat Pump with Remote Outdoor Unit with No Indoor Fan --Air Source) | HH836E2S11 |  |  | CTM36C5CDS1 | 0 | 33400 | 15.2 | 8.5 | 31800 | 23200 | 72.96% | 2 | 0 | 10 |  |  |  |  | R-454B | 2.7833 | Residential & Commercial | USHP | Ducted CEE Tier 1
213771004 | Central HP <5.4 tons | TEMPSTAR | HRCU-A-CB (Split System: Heat Pump with Remote Outdoor Unit-Air-Source) | TVH825GKA2* |  |  | EA*4X36L21A*+WALLCON | *96CTN0601714B* | 23400 | 16.5 | 8.1 | 21600 | 16700 | 77.31% | 1.94 | 0 | 10.5 |  |  |  |  | R-410A | 1.95 | Residential & Commercial | USHP | Ducted CEE Tier 1
216763554 | Central HP <5.4 tons | TRANE | HRCU-A-CB (Split System: Heat Pump with Remote Outdoor Unit-Air-Source) | 5TWR7024A1 |  |  | 5TXCB006AS3 | S9V2B080D4VSB | 22400 | 17.1 | 9 | 21400 | 17100 | 79.91% | 2 | 0 | 12 |  |  |  |  | R-454B | 1.8667 | Residential & Commercial | USHP | Ducted CEE Tier 1
215487392 | Central HP <5.4 tons | DAIKIN | HRCU-A-CB (Split System: Heat Pump with Remote Outdoor Unit-Air-Source) | DH7VSA2410A* |  |  | CHPEA3026*3A* | D*96VC0803BNA* | 23200 | 19 | 8.6 | 23200 | 17000 | 73.28% | 2 | 0 | 11 |  |  |  |  | R-32 | 1.9333 | Residential & Commercial | USHP | Ducted CEE Tier 1
216764251 | Central HP <5.4 tons | TRANE | HRCU-A-CB (Split System: Heat Pump with Remote Outdoor Unit-Air-Source) | 5TWX7036A1 |  |  | 5PX*B006AS3 | L9X1A050U3VSA | 32200 | 16.5 | 8.5 | 32600 | 24400 | 74.85% | 2 | 0 | 11.5 |  |  |  |  | R-454B | 2.6833 | Residential & Commercial | USHP | Ducted CEE Tier 1
216764267 | Central HP <5.4 tons | TRANE | HRCU-A-CB (Split System: Heat Pump with Remote Outdoor Unit-Air-Source) | 5TWX7036A1 |  |  | 5PX*BD06AS3 | *DHMB060CCV3 | 33000 | 17.1 | 8.7 | 33400 | 24400 | 73.05% | 2 | 0 | 11.7 |  |  |  |  | R-454B | 2.75 | Residential & Commercial | USHP | Ducted CEE Tier 1
216764358 | Central HP <5.4 tons | TRANE | HRCU-A-CB (Split System: Heat Pump with Remote Outdoor Unit-Air-Source) | 5TWX7036A1 |  |  | 5TXCB004AS3 | S9V2B080U4VSB | 32200 | 17 | 8.7 | 32400 | 24000 | 74.07% | 2.1 | 0 | 11.7 |  |  |  |  | R-454B | 2.6833 | Residential & Commercial | USHP | Ducted CEE Tier 1
213771454 | Central HP <5.4 tons | TEMPSTAR | HRCU-A-CB (Split System: Heat Pump with Remote Outdoor Unit-Air-Source) | TVH825GKA2* |  |  | EA*4X43L21A*+WALLCON | *80CTL0701716B* | 24400 | 17 | 8.5 | 21200 | 16600 | 78.3% | 2.02 | 0 | 11 |  |  |  |  | R-410A | 2.0333 | Residential & Commercial | USHP | Ducted CEE Tier 1
213771554 | Central HP <5.4 tons | TEMPSTAR | HRCU-A-CB (Split System: Heat Pump with Remote Outdoor Unit-Air-Source) | TVH825GKA2* |  |  | EA*4X43L21A*+WALLCON | *96CTN1002122B* | 24400 | 16.5 | 8.5 | 21200 | 16600 | 78.3% | 2.04 | 0 | 11 |  |  |  |  | R-410A | 2.0333 | Residential & Commercial | USHP | Ducted CEE Tier 1
215678298 | Central HP <5.4 tons | COMFORTMAKER | HRCU-A-CB (Split System: Heat Pump with Remote Outdoor Unit-Air-Source) | C5H0V24*K*AAA* |  |  | EA*5X30M17A*+WALLCON | *97CTN0801716A* | 23000 | 16.5 | 9 | 23800 | 16700 | 70.17% | 1.86 | 0 | 10 |  |  |  |  | R-454B | 1.9167 | Residential & Commercial | USHP | Ducted CEE Tier 1
215678348 | Central HP <5.4 tons | COMFORTMAKER | HRCU-A-CB (Split System: Heat Pump with Remote Outdoor Unit-Air-Source) | C5H0V24*K*AAA* |  |  | EA*5X37M17A*+WALLCON | *80CSU0401712B* | 23800 | 17 | 9 | 23400 | 16400 | 70.09% | 2 | 0 | 10 |  |  |  |  | R-454B | 1.9833 | Residential & Commercial | USHP | Ducted CEE Tier 1
216764374 | Central HP <5.4 tons | TRANE | HRCU-A-CB (Split System: Heat Pump with Remote Outdoor Unit-Air-Source) | 5TWX7036A1 |  |  | 5TXCB006AS3 | S9V2B060U4PSC | 33200 | 17.5 | 8.7 | 32600 | 24200 | 74.23% | 2.1 | 0 | 12 |  |  |  |  | R-454B | 2.7667 | Residential & Commercial | USHP | Ducted CEE Tier 1
216571197 | Central HP <5.4 tons | AMERICAN STANDARD | HRCU-A-CB (Split System: Heat Pump with Remote Outdoor Unit-Air-Source) | 5A6V8X24A1 |  |  | 5PX*B006AS3 | L8V1B080U4VSB+LRP | 22000 | 18.1 | 8.5 | 23000 | 18600 | 80.87% | 2.2 | 0 | 11.5 |  |  |  |  | R-454B | 1.8333 | Residential & Commercial | USHP | Ducted CEE Tier 1
212977713 | Central HP <5.4 tons | HEIL | HRCU-A-CB (Split System: Heat Pump with Remote Outdoor Unit-Air-Source) | DLCURAH18ABK |  |  | EA*4X19L17A* | *80MS(N,L)0451412A* | 18000 | 16.5 | 8.5 | 17900 | 17800 | 99.44% | 2.16 | 0 | 11 |  |  |  |  | R-410A | 1.5 | Residential & Commercial | USHP | Ducted CEE Tier 1
213079252 | Central HP <5.4 tons | AIRQUEST | HRCU-A-CB (Split System: Heat Pump with Remote Outdoor Unit-Air-Source) | DLCURAH36ABK |  |  | EA*4X43L21A* | *80MSU0802120A* | 36600 | 16.5 | 8.5 | 38000 | 34600 | 91.05% | 2.08 | 0 | 10 |  |  |  |  | R-410A | 3.05 | Residential & Commercial | USHP | Ducted CEE Tier 1
213079400 | Central HP <5.4 tons | AIRQUEST | HRCU-A-CB (Split System: Heat Pump with Remote Outdoor Unit-Air-Source) | DLCURAH36ABK |  |  | EA*4X37L17A* | *92MSN0601714A* | 36000 | 15.5 | 8.5 | 38500 | 35000 | 90.91% | 2 | 0 | 10 |  |  |  |  | R-410A | 3 | Residential & Commercial | USHP | Ducted CEE Tier 1
213079652 | Central HP <5.4 tons | AIRQUEST | HRCU-A-CB (Split System: Heat Pump with Remote Outdoor Unit-Air-Source) | DLCURAH36ABK |  |  | EA*4X37L21A* | *92MSN0802120A* | 36800 | 16.5 | 8.5 | 38500 | 34800 | 90.39% | 2.08 | 0 | 10 |  |  |  |  | R-410A | 3.0667 | Residential & Commercial | USHP | Ducted CEE Tier 1
213079902 | Central HP <5.4 tons | AIRQUEST | HRCU-A-CB (Split System: Heat Pump with Remote Outdoor Unit-Air-Source) | DLCURAH36ABK |  |  | EN(A,D,W)4X48L21** | *92MSN1002122A* | 36000 | 16.5 | 8.1 | 38500 | 35000 | 90.91% | 2 | 0 | 10.5 |  |  |  |  | R-410A | 3 | Residential & Commercial | USHP | Ducted CEE Tier 1
216764390 | Central HP <5.4 tons | TRANE | HRCU-A-CB (Split System: Heat Pump with Remote Outdoor Unit-Air-Source) | 5TWX7036A1 |  |  | 5TXCC005AS3 | S9V2C080U5PSC | 32200 | 17.1 | 8.7 | 32000 | 23800 | 74.38% | 2.1 | 0 | 12 |  |  |  |  | R-454B | 2.6833 | Residential & Commercial | USHP | Ducted CEE Tier 1
211229901 | Central HP <5.4 tons | DAY & NIGHT | HRCU-A-CB (Split System: Heat Pump with Remote Outdoor Unit-Air-Source) | DLCURAH36ABK |  |  | EN(A,D,W)4X48L21** | *80ES(N,L)0451712A* | 35800 | 15.5 | 8.1 | 38500 | 35000 | 90.91% | 2 | 0 | 10 |  |  |  |  | R-410A | 2.9833 | Residential & Commercial | USHP | Ducted CEE Tier 1
211229949 | Central HP <5.4 tons | DAY & NIGHT | HRCU-A-CB (Split System: Heat Pump with Remote Outdoor Unit-Air-Source) | DLCURAH36ABK |  |  | EN(A,D,W)4X48L21** | *80ES(N,L)0902116A* | 36400 | 16 | 8.1 | 38500 | 34800 | 90.39% | 2.04 | 0 | 10.5 |  |  |  |  | R-410A | 3.0333 | Residential & Commercial | USHP | Ducted CEE Tier 1
216764583 | Central HP <5.4 tons | TRANE | HRCU-A-CB (Split System: Heat Pump with Remote Outdoor Unit-Air-Source) | 5TWR7036A1 |  |  | 5PX*B004AS3 | S8X1B080M4PTC | 32600 | 17.1 | 8.7 | 32800 | 24400 | 74.39% | 2.1 | 0 | 11.5 |  |  |  |  | R-454B | 2.7167 | Residential & Commercial | USHP | Ducted CEE Tier 1
215487415 | Central HP <5.4 tons | DAIKIN | HRCU-A-CB (Split System: Heat Pump with Remote Outdoor Unit-Air-Source) | DH7VSA4210A* |  |  | CA*EA6030*3A* | D*80VC0804C*A* | 40500 | 17 | 8.8 | 41000 | 31000 | 75.61% | 2 | 0 | 10 |  |  |  |  | R-32 | 3.375 | Residential & Commercial | USHP | Ducted CEE Tier 1
215487424 | Central HP <5.4 tons | DAIKIN | HRCU-A-CB (Split System: Heat Pump with Remote Outdoor Unit-Air-Source) | DH7VSA4210A* |  |  | CHPEA4830*3A* | D*80VC0805C*A* | 40500 | 17 | 8.6 | 41000 | 31000 | 75.61% | 2 | 0 | 10 |  |  |  |  | R-32 | 3.375 | Residential & Commercial | USHP | Ducted CEE Tier 1
216764417 | Central HP <5.4 tons | TRANE | HRCU-A-CB (Split System: Heat Pump with Remote Outdoor Unit-Air-Source) | 5TWX7036A1 |  |  | 5TXCD008AS3 | *DHMD120CCV5 | 31600 | 16 | 9 | 31600 | 23600 | 74.68% | 2.1 | 0 | 11.5 |  |  |  |  | R-454B | 2.6333 | Residential & Commercial | USHP | Ducted CEE Tier 1
216764433 | Central HP <5.4 tons | TRANE | HRCU-A-CB (Split System: Heat Pump with Remote Outdoor Unit-Air-Source) | 5TWX7048A1 |  |  | 5PX*CD09AS3 | S9V2C100D4VSB | 43000 | 16.5 | 8.7 | 44000 | 32200 | 73.18% | 2.1 | 0 | 12 |  |  |  |  | R-454B | 3.5833 | Residential & Commercial | USHP | Ducted CEE Tier 1
216764635 | Central HP <5.4 tons | TRANE | HRCU-A-CB (Split System: Heat Pump with Remote Outdoor Unit-Air-Source) | 5TWR7036A1 |  |  | 5PX*BD06AS3 | S8X1B080M4PTC | 33600 | 17.1 | 8.7 | 33600 | 24800 | 73.81% | 2.1 | 0 | 11.7 |  |  |  |  | R-454B | 2.8 | Residential & Commercial | USHP | Ducted CEE Tier 1
216764685 | Central HP <5.4 tons | TRANE | HRCU-A-CB (Split System: Heat Pump with Remote Outdoor Unit-Air-Source) | 5TWR7036A1 |  |  | 5PX*CD07AS3 | S8X2C080M5PTC | 33800 | 17.1 | 8.7 | 33400 | 24400 | 73.05% | 2.1 | 0 | 12 |  |  |  |  | R-454B | 2.8167 | Residential & Commercial | USHP | Ducted CEE Tier 1
215487449 | Central HP <5.4 tons | DAIKIN | HRCU-A-CB (Split System: Heat Pump with Remote Outdoor Unit-Air-Source) | DH7VSA4810A* |  |  | CHPEA4830*3A* | D*80VC1005C*A* | 45500 | 16.5 | 8.5 | 46000 | 33600 | 73.04% | 2 | 0 | 10 |  |  |  |  | R-32 | 3.7917 | Residential & Commercial | USHP | Ducted CEE Tier 1
215487451 | Central HP <5.4 tons | DAIKIN | HRCU-A-CB (Split System: Heat Pump with Remote Outdoor Unit-Air-Source) | DH7VSA4810A* |  |  | CHPEA4830*3A* | D*96VC1005CNA* | 45500 | 16.2 | 8.5 | 46000 | 33600 | 73.04% | 2 | 0 | 10 |  |  |  |  | R-32 | 3.7917 | Residential & Commercial | USHP | Ducted CEE Tier 1
216766917 | Central HP <5.4 tons | TRANE | HRCU-A-CB (Split System: Heat Pump with Remote Outdoor Unit-Air-Source) | 5TWX7036A1 |  |  | 5PX*B006AS3 | S8V2A040M3PDB | 32800 | 16 | 8.7 | 32400 | 24200 | 74.69% | 2.13 | 0 | 11.7 |  |  |  |  | R-454B | 2.7333 | Residential & Commercial | USHP | Ducted CEE Tier 1
216766920 | Central HP <5.4 tons | TRANE | HRCU-A-CB (Split System: Heat Pump with Remote Outdoor Unit-Air-Source) | 5TWX7036A1 |  |  | 5PX*BD04AS3 | S9X1B040D3PSB | 32600 | 16 | 8.1 | 33800 | 24800 | 73.37% | 1.97 | 0 | 11.2 |  |  |  |  | R-454B | 2.7167 | Residential & Commercial | USHP | Ducted CEE Tier 1
216766934 | Central HP <5.4 tons | TRANE | HRCU-A-CB (Split System: Heat Pump with Remote Outdoor Unit-Air-Source) | 5TWX7036A1 |  |  | 5PX*BD06AS3 | S8V2B060M4PCB | 33000 | 16 | 8.5 | 33200 | 24400 | 73.49% | 2.08 | 0 | 12 |  |  |  |  | R-454B | 2.75 | Residential & Commercial | USHP | Ducted CEE Tier 1
216766952 | Central HP <5.4 tons | TRANE | HRCU-A-CB (Split System: Heat Pump with Remote Outdoor Unit-Air-Source) | 5TWX7036A1 |  |  | 5PX*C005AS3 | S9X1C080U5PSB | 32600 | 16 | 8.7 | 32200 | 24000 | 74.53% | 2.12 | 0 | 11.7 |  |  |  |  | R-454B | 2.7167 | Residential & Commercial | USHP | Ducted CEE Tier 1
216766971 | Central HP <5.4 tons | TRANE | HRCU-A-CB (Split System: Heat Pump with Remote Outdoor Unit-Air-Source) | 5TWX7036A1 |  |  | 5PX*C009AS3 | S8V2C100M5PDB | 34200 | 17 | 8.7 | 32400 | 24000 | 74.07% | 2.2 | 0 | 12 |  |  |  |  | R-454B | 2.85 | Residential & Commercial | USHP | Ducted CEE Tier 1
216766987 | Central HP <5.4 tons | TRANE | HRCU-A-CB (Split System: Heat Pump with Remote Outdoor Unit-Air-Source) | 5TWX7036A1 |  |  | 5PX*CD05AS3+P0V0C000M50SD | 0 | 33200 | 16.5 | 8.2 | 33200 | 24400 | 73.49% | 2.01 | 0 | 12 |  |  |  |  | R-454B | 2.7667 | Residential & Commercial | USHP | Ducted CEE Tier 1
216767018 | Central HP <5.4 tons | TRANE | HRCU-A-CB (Split System: Heat Pump with Remote Outdoor Unit-Air-Source) | 5TWX7036A1 |  |  | 5PX*DD10AS3 | S9X1D120D5PSB | 33800 | 15.5 | 8.7 | 32400 | 24000 | 74.07% | 2.2 | 0 | 12 |  |  |  |  | R-454B | 2.8167 | Residential & Commercial | USHP | Ducted CEE Tier 1
216764442 | Central HP <5.4 tons | TRANE | HRCU-A-CB (Split System: Heat Pump with Remote Outdoor Unit-Air-Source) | 5TWX7048A1 |  |  | 5PX*D010AS3 | L8V1C100U5VSB | 43500 | 17 | 9 | 44000 | 32000 | 72.73% | 2.2 | 0 | 12 |  |  |  |  | R-454B | 3.625 | Residential & Commercial | USHP | Ducted CEE Tier 1
216764258 | Central HP <5.4 tons | TRANE | HRCU-A-C (Split System: Heat Pump with Remote Outdoor Unit with No Indoor Fan --Air Source) | 5TWX7036A1 |  |  | 5PX*BD04AS3 | 0 | 32400 | 15.5 | 8.2 | 33800 | 25000 | 73.96% | 1.9 | 0 | 11 |  |  |  |  | R-454B | 2.7 | Residential & Commercial | USHP | Ducted CEE Tier 1
211230601 | Central HP <5.4 tons | DAY & NIGHT | HRCU-A-CB (Split System: Heat Pump with Remote Outdoor Unit-Air-Source) | DLCURAH36ABK |  |  | EN(A,D)4X48L24** | *92ESN0802120A* | 35800 | 16.5 | 8.1 | 38500 | 34800 | 90.39% | 2.02 | 0 | 10.5 |  |  |  |  | R-410A | 2.9833 | Residential & Commercial | USHP | Ducted CEE Tier 1
211230744 | Central HP <5.4 tons | DAY & NIGHT | HRCU-A-CB (Split System: Heat Pump with Remote Outdoor Unit-Air-Source) | DLCURAH36ABK |  |  | EN(A,D)4X48L24** | *95ESU1002122A* | 37400 | 15.5 | 8.5 | 39500 | 35000 | 88.61% | 2.08 | 0 | 10.5 |  |  |  |  | R-410A | 3.1167 | Residential & Commercial | USHP | Ducted CEE Tier 1
216764308 | Central HP <5.4 tons | TRANE | HRCU-A-C (Split System: Heat Pump with Remote Outdoor Unit with No Indoor Fan --Air Source) | 5TWX7036A1 |  |  | 5PX*CD05AS3 | 0 | 32400 | 15.5 | 8.2 | 33800 | 25000 | 73.96% | 1.9 | 0 | 11 |  |  |  |  | R-454B | 2.7 | Residential & Commercial | USHP | Ducted CEE Tier 1
215487474 | Central HP <5.4 tons | DAIKIN | HRCU-A-CB (Split System: Heat Pump with Remote Outdoor Unit-Air-Source) | DH6VSA1810A* |  |  | CA*EA3022*3A* | D*80VC0805C*A* | 17000 | 19 | 8.8 | 16800 | 13000 | 77.38% | 2.1 | 0 | 12 |  |  |  |  | R-32 | 1.4167 | Residential & Commercial | USHP | Ducted CEE Tier 1
216764449 | Central HP <5.4 tons | TRANE | HRCU-A-CB (Split System: Heat Pump with Remote Outdoor Unit-Air-Source) | 5TWX7048A1 |  |  | 5PX*D010AS3 | S9V2C100U4VSB | 43000 | 17 | 9 | 44000 | 32000 | 72.73% | 2.1 | 0 | 12 |  |  |  |  | R-454B | 3.5833 | Residential & Commercial | USHP | Ducted CEE Tier 1
216765018 | Central HP <5.4 tons | TRANE | HRCU-A-CB (Split System: Heat Pump with Remote Outdoor Unit-Air-Source) | 5TWX7036A1 |  |  | 5TXCC007AS3 | S8X2C080M5PTC | 33800 | 17.5 | 8.7 | 32800 | 24200 | 73.78% | 2.1 | 0 | 12 |  |  |  |  | R-454B | 2.8167 | Residential & Commercial | USHP | Ducted CEE Tier 1
216765036 | Central HP <5.4 tons | TRANE | HRCU-A-CB (Split System: Heat Pump with Remote Outdoor Unit-Air-Source) | 5TWX7048A1 |  |  | 5PX*CD09AS3 | S8X2C100M5PSC | 43500 | 17 | 8.7 | 44000 | 32200 | 73.18% | 2.1 | 0 | 12 |  |  |  |  | R-454B | 3.625 | Residential & Commercial | USHP | Ducted CEE Tier 1
216765061 | Central HP <5.4 tons | TRANE | HRCU-A-CB (Split System: Heat Pump with Remote Outdoor Unit-Air-Source) | 5TWX7048A1 |  |  | 5TXCC009AS3 | S8X1C100M5PTC | 43500 | 17 | 9 | 44000 | 32200 | 73.18% | 2.1 | 0 | 12 |  |  |  |  | R-454B | 3.625 | Residential & Commercial | USHP | Ducted CEE Tier 1
216765091 | Central HP <5.4 tons | TRANE | HRCU-A-CB (Split System: Heat Pump with Remote Outdoor Unit-Air-Source) | 5TWX7060A1 |  |  | 5PX*D010AS3 | S8X2D120M5PTC | 52500 | 16.5 | 9 | 51000 | 38500 | 75.49% | 2.2 | 0 | 11 |  |  |  |  | R-454B | 4.375 | Residential & Commercial | USHP | Ducted CEE Tier 1
216765102 | Central HP <5.4 tons | TRANE | HRCU-A-CB (Split System: Heat Pump with Remote Outdoor Unit-Air-Source) | 5TWX7060A1 |  |  | 5PX*DD10AS3 | S8X1C080M5PTC | 51000 | 16 | 8.7 | 51000 | 38500 | 75.49% | 2.1 | 0 | 10 |  |  |  |  | R-454B | 4.25 | Residential & Commercial | USHP | Ducted CEE Tier 1
216764057 | Central HP <5.4 tons | TRANE | HRCU-A-CB (Split System: Heat Pump with Remote Outdoor Unit-Air-Source) | 5TWR7060A1 |  |  | 5PX*D010AS3 | S9V2C080U5PSC | 52500 | 16.5 | 9 | 51000 | 38500 | 75.49% | 2.2 | 0 | 11.2 |  |  |  |  | R-454B | 4.375 | Residential & Commercial | USHP | Ducted CEE Tier 1
216764391 | Central HP <5.4 tons | TRANE | HRCU-A-CB (Split System: Heat Pump with Remote Outdoor Unit-Air-Source) | 5TWX7036A1 |  |  | 5TXCC005AS3 | S9V2C100U5PSC | 32200 | 17.1 | 8.7 | 32200 | 23800 | 73.91% | 2.1 | 0 | 12 |  |  |  |  | R-454B | 2.6833 | Residential & Commercial | USHP | Ducted CEE Tier 1
216764398 | Central HP <5.4 tons | TRANE | HRCU-A-CB (Split System: Heat Pump with Remote Outdoor Unit-Air-Source) | 5TWX7036A1 |  |  | 5TXCC007AS3 | S9V2C100D5PSC | 31800 | 16.5 | 9 | 31600 | 23600 | 74.68% | 2.1 | 0 | 11.5 |  |  |  |  | R-454B | 2.65 | Residential & Commercial | USHP | Ducted CEE Tier 1
216764400 | Central HP <5.4 tons | TRANE | HRCU-A-CB (Split System: Heat Pump with Remote Outdoor Unit-Air-Source) | 5TWX7036A1 |  |  | 5TXCC007AS3 | S9V2C100U4VSB | 33600 | 17.5 | 9 | 32600 | 24200 | 74.23% | 2.1 | 0 | 12 |  |  |  |  | R-454B | 2.8 | Residential & Commercial | USHP | Ducted CEE Tier 1
216764409 | Central HP <5.4 tons | TRANE | HRCU-A-CB (Split System: Heat Pump with Remote Outdoor Unit-Air-Source) | 5TWX7036A1 |  |  | 5TXCC009AS3 | S9V2C080U5PSC | 34200 | 18 | 9 | 32200 | 24000 | 74.53% | 2.2 | 0 | 12.5 |  |  |  |  | R-454B | 2.85 | Residential & Commercial | USHP | Ducted CEE Tier 1
216764473 | Central HP <5.4 tons | TRANE | HRCU-A-CB (Split System: Heat Pump with Remote Outdoor Unit-Air-Source) | 5TWX7048A1 |  |  | 5TXCD008AS3 | *UHMC100CCV4 | 43500 | 16.5 | 9 | 45000 | 32800 | 72.89% | 2.1 | 0 | 11.7 |  |  |  |  | R-454B | 3.625 | Residential & Commercial | USHP | Ducted CEE Tier 1
216764475 | Central HP <5.4 tons | TRANE | HRCU-A-CB (Split System: Heat Pump with Remote Outdoor Unit-Air-Source) | 5TWX7048A1 |  |  | 5TXCD008AS3 | L8V1C100U5VSB | 43000 | 16.5 | 9 | 44500 | 32600 | 73.26% | 2.2 | 0 | 12 |  |  |  |  | R-454B | 3.5833 | Residential & Commercial | USHP | Ducted CEE Tier 1
215676218 | Central HP <5.4 tons | COMFORTMAKER | HRCU-A-CB (Split System: Heat Pump with Remote Outdoor Unit-Air-Source) | C5H0V48*K*AAA* |  |  | EVD5X48M24A*+WALLCON | *80CTL1102120B* | 47000 | 19 | 9 | 50000 | 36200 | 72.4% | 2 | 0 | 10 |  |  |  |  | R-454B | 3.9167 | Residential & Commercial | USHP | Ducted CEE Tier 1
215675374 | Central HP <5.4 tons | BRYANT HEATING AND COOLING SYSTEMS | HRCU-A-CB (Split System: Heat Pump with Remote Outdoor Unit-Air-Source) | 290VAN048**AA* |  |  | CVAMA4821XMA*+UI | 88*TB48070C17*** | 46500 | 18 | 9 | 50000 | 36800 | 73.6% | 2 | 0 | 9.5 |  |  |  |  | R-454B | 3.875 | Residential & Commercial | USHP
215676074 | Central HP <5.4 tons | BRYANT HEATING AND COOLING SYSTEMS | HRCU-A-CB (Split System: Heat Pump with Remote Outdoor Unit-Air-Source) | 290VAN048**AA* |  |  | CVAMA6124XMA*+UI | 986TD66100C21*** | 48500 | 19.5 | 9.5 | 50000 | 36600 | 73.2% | 2.12 | 0 | 10.5 |  |  |  |  | R-454B | 4.0417 | Residential & Commercial | USHP | Ducted CEE Tier 1
215676124 | Central HP <5.4 tons | BRYANT HEATING AND COOLING SYSTEMS | HRCU-A-CB (Split System: Heat Pump with Remote Outdoor Unit-Air-Source) | 290VAN048**AA* |  |  | CVAVA4821XMA*+UI | 88*TB60110C21*** | 47000 | 18.5 | 9 | 50000 | 36400 | 72.8% | 2 | 0 | 10 |  |  |  |  | R-454B | 3.9167 | Residential & Commercial | USHP | Ducted CEE Tier 1
215676144 | Central HP <5.4 tons | BRYANT HEATING AND COOLING SYSTEMS | HRCU-A-CB (Split System: Heat Pump with Remote Outdoor Unit-Air-Source) | 290VAN048**AA* |  |  | CVAVA4821XMA*+UI | 987MC66100C21*** | 47000 | 18.5 | 9 | 50000 | 36400 | 72.8% | 2 | 0 | 10 |  |  |  |  | R-454B | 3.9167 | Residential & Commercial | USHP | Ducted CEE Tier 1
215676194 | Central HP <5.4 tons | BRYANT HEATING AND COOLING SYSTEMS | HRCU-A-CB (Split System: Heat Pump with Remote Outdoor Unit-Air-Source) | 290VAN048**AA* |  |  | CVAVA4824XMA*+UI | 88*TB60070C21*** | 47000 | 18.5 | 9 | 50000 | 36600 | 73.2% | 2.02 | 0 | 10 |  |  |  |  | R-454B | 3.9167 | Residential & Commercial | USHP | Ducted CEE Tier 1
215676442 | Central HP <5.4 tons | TEMPSTAR | HRCU-A-CB (Split System: Heat Pump with Remote Outdoor Unit-Air-Source) | T5H0V48*K*AAA* |  |  | EVD5X60M21A*+WALLCON | *80CTL0451712B* | 47500 | 18 | 9 | 50000 | 37600 | 75.2% | 1.98 | 0 | 9.5 |  |  |  |  | R-454B | 3.9583 | Residential & Commercial | USHP
215676918 | Central HP <5.4 tons | COMFORTMAKER | HRCU-A-CB (Split System: Heat Pump with Remote Outdoor Unit-Air-Source) | C5H0V48*K*AAA* |  |  | EVD5X61M24A*+WALLCON | *97CMN0802120B* | 48500 | 19 | 9.5 | 50000 | 36800 | 73.6% | 2.1 | 0 | 10.5 |  |  |  |  | R-454B | 4.0417 | Residential & Commercial | USHP | Ducted CEE Tier 1
215668573 | Central HP <5.4 tons | AIRQUEST | HRCU-A-CB (Split System: Heat Pump with Remote Outdoor Unit-Air-Source) | H5H0V36*K*AAA* |  |  | EA*5X37M17A*+WALLCON | *80CTL0901716B* | 34000 | 17.5 | 9 | 35800 | 25400 | 70.95% | 1.88 | 0 | 9.5 |  |  |  |  | R-454B | 2.8333 | Residential & Commercial | USHP
215668805 | Central HP <5.4 tons | AIRQUEST | HRCU-A-CB (Split System: Heat Pump with Remote Outdoor Unit-Air-Source) | H5H0V36*K*AAA* |  |  | EA*5X42M21A*+WALLCON | *80CSU1002120A* | 33000 | 17.5 | 8.5 | 35800 | 25600 | 71.51% | 1.86 | 0 | 9.5 |  |  |  |  | R-454B | 2.75 | Residential & Commercial | USHP
214606508 | Central HP <5.4 tons | LUXAIRE | HRCU-A-C (Split System: Heat Pump with Remote Outdoor Unit with No Indoor Fan --Air Source) | HH836E2S11 |  |  | CTF36B5CDS1 | 0 | 33600 | 15.2 | 8.5 | 32000 | 23200 | 72.5% | 2 | 0 | 10 |  |  |  |  | R-454B | 2.8 | Residential & Commercial | USHP | Ducted CEE Tier 1
216782738 | Central HP <5.4 tons | LUXAIRE | HRCU-A-CB (Split System: Heat Pump with Remote Outdoor Unit-Air-Source) | HH836E2S11 |  |  | CTF48C5CFS1 | Z8ES080C20LMPS1 | 34200 | 19 | 9 | 32000 | 25400 | 79.38% | 2 | 0 | 11 |  |  |  |  | R-454B | 2.85 | Residential & Commercial | USHP | Ducted CEE Tier 1
214397250 | Central HP <5.4 tons | LUXAIRE | HRCU-A-CB (Split System: Heat Pump with Remote Outdoor Unit-Air-Source) | HH836E2S11 |  |  | CTF36C5CDS1+JME16C2SN1 | 0 | 34600 | 19 | 9 | 31600 | 26000 | 82.28% | 2 | 0 | 12 |  |  |  |  | R-454B | 2.8833 | Residential & Commercial | USHP | Ducted CEE Tier 1
214396514 | Central HP <5.4 tons | LUXAIRE | HRCU-A-CB (Split System: Heat Pump with Remote Outdoor Unit-Air-Source) | HH836E2S11 |  |  | CTM48C5CFS1 | TM8Y100C20MP11 | 34600 | 19 | 9 | 32600 | 25800 | 79.14% | 2 | 0 | 11 |  |  |  |  | R-454B | 2.8833 | Residential & Commercial | USHP | Ducted CEE Tier 1
215669504 | Central HP <5.4 tons | HEIL | HRCU-A-CB (Split System: Heat Pump with Remote Outdoor Unit-Air-Source) | H5H0V36*K*AAA* |  |  | EA*5X61M21A*+WALLCON | *95CSU0601716B* | 34600 | 17.5 | 9 | 34600 | 25000 | 72.25% | 1.9 | 0 | 10 |  |  |  |  | R-454B | 2.8833 | Residential & Commercial | USHP | Ducted CEE Tier 1
215669104 | Central HP <5.4 tons | HEIL | HRCU-A-CB (Split System: Heat Pump with Remote Outdoor Unit-Air-Source) | H5H0V36*K*AAA* |  |  | EA*5X48M21A*+WALLCON | *80CSU0601716A* | 33800 | 18 | 9 | 35000 | 25200 | 72% | 1.88 | 0 | 9.5 |  |  |  |  | R-454B | 2.8167 | Residential & Commercial | USHP
215668636 | Central HP <5.4 tons | HEIL | HRCU-A-CB (Split System: Heat Pump with Remote Outdoor Unit-Air-Source) | H5H0V36*K*AAA* |  |  | EA*5X37M21A*+WALLCON | *80CSU0601716A* | 34400 | 18 | 9 | 35400 | 25200 | 71.19% | 1.9 | 0 | 9.5 |  |  |  |  | R-454B | 2.8667 | Residential & Commercial | USHP
211227741 | Central HP <5.4 tons | DAY & NIGHT | HRCU-A-CB (Split System: Heat Pump with Remote Outdoor Unit-Air-Source) | DLCURAH36ABK |  |  | EA*4X42L21A* | OMV112K14A | 35200 | 15.5 | 8.1 | 38500 | 35200 | 91.43% | 1.86 | 0 | 9.5 |  |  |  |  | R-410A | 2.9333 | Residential & Commercial | USHP
211229506 | Central HP <5.4 tons | DAY & NIGHT | HRCU-A-CB (Split System: Heat Pump with Remote Outdoor Unit-Air-Source) | DLCURAH36ABK |  |  | EA*4X48L24A* | *95ESN1002122A* | 37400 | 15.5 | 8.5 | 38500 | 35000 | 90.91% | 2.14 | 0 | 10 |  |  |  |  | R-410A | 3.1167 | Residential & Commercial | USHP | Ducted CEE Tier 1
215676428 | Central HP <5.4 tons | COMFORTMAKER | HRCU-A-CB (Split System: Heat Pump with Remote Outdoor Unit-Air-Source) | C5H0V48*K*AAA* |  |  | EVD5X60M21A*+WALLCON | *80CSU1002120A* | 48000 | 18.5 | 9 | 50000 | 36800 | 73.6% | 2 | 0 | 10 |  |  |  |  | R-454B | 4 | Residential & Commercial | USHP | Ducted CEE Tier 1
214279734 | Central HP <5.4 tons | CARRIER | HRCU-A-CB (Split System: Heat Pump with Remote Outdoor Unit-Air-Source) | 38MURAQ18AB3* |  |  | CAP**2417AL* | 59SC6A060M17**16 | 17200 | 16 | 8.5 | 18100 | 19400 | 107.2% | 2.32 | 0 | 10.5 |  |  |  |  | R-410A | 1.4333 | Residential & Commercial | USHP | Ducted CEE Tier 1
215678218 | Central HP <5.4 tons | COMFORTMAKER | HRCU-A-CB (Split System: Heat Pump with Remote Outdoor Unit-Air-Source) | C5H0V24*K*AAA* |  |  | EA*5X24M17A*+WALLCON | *97CTN0801716A* | 22800 | 16.5 | 9 | 24000 | 16900 | 70.42% | 1.94 | 0 | 10 |  |  |  |  | R-454B | 1.9 | Residential & Commercial | USHP | Ducted CEE Tier 1
215675828 | Central HP <5.4 tons | COMFORTMAKER | HRCU-A-CB (Split System: Heat Pump with Remote Outdoor Unit-Air-Source) | C5H0V48*K*AAA* |  |  | EVM5X60M21A*+WALLCON | *96CTN0801714B* | 47500 | 18.5 | 9 | 50000 | 36200 | 72.4% | 2.02 | 0 | 10 |  |  |  |  | R-454B | 3.9583 | Residential & Commercial | USHP | Ducted CEE Tier 1
215935493 | Central HP <5.4 tons | TEMPSTAR | HRCU-A-CB (Split System: Heat Pump with Remote Outdoor Unit-Air-Source) | T5H3V36*K*AAA* |  |  | EVM5X61M24A*+WALLCON | *95CSU1002122B* | 36000 | 22.5 | 8.5 | 37600 | 28200 | 75% | 2.06 | 0 | 12.5 |  |  |  |  | R-454B | 3 | Residential & Commercial | USHP | Ducted CEE Tier 1
215935663 | Central HP <5.4 tons | TEMPSTAR | HRCU-A-CB (Split System: Heat Pump with Remote Outdoor Unit-Air-Source) | T5H3V36*K*AAA* |  |  | EVD5X36M21A*+WALLCON | *80CTL0902120B* | 34400 | 21 | 8.5 | 38500 | 28000 | 72.73% | 2.04 | 0 | 12 |  |  |  |  | R-454B | 2.8667 | Residential & Commercial | USHP | Ducted CEE Tier 1
215936113 | Central HP <5.4 tons | TEMPSTAR | HRCU-A-CB (Split System: Heat Pump with Remote Outdoor Unit-Air-Source) | T5H3V36*K*AAA* |  |  | EVD5X42M21A*+WALLCON | *97CMN1002122B* | 34400 | 21 | 8.5 | 38500 | 28000 | 72.73% | 2.06 | 0 | 12 |  |  |  |  | R-454B | 2.8667 | Residential & Commercial | USHP | Ducted CEE Tier 1
215936163 | Central HP <5.4 tons | TEMPSTAR | HRCU-A-CB (Split System: Heat Pump with Remote Outdoor Unit-Air-Source) | T5H3V36*K*AAA* |  |  | EVD5X42M24A*+WALLCON | *80CTL0702120B* | 35400 | 21.5 | 8.5 | 38000 | 28600 | 75.26% | 2.04 | 0 | 12 |  |  |  |  | R-454B | 2.95 | Residential & Commercial | USHP | Ducted CEE Tier 1
215936263 | Central HP <5.4 tons | TEMPSTAR | HRCU-A-CB (Split System: Heat Pump with Remote Outdoor Unit-Air-Source) | T5H3V36*K*AAA* |  |  | EVD5X42M24A*+WALLCON | *96CTN1002122B* | 35600 | 22 | 8.5 | 38000 | 28400 | 74.74% | 2.04 | 0 | 12.5 |  |  |  |  | R-454B | 2.9667 | Residential & Commercial | USHP | Ducted CEE Tier 1
215936933 | Central HP <5.4 tons | TEMPSTAR | HRCU-A-CB (Split System: Heat Pump with Remote Outdoor Unit-Air-Source) | T5H3V36*K*AAA* |  |  | EVD5X61M24A*+WALLCON | *80CTL0902120B* | 36000 | 22.5 | 8.5 | 37600 | 28200 | 75% | 2.06 | 0 | 12.5 |  |  |  |  | R-454B | 3 | Residential & Commercial | USHP | Ducted CEE Tier 1
215676248 | Central HP <5.4 tons | COMFORTMAKER | HRCU-A-CB (Split System: Heat Pump with Remote Outdoor Unit-Air-Source) | C5H0V48*K*AAA* |  |  | EVD5X48M24A*+WALLCON | *95CSU1002122B* | 47000 | 18.5 | 9 | 50000 | 36200 | 72.4% | 2.02 | 0 | 10 |  |  |  |  | R-454B | 3.9167 | Residential & Commercial | USHP | Ducted CEE Tier 1
215676448 | Central HP <5.4 tons | COMFORTMAKER | HRCU-A-CB (Split System: Heat Pump with Remote Outdoor Unit-Air-Source) | C5H0V48*K*AAA* |  |  | EVD5X60M21A*+WALLCON | *80CTL0701716B* | 48000 | 18.5 | 9 | 50000 | 37200 | 74.4% | 2 | 0 | 10 |  |  |  |  | R-454B | 4 | Residential & Commercial | USHP | Ducted CEE Tier 1
215675518 | Central HP <5.4 tons | COMFORTMAKER | HRCU-A-CB (Split System: Heat Pump with Remote Outdoor Unit-Air-Source) | C5H0V48*K*AAA* |  |  | EVM5X49M21A*+WALLCON | *80CSU1002120A* | 48000 | 18.5 | 9 | 50000 | 36800 | 73.6% | 2 | 0 | 10 |  |  |  |  | R-454B | 4 | Residential & Commercial | USHP | Ducted CEE Tier 1
215675538 | Central HP <5.4 tons | COMFORTMAKER | HRCU-A-CB (Split System: Heat Pump with Remote Outdoor Unit-Air-Source) | C5H0V48*K*AAA* |  |  | EVM5X49M21A*+WALLCON | *80CTL0701716B* | 48000 | 18.5 | 9 | 50000 | 37200 | 74.4% | 2 | 0 | 10 |  |  |  |  | R-454B | 4 | Residential & Commercial | USHP | Ducted CEE Tier 1
215675838 | Central HP <5.4 tons | COMFORTMAKER | HRCU-A-CB (Split System: Heat Pump with Remote Outdoor Unit-Air-Source) | C5H0V48*K*AAA* |  |  | EVM5X60M21A*+WALLCON | *96CTN1002122B* | 48000 | 19 | 9 | 50000 | 36800 | 73.6% | 2 | 0 | 10 |  |  |  |  | R-454B | 4 | Residential & Commercial | USHP | Ducted CEE Tier 1
215676038 | Central HP <5.4 tons | COMFORTMAKER | HRCU-A-CB (Split System: Heat Pump with Remote Outdoor Unit-Air-Source) | C5H0V48*K*AAA* |  |  | EVM5X61M24A*+WALLCON | *97CMN0602120B* | 48500 | 19 | 9 | 50000 | 37200 | 74.4% | 1.98 | 0 | 10 |  |  |  |  | R-454B | 4.0417 | Residential & Commercial | USHP | Ducted CEE Tier 1
215675878 | Central HP <5.4 tons | COMFORTMAKER | HRCU-A-CB (Split System: Heat Pump with Remote Outdoor Unit-Air-Source) | C5H0V48*K*AAA* |  |  | EVM5X60M24A*+WALLCON | *80CTL0902120B* | 48000 | 19 | 9 | 50000 | 36400 | 72.8% | 2 | 0 | 10.5 |  |  |  |  | R-454B | 4 | Residential & Commercial | USHP | Ducted CEE Tier 1
215675928 | Central HP <5.4 tons | COMFORTMAKER | HRCU-A-CB (Split System: Heat Pump with Remote Outdoor Unit-Air-Source) | C5H0V48*K*AAA* |  |  | EVM5X60M24A*+WALLCON | *97CMN1002122B* | 48000 | 19 | 9 | 50000 | 36600 | 73.2% | 2 | 0 | 10.5 |  |  |  |  | R-454B | 4 | Residential & Commercial | USHP | Ducted CEE Tier 1
215676048 | Central HP <5.4 tons | COMFORTMAKER | HRCU-A-CB (Split System: Heat Pump with Remote Outdoor Unit-Air-Source) | C5H0V48*K*AAA* |  |  | EVM5X61M24A*+WALLCON | *97CMN0802120B* | 48500 | 19 | 9.5 | 50000 | 36800 | 73.6% | 2.12 | 0 | 10.5 |  |  |  |  | R-454B | 4.0417 | Residential & Commercial | USHP | Ducted CEE Tier 1
215676228 | Central HP <5.4 tons | COMFORTMAKER | HRCU-A-CB (Split System: Heat Pump with Remote Outdoor Unit-Air-Source) | C5H0V48*K*AAA* |  |  | EVD5X48M24A*+WALLCON | *80CTL1352422B* | 47000 | 19 | 9 | 50000 | 36200 | 72.4% | 2 | 0 | 10 |  |  |  |  | R-454B | 3.9167 | Residential & Commercial | USHP | Ducted CEE Tier 1
215676278 | Central HP <5.4 tons | COMFORTMAKER | HRCU-A-CB (Split System: Heat Pump with Remote Outdoor Unit-Air-Source) | C5H0V48*K*AAA* |  |  | EVD5X48M24A*+WALLCON | *96CTN1202422B* | 47000 | 18.5 | 9 | 50000 | 36400 | 72.8% | 2 | 0 | 10 |  |  |  |  | R-454B | 3.9167 | Residential & Commercial | USHP | Ducted CEE Tier 1
215676398 | Central HP <5.4 tons | COMFORTMAKER | HRCU-A-CB (Split System: Heat Pump with Remote Outdoor Unit-Air-Source) | C5H0V48*K*AAA* |  |  | EVD5X49M24A*+WALLCON | *96CTN1202422B* | 48000 | 19 | 9 | 50000 | 36600 | 73.2% | 2 | 0 | 10.5 |  |  |  |  | R-454B | 4 | Residential & Commercial | USHP | Ducted CEE Tier 1
215676748 | Central HP <5.4 tons | COMFORTMAKER | HRCU-A-CB (Split System: Heat Pump with Remote Outdoor Unit-Air-Source) | C5H0V48*K*AAA* |  |  | EVD5X61M21A*+WALLCON | *80CTL0902120B* | 48500 | 19.5 | 9.5 | 50000 | 36600 | 73.2% | 2.12 | 0 | 10.5 |  |  |  |  | R-454B | 4.0417 | Residential & Commercial | USHP | Ducted CEE Tier 1
215668581 | Central HP <5.4 tons | AIRQUEST | HRCU-A-CB (Split System: Heat Pump with Remote Outdoor Unit-Air-Source) | H5H0V36*K*AAA* |  |  | EA*5X37M17A*+WALLCON | *95CSU0601716B* | 33800 | 17 | 9 | 35800 | 25600 | 71.51% | 1.86 | 0 | 9.5 |  |  |  |  | R-454B | 2.8167 | Residential & Commercial | USHP
216763931 | Central HP <5.4 tons | TRANE | HRCU-A-CB (Split System: Heat Pump with Remote Outdoor Unit-Air-Source) | 5TWR7048A1 |  |  | 5PX*C009AS3 | S8X1C100M5PSC | 43500 | 17.1 | 9 | 44000 | 32200 | 73.18% | 2.2 | 0 | 12 |  |  |  |  | R-454B | 3.625 | Residential & Commercial | USHP | Ducted CEE Tier 1
216801805 | Central HP <5.4 tons | LUXAIRE | HRCU-A-CB (Split System: Heat Pump with Remote Outdoor Unit-Air-Source) | HH836E2S11 |  |  | CTM48C5CFS1 | Z8ET080C16LMPS1 | 32800 | 19 | 9 | 30200 | 22800 | 75.5% | 2 | 0 | 11.7 |  |  |  |  | R-454B | 2.7333 | Residential & Commercial | USHP | Ducted CEE Tier 1
216801806 | Central HP <5.4 tons | LUXAIRE | HRCU-A-CB (Split System: Heat Pump with Remote Outdoor Unit-Air-Source) | HH836E2S11 |  |  | CTM48C5CFS1 | Z8ET100C16LMPS1 | 33600 | 19 | 9 | 31200 | 23200 | 74.36% | 2 | 0 | 11.7 |  |  |  |  | R-454B | 2.8 | Residential & Commercial | USHP | Ducted CEE Tier 1
216801808 | Central HP <5.4 tons | LUXAIRE | HRCU-A-CB (Split System: Heat Pump with Remote Outdoor Unit-Air-Source) | HH836E2S11 |  |  | CTU48C5XFS1+TXV | Z8ET100C16LMPS1 | 33600 | 19 | 9 | 31200 | 23200 | 74.36% | 2 | 0 | 11.7 |  |  |  |  | R-454B | 2.8 | Residential & Commercial | USHP | Ducted CEE Tier 1
216733035 | Central HP <5.4 tons | AIRQUEST | HRCU-A-CB (Split System: Heat Pump with Remote Outdoor Unit-Air-Source) | D5CUHAH24AAK |  |  | EA*5X24M17A* | *96CTN0801714B* | 22000 | 16 | 8.5 | 21000 | 19100 | 90.95% | 1.96 | 0 | 10.5 |  |  |  |  | R-454B | 1.8333 | Residential & Commercial | USHP | Ducted CEE Tier 1
216733638 | Central HP <5.4 tons | AIRQUEST | HRCU-A-CB (Split System: Heat Pump with Remote Outdoor Unit-Air-Source) | D5CUHAH24AAK |  |  | EA*5X25M17A* | OMV098J12* | 23000 | 15.2 | 8.5 | 20800 | 18500 | 88.94% | 1.98 | 0 | 11 |  |  |  |  | R-454B | 1.9167 | Residential & Commercial | USHP | Ducted CEE Tier 1
216764053 | Central HP <5.4 tons | TRANE | HRCU-A-CB (Split System: Heat Pump with Remote Outdoor Unit-Air-Source) | 5TWR7060A1 |  |  | 5PX*D010AS3 | S9V2D120U5VSB | 52500 | 16.5 | 9 | 51000 | 38500 | 75.49% | 2.2 | 0 | 11.2 |  |  |  |  | R-454B | 4.375 | Residential & Commercial | USHP | Ducted CEE Tier 1
216765121 | Central HP <5.4 tons | TRANE | HRCU-A-CB (Split System: Heat Pump with Remote Outdoor Unit-Air-Source) | 5TWX7060A1 |  |  | 5TXCD010AS3 | S8X2D120M5PTC | 52000 | 16.5 | 8.7 | 51000 | 38500 | 75.49% | 2.2 | 0 | 11.2 |  |  |  |  | R-454B | 4.3333 | Residential & Commercial | USHP | Ducted CEE Tier 1
216764071 | Central HP <5.4 tons | TRANE | HRCU-A-CB (Split System: Heat Pump with Remote Outdoor Unit-Air-Source) | 5TWR7060A1 |  |  | 5PX*DD10AS3 | S8X1C080M5PSC | 51000 | 16 | 9 | 51000 | 38500 | 75.49% | 2.1 | 0 | 11 |  |  |  |  | R-454B | 4.25 | Residential & Commercial | USHP | Ducted CEE Tier 1
216764101 | Central HP <5.4 tons | TRANE | HRCU-A-CB (Split System: Heat Pump with Remote Outdoor Unit-Air-Source) | 5TWR7060A1 |  |  | 5TXCD010AS3 | L8V1C100U5VSB | 52500 | 16.5 | 9 | 51000 | 38500 | 75.49% | 2.2 | 0 | 11.2 |  |  |  |  | R-454B | 4.375 | Residential & Commercial | USHP | Ducted CEE Tier 1
216764103 | Central HP <5.4 tons | TRANE | HRCU-A-CB (Split System: Heat Pump with Remote Outdoor Unit-Air-Source) | 5TWR7060A1 |  |  | 5TXCD010AS3 | S9V2D120U5PSC | 52500 | 16.5 | 9 | 51000 | 38500 | 75.49% | 2.2 | 0 | 11.2 |  |  |  |  | R-454B | 4.375 | Residential & Commercial | USHP | Ducted CEE Tier 1
216764889 | Central HP <5.4 tons | TRANE | HRCU-A-CB (Split System: Heat Pump with Remote Outdoor Unit-Air-Source) | 5TWR7060A1 |  |  | 5PX*DD10AS3 | S8X2C080M5PTC | 51000 | 16 | 9 | 51000 | 38500 | 75.49% | 2.1 | 0 | 11 |  |  |  |  | R-454B | 4.25 | Residential & Commercial | USHP | Ducted CEE Tier 1
215937887 | Central HP <5.4 tons | AIRQUEST | HRCU-A-CB (Split System: Heat Pump with Remote Outdoor Unit-Air-Source) | H5H3V48*K*AAA* |  |  | EVD5X48M24A*+WALLCON | *80CTL0902120B* | 45000 | 20.5 | 8.1 | 52000 | 38000 | 73.08% | 1.95 | 0 | 11.5 |  |  |  |  | R-454B | 3.75 | Residential & Commercial | USHP | Ducted CEE Tier 1
216764938 | Central HP <5.4 tons | TRANE | HRCU-A-CB (Split System: Heat Pump with Remote Outdoor Unit-Air-Source) | 5TWX7036A1 |  |  | 5PX*B006AS3 | S8X2B080M4PSC | 32800 | 17.5 | 8.7 | 32200 | 24000 | 74.53% | 2.1 | 0 | 12 |  |  |  |  | R-454B | 2.7333 | Residential & Commercial | USHP | Ducted CEE Tier 1
215429728 | Central HP <5.4 tons | DAIKIN | HRCU-A-CB (Split System: Heat Pump with Remote Outdoor Unit-Air-Source) | DH7VSA3610A* |  |  | DFVE48CP0300A* | 0 | 34800 | 18.5 | 8.5 | 35000 | 28400 | 81.14% | 2 | 0 | 10.5 |  |  |  |  | R-32 | 2.9 | Residential & Commercial | USHP | Ducted CEE Tier 1
215429729 | Central HP <5.4 tons | DAIKIN | HRCU-A-CB (Split System: Heat Pump with Remote Outdoor Unit-Air-Source) | DH7VSA3610A* |  |  | DFVE60DP1300A* | 0 | 35000 | 19 | 8.5 | 35000 | 28400 | 81.14% | 2 | 0 | 10.5 |  |  |  |  | R-32 | 2.9167 | Residential & Commercial | USHP | Ducted CEE Tier 1
216764853 | Central HP <5.4 tons | TRANE | HRCU-A-CB (Split System: Heat Pump with Remote Outdoor Unit-Air-Source) | 5TWR7060A1 |  |  | 5PX*D008AS3 | S8X2C100M5PTC | 51000 | 16.5 | 9 | 52000 | 39000 | 75% | 2.1 | 0 | 11 |  |  |  |  | R-454B | 4.25 | Residential & Commercial | USHP | Ducted CEE Tier 1
216764855 | Central HP <5.4 tons | TRANE | HRCU-A-CB (Split System: Heat Pump with Remote Outdoor Unit-Air-Source) | 5TWR7060A1 |  |  | 5PX*D008AS3 | S8X2C080M5PTC | 51500 | 16.5 | 9 | 51500 | 39000 | 75.73% | 2.1 | 0 | 11 |  |  |  |  | R-454B | 4.2917 | Residential & Commercial | USHP | Ducted CEE Tier 1
215675848 | Central HP <5.4 tons | COMFORTMAKER | HRCU-A-CB (Split System: Heat Pump with Remote Outdoor Unit-Air-Source) | C5H0V48*K*AAA* |  |  | EVM5X60M24A*+WALLCON | *80CSU0802120A* | 48000 | 19 | 9 | 50000 | 36400 | 72.8% | 2.12 | 0 | 10 |  |  |  |  | R-454B | 4 | Residential & Commercial | USHP | Ducted CEE Tier 1
215675968 | Central HP <5.4 tons | COMFORTMAKER | HRCU-A-CB (Split System: Heat Pump with Remote Outdoor Unit-Air-Source) | C5H0V48*K*AAA* |  |  | EVM5X61M24A*+WALLCON | *80CSU1002120A* | 48500 | 19 | 9 | 50000 | 36800 | 73.6% | 2.1 | 0 | 10 |  |  |  |  | R-454B | 4.0417 | Residential & Commercial | USHP | Ducted CEE Tier 1
215676468 | Central HP <5.4 tons | COMFORTMAKER | HRCU-A-CB (Split System: Heat Pump with Remote Outdoor Unit-Air-Source) | C5H0V48*K*AAA* |  |  | EVD5X60M21A*+WALLCON | *80CTL0901716B* | 48000 | 19 | 9 | 50000 | 36800 | 73.6% | 1.98 | 0 | 10 |  |  |  |  | R-454B | 4 | Residential & Commercial | USHP | Ducted CEE Tier 1
215676568 | Central HP <5.4 tons | COMFORTMAKER | HRCU-A-CB (Split System: Heat Pump with Remote Outdoor Unit-Air-Source) | C5H0V48*K*AAA* |  |  | EVD5X60M21A*+WALLCON | *96CTN0801714B* | 47500 | 18.5 | 9 | 50000 | 36200 | 72.4% | 2.02 | 0 | 10 |  |  |  |  | R-454B | 3.9583 | Residential & Commercial | USHP | Ducted CEE Tier 1
215676868 | Central HP <5.4 tons | COMFORTMAKER | HRCU-A-CB (Split System: Heat Pump with Remote Outdoor Unit-Air-Source) | C5H0V48*K*AAA* |  |  | EVD5X61M24A*+WALLCON | *80CTL0702120B* | 48500 | 19 | 9 | 50000 | 36800 | 73.6% | 2 | 0 | 10.5 |  |  |  |  | R-454B | 4.0417 | Residential & Commercial | USHP | Ducted CEE Tier 1
215676938 | Central HP <5.4 tons | COMFORTMAKER | HRCU-A-CB (Split System: Heat Pump with Remote Outdoor Unit-Air-Source) | C5H0V48*K*AAA* |  |  | EVD5X61M24A*+WALLCON | *97CMN1202422B* | 48500 | 19.5 | 9.5 | 50000 | 36800 | 73.6% | 2.12 | 0 | 10.5 |  |  |  |  | R-454B | 4.0417 | Residential & Commercial | USHP | Ducted CEE Tier 1
216764041 | Central HP <5.4 tons | TRANE | HRCU-A-CB (Split System: Heat Pump with Remote Outdoor Unit-Air-Source) | 5TWR7060A1 |  |  | 5PX*D008AS3 | L9X1C100U5VSA | 50500 | 16 | 8.7 | 52000 | 39500 | 75.96% | 2.1 | 0 | 10 |  |  |  |  | R-454B | 4.2083 | Residential & Commercial | USHP | Ducted CEE Tier 1
215676088 | Central HP <5.4 tons | COMFORTMAKER | HRCU-A-CB (Split System: Heat Pump with Remote Outdoor Unit-Air-Source) | C5H0V48*K*AAA* |  |  | EVM5X61M24A*+WALLCON | *96CTN1202422B* | 48500 | 19.5 | 9.5 | 50000 | 36600 | 73.2% | 2.12 | 0 | 10.5 |  |  |  |  | R-454B | 4.0417 | Residential & Commercial | USHP | Ducted CEE Tier 1
215676138 | Central HP <5.4 tons | COMFORTMAKER | HRCU-A-CB (Split System: Heat Pump with Remote Outdoor Unit-Air-Source) | C5H0V48*K*AAA* |  |  | EVD5X48M21A*+WALLCON | *95CSU0601716B* | 46500 | 17.5 | 9 | 50000 | 37000 | 74% | 1.98 | 0 | 9.5 |  |  |  |  | R-454B | 3.875 | Residential & Commercial | USHP
215676388 | Central HP <5.4 tons | COMFORTMAKER | HRCU-A-CB (Split System: Heat Pump with Remote Outdoor Unit-Air-Source) | C5H0V48*K*AAA* |  |  | EVD5X49M24A*+WALLCON | *96CTN1002122B* | 48000 | 19 | 9 | 50000 | 36600 | 73.2% | 2 | 0 | 10 |  |  |  |  | R-454B | 4 | Residential & Commercial | USHP | Ducted CEE Tier 1
215676608 | Central HP <5.4 tons | COMFORTMAKER | HRCU-A-CB (Split System: Heat Pump with Remote Outdoor Unit-Air-Source) | C5H0V48*K*AAA* |  |  | EVD5X60M24A*+WALLCON | *80CTL0702120B* | 47500 | 19 | 9 | 50000 | 36800 | 73.6% | 2 | 0 | 10 |  |  |  |  | R-454B | 3.9583 | Residential & Commercial | USHP | Ducted CEE Tier 1
215681858 | Central HP <5.4 tons | COMFORTMAKER | HRCU-A-CB (Split System: Heat Pump with Remote Outdoor Unit-Air-Source) | C5H0V48*K*AAA* |  |  | EVM5X49M21A*+WALLCON | *80CSU1002120B* | 48000 | 18.5 | 9 | 50000 | 36600 | 73.2% | 2 | 0 | 10 |  |  |  |  | R-454B | 4 | Residential & Commercial | USHP | Ducted CEE Tier 1
215682058 | Central HP <5.4 tons | COMFORTMAKER | HRCU-A-CB (Split System: Heat Pump with Remote Outdoor Unit-Air-Source) | C5H0V48*K*AAA* |  |  | EVM5X61M24A*+WALLCON | *80CSU1002120B* | 48500 | 19 | 9 | 50000 | 36600 | 73.2% | 2.12 | 0 | 10 |  |  |  |  | R-454B | 4.0417 | Residential & Commercial | USHP | Ducted CEE Tier 1
215668669 | Central HP <5.4 tons | AIRQUEST | HRCU-A-CB (Split System: Heat Pump with Remote Outdoor Unit-Air-Source) | H5H0V36*K*AAA* |  |  | EA*5X37M21A*+WALLCON | *80CTL0702120B* | 34400 | 18 | 9 | 35400 | 25200 | 71.19% | 1.88 | 0 | 10 |  |  |  |  | R-454B | 2.8667 | Residential & Commercial | USHP | Ducted CEE Tier 1
215668685 | Central HP <5.4 tons | AIRQUEST | HRCU-A-CB (Split System: Heat Pump with Remote Outdoor Unit-Air-Source) | H5H0V36*K*AAA* |  |  | EA*5X37M21A*+WALLCON | *80CTL0902120B* | 34600 | 18 | 9 | 35200 | 25000 | 71.02% | 1.9 | 0 | 10 |  |  |  |  | R-454B | 2.8833 | Residential & Commercial | USHP | Ducted CEE Tier 1
215668733 | Central HP <5.4 tons | AIRQUEST | HRCU-A-CB (Split System: Heat Pump with Remote Outdoor Unit-Air-Source) | H5H0V36*K*AAA* |  |  | EA*5X37M21A*+WALLCON | *97CMN0602120B* | 34200 | 17.5 | 9 | 35400 | 25400 | 71.75% | 1.88 | 0 | 9.5 |  |  |  |  | R-454B | 2.85 | Residential & Commercial | USHP
215668869 | Central HP <5.4 tons | AIRQUEST | HRCU-A-CB (Split System: Heat Pump with Remote Outdoor Unit-Air-Source) | H5H0V36*K*AAA* |  |  | EA*5X42M21A*+WALLCON | *95CSU0802120B* | 33200 | 17.5 | 8.5 | 35800 | 25600 | 71.51% | 1.86 | 0 | 9.5 |  |  |  |  | R-454B | 2.7667 | Residential & Commercial | USHP
215668917 | Central HP <5.4 tons | AIRQUEST | HRCU-A-CB (Split System: Heat Pump with Remote Outdoor Unit-Air-Source) | H5H0V36*K*AAA* |  |  | EA*5X42M21A*+WALLCON | *97CMN1002122B* | 33200 | 17.5 | 9 | 35800 | 25600 | 71.51% | 1.84 | 0 | 10 |  |  |  |  | R-454B | 2.7667 | Residential & Commercial | USHP | Ducted CEE Tier 1
215668533 | Central HP <5.4 tons | AIRQUEST | HRCU-A-CB (Split System: Heat Pump with Remote Outdoor Unit-Air-Source) | H5H0V36*K*AAA* |  |  | EA*5X37M17A*+WALLCON | *80CSU0401712A* | 34000 | 17.5 | 9 | 35600 | 25400 | 71.35% | 1.88 | 0 | 9 |  |  |  |  | R-454B | 2.8333 | Residential & Commercial | USHP
216733668 | Central HP <5.4 tons | AIRQUEST | HRCU-A-CB (Split System: Heat Pump with Remote Outdoor Unit-Air-Source) | D5CUHAH24AAK |  |  | EA*5X30M14A* | *80MS(N,L)0701412A* | 22200 | 16 | 8.1 | 20800 | 18700 | 89.9% | 1.85 | 0 | 10.5 |  |  |  |  | R-454B | 1.85 | Residential & Commercial | USHP | Ducted CEE Tier 1
215668829 | Central HP <5.4 tons | AIRQUEST | HRCU-A-CB (Split System: Heat Pump with Remote Outdoor Unit-Air-Source) | H5H0V36*K*AAA* |  |  | EA*5X42M21A*+WALLCON | *80CTL0702120B* | 33000 | 17.5 | 9 | 35800 | 25600 | 71.51% | 1.86 | 0 | 10 |  |  |  |  | R-454B | 2.75 | Residential & Commercial | USHP | Ducted CEE Tier 1
215675856 | Central HP <5.4 tons | AIRQUEST | HRCU-A-CB (Split System: Heat Pump with Remote Outdoor Unit-Air-Source) | H5H0V48*K*AAA* |  |  | EVM5X60M24A*+WALLCON | *80CSU1002120A* | 48000 | 18.5 | 9 | 50000 | 36600 | 73.2% | 2 | 0 | 10 |  |  |  |  | R-454B | 4 | Residential & Commercial | USHP | Ducted CEE Tier 1
215668773 | Central HP <5.4 tons | AIRQUEST | HRCU-A-CB (Split System: Heat Pump with Remote Outdoor Unit-Air-Source) | H5H0V36*K*AAA* |  |  | EA*5X37M21A*+WALLCON | *96CTN0801714B* | 34400 | 18 | 9 | 35400 | 25200 | 71.19% | 1.9 | 0 | 10 |  |  |  |  | R-454B | 2.8667 | Residential & Commercial | USHP | Ducted CEE Tier 1
211230409 | Central HP <5.4 tons | DAY & NIGHT | HRCU-A-CB (Split System: Heat Pump with Remote Outdoor Unit-Air-Source) | DLCURAH36ABK |  |  | EN(A,D)4X48L24** | *80ES(N,L)0702116A* | 35800 | 16.5 | 8.1 | 38500 | 34800 | 90.39% | 2 | 0 | 10 |  |  |  |  | R-410A | 2.9833 | Residential & Commercial | USHP | Ducted CEE Tier 1
211230820 | Central HP <5.4 tons | DAY & NIGHT | HRCU-A-CB (Split System: Heat Pump with Remote Outdoor Unit-Air-Source) | DLCURAH36ABK |  |  | FEM4P42**AL | 0 | 37000 | 16 | 8.1 | 38500 | 34800 | 90.39% | 2 | 0 | 10 |  |  |  |  | R-410A | 3.0833 | Residential & Commercial | USHP | Ducted CEE Tier 1
216764916 | Central HP <5.4 tons | TRANE | HRCU-A-CB (Split System: Heat Pump with Remote Outdoor Unit-Air-Source) | 5TWX7024A1 |  |  | 5PX*B004AS3 | S8X2B060M4PSC | 23000 | 17.5 | 8.7 | 21600 | 17100 | 79.17% | 1.9 | 0 | 12.5 |  |  |  |  | R-454B | 1.9167 | Residential & Commercial | USHP | Ducted CEE Tier 1
216733348 | Central HP <5.4 tons | AIRQUEST | HRCU-A-CB (Split System: Heat Pump with Remote Outdoor Unit-Air-Source) | D5CUHAH24AAK |  |  | EA*5X25M17A* | *97CMN0601714B* | 22800 | 16 | 8.5 | 20600 | 18400 | 89.32% | 1.96 | 0 | 11 |  |  |  |  | R-454B | 1.9 | Residential & Commercial | USHP | Ducted CEE Tier 1
216733357 | Central HP <5.4 tons | AIRQUEST | HRCU-A-CB (Split System: Heat Pump with Remote Outdoor Unit-Air-Source) | D5CUHAH24AAK |  |  | EA*5X25M17A* | *97CMN0801714B* | 22800 | 16 | 8.5 | 20600 | 18400 | 89.32% | 1.96 | 0 | 11 |  |  |  |  | R-454B | 1.9 | Residential & Commercial | USHP | Ducted CEE Tier 1
216732698 | Central HP <5.4 tons | AIRQUEST | HRCU-A-CB (Split System: Heat Pump with Remote Outdoor Unit-Air-Source) | D5CUHAH24AAK |  |  | EA*5X24M17A* | *80MS(N,L)0701716A* | 22000 | 16 | 8.5 | 21000 | 19100 | 90.95% | 1.96 | 0 | 10.5 |  |  |  |  | R-454B | 1.8333 | Residential & Commercial | USHP | Ducted CEE Tier 1
216681529 | Central HP <5.4 tons | AIRQUEST | HRCU-A-CB (Split System: Heat Pump with Remote Outdoor Unit-Air-Source) | DLCURAH24ABK |  |  | EHD4X24AAL | *97VTN0802120A* | 23400 | 16 | 9 | 26000 | 23800 | 91.54% | 1.86 | 0 | 9.8 |  |  |  |  | R-410A | 1.95 | Residential & Commercial | USHP
215676034 | Central HP <5.4 tons | BRYANT HEATING AND COOLING SYSTEMS | HRCU-A-CB (Split System: Heat Pump with Remote Outdoor Unit-Air-Source) | 290VAN048**AA* |  |  | CVAMA6124XMA*+UI | 987MC60060C21*** | 48500 | 19 | 9 | 50000 | 37200 | 74.4% | 1.98 | 0 | 10 |  |  |  |  | R-454B | 4.0417 | Residential & Commercial | USHP | Ducted CEE Tier 1
215487468 | Central HP <5.4 tons | DAIKIN | HRCU-A-CB (Split System: Heat Pump with Remote Outdoor Unit-Air-Source) | DH6VSA1810A* |  |  | CHPEA2422*3A* | D*96VC0603BNA* | 17000 | 19 | 8.8 | 16800 | 13000 | 77.38% | 2.1 | 0 | 12 |  |  |  |  | R-32 | 1.4167 | Residential & Commercial | USHP | Ducted CEE Tier 1
216766758 | Central HP <5.4 tons | TRANE | HRCU-A-CB (Split System: Heat Pump with Remote Outdoor Unit-Air-Source) | 5TWR7060A1 |  |  | 5TXCD010AS3+P0V0D000M50SD | 0 | 53000 | 16 | 9 | 50500 | 38000 | 75.25% | 2.25 | 0 | 11.7 |  |  |  |  | R-454B | 4.4167 | Residential & Commercial | USHP | Ducted CEE Tier 1
215668637 | Central HP <5.4 tons | AIRQUEST | HRCU-A-CB (Split System: Heat Pump with Remote Outdoor Unit-Air-Source) | H5H0V36*K*AAA* |  |  | EA*5X37M21A*+WALLCON | *80CSU0601716A* | 34400 | 18 | 9 | 35400 | 25200 | 71.19% | 1.9 | 0 | 9.5 |  |  |  |  | R-454B | 2.8667 | Residential & Commercial | USHP
215668789 | Central HP <5.4 tons | AIRQUEST | HRCU-A-CB (Split System: Heat Pump with Remote Outdoor Unit-Air-Source) | H5H0V36*K*AAA* |  |  | EA*5X42M21A*+WALLCON | *80CSU0401712A* | 33000 | 17.5 | 9 | 35800 | 25600 | 71.51% | 1.86 | 0 | 9.5 |  |  |  |  | R-454B | 2.75 | Residential & Commercial | USHP
215681298 | Central HP <5.4 tons | COMFORTMAKER | HRCU-A-CB (Split System: Heat Pump with Remote Outdoor Unit-Air-Source) | C5H0V48*K*AAA* |  |  | EA*5X48M21A*+WALLCON | *96CTN0802120B* | 44000 | 17.5 | 9 | 48500 | 34200 | 70.52% | 2.06 | 0 | 9.5 |  |  |  |  | R-454B | 3.6667 | Residential & Commercial | USHP
215681398 | Central HP <5.4 tons | COMFORTMAKER | HRCU-A-CB (Split System: Heat Pump with Remote Outdoor Unit-Air-Source) | C5H0V48*K*AAA* |  |  | EA*5X60M24A*+WALLCON | *80CSU1002120B* | 45000 | 17.5 | 9 | 47500 | 33600 | 70.74% | 2.06 | 0 | 9.5 |  |  |  |  | R-454B | 3.75 | Residential & Commercial | USHP
215668821 | Central HP <5.4 tons | AIRQUEST | HRCU-A-CB (Split System: Heat Pump with Remote Outdoor Unit-Air-Source) | H5H0V36*K*AAA* |  |  | EA*5X42M21A*+WALLCON | *80CTL0701716B* | 33000 | 17.5 | 9 | 36000 | 25800 | 71.67% | 1.86 | 0 | 9.5 |  |  |  |  | R-454B | 2.75 | Residential & Commercial | USHP
215681448 | Central HP <5.4 tons | COMFORTMAKER | HRCU-A-CB (Split System: Heat Pump with Remote Outdoor Unit-Air-Source) | C5H0V48*K*AAA* |  |  | EA*5X61M21A*+WALLCON | *80CSU0401712B* | 46000 | 18 | 9 | 47500 | 33600 | 70.74% | 2.06 | 0 | 9.5 |  |  |  |  | R-454B | 3.8333 | Residential & Commercial | USHP
216732719 | Central HP <5.4 tons | AIRQUEST | HRCU-A-CB (Split System: Heat Pump with Remote Outdoor Unit-Air-Source) | D5CUHAH24AAK |  |  | EA*5X24M17A* | *80VSL0451412B* | 22000 | 16 | 8.5 | 21000 | 19100 | 90.95% | 1.96 | 0 | 10.5 |  |  |  |  | R-454B | 1.8333 | Residential & Commercial | USHP | Ducted CEE Tier 1
216732878 | Central HP <5.4 tons | AIRQUEST | HRCU-A-CB (Split System: Heat Pump with Remote Outdoor Unit-Air-Source) | D5CUHAH24AAK |  |  | EA*5X24M17A* | *92MSN0601412A* | 22200 | 15.5 | 8.5 | 21200 | 19200 | 90.57% | 1.96 | 0 | 10.5 |  |  |  |  | R-454B | 1.85 | Residential & Commercial | USHP | Ducted CEE Tier 1
216732996 | Central HP <5.4 tons | AIRQUEST | HRCU-A-CB (Split System: Heat Pump with Remote Outdoor Unit-Air-Source) | D5CUHAH24AAK |  |  | EA*5X24M17A* | *95MSU0401712A* | 22000 | 16 | 8.5 | 21200 | 19200 | 90.57% | 1.96 | 0 | 10.5 |  |  |  |  | R-454B | 1.8333 | Residential & Commercial | USHP | Ducted CEE Tier 1
216733439 | Central HP <5.4 tons | AIRQUEST | HRCU-A-CB (Split System: Heat Pump with Remote Outdoor Unit-Air-Source) | D5CUHAH24AAK |  |  | EA*5X25M17A* | *96MSN0601412A* | 23000 | 15.5 | 8.5 | 20800 | 18500 | 88.94% | 1.98 | 0 | 11 |  |  |  |  | R-454B | 1.9167 | Residential & Commercial | USHP | Ducted CEE Tier 1
215681498 | Central HP <5.4 tons | COMFORTMAKER | HRCU-A-CB (Split System: Heat Pump with Remote Outdoor Unit-Air-Source) | C5H0V48*K*AAA* |  |  | EA*5X61M21A*+WALLCON | *97CTN0802120A* | 46000 | 18 | 9 | 48000 | 33800 | 70.42% | 2.08 | 0 | 10 |  |  |  |  | R-454B | 3.8333 | Residential & Commercial | USHP | Ducted CEE Tier 1
216764954 | Central HP <5.4 tons | TRANE | HRCU-A-CB (Split System: Heat Pump with Remote Outdoor Unit-Air-Source) | 5TWX7036A1 |  |  | 5PX*BD06AS3 | S8X2B080M4PSC | 33600 | 17.1 | 8.7 | 33600 | 24800 | 73.81% | 2.1 | 0 | 11.7 |  |  |  |  | R-454B | 2.8 | Residential & Commercial | USHP | Ducted CEE Tier 1
216764973 | Central HP <5.4 tons | TRANE | HRCU-A-CB (Split System: Heat Pump with Remote Outdoor Unit-Air-Source) | 5TWX7036A1 |  |  | 5PX*C007AS3 | S8X2C080M5PTC | 33800 | 17.5 | 8.7 | 32600 | 24200 | 74.23% | 2.1 | 0 | 12 |  |  |  |  | R-454B | 2.8167 | Residential & Commercial | USHP | Ducted CEE Tier 1
216764988 | Central HP <5.4 tons | TRANE | HRCU-A-CB (Split System: Heat Pump with Remote Outdoor Unit-Air-Source) | 5TWX7036A1 |  |  | 5PX*CD09AS3 | S8X1C080M5PTC | 34200 | 17.1 | 8.7 | 32200 | 24000 | 74.53% | 2.1 | 0 | 12 |  |  |  |  | R-454B | 2.85 | Residential & Commercial | USHP | Ducted CEE Tier 1
216764990 | Central HP <5.4 tons | TRANE | HRCU-A-CB (Split System: Heat Pump with Remote Outdoor Unit-Air-Source) | 5TWX7036A1 |  |  | 5PX*D008AS3 | S8X2D120M5PSC | 33000 | 17.5 | 9 | 32200 | 23800 | 73.91% | 2.1 | 0 | 12 |  |  |  |  | R-454B | 2.75 | Residential & Commercial | USHP | Ducted CEE Tier 1
216765023 | Central HP <5.4 tons | TRANE | HRCU-A-CB (Split System: Heat Pump with Remote Outdoor Unit-Air-Source) | 5TWX7036A1 |  |  | 5TXCC009AS3 | S8X2C080M5PTC | 34200 | 18 | 8.7 | 32400 | 24000 | 74.07% | 2.2 | 0 | 12 |  |  |  |  | R-454B | 2.85 | Residential & Commercial | USHP | Ducted CEE Tier 1
216765024 | Central HP <5.4 tons | TRANE | HRCU-A-CB (Split System: Heat Pump with Remote Outdoor Unit-Air-Source) | 5TWX7036A1 |  |  | 5TXCC009AS3 | S8X1C080M5PTC | 34200 | 18 | 8.7 | 32400 | 24000 | 74.07% | 2.2 | 0 | 12 |  |  |  |  | R-454B | 2.85 | Residential & Commercial | USHP | Ducted CEE Tier 1
216763979 | Central HP <5.4 tons | TRANE | HRCU-A-CB (Split System: Heat Pump with Remote Outdoor Unit-Air-Source) | 5TWR7048A1 |  |  | 5PX*DD10AS3 | S8X1C080M5PSC | 43000 | 17.1 | 9 | 44500 | 32600 | 73.26% | 2.1 | 0 | 11.7 |  |  |  |  | R-454B | 3.5833 | Residential & Commercial | USHP | Ducted CEE Tier 1
216764009 | Central HP <5.4 tons | TRANE | HRCU-A-CB (Split System: Heat Pump with Remote Outdoor Unit-Air-Source) | 5TWR7048A1 |  |  | 5TXCD010AS3 | L9X1C100U5VSA | 43000 | 17.1 | 8.7 | 44500 | 32600 | 73.26% | 2.1 | 0 | 11.7 |  |  |  |  | R-454B | 3.5833 | Residential & Commercial | USHP | Ducted CEE Tier 1
216764013 | Central HP <5.4 tons | TRANE | HRCU-A-CB (Split System: Heat Pump with Remote Outdoor Unit-Air-Source) | 5TWR7048A1 |  |  | 5TXCD010AS3 | S8X1C100M5PSC | 43500 | 17.1 | 9 | 44000 | 32200 | 73.18% | 2.2 | 0 | 12 |  |  |  |  | R-454B | 3.625 | Residential & Commercial | USHP | Ducted CEE Tier 1
216733777 | Central HP <5.4 tons | AIRQUEST | HRCU-A-CB (Split System: Heat Pump with Remote Outdoor Unit-Air-Source) | D5CUHAH24AAK |  |  | EA*5X30M14A* | *96CTN0401410B* | 22000 | 15.2 | 8.1 | 21000 | 18900 | 90% | 1.85 | 0 | 10.5 |  |  |  |  | R-454B | 1.8333 | Residential & Commercial | USHP | Ducted CEE Tier 1
216734211 | Central HP <5.4 tons | AIRQUEST | HRCU-A-CB (Split System: Heat Pump with Remote Outdoor Unit-Air-Source) | D5CUHAH24AAK |  |  | EA*5X30M17A* | *96CTN0401410B* | 22000 | 15.2 | 8.1 | 21000 | 18900 | 90% | 1.85 | 0 | 10.5 |  |  |  |  | R-454B | 1.8333 | Residential & Commercial | USHP | Ducted CEE Tier 1
216733846 | Central HP <5.4 tons | AIRQUEST | HRCU-A-CB (Split System: Heat Pump with Remote Outdoor Unit-Air-Source) | D5CUHAH24AAK |  |  | EA*5X30M17A* | *80MS(N,L)0701412A* | 22200 | 16.5 | 8.1 | 20800 | 18800 | 90.38% | 1.85 | 0 | 10.5 |  |  |  |  | R-454B | 1.85 | Residential & Commercial | USHP | Ducted CEE Tier 1
216733897 | Central HP <5.4 tons | AIRQUEST | HRCU-A-CB (Split System: Heat Pump with Remote Outdoor Unit-Air-Source) | D5CUHAH24AAK |  |  | EA*5X30M17A* | *80VSL0701412B* | 22400 | 16.5 | 8.5 | 21000 | 18800 | 89.52% | 1.96 | 0 | 11 |  |  |  |  | R-454B | 1.8667 | Residential & Commercial | USHP | Ducted CEE Tier 1
216764043 | Central HP <5.4 tons | TRANE | HRCU-A-CB (Split System: Heat Pump with Remote Outdoor Unit-Air-Source) | 5TWR7060A1 |  |  | 5PX*D008AS3 | S8X1C100M5PSC | 51000 | 16.5 | 9 | 52000 | 39000 | 75% | 2.1 | 0 | 11 |  |  |  |  | R-454B | 4.25 | Residential & Commercial | USHP | Ducted CEE Tier 1
215937987 | Central HP <5.4 tons | AIRQUEST | HRCU-A-CB (Split System: Heat Pump with Remote Outdoor Unit-Air-Source) | H5H3V48*K*AAA* |  |  | EVD5X48M24A*+WALLCON | *96CTN1202422B* | 45000 | 20.5 | 8.1 | 52000 | 38000 | 73.08% | 1.9 | 0 | 11 |  |  |  |  | R-454B | 3.75 | Residential & Commercial | USHP | Ducted CEE Tier 1
215668549 | Central HP <5.4 tons | AIRQUEST | HRCU-A-CB (Split System: Heat Pump with Remote Outdoor Unit-Air-Source) | H5H0V36*K*AAA* |  |  | EA*5X37M17A*+WALLCON | *80CTL0451712B* | 33600 | 17 | 9 | 36000 | 25800 | 71.67% | 1.86 | 0 | 9 |  |  |  |  | R-454B | 2.8 | Residential & Commercial | USHP
215668749 | Central HP <5.4 tons | AIRQUEST | HRCU-A-CB (Split System: Heat Pump with Remote Outdoor Unit-Air-Source) | H5H0V36*K*AAA* |  |  | EA*5X37M21A*+WALLCON | *97CMN0802120B* | 34400 | 18 | 8.1 | 35400 | 25200 | 71.19% | 1.88 | 0 | 10 |  |  |  |  | R-454B | 2.8667 | Residential & Commercial | USHP | Ducted CEE Tier 1
211230135 | Central HP <5.4 tons | DAY & NIGHT | HRCU-A-CB (Split System: Heat Pump with Remote Outdoor Unit-Air-Source) | DLCURAH36ABK |  |  | EN(A,D,W)4X48L21** | *92ESN0802120A* | 35800 | 16.5 | 8.1 | 38500 | 34800 | 90.39% | 2.02 | 0 | 10.5 |  |  |  |  | R-410A | 2.9833 | Residential & Commercial | USHP | Ducted CEE Tier 1
211230326 | Central HP <5.4 tons | DAY & NIGHT | HRCU-A-CB (Split System: Heat Pump with Remote Outdoor Unit-Air-Source) | DLCURAH36ABK |  |  | EN(A,D,W)4X48L21** | *96VTN0802120A* | 35600 | 16 | 8.1 | 38500 | 34800 | 90.39% | 2 | 0 | 10 |  |  |  |  | R-410A | 2.9667 | Residential & Commercial | USHP | Ducted CEE Tier 1
211230433 | Central HP <5.4 tons | DAY & NIGHT | HRCU-A-CB (Split System: Heat Pump with Remote Outdoor Unit-Air-Source) | DLCURAH36ABK |  |  | EN(A,D)4X48L24** | *80ES(N,L)0902120A* | 36600 | 16 | 8.1 | 39500 | 34800 | 88.1% | 2.04 | 0 | 10.5 |  |  |  |  | R-410A | 3.05 | Residential & Commercial | USHP | Ducted CEE Tier 1
215681508 | Central HP <5.4 tons | COMFORTMAKER | HRCU-A-CB (Split System: Heat Pump with Remote Outdoor Unit-Air-Source) | C5H0V48*K*AAA* |  |  | EA*5X61M21A*+WALLCON | *97CTN1002122A* | 46000 | 18 | 9 | 47500 | 33800 | 71.16% | 2.08 | 0 | 10 |  |  |  |  | R-454B | 3.8333 | Residential & Commercial | USHP | Ducted CEE Tier 1
215681958 | Central HP <5.4 tons | COMFORTMAKER | HRCU-A-CB (Split System: Heat Pump with Remote Outdoor Unit-Air-Source) | C5H0V48*K*AAA* |  |  | EVM5X60M21A*+WALLCON | *97CTN0802120A* | 48000 | 19 | 9 | 50000 | 36800 | 73.6% | 2 | 0 | 10 |  |  |  |  | R-454B | 4 | Residential & Commercial | USHP | Ducted CEE Tier 1
215682108 | Central HP <5.4 tons | COMFORTMAKER | HRCU-A-CB (Split System: Heat Pump with Remote Outdoor Unit-Air-Source) | C5H0V48*K*AAA* |  |  | EVD5X48M21A*+WALLCON | *80CSU0401712B* | 47000 | 18 | 9 | 50000 | 36400 | 72.8% | 2.02 | 0 | 9.5 |  |  |  |  | R-454B | 3.9167 | Residential & Commercial | USHP
215682208 | Central HP <5.4 tons | COMFORTMAKER | HRCU-A-CB (Split System: Heat Pump with Remote Outdoor Unit-Air-Source) | C5H0V48*K*AAA* |  |  | EVD5X48M24A*+WALLCON | *97CTN0802120A* | 47000 | 18.5 | 9 | 50000 | 36400 | 72.8% | 2 | 0 | 10 |  |  |  |  | R-454B | 3.9167 | Residential & Commercial | USHP | Ducted CEE Tier 1
215682258 | Central HP <5.4 tons | COMFORTMAKER | HRCU-A-CB (Split System: Heat Pump with Remote Outdoor Unit-Air-Source) | C5H0V48*K*AAA* |  |  | EVD5X49M24A*+WALLCON | *80CSU1002120B* | 48000 | 18.5 | 9 | 50000 | 36600 | 73.2% | 2 | 0 | 10 |  |  |  |  | R-454B | 4 | Residential & Commercial | USHP | Ducted CEE Tier 1
215682358 | Central HP <5.4 tons | COMFORTMAKER | HRCU-A-CB (Split System: Heat Pump with Remote Outdoor Unit-Air-Source) | C5H0V48*K*AAA* |  |  | EVD5X60M21A*+WALLCON | *97CTN0802120A* | 48000 | 19 | 9 | 50000 | 36800 | 73.6% | 2 | 0 | 10 |  |  |  |  | R-454B | 4 | Residential & Commercial | USHP | Ducted CEE Tier 1
216764949 | Central HP <5.4 tons | TRANE | HRCU-A-CB (Split System: Heat Pump with Remote Outdoor Unit-Air-Source) | 5TWX7036A1 |  |  | 5PX*BD04AS3 | S8X1B060M4PTC | 32600 | 17.1 | 8.2 | 33400 | 24400 | 73.05% | 1.9 | 0 | 11.7 |  |  |  |  | R-454B | 2.7167 | Residential & Commercial | USHP | Ducted CEE Tier 1
215682508 | Central HP <5.4 tons | COMFORTMAKER | HRCU-A-CB (Split System: Heat Pump with Remote Outdoor Unit-Air-Source) | C5H0V48*K*AAA* |  |  | EVD5X61M21A*+WALLCON | *97CTN1002122A* | 48500 | 19.5 | 9.5 | 50000 | 36800 | 73.6% | 2.12 | 0 | 10.5 |  |  |  |  | R-454B | 4.0417 | Residential & Commercial | USHP | Ducted CEE Tier 1
216764869 | Central HP <5.4 tons | TRANE | HRCU-A-CB (Split System: Heat Pump with Remote Outdoor Unit-Air-Source) | 5TWR7060A1 |  |  | 5PX*D010AS3 | S8X2C100M5PTC | 52500 | 16.5 | 9 | 51000 | 38500 | 75.49% | 2.2 | 0 | 11.2 |  |  |  |  | R-454B | 4.375 | Residential & Commercial | USHP | Ducted CEE Tier 1
216764055 | Central HP <5.4 tons | TRANE | HRCU-A-CB (Split System: Heat Pump with Remote Outdoor Unit-Air-Source) | 5TWR7060A1 |  |  | 5PX*D010AS3 | S9V2D120U5PSC | 52500 | 16.5 | 9 | 51000 | 38500 | 75.49% | 2.2 | 0 | 11.2 |  |  |  |  | R-454B | 4.375 | Residential & Commercial | USHP | Ducted CEE Tier 1
216764091 | Central HP <5.4 tons | TRANE | HRCU-A-CB (Split System: Heat Pump with Remote Outdoor Unit-Air-Source) | 5TWR7060A1 |  |  | 5TXCD008AS3 | *UHMD120CCV5 | 51000 | 16 | 9 | 52000 | 39500 | 75.96% | 2.1 | 0 | 10 |  |  |  |  | R-454B | 4.25 | Residential & Commercial | USHP | Ducted CEE Tier 1
215681348 | Central HP <5.4 tons | COMFORTMAKER | HRCU-A-CB (Split System: Heat Pump with Remote Outdoor Unit-Air-Source) | C5H0V48*K*AAA* |  |  | EA*5X48M21A*+WALLCON | *97CTN0801716A* | 44000 | 17 | 9 | 49000 | 34600 | 70.61% | 2.04 | 0 | 9 |  |  |  |  | R-454B | 3.6667 | Residential & Commercial | USHP
215681548 | Central HP <5.4 tons | COMFORTMAKER | HRCU-A-CB (Split System: Heat Pump with Remote Outdoor Unit-Air-Source) | C5H0V48*K*AAA* |  |  | EA*5X61M24A*+WALLCON | *97CTN0802120A* | 46000 | 18 | 9 | 48000 | 33800 | 70.42% | 2.08 | 0 | 10 |  |  |  |  | R-454B | 3.8333 | Residential & Commercial | USHP | Ducted CEE Tier 1
215675774 | Central HP <5.4 tons | BRYANT HEATING AND COOLING SYSTEMS | HRCU-A-CB (Split System: Heat Pump with Remote Outdoor Unit-Air-Source) | 290VAN048**AA* |  |  | CVAMA6021XMA*+UI | 935CB66100C21*** | 48000 | 19 | 9 | 50000 | 36600 | 73.2% | 2.12 | 0 | 10 |  |  |  |  | R-454B | 4 | Residential & Commercial | USHP | Ducted CEE Tier 1
215668797 | Central HP <5.4 tons | AIRQUEST | HRCU-A-CB (Split System: Heat Pump with Remote Outdoor Unit-Air-Source) | H5H0V36*K*AAA* |  |  | EA*5X42M21A*+WALLCON | *80CSU0601716A* | 33000 | 17.5 | 8.5 | 35800 | 25600 | 71.51% | 1.86 | 0 | 9.5 |  |  |  |  | R-454B | 2.75 | Residential & Commercial | USHP
215681308 | Central HP <5.4 tons | COMFORTMAKER | HRCU-A-CB (Split System: Heat Pump with Remote Outdoor Unit-Air-Source) | C5H0V48*K*AAA* |  |  | EA*5X48M21A*+WALLCON | *80CSU0401712B* | 44000 | 17.5 | 9 | 48500 | 34000 | 70.1% | 2.04 | 0 | 9.5 |  |  |  |  | R-454B | 3.6667 | Residential & Commercial | USHP
210471151 | Central HP <5.4 tons | DAY & NIGHT | HRCU-A-CB (Split System: Heat Pump with Remote Outdoor Unit-Air-Source) | CVH837GKA2* |  |  | EHD4X60AAL+WALLCON | *80CSU0601716A* | 33000 | 16.5 | 8.1 | 32400 | 24800 | 76.54% | 1.98 | 0 | 11 |  |  |  |  | R-410A | 2.75 | Residential & Commercial | USHP | Ducted CEE Tier 1
216733303 | Central HP <5.4 tons | AIRQUEST | HRCU-A-CB (Split System: Heat Pump with Remote Outdoor Unit-Air-Source) | D5CUHAH24AAK |  |  | EA*5X25M17A* | *80CTL0901716B* | 22800 | 16 | 8.5 | 20600 | 18400 | 89.32% | 1.96 | 0 | 11 |  |  |  |  | R-454B | 1.9 | Residential & Commercial | USHP | Ducted CEE Tier 1
216733768 | Central HP <5.4 tons | AIRQUEST | HRCU-A-CB (Split System: Heat Pump with Remote Outdoor Unit-Air-Source) | D5CUHAH24AAK |  |  | EA*5X30M14A* | *96VSN0601412B* | 22000 | 16 | 8.1 | 20800 | 18800 | 90.38% | 1.85 | 0 | 10.5 |  |  |  |  | R-454B | 1.8333 | Residential & Commercial | USHP | Ducted CEE Tier 1
216734122 | Central HP <5.4 tons | AIRQUEST | HRCU-A-CB (Split System: Heat Pump with Remote Outdoor Unit-Air-Source) | D5CUHAH24AAK |  |  | EA*5X30M17A* | *96MSM0601716A* | 22000 | 15.5 | 8.1 | 20800 | 18800 | 90.38% | 1.9 | 0 | 10.5 |  |  |  |  | R-454B | 1.8333 | Residential & Commercial | USHP | Ducted CEE Tier 1
216734239 | Central HP <5.4 tons | AIRQUEST | HRCU-A-CB (Split System: Heat Pump with Remote Outdoor Unit-Air-Source) | D5CUHAH24AAK |  |  | EA*5X30M17A* | *96VTN0401410B* | 22000 | 15.5 | 8.1 | 21000 | 18900 | 90% | 1.85 | 0 | 10.5 |  |  |  |  | R-454B | 1.8333 | Residential & Commercial | USHP | Ducted CEE Tier 1
216734270 | Central HP <5.4 tons | AIRQUEST | HRCU-A-CB (Split System: Heat Pump with Remote Outdoor Unit-Air-Source) | D5CUHAH24AAK |  |  | EA*5X30M17A* | *96VTN0601716B* | 22200 | 16 | 8.1 | 20800 | 18800 | 90.38% | 1.85 | 0 | 10.5 |  |  |  |  | R-454B | 1.85 | Residential & Commercial | USHP | Ducted CEE Tier 1
215681368 | Central HP <5.4 tons | COMFORTMAKER | HRCU-A-CB (Split System: Heat Pump with Remote Outdoor Unit-Air-Source) | C5H0V48*K*AAA* |  |  | EA*5X48M21A*+WALLCON | *97CTN1002122A* | 44000 | 18 | 9 | 48500 | 34000 | 70.1% | 2.04 | 0 | 9.5 |  |  |  |  | R-454B | 3.6667 | Residential & Commercial | USHP
215681518 | Central HP <5.4 tons | COMFORTMAKER | HRCU-A-CB (Split System: Heat Pump with Remote Outdoor Unit-Air-Source) | C5H0V48*K*AAA* |  |  | EA*5X61M24A*+WALLCON | *96CTN0802120B* | 46000 | 18 | 9 | 48000 | 33800 | 70.42% | 2.08 | 0 | 10 |  |  |  |  | R-454B | 3.8333 | Residential & Commercial | USHP | Ducted CEE Tier 1
216767019 | Central HP <5.4 tons | TRANE | HRCU-A-CB (Split System: Heat Pump with Remote Outdoor Unit-Air-Source) | 5TWX7036A1 |  |  | 5TXCB004AS3 | S8V2B080M4PDB | 32000 | 16 | 8.5 | 32200 | 23800 | 73.91% | 2.1 | 0 | 11.7 |  |  |  |  | R-454B | 2.6667 | Residential & Commercial | USHP | Ducted CEE Tier 1
216767021 | Central HP <5.4 tons | TRANE | HRCU-A-CB (Split System: Heat Pump with Remote Outdoor Unit-Air-Source) | 5TWX7036A1 |  |  | 5TXCB004AS3 | S9X1B080U4PSB | 32200 | 16 | 8.5 | 32200 | 23800 | 73.91% | 2.1 | 0 | 11.7 |  |  |  |  | R-454B | 2.6833 | Residential & Commercial | USHP | Ducted CEE Tier 1
215676848 | Central HP <5.4 tons | COMFORTMAKER | HRCU-A-CB (Split System: Heat Pump with Remote Outdoor Unit-Air-Source) | C5H0V48*K*AAA* |  |  | EVD5X61M24A*+WALLCON | *80CSU0802120A* | 49000 | 19.5 | 9 | 50000 | 36600 | 73.2% | 2.1 | 0 | 10.5 |  |  |  |  | R-454B | 4.0833 | Residential & Commercial | USHP | Ducted CEE Tier 1
216766702 | Central HP <5.4 tons | TRANE | HRCU-A-CB (Split System: Heat Pump with Remote Outdoor Unit-Air-Source) | 5TWR7060A1 |  |  | 5PX*DD10AS3+P0V0C000M50SD | 0 | 51500 | 15.2 | 8.7 | 51000 | 38500 | 75.49% | 2.2 | 0 | 11.2 |  |  |  |  | R-454B | 4.2917 | Residential & Commercial | USHP | Ducted CEE Tier 1
211240472 | Central HP <5.4 tons | DAY & NIGHT | HRCU-A-CB (Split System: Heat Pump with Remote Outdoor Unit-Air-Source) | DLCURAH24ABK |  |  | EA*4X24L17A* | *80VSL0451716A* | 23800 | 16 | 8.5 | 26800 | 24000 | 89.55% | 1.98 | 0 | 10 |  |  |  |  | R-410A | 1.9833 | Residential & Commercial | USHP | Ducted CEE Tier 1
211240823 | Central HP <5.4 tons | DAY & NIGHT | HRCU-A-CB (Split System: Heat Pump with Remote Outdoor Unit-Air-Source) | DLCURAH24ABK |  |  | EA*4X25L17A* | *96VSN0601714A* | 24800 | 16.5 | 8.5 | 25600 | 21200 | 82.81% | 1.78 | 0 | 10 |  |  |  |  | R-410A | 2.0667 | Residential & Commercial | USHP | Ducted CEE Tier 1
211241091 | Central HP <5.4 tons | DAY & NIGHT | HRCU-A-CB (Split System: Heat Pump with Remote Outdoor Unit-Air-Source) | DLCURAH24ABK |  |  | EA*4X25L17A* | *80ES(N,L)0701712A* | 25000 | 16.5 | 8.5 | 25800 | 21000 | 81.4% | 1.76 | 0 | 10.5 |  |  |  |  | R-410A | 2.0833 | Residential & Commercial | USHP | Ducted CEE Tier 1
216764465 | Central HP <5.4 tons | TRANE | HRCU-A-CB (Split System: Heat Pump with Remote Outdoor Unit-Air-Source) | 5TWX7048A1 |  |  | 5TXCC009AS3 | S9V2C080U5PSC | 43500 | 17.1 | 9 | 43500 | 32000 | 73.56% | 2.1 | 0 | 12 |  |  |  |  | R-454B | 3.625 | Residential & Commercial | USHP | Ducted CEE Tier 1
216764481 | Central HP <5.4 tons | TRANE | HRCU-A-CB (Split System: Heat Pump with Remote Outdoor Unit-Air-Source) | 5TWX7048A1 |  |  | 5TXCD010AS3 | L9X1C100U5VSA | 43000 | 16.5 | 8.7 | 44500 | 32600 | 73.26% | 2.1 | 0 | 11.7 |  |  |  |  | R-454B | 3.5833 | Residential & Commercial | USHP | Ducted CEE Tier 1
216764533 | Central HP <5.4 tons | TRANE | HRCU-A-CB (Split System: Heat Pump with Remote Outdoor Unit-Air-Source) | 5TWX7060A1 |  |  | 5TXCD010AS3 | S8X1C080M5PSC | 52500 | 16.5 | 9 | 51000 | 38500 | 75.49% | 2.2 | 0 | 11 |  |  |  |  | R-454B | 4.375 | Residential & Commercial | USHP | Ducted CEE Tier 1
215668949 | Central HP <5.4 tons | AIRQUEST | HRCU-A-CB (Split System: Heat Pump with Remote Outdoor Unit-Air-Source) | H5H0V36*K*AAA* |  |  | EA*5X43M21A*+WALLCON | *80CSU0401712A* | 34400 | 18 | 9 | 35200 | 25200 | 71.59% | 1.88 | 0 | 10 |  |  |  |  | R-454B | 2.8667 | Residential & Commercial | USHP | Ducted CEE Tier 1
216764047 | Central HP <5.4 tons | TRANE | HRCU-A-C (Split System: Heat Pump with Remote Outdoor Unit with No Indoor Fan --Air Source) | 5TWR7060A1 |  |  | 5PX*D008AS3 | 0 | 51000 | 15.2 | 9 | 52000 | 39500 | 75.96% | 2.1 | 0 | 10 |  |  |  |  | R-454B | 4.25 | Residential & Commercial | USHP | Ducted CEE Tier 1
216764799 | Central HP <5.4 tons | TRANE | HRCU-A-CB (Split System: Heat Pump with Remote Outdoor Unit-Air-Source) | 5TWR7048A1 |  |  | 5PX*D010AS3 | S8X2C080M5PSC | 43500 | 17.1 | 9 | 44000 | 32200 | 73.18% | 2.2 | 0 | 12 |  |  |  |  | R-454B | 3.625 | Residential & Commercial | USHP | Ducted CEE Tier 1
216679978 | Central HP <5.4 tons | AIRQUEST | HRCU-A-CB (Split System: Heat Pump with Remote Outdoor Unit-Air-Source) | DLCURAH36ABK |  |  | EN(A,D,W)4X48L21** | *97VTN0801716A* | 35600 | 16 | 8.5 | 38500 | 34400 | 89.35% | 1.8 | 0 | 10 |  |  |  |  | R-410A | 2.9667 | Residential & Commercial | USHP | Ducted CEE Tier 1
216763486 | Central HP <5.4 tons | TRANE | HRCU-A-CB (Split System: Heat Pump with Remote Outdoor Unit-Air-Source) | 5TWR7024A1 |  |  | 5TXCB004AS3 | *DHMB060CCV3 | 21800 | 16 | 8.7 | 21400 | 17000 | 79.44% | 1.9 | 0 | 11.5 |  |  |  |  | R-454B | 1.8167 | Residential & Commercial | USHP | Ducted CEE Tier 1
215676548 | Central HP <5.4 tons | COMFORTMAKER | HRCU-A-CB (Split System: Heat Pump with Remote Outdoor Unit-Air-Source) | C5H0V48*K*AAA* |  |  | EVD5X60M21A*+WALLCON | *97CMN0802120B* | 48000 | 19 | 9 | 50000 | 36800 | 73.6% | 2 | 0 | 10 |  |  |  |  | R-454B | 4 | Residential & Commercial | USHP | Ducted CEE Tier 1
215676898 | Central HP <5.4 tons | COMFORTMAKER | HRCU-A-CB (Split System: Heat Pump with Remote Outdoor Unit-Air-Source) | C5H0V48*K*AAA* |  |  | EVD5X61M24A*+WALLCON | *95CSU1002122B* | 48500 | 19 | 9 | 50000 | 36600 | 73.2% | 2.1 | 0 | 10.5 |  |  |  |  | R-454B | 4.0417 | Residential & Commercial | USHP | Ducted CEE Tier 1
215679288 | Central HP <5.4 tons | COMFORTMAKER | HRCU-A-CB (Split System: Heat Pump with Remote Outdoor Unit-Air-Source) | C5H0V36*K*AAA* |  |  | EA*5X37M21A*+WALLCON | *80CSU0401712B* | 34600 | 17.5 | 9 | 35200 | 25000 | 71.02% | 1.9 | 0 | 10 |  |  |  |  | R-454B | 2.8833 | Residential & Commercial | USHP | Ducted CEE Tier 1
215679488 | Central HP <5.4 tons | COMFORTMAKER | HRCU-A-CB (Split System: Heat Pump with Remote Outdoor Unit-Air-Source) | C5H0V36*K*AAA* |  |  | EA*5X48M21A*+WALLCON | *96CTN0802120B* | 33800 | 18 | 9 | 35000 | 25000 | 71.43% | 1.88 | 0 | 10 |  |  |  |  | R-454B | 2.8167 | Residential & Commercial | USHP | Ducted CEE Tier 1
215668613 | Central HP <5.4 tons | AIRQUEST | HRCU-A-CB (Split System: Heat Pump with Remote Outdoor Unit-Air-Source) | H5H0V36*K*AAA* |  |  | EA*5X37M17A*+WALLCON | *96CTN0601714B* | 33800 | 17.5 | 9 | 35800 | 25600 | 71.51% | 1.86 | 0 | 9.5 |  |  |  |  | R-454B | 2.8167 | Residential & Commercial | USHP
215676328 | Central HP <5.4 tons | COMFORTMAKER | HRCU-A-CB (Split System: Heat Pump with Remote Outdoor Unit-Air-Source) | C5H0V48*K*AAA* |  |  | EVD5X49M24A*+WALLCON | *80CTL1352422B* | 48000 | 19 | 9 | 50000 | 36400 | 72.8% | 2 | 0 | 10.5 |  |  |  |  | R-454B | 4 | Residential & Commercial | USHP | Ducted CEE Tier 1
215676358 | Central HP <5.4 tons | COMFORTMAKER | HRCU-A-CB (Split System: Heat Pump with Remote Outdoor Unit-Air-Source) | C5H0V48*K*AAA* |  |  | EVD5X49M24A*+WALLCON | *97CMN0802120B* | 48000 | 19 | 9 | 50000 | 36600 | 73.2% | 2 | 0 | 10 |  |  |  |  | R-454B | 4 | Residential & Commercial | USHP | Ducted CEE Tier 1
215676728 | Central HP <5.4 tons | COMFORTMAKER | HRCU-A-CB (Split System: Heat Pump with Remote Outdoor Unit-Air-Source) | C5H0V48*K*AAA* |  |  | EVD5X61M21A*+WALLCON | *80CTL0702120B* | 48500 | 19 | 9 | 50000 | 37000 | 74% | 2 | 0 | 10.5 |  |  |  |  | R-454B | 4.0417 | Residential & Commercial | USHP | Ducted CEE Tier 1
215677678 | Central HP <5.4 tons | COMFORTMAKER | HRCU-A-CB (Split System: Heat Pump with Remote Outdoor Unit-Air-Source) | C5H0V60*K*AAA* |  |  | EVD5X61M24A*+WALLCON | *95CSU0802120B* | 57500 | 18 | 9 | 64000 | 45000 | 70.31% | 2.08 | 0 | 9 |  |  |  |  | R-454B | 4.7917 | Residential & Commercial | USHP
215677798 | Central HP <5.4 tons | COMFORTMAKER | HRCU-A-CB (Split System: Heat Pump with Remote Outdoor Unit-Air-Source) | C5H0V60*K*AAA* |  |  | EA*5X60M24A*+WALLCON | *80CTL1352422B* | 55500 | 18.5 | 9 | 59000 | 41500 | 70.34% | 2.02 | 0 | 9 |  |  |  |  | R-454B | 4.625 | Residential & Commercial | USHP
215668868 | Central HP <5.4 tons | HEIL | HRCU-A-CB (Split System: Heat Pump with Remote Outdoor Unit-Air-Source) | H5H0V36*K*AAA* |  |  | EA*5X42M21A*+WALLCON | *95CSU0802120B* | 33200 | 17.5 | 8.5 | 35800 | 25600 | 71.51% | 1.86 | 0 | 9.5 |  |  |  |  | R-454B | 2.7667 | Residential & Commercial | USHP
214595040 | Central HP <5.4 tons | LUXAIRE | HRCU-A-CB (Split System: Heat Pump with Remote Outdoor Unit-Air-Source) | HH860E2S11 |  |  | CTF60C5CHS1 | Z8ES080C20SMPS1 | 54000 | 19 | 9 | 54000 | 39000 | 72.22% | 2 | 0 | 11.7 |  |  |  |  | R-454B | 4.5 | Residential & Commercial | USHP | Ducted CEE Tier 1
214421517 | Central HP <5.4 tons | LUXAIRE | HRCU-A-CB (Split System: Heat Pump with Remote Outdoor Unit-Air-Source) | HH860E2S11 |  |  | CTF60D5CJS1+JMVT20DC2N1 | 0 | 53000 | 19 | 9 | 54000 | 39000 | 72.22% | 2 | 0 | 11 |  |  |  |  | R-454B | 4.4167 | Residential & Commercial | USHP | Ducted CEE Tier 1
214396546 | Central HP <5.4 tons | LUXAIRE | HRCU-A-CB (Split System: Heat Pump with Remote Outdoor Unit-Air-Source) | HH836E2S11 |  |  | CTM48C5CFS1 | LPLC100C16MP13 | 33000 | 19 | 9 | 31200 | 25200 | 80.77% | 2 | 0 | 11 |  |  |  |  | R-454B | 2.75 | Residential & Commercial | USHP | Ducted CEE Tier 1
214396917 | Central HP <5.4 tons | LUXAIRE | HRCU-A-CB (Split System: Heat Pump with Remote Outdoor Unit-Air-Source) | HH836E2S11 |  |  | CTF36C5CDS1 | TMLE080C20MP11 | 34800 | 17 | 8.5 | 32800 | 27000 | 82.32% | 2 | 0 | 11 |  |  |  |  | R-454B | 2.9 | Residential & Commercial | USHP | Ducted CEE Tier 1
215681798 | Central HP <5.4 tons | COMFORTMAKER | HRCU-A-CB (Split System: Heat Pump with Remote Outdoor Unit-Air-Source) | C5H0V48*K*AAA* |  |  | EVM5X48M21A*+WALLCON | *97CTN0801716A* | 46500 | 18 | 9 | 50000 | 37000 | 74% | 2 | 0 | 9.5 |  |  |  |  | R-454B | 3.875 | Residential & Commercial | USHP
215681948 | Central HP <5.4 tons | COMFORTMAKER | HRCU-A-CB (Split System: Heat Pump with Remote Outdoor Unit-Air-Source) | C5H0V48*K*AAA* |  |  | EVM5X60M21A*+WALLCON | *97CTN0801716A* | 47500 | 18.5 | 9 | 50000 | 37200 | 74.4% | 1.98 | 0 | 10 |  |  |  |  | R-454B | 3.9583 | Residential & Commercial | USHP | Ducted CEE Tier 1
215682168 | Central HP <5.4 tons | COMFORTMAKER | HRCU-A-CB (Split System: Heat Pump with Remote Outdoor Unit-Air-Source) | C5H0V48*K*AAA* |  |  | EVD5X48M21A*+WALLCON | *97CTN1002122A* | 47000 | 18.5 | 9 | 50000 | 36400 | 72.8% | 2 | 0 | 10 |  |  |  |  | R-454B | 3.9167 | Residential & Commercial | USHP | Ducted CEE Tier 1
215682418 | Central HP <5.4 tons | COMFORTMAKER | HRCU-A-CB (Split System: Heat Pump with Remote Outdoor Unit-Air-Source) | C5H0V48*K*AAA* |  |  | EVD5X60M24A*+WALLCON | *97CTN1002122A* | 48000 | 19 | 9 | 50000 | 36600 | 73.2% | 2 | 0 | 10 |  |  |  |  | R-454B | 4 | Residential & Commercial | USHP | Ducted CEE Tier 1
215682868 | Central HP <5.4 tons | COMFORTMAKER | HRCU-A-CB (Split System: Heat Pump with Remote Outdoor Unit-Air-Source) | C5H0V60*K*AAA* |  |  | EVM5X60M24A*+WALLCON | *96CTN0802120B* | 56500 | 18 | 9 | 63500 | 44500 | 70.08% | 2.08 | 0 | 9 |  |  |  |  | R-454B | 4.7083 | Residential & Commercial | USHP
214719839 | Central HP <5.4 tons | LUXAIRE | HRCU-A-CB (Split System: Heat Pump with Remote Outdoor Unit-Air-Source) | HH836E2S11 |  |  | CTU48C5XFS1+TXV | TM8E120C16MP11 | 33600 | 19 | 9 | 31400 | 25400 | 80.89% | 2 | 0 | 11 |  |  |  |  | R-454B | 2.8 | Residential & Commercial | USHP | Ducted CEE Tier 1
213080318 | Central HP <5.4 tons | AIRQUEST | HRCU-A-CB (Split System: Heat Pump with Remote Outdoor Unit-Air-Source) | DLCURAH36ABK |  |  | EA*4X43L21A* | *96MSN1002120A* | 36600 | 16 | 8.5 | 38500 | 34800 | 90.39% | 2.1 | 0 | 10 |  |  |  |  | R-410A | 3.05 | Residential & Commercial | USHP | Ducted CEE Tier 1
213080377 | Central HP <5.4 tons | AIRQUEST | HRCU-A-CB (Split System: Heat Pump with Remote Outdoor Unit-Air-Source) | DLCURAH36ABK |  |  | EA*4X36L21A* | *96MSN1002122A* | 35000 | 16 | 8.1 | 38500 | 35200 | 91.43% | 1.82 | 0 | 9.5 |  |  |  |  | R-410A | 2.9167 | Residential & Commercial | USHP
212987750 | Central HP <5.4 tons | AIRQUEST | HRCU-A-CB (Split System: Heat Pump with Remote Outdoor Unit-Air-Source) | DLCURAH30ABK |  |  | EA*4X42L24A* | *96MSN0802120A* | 29800 | 15.2 | 8.1 | 34200 | 27600 | 80.7% | 1.8 | 0 | 9 |  |  |  |  | R-410A | 2.4833 | Residential & Commercial | USHP
212988050 | Central HP <5.4 tons | AIRQUEST | HRCU-A-CB (Split System: Heat Pump with Remote Outdoor Unit-Air-Source) | DLCURAH30ABK |  |  | EA*4X42L21A* | *96MSN1002120A* | 30200 | 15.2 | 8.5 | 34000 | 27400 | 80.59% | 1.8 | 0 | 9 |  |  |  |  | R-410A | 2.5167 | Residential & Commercial | USHP
214719864 | Central HP <5.4 tons | LUXAIRE | HRCU-A-CB (Split System: Heat Pump with Remote Outdoor Unit-Air-Source) | HH836E2S11 |  |  | CTU48C5XFS1+TXV | TMLE120C20MP11 | 34400 | 17 | 8.5 | 32400 | 25600 | 79.01% | 2 | 0 | 11 |  |  |  |  | R-454B | 2.8667 | Residential & Commercial | USHP | Ducted CEE Tier 1
215679708 | Central HP <5.4 tons | COMFORTMAKER | HRCU-A-CB (Split System: Heat Pump with Remote Outdoor Unit-Air-Source) | C5H0V36*K*AAA* |  |  | ESH5X36M12A*+WALLCON | *96CTN0802120B* | 33600 | 16 | 8.5 | 35800 | 25400 | 70.95% | 1.76 | 0 | 9.5 |  |  |  |  | R-454B | 2.8 | Residential & Commercial | USHP
215679788 | Central HP <5.4 tons | COMFORTMAKER | HRCU-A-CB (Split System: Heat Pump with Remote Outdoor Unit-Air-Source) | C5H0V36*K*AAA* |  |  | ESH5X42M12A*+WALLCON | *96CTN0802120B* | 34000 | 16 | 8.5 | 35600 | 25200 | 70.79% | 1.76 | 0 | 9.5 |  |  |  |  | R-454B | 2.8333 | Residential & Commercial | USHP
210471217 | Central HP <5.4 tons | DAY & NIGHT | HRCU-A-CB (Split System: Heat Pump with Remote Outdoor Unit-Air-Source) | CVH837GKA2* |  |  | EHD4X60AAL+WALLCON | *96CTN1202422A* | 33000 | 17 | 8.1 | 32200 | 24800 | 77.02% | 2.02 | 0 | 11.5 |  |  |  |  | R-410A | 2.75 | Residential & Commercial | USHP | Ducted CEE Tier 1
215681458 | Central HP <5.4 tons | COMFORTMAKER | HRCU-A-CB (Split System: Heat Pump with Remote Outdoor Unit-Air-Source) | C5H0V48*K*AAA* |  |  | EA*5X61M21A*+WALLCON | *80CSU0601716B* | 46000 | 17.5 | 9 | 48000 | 33800 | 70.42% | 2.08 | 0 | 9.5 |  |  |  |  | R-454B | 3.8333 | Residential & Commercial | USHP
215681558 | Central HP <5.4 tons | COMFORTMAKER | HRCU-A-CB (Split System: Heat Pump with Remote Outdoor Unit-Air-Source) | C5H0V48*K*AAA* |  |  | EA*5X61M24A*+WALLCON | *97CTN1002122A* | 46000 | 18.5 | 9 | 47500 | 33600 | 70.74% | 2.06 | 0 | 10 |  |  |  |  | R-454B | 3.8333 | Residential & Commercial | USHP | Ducted CEE Tier 1
215681758 | Central HP <5.4 tons | COMFORTMAKER | HRCU-A-CB (Split System: Heat Pump with Remote Outdoor Unit-Air-Source) | C5H0V48*K*AAA* |  |  | EVM5X48M21A*+WALLCON | *80CSU0401712B* | 47000 | 18 | 9 | 50000 | 36400 | 72.8% | 2 | 0 | 9.5 |  |  |  |  | R-454B | 3.9167 | Residential & Commercial | USHP
215681908 | Central HP <5.4 tons | COMFORTMAKER | HRCU-A-CB (Split System: Heat Pump with Remote Outdoor Unit-Air-Source) | C5H0V48*K*AAA* |  |  | EVM5X60M21A*+WALLCON | *80CSU0401712B* | 48000 | 18.5 | 9 | 50000 | 36600 | 73.2% | 2 | 0 | 10 |  |  |  |  | R-454B | 4 | Residential & Commercial | USHP | Ducted CEE Tier 1
215682458 | Central HP <5.4 tons | COMFORTMAKER | HRCU-A-CB (Split System: Heat Pump with Remote Outdoor Unit-Air-Source) | C5H0V48*K*AAA* |  |  | EVD5X61M21A*+WALLCON | *80CSU0601716B* | 48500 | 19 | 9 | 50000 | 36800 | 73.6% | 2.1 | 0 | 10 |  |  |  |  | R-454B | 4.0417 | Residential & Commercial | USHP | Ducted CEE Tier 1
215679338 | Central HP <5.4 tons | COMFORTMAKER | HRCU-A-CB (Split System: Heat Pump with Remote Outdoor Unit-Air-Source) | C5H0V36*K*AAA* |  |  | EA*5X37M21A*+WALLCON | *97CTN1002122A* | 34600 | 18 | 9 | 35200 | 25000 | 71.02% | 1.9 | 0 | 10 |  |  |  |  | R-454B | 2.8833 | Residential & Commercial | USHP | Ducted CEE Tier 1
212969527 | Central HP <5.4 tons | BRYANT HEATING AND COOLING SYSTEMS | HRCU-A-CB (Split System: Heat Pump with Remote Outdoor Unit-Air-Source) | 38MURAQ18AB3* |  |  | CAP**2417AL* | 82*SB36045V14*** | 17700 | 16.5 | 8.5 | 18600 | 19300 | 103.8% | 2.32 | 0 | 10.5 |  |  |  |  | R-410A | 1.475 | Residential & Commercial | USHP | Ducted CEE Tier 1
212969997 | Central HP <5.4 tons | BRYANT HEATING AND COOLING SYSTEMS | HRCU-A-CB (Split System: Heat Pump with Remote Outdoor Unit-Air-Source) | 38MURAQ18AB3* |  |  | CAP**3017AL* | 82*SB48070V17*** | 17500 | 16.5 | 8.5 | 18000 | 18700 | 103.9% | 2.26 | 0 | 10.5 |  |  |  |  | R-410A | 1.4583 | Residential & Commercial | USHP | Ducted CEE Tier 1
213771308 | Central HP <5.4 tons | AIRQUEST | HRCU-A-CB (Split System: Heat Pump with Remote Outdoor Unit-Air-Source) | HVH825GKA2* |  |  | EA*4X42L21A*+WALLCON | *97CMN0601714B* | 23600 | 16 | 8.1 | 21600 | 16700 | 77.31% | 1.94 | 0 | 10.5 |  |  |  |  | R-410A | 1.9667 | Residential & Commercial | USHP | Ducted CEE Tier 1
213771528 | Central HP <5.4 tons | AIRQUEST | HRCU-A-CB (Split System: Heat Pump with Remote Outdoor Unit-Air-Source) | HVH825GKA2* |  |  | EA*4X43L21A*+WALLCON | *96CTN0601714B* | 24400 | 16.5 | 8.1 | 21200 | 16700 | 78.77% | 2.02 | 0 | 11 |  |  |  |  | R-410A | 2.0333 | Residential & Commercial | USHP | Ducted CEE Tier 1
215676658 | Central HP <5.4 tons | COMFORTMAKER | HRCU-A-CB (Split System: Heat Pump with Remote Outdoor Unit-Air-Source) | C5H0V48*K*AAA* |  |  | EVD5X60M24A*+WALLCON | *97CMN0602120B* | 47500 | 18.5 | 9 | 50000 | 37000 | 74% | 1.98 | 0 | 10 |  |  |  |  | R-454B | 3.9583 | Residential & Commercial | USHP | Ducted CEE Tier 1
216763586 | Central HP <5.4 tons | TRANE | HRCU-A-CB (Split System: Heat Pump with Remote Outdoor Unit-Air-Source) | 5TWR7036A1 |  |  | 5PX*B004AS3 | S9V2B060U3VSB | 32200 | 17.1 | 8.7 | 32200 | 24000 | 74.53% | 2.1 | 0 | 11.7 |  |  |  |  | R-454B | 2.6833 | Residential & Commercial | USHP | Ducted CEE Tier 1
216763734 | Central HP <5.4 tons | TRANE | HRCU-A-CB (Split System: Heat Pump with Remote Outdoor Unit-Air-Source) | 5TWR7036A1 |  |  | 5PX*CD07AS3 | S9V2C100D4VSB | 33400 | 17.1 | 8.7 | 33200 | 24400 | 73.49% | 2.1 | 0 | 12 |  |  |  |  | R-454B | 2.7833 | Residential & Commercial | USHP | Ducted CEE Tier 1
216763784 | Central HP <5.4 tons | TRANE | HRCU-A-CB (Split System: Heat Pump with Remote Outdoor Unit-Air-Source) | 5TWR7036A1 |  |  | 5TEM6D06AV41+TDR | 0 | 34800 | 17.1 | 9 | 32200 | 23800 | 73.91% | 2.2 | 0 | 12.5 |  |  |  |  | R-454B | 2.9 | Residential & Commercial | USHP | Ducted CEE Tier 1
216763800 | Central HP <5.4 tons | TRANE | HRCU-A-CB (Split System: Heat Pump with Remote Outdoor Unit-Air-Source) | 5TWR7036A1 |  |  | 5TXCB004AS3 | L8V1B080U4VSB | 32000 | 17 | 8.7 | 32200 | 24000 | 74.53% | 2.1 | 0 | 11.7 |  |  |  |  | R-454B | 2.6667 | Residential & Commercial | USHP | Ducted CEE Tier 1
216763802 | Central HP <5.4 tons | TRANE | HRCU-A-CB (Split System: Heat Pump with Remote Outdoor Unit-Air-Source) | 5TWR7036A1 |  |  | 5TXCB004AS3 | L9X1A050U3VSA | 31600 | 16 | 8.5 | 32800 | 24600 | 75% | 2 | 0 | 11 |  |  |  |  | R-454B | 2.6333 | Residential & Commercial | USHP | Ducted CEE Tier 1
216763834 | Central HP <5.4 tons | TRANE | HRCU-A-CB (Split System: Heat Pump with Remote Outdoor Unit-Air-Source) | 5TWR7036A1 |  |  | 5TXCB006AS3 | *UHMB080CCV3 | 33200 | 17.1 | 9 | 32400 | 24000 | 74.07% | 2.1 | 0 | 12 |  |  |  |  | R-454B | 2.7667 | Residential & Commercial | USHP | Ducted CEE Tier 1
215681598 | Central HP <5.4 tons | COMFORTMAKER | HRCU-A-CB (Split System: Heat Pump with Remote Outdoor Unit-Air-Source) | C5H0V48*K*AAA* |  |  | ESH5X48M12A*+WALLCON | *80CSU0601716B* | 45000 | 16 | 8.5 | 49000 | 34400 | 70.2% | 2.04 | 0 | 9 |  |  |  |  | R-454B | 3.75 | Residential & Commercial | USHP
215681818 | Central HP <5.4 tons | COMFORTMAKER | HRCU-A-CB (Split System: Heat Pump with Remote Outdoor Unit-Air-Source) | C5H0V48*K*AAA* |  |  | EVM5X49M21A*+WALLCON | *96CTN0802120B* | 48000 | 19 | 9 | 50000 | 36800 | 73.6% | 2 | 0 | 10 |  |  |  |  | R-454B | 4 | Residential & Commercial | USHP | Ducted CEE Tier 1
215681968 | Central HP <5.4 tons | COMFORTMAKER | HRCU-A-CB (Split System: Heat Pump with Remote Outdoor Unit-Air-Source) | C5H0V48*K*AAA* |  |  | EVM5X60M21A*+WALLCON | *97CTN1002122A* | 48000 | 19 | 9 | 50000 | 36800 | 73.6% | 2 | 0 | 10.5 |  |  |  |  | R-454B | 4 | Residential & Commercial | USHP | Ducted CEE Tier 1
215681998 | Central HP <5.4 tons | COMFORTMAKER | HRCU-A-CB (Split System: Heat Pump with Remote Outdoor Unit-Air-Source) | C5H0V48*K*AAA* |  |  | EVM5X60M24A*+WALLCON | *80CSU1002120B* | 48000 | 18.5 | 9 | 50000 | 36600 | 73.2% | 2 | 0 | 10 |  |  |  |  | R-454B | 4 | Residential & Commercial | USHP | Ducted CEE Tier 1
216764643 | Central HP <5.4 tons | TRANE | HRCU-A-CB (Split System: Heat Pump with Remote Outdoor Unit-Air-Source) | 5TWR7036A1 |  |  | 5PX*BD06AS3 | S8X1B060M4PTC | 33400 | 17.1 | 8.7 | 33400 | 24400 | 73.05% | 2.1 | 0 | 12 |  |  |  |  | R-454B | 2.7833 | Residential & Commercial | USHP | Ducted CEE Tier 1
215681538 | Central HP <5.4 tons | COMFORTMAKER | HRCU-A-CB (Split System: Heat Pump with Remote Outdoor Unit-Air-Source) | C5H0V48*K*AAA* |  |  | EA*5X61M24A*+WALLCON | *80CSU1002120B* | 46000 | 18 | 9 | 47500 | 33600 | 70.74% | 2.08 | 0 | 9.5 |  |  |  |  | R-454B | 3.8333 | Residential & Commercial | USHP
215681668 | Central HP <5.4 tons | COMFORTMAKER | HRCU-A-CB (Split System: Heat Pump with Remote Outdoor Unit-Air-Source) | C5H0V48*K*AAA* |  |  | ESH5X60M12A*+WALLCON | *96CTN0802120B* | 45500 | 16.5 | 8.5 | 48000 | 33800 | 70.42% | 2.06 | 0 | 9.5 |  |  |  |  | R-454B | 3.7917 | Residential & Commercial | USHP
216764119 | Central HP <5.4 tons | TRANE | HRCU-A-CB (Split System: Heat Pump with Remote Outdoor Unit-Air-Source) | 5TWX7024A1 |  |  | 5PX*B004AS3 | S9V2B040U3PSC | 23200 | 17.5 | 9 | 21800 | 17300 | 79.36% | 2 | 0 | 12.5 |  |  |  |  | R-454B | 1.9333 | Residential & Commercial | USHP | Ducted CEE Tier 1
216764135 | Central HP <5.4 tons | TRANE | HRCU-A-CB (Split System: Heat Pump with Remote Outdoor Unit-Air-Source) | 5TWX7024A1 |  |  | 5PX*B006AS3 | *UHMB060CCV3 | 24000 | 18 | 9 | 21800 | 17400 | 79.82% | 2 | 0 | 13 |  |  |  |  | R-454B | 2 | Residential & Commercial | USHP | Ducted CEE Tier 1
216764137 | Central HP <5.4 tons | TRANE | HRCU-A-CB (Split System: Heat Pump with Remote Outdoor Unit-Air-Source) | 5TWX7024A1 |  |  | 5PX*B006AS3 | S9V2B080D4VSB | 22000 | 16.5 | 9 | 21200 | 17100 | 80.66% | 2 | 0 | 11.7 |  |  |  |  | R-454B | 1.8333 | Residential & Commercial | USHP | Ducted CEE Tier 1
216764138 | Central HP <5.4 tons | TRANE | HRCU-A-CB (Split System: Heat Pump with Remote Outdoor Unit-Air-Source) | 5TWX7024A1 |  |  | 5PX*B006AS3 | S9V2B080D4PSC | 22000 | 16.5 | 9 | 21200 | 17100 | 80.66% | 2 | 0 | 11.7 |  |  |  |  | R-454B | 1.8333 | Residential & Commercial | USHP | Ducted CEE Tier 1
216764254 | Central HP <5.4 tons | TRANE | HRCU-A-CB (Split System: Heat Pump with Remote Outdoor Unit-Air-Source) | 5TWX7036A1 |  |  | 5PX*B006AS3 | S8X1A040M3PSC | 33400 | 17.5 | 8.7 | 32800 | 24400 | 74.39% | 2.1 | 0 | 11.7 |  |  |  |  | R-454B | 2.7833 | Residential & Commercial | USHP | Ducted CEE Tier 1
214396932 | Central HP <5.4 tons | LUXAIRE | HRCU-A-CB (Split System: Heat Pump with Remote Outdoor Unit-Air-Source) | HH836E2S11 |  |  | CTF48C5CFS1 | TM8E080C16MP11 | 33200 | 19 | 9 | 31200 | 25400 | 81.41% | 2 | 0 | 11 |  |  |  |  | R-454B | 2.7667 | Residential & Commercial | USHP | Ducted CEE Tier 1
214396982 | Central HP <5.4 tons | LUXAIRE | HRCU-A-CB (Split System: Heat Pump with Remote Outdoor Unit-Air-Source) | HH836E2S11 |  |  | CTF48C5CFS1 | TPLC080C16MP13 | 33400 | 18 | 9 | 31600 | 25400 | 80.38% | 2 | 0 | 11 |  |  |  |  | R-454B | 2.7833 | Residential & Commercial | USHP | Ducted CEE Tier 1
216783859 | Central HP <5.4 tons | LUXAIRE | HRCU-A-CB (Split System: Heat Pump with Remote Outdoor Unit-Air-Source) | HH824E2S11 |  |  | CTM36B5ADS1 | Z8ES060A12LMPS1 | 23000 | 18 | 9.5 | 23000 | 18500 | 80.43% | 2 | 0 | 12 |  |  |  |  | R-454B | 1.9167 | Residential & Commercial | USHP | Ducted CEE Tier 1
214396248 | Central HP <5.4 tons | LUXAIRE | HRCU-A-CB (Split System: Heat Pump with Remote Outdoor Unit-Air-Source) | HH824E2S11 |  |  | CTF36B5ADS1 | TM9Y080B12MP11 | 23000 | 18 | 9.5 | 23000 | 18600 | 80.87% | 2 | 0 | 12 |  |  |  |  | R-454B | 1.9167 | Residential & Commercial | USHP | Ducted CEE Tier 1
214397334 | Central HP <5.4 tons | LUXAIRE | HRCU-A-CB (Split System: Heat Pump with Remote Outdoor Unit-Air-Source) | HH836E2S11 |  |  | CTM48C5CFS1 | TM8E080C20MP11 | 34600 | 18 | 8.5 | 32800 | 25800 | 78.66% | 2 | 0 | 11 |  |  |  |  | R-454B | 2.8833 | Residential & Commercial | USHP | Ducted CEE Tier 1
214396816 | Central HP <5.4 tons | LUXAIRE | HRCU-A-CB (Split System: Heat Pump with Remote Outdoor Unit-Air-Source) | HH836E2S11 |  |  | CTF36C5CDS1 | TL8E080C16UH11 | 34200 | 18 | 8.5 | 32200 | 26400 | 81.99% | 2 | 0 | 11 |  |  |  |  | R-454B | 2.85 | Residential & Commercial | USHP | Ducted CEE Tier 1
216783073 | Central HP <5.4 tons | LUXAIRE | HRCU-A-CB (Split System: Heat Pump with Remote Outdoor Unit-Air-Source) | HH860E2S11 |  |  | CTF60D5CJS1 | Z8ES130D20LMPS1 | 53500 | 19 | 9 | 54500 | 39000 | 71.56% | 2 | 0 | 11 |  |  |  |  | R-454B | 4.4583 | Residential & Commercial | USHP | Ducted CEE Tier 1
214609166 | Central HP <5.4 tons | LUXAIRE | HRCU-A-CB (Split System: Heat Pump with Remote Outdoor Unit-Air-Source) | HH860E2S11 |  |  | CTM60D5CHS1 | Z9ES120D20SMPS1 | 53500 | 19 | 8.5 | 53500 | 38500 | 71.96% | 2 | 0 | 11.7 |  |  |  |  | R-454B | 4.4583 | Residential & Commercial | USHP | Ducted CEE Tier 1
214719698 | Central HP <5.4 tons | LUXAIRE | HRCU-A-CB (Split System: Heat Pump with Remote Outdoor Unit-Air-Source) | HH836E2S11 |  |  | CTU36B5XDS1+TXV | TM8E080B12MP11 | 33600 | 18 | 8.5 | 31800 | 26000 | 81.76% | 2 | 0 | 11 |  |  |  |  | R-454B | 2.8 | Residential & Commercial | USHP | Ducted CEE Tier 1
214719987 | Central HP <5.4 tons | LUXAIRE | HRCU-A-CB (Split System: Heat Pump with Remote Outdoor Unit-Air-Source) | HH836E2S11 |  |  | CTU48C5XFS1+TXV | TM9E080C16MP12 | 33400 | 19 | 9 | 31400 | 25400 | 80.89% | 2 | 0 | 11 |  |  |  |  | R-454B | 2.7833 | Residential & Commercial | USHP | Ducted CEE Tier 1
214720064 | Central HP <5.4 tons | LUXAIRE | HRCU-A-CB (Split System: Heat Pump with Remote Outdoor Unit-Air-Source) | HH836E2S11 |  |  | CTU48C5XFS1+TXV | TMLV100C16MP12 | 33400 | 18 | 9 | 31600 | 25400 | 80.38% | 2 | 0 | 11 |  |  |  |  | R-454B | 2.7833 | Residential & Commercial | USHP | Ducted CEE Tier 1
214719973 | Central HP <5.4 tons | LUXAIRE | HRCU-A-CB (Split System: Heat Pump with Remote Outdoor Unit-Air-Source) | HH860E2S11 |  |  | CTU60C5XGS1+TXV | LPLC100C20MP13 | 44500 | 18 | 9 | 45000 | 33800 | 75.11% | 2 | 0 | 11 |  |  |  |  | R-454B | 3.7083 | Residential & Commercial | USHP | Ducted CEE Tier 1
214720207 | Central HP <5.4 tons | LUXAIRE | HRCU-A-CB (Split System: Heat Pump with Remote Outdoor Unit-Air-Source) | HH860E2S11 |  |  | CTU60C5XGS1+TXV | Z9ES100C16SMPS1 | 45500 | 18 | 9 | 46500 | 34200 | 73.55% | 2 | 0 | 11 |  |  |  |  | R-454B | 3.7917 | Residential & Commercial | USHP | Ducted CEE Tier 1
214719946 | Central HP <5.4 tons | LUXAIRE | HRCU-A-CB (Split System: Heat Pump with Remote Outdoor Unit-Air-Source) | HH860E2S11 |  |  | CTU60C5XGS1+TXV | TM8V120C20MP12 | 44500 | 18 | 9 | 45000 | 33800 | 75.11% | 2 | 0 | 11 |  |  |  |  | R-454B | 3.7083 | Residential & Commercial | USHP | Ducted CEE Tier 1
214609083 | Central HP <5.4 tons | LUXAIRE | HRCU-A-CB (Split System: Heat Pump with Remote Outdoor Unit-Air-Source) | HH860E2S11 |  |  | CTF60C5CGS1 | Z9ES080C20SMPS1 | 44500 | 18 | 9 | 45500 | 33400 | 73.41% | 2 | 0 | 11.7 |  |  |  |  | R-454B | 3.7083 | Residential & Commercial | USHP | Ducted CEE Tier 1
215681418 | Central HP <5.4 tons | COMFORTMAKER | HRCU-A-CB (Split System: Heat Pump with Remote Outdoor Unit-Air-Source) | C5H0V48*K*AAA* |  |  | EA*5X60M24A*+WALLCON | *97CTN1002122A* | 45000 | 18 | 9 | 47500 | 33600 | 70.74% | 2.06 | 0 | 10 |  |  |  |  | R-454B | 3.75 | Residential & Commercial | USHP | Ducted CEE Tier 1
215681788 | Central HP <5.4 tons | COMFORTMAKER | HRCU-A-CB (Split System: Heat Pump with Remote Outdoor Unit-Air-Source) | C5H0V48*K*AAA* |  |  | EVM5X48M21A*+WALLCON | *80CSU1002120B* | 47000 | 18 | 9 | 50000 | 36400 | 72.8% | 2 | 0 | 9.5 |  |  |  |  | R-454B | 3.9167 | Residential & Commercial | USHP
216764721 | Central HP <5.4 tons | TRANE | HRCU-A-CB (Split System: Heat Pump with Remote Outdoor Unit-Air-Source) | 5TWR7036A1 |  |  | 5TXCB004AS3 | S8X1B060M4PTC | 32400 | 17.1 | 8.7 | 32400 | 24000 | 74.07% | 2.1 | 0 | 11.7 |  |  |  |  | R-454B | 2.7 | Residential & Commercial | USHP | Ducted CEE Tier 1
216766090 | Central HP <5.4 tons | TRANE | HRCU-A-CB (Split System: Heat Pump with Remote Outdoor Unit-Air-Source) | 5TWR7036A1 |  |  | 5PX*BD04AS3 | S9X2B040D3PSB | 32600 | 16 | 8.2 | 33800 | 24800 | 73.37% | 1.98 | 0 | 11.2 |  |  |  |  | R-454B | 2.7167 | Residential & Commercial | USHP | Ducted CEE Tier 1
215681938 | Central HP <5.4 tons | COMFORTMAKER | HRCU-A-CB (Split System: Heat Pump with Remote Outdoor Unit-Air-Source) | C5H0V48*K*AAA* |  |  | EVM5X60M21A*+WALLCON | *80CSU1002120B* | 48000 | 18.5 | 9 | 50000 | 36600 | 73.2% | 2 | 0 | 10 |  |  |  |  | R-454B | 4 | Residential & Commercial | USHP | Ducted CEE Tier 1
215682088 | Central HP <5.4 tons | COMFORTMAKER | HRCU-A-CB (Split System: Heat Pump with Remote Outdoor Unit-Air-Source) | C5H0V48*K*AAA* |  |  | EVM5X61M24A*+WALLCON | *97CTN1202422A* | 48500 | 19.5 | 9.5 | 50000 | 36600 | 73.2% | 2.12 | 0 | 10.5 |  |  |  |  | R-454B | 4.0417 | Residential & Commercial | USHP | Ducted CEE Tier 1
215682288 | Central HP <5.4 tons | COMFORTMAKER | HRCU-A-CB (Split System: Heat Pump with Remote Outdoor Unit-Air-Source) | C5H0V48*K*AAA* |  |  | EVD5X49M24A*+WALLCON | *97CTN1202422A* | 48000 | 19 | 9 | 50000 | 36600 | 73.2% | 2 | 0 | 10.5 |  |  |  |  | R-454B | 4 | Residential & Commercial | USHP | Ducted CEE Tier 1
216764775 | Central HP <5.4 tons | TRANE | HRCU-A-CB (Split System: Heat Pump with Remote Outdoor Unit-Air-Source) | 5TWR7048A1 |  |  | 5PX*CD09AS3 | S8X2C100M5PTC | 43500 | 17.1 | 8.7 | 44000 | 32200 | 73.18% | 2.1 | 0 | 12 |  |  |  |  | R-454B | 3.625 | Residential & Commercial | USHP | Ducted CEE Tier 1
213771628 | Central HP <5.4 tons | AIRQUEST | HRCU-A-CB (Split System: Heat Pump with Remote Outdoor Unit-Air-Source) | HVH825GKA2* |  |  | EA*4X48L21A*+WALLCON | *97CMN0801714B* | 24000 | 16.5 | 8.1 | 21000 | 16600 | 79.05% | 2 | 0 | 11 |  |  |  |  | R-410A | 2 | Residential & Commercial | USHP | Ducted CEE Tier 1
212970647 | Central HP <5.4 tons | BRYANT HEATING AND COOLING SYSTEMS | HRCU-A-CB (Split System: Heat Pump with Remote Outdoor Unit-Air-Source) | 38MURAQ36AB3* |  |  | CAP**3721AL* | 82*SB60090V21*** | 36600 | 16 | 8.5 | 38500 | 35000 | 90.91% | 2.08 | 0 | 10 |  |  |  |  | R-410A | 3.05 | Residential & Commercial | USHP | Ducted CEE Tier 1
215677098 | Central HP <5.4 tons | COMFORTMAKER | HRCU-A-CB (Split System: Heat Pump with Remote Outdoor Unit-Air-Source) | C5H0V60*K*AAA* |  |  | EVM5X60M24A*+WALLCON | *80CSU1002120A* | 56500 | 18 | 9 | 63000 | 44500 | 70.63% | 2.08 | 0 | 9 |  |  |  |  | R-454B | 4.7083 | Residential & Commercial | USHP
215679738 | Central HP <5.4 tons | COMFORTMAKER | HRCU-A-CB (Split System: Heat Pump with Remote Outdoor Unit-Air-Source) | C5H0V36*K*AAA* |  |  | ESH5X36M12A*+WALLCON | *97CTN0601716A* | 33400 | 16 | 8.5 | 36000 | 25800 | 71.67% | 1.76 | 0 | 9 |  |  |  |  | R-454B | 2.7833 | Residential & Commercial | USHP
215679758 | Central HP <5.4 tons | COMFORTMAKER | HRCU-A-CB (Split System: Heat Pump with Remote Outdoor Unit-Air-Source) | C5H0V36*K*AAA* |  |  | ESH5X36M12A*+WALLCON | *97CTN0802120A* | 33600 | 16 | 8.5 | 35800 | 25400 | 70.95% | 1.76 | 0 | 9.5 |  |  |  |  | R-454B | 2.8 | Residential & Commercial | USHP
215679938 | Central HP <5.4 tons | COMFORTMAKER | HRCU-A-CB (Split System: Heat Pump with Remote Outdoor Unit-Air-Source) | C5H0V36*K*AAA* |  |  | ESH5X60M12A*+WALLCON | *96CTN0802120B* | 34600 | 16.5 | 8.5 | 34600 | 24800 | 71.68% | 1.8 | 0 | 9.5 |  |  |  |  | R-454B | 2.8833 | Residential & Commercial | USHP
215679958 | Central HP <5.4 tons | COMFORTMAKER | HRCU-A-CB (Split System: Heat Pump with Remote Outdoor Unit-Air-Source) | C5H0V36*K*AAA* |  |  | ESH5X60M12A*+WALLCON | *80CSU0601716B* | 34600 | 17 | 8.5 | 34600 | 24800 | 71.68% | 1.92 | 0 | 10 |  |  |  |  | R-454B | 2.8833 | Residential & Commercial | USHP | Ducted CEE Tier 1
211230801 | Central HP <5.4 tons | DAY & NIGHT | HRCU-A-CB (Split System: Heat Pump with Remote Outdoor Unit-Air-Source) | DLCURAH36ABK |  |  | EN(A,D)4X48L24** | OLV154F20A | 37400 | 15.2 | 8.5 | 39500 | 35200 | 89.11% | 2.1 | 0 | 10.5 |  |  |  |  | R-410A | 3.1167 | Residential & Commercial | USHP | Ducted CEE Tier 1
216763967 | Central HP <5.4 tons | TRANE | HRCU-A-CB (Split System: Heat Pump with Remote Outdoor Unit-Air-Source) | 5TWR7048A1 |  |  | 5PX*D010AS3 | S8X1D120M5PSC | 44000 | 17.1 | 9 | 44500 | 32400 | 72.81% | 2.2 | 0 | 12 |  |  |  |  | R-454B | 3.6667 | Residential & Commercial | USHP | Ducted CEE Tier 1
216764222 | Central HP <5.4 tons | TRANE | HRCU-A-CB (Split System: Heat Pump with Remote Outdoor Unit-Air-Source) | 5TWX7036A1 |  |  | 5PX*B004AS3 | S8X1A040M3PSC | 32400 | 17.1 | 8.7 | 32600 | 24200 | 74.23% | 2.1 | 0 | 11.5 |  |  |  |  | R-454B | 2.7 | Residential & Commercial | USHP | Ducted CEE Tier 1
216733765 | Central HP <5.4 tons | TEMPSTAR | HRCU-A-CB (Split System: Heat Pump with Remote Outdoor Unit-Air-Source) | D5CUHAH24AAK |  |  | EA*5X30M14A* | *96VSN0401410B* | 22000 | 15.5 | 8.1 | 21000 | 18900 | 90% | 1.85 | 0 | 10.5 |  |  |  |  | R-454B | 1.8333 | Residential & Commercial | USHP | Ducted CEE Tier 1
216764147 | Central HP <5.4 tons | TRANE | HRCU-A-CB (Split System: Heat Pump with Remote Outdoor Unit-Air-Source) | 5TWX7024A1 |  |  | 5PX*B006AS3 | S9V2B060U3VSB | 23800 | 18 | 9 | 21800 | 17400 | 79.82% | 2 | 0 | 12.7 |  |  |  |  | R-454B | 1.9833 | Residential & Commercial | USHP | Ducted CEE Tier 1
215678048 | Central HP <5.4 tons | COMFORTMAKER | HRCU-A-CB (Split System: Heat Pump with Remote Outdoor Unit-Air-Source) | C5H0V60*K*AAA* |  |  | ESH5X60M12A*+WALLCON | *80CSU1002120A* | 55500 | 17 | 8.5 | 60000 | 42000 | 70% | 1.9 | 0 | 8.5 |  |  |  |  | R-454B | 4.625 | Residential & Commercial | USHP
215682578 | Central HP <5.4 tons | COMFORTMAKER | HRCU-A-CB (Split System: Heat Pump with Remote Outdoor Unit-Air-Source) | C5H0V60*K*AAA* |  |  | EA*5X60M24A*+WALLCON | *96CTN0802120B* | 54500 | 18.5 | 9 | 59500 | 42000 | 70.59% | 1.9 | 0 | 8.5 |  |  |  |  | R-454B | 4.5417 | Residential & Commercial | USHP
215682658 | Central HP <5.4 tons | COMFORTMAKER | HRCU-A-CB (Split System: Heat Pump with Remote Outdoor Unit-Air-Source) | C5H0V60*K*AAA* |  |  | EA*5X61M24A*+WALLCON | *96CTN0802120B* | 56000 | 18.5 | 9 | 60000 | 42000 | 70% | 2.02 | 0 | 9 |  |  |  |  | R-454B | 4.6667 | Residential & Commercial | USHP
215677748 | Central HP <5.4 tons | COMFORTMAKER | HRCU-A-CB (Split System: Heat Pump with Remote Outdoor Unit-Air-Source) | C5H0V60*K*AAA* |  |  | EA*5X60M24A*+WALLCON | *80CSU0802120A* | 55000 | 18.5 | 8.5 | 59000 | 41500 | 70.34% | 2.02 | 0 | 9 |  |  |  |  | R-454B | 4.5833 | Residential & Commercial | USHP
216766770 | Central HP <5.4 tons | TRANE | HRCU-A-CB (Split System: Heat Pump with Remote Outdoor Unit-Air-Source) | 5TWR7060A1 |  |  | 5TXCD010AS3 | S8V2C080M5PDB | 52000 | 15.2 | 8.7 | 51000 | 38500 | 75.49% | 2.21 | 0 | 11.2 |  |  |  |  | R-454B | 4.3333 | Residential & Commercial | USHP | Ducted CEE Tier 1
211242046 | Central HP <5.4 tons | DAY & NIGHT | HRCU-A-CB (Split System: Heat Pump with Remote Outdoor Unit-Air-Source) | DLCURAH24ABK |  |  | EA*4X36L17A* | *96VTN0601412A* | 23600 | 16.5 | 8.5 | 25800 | 23400 | 90.7% | 1.94 | 0 | 10 |  |  |  |  | R-410A | 1.9667 | Residential & Commercial | USHP | Ducted CEE Tier 1
211242180 | Central HP <5.4 tons | DAY & NIGHT | HRCU-A-CB (Split System: Heat Pump with Remote Outdoor Unit-Air-Source) | DLCURAH24ABK |  |  | EA*4X36L17A* | *92ESN0401410A* | 24200 | 15.2 | 8.5 | 26400 | 22600 | 85.61% | 1.84 | 0 | 10 |  |  |  |  | R-410A | 2.0167 | Residential & Commercial | USHP | Ducted CEE Tier 1
211242680 | Central HP <5.4 tons | DAY & NIGHT | HRCU-A-CB (Split System: Heat Pump with Remote Outdoor Unit-Air-Source) | DLCURAH24ABK |  |  | EA*4X36L21A* | *95ESN0801716A* | 24800 | 15.5 | 8.5 | 26800 | 22000 | 82.09% | 1.8 | 0 | 10 |  |  |  |  | R-410A | 2.0667 | Residential & Commercial | USHP | Ducted CEE Tier 1
211242813 | Central HP <5.4 tons | DAY & NIGHT | HRCU-A-CB (Split System: Heat Pump with Remote Outdoor Unit-Air-Source) | DLCURAH24ABK |  |  | EA*4X37L17A* | *96VSN0801716A* | 24600 | 16.5 | 8.5 | 25600 | 21400 | 83.59% | 1.8 | 0 | 10 |  |  |  |  | R-410A | 2.05 | Residential & Commercial | USHP | Ducted CEE Tier 1
215681748 | Central HP <5.4 tons | COMFORTMAKER | HRCU-A-CB (Split System: Heat Pump with Remote Outdoor Unit-Air-Source) | C5H0V48*K*AAA* |  |  | ESH5X60M12A*+WALLCON | *97CTN1202422A* | 45500 | 16.5 | 8.5 | 48000 | 33800 | 70.42% | 2.08 | 0 | 9.5 |  |  |  |  | R-454B | 3.7917 | Residential & Commercial | USHP
215681848 | Central HP <5.4 tons | COMFORTMAKER | HRCU-A-CB (Split System: Heat Pump with Remote Outdoor Unit-Air-Source) | C5H0V48*K*AAA* |  |  | EVM5X49M21A*+WALLCON | *80CSU0802120B* | 48500 | 19 | 9 | 50000 | 36400 | 72.8% | 2.12 | 0 | 10 |  |  |  |  | R-454B | 4.0417 | Residential & Commercial | USHP | Ducted CEE Tier 1
215681918 | Central HP <5.4 tons | COMFORTMAKER | HRCU-A-CB (Split System: Heat Pump with Remote Outdoor Unit-Air-Source) | C5H0V48*K*AAA* |  |  | EVM5X60M21A*+WALLCON | *80CSU0601716B* | 48000 | 18.5 | 9 | 50000 | 36800 | 73.6% | 2 | 0 | 10 |  |  |  |  | R-454B | 4 | Residential & Commercial | USHP | Ducted CEE Tier 1
215682018 | Central HP <5.4 tons | COMFORTMAKER | HRCU-A-CB (Split System: Heat Pump with Remote Outdoor Unit-Air-Source) | C5H0V48*K*AAA* |  |  | EVM5X60M24A*+WALLCON | *97CTN1002122A* | 48000 | 19 | 9 | 50000 | 36600 | 73.2% | 2 | 0 | 10 |  |  |  |  | R-454B | 4 | Residential & Commercial | USHP | Ducted CEE Tier 1
215682048 | Central HP <5.4 tons | COMFORTMAKER | HRCU-A-CB (Split System: Heat Pump with Remote Outdoor Unit-Air-Source) | C5H0V48*K*AAA* |  |  | EVM5X61M24A*+WALLCON | *80CSU0802120B* | 49000 | 19 | 9 | 50000 | 36400 | 72.8% | 2.12 | 0 | 10.5 |  |  |  |  | R-454B | 4.0833 | Residential & Commercial | USHP | Ducted CEE Tier 1
215682368 | Central HP <5.4 tons | COMFORTMAKER | HRCU-A-CB (Split System: Heat Pump with Remote Outdoor Unit-Air-Source) | C5H0V48*K*AAA* |  |  | EVD5X60M21A*+WALLCON | *97CTN1002122A* | 48000 | 19 | 9 | 50000 | 36600 | 73.2% | 2 | 0 | 10.5 |  |  |  |  | R-454B | 4 | Residential & Commercial | USHP | Ducted CEE Tier 1
215682468 | Central HP <5.4 tons | COMFORTMAKER | HRCU-A-CB (Split System: Heat Pump with Remote Outdoor Unit-Air-Source) | C5H0V48*K*AAA* |  |  | EVD5X61M21A*+WALLCON | *80CSU0802120B* | 49000 | 19 | 9 | 50000 | 36600 | 73.2% | 2.12 | 0 | 10 |  |  |  |  | R-454B | 4.0833 | Residential & Commercial | USHP | Ducted CEE Tier 1
215487465 | Central HP <5.4 tons | DAIKIN | HRCU-A-CB (Split System: Heat Pump with Remote Outdoor Unit-Air-Source) | DH6VSA1810A* |  |  | CHPEA2422*3A* | D*96VC0803BNA* | 17000 | 19 | 8.8 | 16800 | 13000 | 77.38% | 2.1 | 0 | 12 |  |  |  |  | R-32 | 1.4167 | Residential & Commercial | USHP | Ducted CEE Tier 1
215487476 | Central HP <5.4 tons | DAIKIN | HRCU-A-CB (Split System: Heat Pump with Remote Outdoor Unit-Air-Source) | DH6VSA1810A* |  |  | CA*EA3022*3A* | D*80VC0804C*A* | 17000 | 19 | 8.8 | 16800 | 13000 | 77.38% | 2.1 | 0 | 12 |  |  |  |  | R-32 | 1.4167 | Residential & Commercial | USHP | Ducted CEE Tier 1
216776083 | Central HP <5.4 tons | LENNOX | HRCU-A-CB (Split System: Heat Pump with Remote Outdoor Unit-Air-Source) | SL22KLV-036-230A** |  |  | CK40HT-42B-**+TDR | SL280UH080NV48B* | 35400 | 19.5 | 8.2 | 32200 | 31200 | 96.89% | 2.06 | 0 | 13 |  |  |  |  | R-454B | 2.95 | Residential & Commercial | USHP | Ducted CEE Tier 1
215680008 | Central HP <5.4 tons | COMFORTMAKER | HRCU-A-CB (Split System: Heat Pump with Remote Outdoor Unit-Air-Source) | C5H0V36*K*AAA* |  |  | ESH5X60M12A*+WALLCON | *97CTN1202422A* | 34600 | 16.5 | 8.5 | 34600 | 24800 | 71.68% | 1.92 | 0 | 10 |  |  |  |  | R-454B | 2.8833 | Residential & Commercial | USHP | Ducted CEE Tier 1
215682488 | Central HP <5.4 tons | COMFORTMAKER | HRCU-A-CB (Split System: Heat Pump with Remote Outdoor Unit-Air-Source) | C5H0V48*K*AAA* |  |  | EVD5X61M21A*+WALLCON | *97CTN0801716A* | 48000 | 18.5 | 9 | 50000 | 37400 | 74.8% | 2 | 0 | 10 |  |  |  |  | R-454B | 4 | Residential & Commercial | USHP | Ducted CEE Tier 1
216766190 | Central HP <5.4 tons | TRANE | HRCU-A-CB (Split System: Heat Pump with Remote Outdoor Unit-Air-Source) | 5TWR7036A1 |  |  | 5PX*C009AS3 | S9X2C080U5PSB | 34400 | 17.1 | 9 | 32600 | 24200 | 74.23% | 2.22 | 0 | 12 |  |  |  |  | R-454B | 2.8667 | Residential & Commercial | USHP | Ducted CEE Tier 1
216766344 | Central HP <5.4 tons | TRANE | HRCU-A-CB (Split System: Heat Pump with Remote Outdoor Unit-Air-Source) | 5TWR7036A1 |  |  | 5TXCC005AS3 | S8V2C080M5PCB | 32600 | 16 | 8.7 | 32600 | 24200 | 74.23% | 2.13 | 0 | 12 |  |  |  |  | R-454B | 2.7167 | Residential & Commercial | USHP | Ducted CEE Tier 1
215682688 | Central HP <5.4 tons | COMFORTMAKER | HRCU-A-CB (Split System: Heat Pump with Remote Outdoor Unit-Air-Source) | C5H0V60*K*AAA* |  |  | EA*5X61M24A*+WALLCON | *97CTN0802120A* | 56000 | 18.5 | 9 | 60000 | 42000 | 70% | 2.02 | 0 | 9 |  |  |  |  | R-454B | 4.6667 | Residential & Commercial | USHP
216679870 | Central HP <5.4 tons | AIRQUEST | HRCU-A-CB (Split System: Heat Pump with Remote Outdoor Unit-Air-Source) | DLCURAH36ABK |  |  | EA*4X43L21A* | *97VTN0801716A* | 36400 | 15.5 | 9 | 38500 | 34400 | 89.35% | 1.96 | 0 | 10 |  |  |  |  | R-410A | 3.0333 | Residential & Commercial | USHP | Ducted CEE Tier 1
216766478 | Central HP <5.4 tons | TRANE | HRCU-A-CB (Split System: Heat Pump with Remote Outdoor Unit-Air-Source) | 5TWR7048A1 |  |  | 5PX*D008AS3 | S8V2D120M5PDB | 43000 | 16.5 | 9 | 44500 | 32400 | 72.81% | 2.23 | 0 | 12 |  |  |  |  | R-454B | 3.5833 | Residential & Commercial | USHP | Ducted CEE Tier 1
216764061 | Central HP <5.4 tons | TRANE | HRCU-A-CB (Split System: Heat Pump with Remote Outdoor Unit-Air-Source) | 5TWR7060A1 |  |  | 5PX*D010AS3 | S8X1C100M5PSC | 52500 | 16.5 | 9 | 51000 | 38500 | 75.49% | 2.2 | 0 | 11.2 |  |  |  |  | R-454B | 4.375 | Residential & Commercial | USHP | Ducted CEE Tier 1
216733997 | Central HP <5.4 tons | AIRQUEST | HRCU-A-CB (Split System: Heat Pump with Remote Outdoor Unit-Air-Source) | D5CUHAH24AAK |  |  | EA*5X30M17A* | *80VTL0701716B* | 22400 | 16 | 8.5 | 21000 | 18800 | 89.52% | 1.96 | 0 | 10.5 |  |  |  |  | R-454B | 1.8667 | Residential & Commercial | USHP | Ducted CEE Tier 1
216764178 | Central HP <5.4 tons | TRANE | HRCU-A-CB (Split System: Heat Pump with Remote Outdoor Unit-Air-Source) | 5TWX7024A1 |  |  | 5TXCB004AS3 | S8X1B060M4PSC | 23000 | 17.5 | 8.7 | 21600 | 17100 | 79.17% | 1.9 | 0 | 12.5 |  |  |  |  | R-454B | 1.9167 | Residential & Commercial | USHP | Ducted CEE Tier 1
216733798 | Central HP <5.4 tons | AIRQUEST | HRCU-A-CB (Split System: Heat Pump with Remote Outdoor Unit-Air-Source) | D5CUHAH24AAK |  |  | EA*5X30M14A* | *96VTN0601412B* | 22000 | 16 | 8.1 | 20800 | 18800 | 90.38% | 1.85 | 0 | 10.5 |  |  |  |  | R-454B | 1.8333 | Residential & Commercial | USHP | Ducted CEE Tier 1
216733816 | Central HP <5.4 tons | AIRQUEST | HRCU-A-CB (Split System: Heat Pump with Remote Outdoor Unit-Air-Source) | D5CUHAH24AAK |  |  | EA*5X30M17A* | *80CSU0601716A* | 22800 | 17 | 8.5 | 21200 | 19000 | 89.62% | 1.94 | 0 | 10.5 |  |  |  |  | R-454B | 1.9 | Residential & Commercial | USHP | Ducted CEE Tier 1
215682718 | Central HP <5.4 tons | COMFORTMAKER | HRCU-A-CB (Split System: Heat Pump with Remote Outdoor Unit-Air-Source) | C5H0V60*K*AAA* |  |  | ESH5X60M12A*+WALLCON | *96CTN0802120B* | 55500 | 17 | 8.5 | 60000 | 42000 | 70% | 1.9 | 0 | 8.5 |  |  |  |  | R-454B | 4.625 | Residential & Commercial | USHP
215682818 | Central HP <5.4 tons | COMFORTMAKER | HRCU-A-CB (Split System: Heat Pump with Remote Outdoor Unit-Air-Source) | C5H0V60*K*AAA* |  |  | EVM5X60M21A*+WALLCON | *80CSU0601716B* | 56000 | 18 | 8.5 | 60000 | 43000 | 71.67% | 2.12 | 0 | 9.5 |  |  |  |  | R-454B | 4.6667 | Residential & Commercial | USHP
214505208 | Central HP <5.4 tons | DAIKIN | HRCU-A-CB (Split System: Heat Pump with Remote Outdoor Unit-Air-Source) | DZ6VSA241EA* |  |  | CA*EA2422*4B* | D*97MC0603BNA* | 23000 | 17 | 8.6 | 23000 | 16100 | 70% | 2 | 0 | 10 |  |  |  |  | R-410A | 1.9167 | Residential & Commercial | USHP | Ducted CEE Tier 1
216764244 | Central HP <5.4 tons | TRANE | HRCU-A-CB (Split System: Heat Pump with Remote Outdoor Unit-Air-Source) | 5TWX7036A1 |  |  | 5PX*B006AS3 | S9V2B040U3PSC | 33000 | 17.5 | 9 | 32400 | 24000 | 74.07% | 2.1 | 0 | 12 |  |  |  |  | R-454B | 2.75 | Residential & Commercial | USHP | Ducted CEE Tier 1
216764246 | Central HP <5.4 tons | TRANE | HRCU-A-CB (Split System: Heat Pump with Remote Outdoor Unit-Air-Source) | 5TWX7036A1 |  |  | 5PX*B006AS3 | *UHMB060CCV3 | 33200 | 17.5 | 9 | 32400 | 24000 | 74.07% | 2.1 | 0 | 12 |  |  |  |  | R-454B | 2.7667 | Residential & Commercial | USHP | Ducted CEE Tier 1
216764293 | Central HP <5.4 tons | TRANE | HRCU-A-CB (Split System: Heat Pump with Remote Outdoor Unit-Air-Source) | 5TWX7036A1 |  |  | 5PX*C007AS3 | S8X1C080M5PSC | 33800 | 17.5 | 8.7 | 32600 | 24200 | 74.23% | 2.1 | 0 | 12 |  |  |  |  | R-454B | 2.8167 | Residential & Commercial | USHP | Ducted CEE Tier 1
216764179 | Central HP <5.4 tons | TRANE | HRCU-A-CB (Split System: Heat Pump with Remote Outdoor Unit-Air-Source) | 5TWX7024A1 |  |  | 5TXCB004AS3 | S8X1B080M4PSC | 22600 | 17.5 | 8.7 | 21600 | 17000 | 78.7% | 1.9 | 0 | 12 |  |  |  |  | R-454B | 1.8833 | Residential & Commercial | USHP | Ducted CEE Tier 1
216764196 | Central HP <5.4 tons | TRANE | HRCU-A-CB (Split System: Heat Pump with Remote Outdoor Unit-Air-Source) | 5TWX7024A1 |  |  | 5TXCB004AS3 | S9V2B080D4PSC | 21600 | 16 | 8.5 | 21200 | 16900 | 79.72% | 1.9 | 0 | 11.5 |  |  |  |  | R-454B | 1.8 | Residential & Commercial | USHP | Ducted CEE Tier 1
216764378 | Central HP <5.4 tons | TRANE | HRCU-A-CB (Split System: Heat Pump with Remote Outdoor Unit-Air-Source) | 5TWX7036A1 |  |  | 5TXCB006AS3 | *DHMB080CCV3 | 31400 | 16 | 8.7 | 31600 | 23600 | 74.68% | 2.1 | 0 | 11.2 |  |  |  |  | R-454B | 2.6167 | Residential & Commercial | USHP | Ducted CEE Tier 1
216764871 | Central HP <5.4 tons | TRANE | HRCU-A-CB (Split System: Heat Pump with Remote Outdoor Unit-Air-Source) | 5TWR7060A1 |  |  | 5PX*D010AS3 | S8X2C080M5PTC | 52500 | 16.5 | 9 | 51000 | 38500 | 75.49% | 2.2 | 0 | 11.2 |  |  |  |  | R-454B | 4.375 | Residential & Commercial | USHP | Ducted CEE Tier 1
215681568 | Central HP <5.4 tons | COMFORTMAKER | HRCU-A-CB (Split System: Heat Pump with Remote Outdoor Unit-Air-Source) | C5H0V48*K*AAA* |  |  | EA*5X61M24A*+WALLCON | *97CTN1202422A* | 46000 | 18.5 | 9 | 47500 | 33600 | 70.74% | 2.06 | 0 | 10 |  |  |  |  | R-454B | 3.8333 | Residential & Commercial | USHP | Ducted CEE Tier 1
215681688 | Central HP <5.4 tons | COMFORTMAKER | HRCU-A-CB (Split System: Heat Pump with Remote Outdoor Unit-Air-Source) | C5H0V48*K*AAA* |  |  | ESH5X60M12A*+WALLCON | *80CSU0601716B* | 45500 | 17 | 8.5 | 48000 | 33800 | 70.42% | 2.08 | 0 | 9.5 |  |  |  |  | R-454B | 3.7917 | Residential & Commercial | USHP
215681718 | Central HP <5.4 tons | COMFORTMAKER | HRCU-A-CB (Split System: Heat Pump with Remote Outdoor Unit-Air-Source) | C5H0V48*K*AAA* |  |  | ESH5X60M12A*+WALLCON | *97CTN0801716A* | 45000 | 16 | 8.5 | 48500 | 34200 | 70.52% | 1.94 | 0 | 9 |  |  |  |  | R-454B | 3.75 | Residential & Commercial | USHP
215681838 | Central HP <5.4 tons | COMFORTMAKER | HRCU-A-CB (Split System: Heat Pump with Remote Outdoor Unit-Air-Source) | C5H0V48*K*AAA* |  |  | EVM5X49M21A*+WALLCON | *80CSU0601716B* | 48000 | 18.5 | 9 | 50000 | 36800 | 73.6% | 2 | 0 | 10 |  |  |  |  | R-454B | 4 | Residential & Commercial | USHP | Ducted CEE Tier 1
215677108 | Central HP <5.4 tons | COMFORTMAKER | HRCU-A-CB (Split System: Heat Pump with Remote Outdoor Unit-Air-Source) | C5H0V60*K*AAA* |  |  | EVM5X60M24A*+WALLCON | *80CTL0702120B* | 56000 | 18 | 9 | 63500 | 45000 | 70.87% | 2.06 | 0 | 9 |  |  |  |  | R-454B | 4.6667 | Residential & Commercial | USHP
215677828 | Central HP <5.4 tons | COMFORTMAKER | HRCU-A-CB (Split System: Heat Pump with Remote Outdoor Unit-Air-Source) | C5H0V60*K*AAA* |  |  | EA*5X60M24A*+WALLCON | *97CMN0602120B* | 54000 | 17.5 | 8.5 | 60500 | 42500 | 70.25% | 1.86 | 0 | 8 |  |  |  |  | R-454B | 4.5 | Residential & Commercial | USHP
214609064 | Central HP <5.4 tons | LUXAIRE | HRCU-A-CB (Split System: Heat Pump with Remote Outdoor Unit-Air-Source) | HH836E2S11 |  |  | CTM48C5CFS1 | Z9ES080C20SMPS1 | 34000 | 19 | 9 | 32000 | 25600 | 80% | 2 | 0 | 11 |  |  |  |  | R-454B | 2.8333 | Residential & Commercial | USHP | Ducted CEE Tier 1
214609147 | Central HP <5.4 tons | LUXAIRE | HRCU-A-CB (Split System: Heat Pump with Remote Outdoor Unit-Air-Source) | HH836E2S11 |  |  | CTF48C5CFS1 | Z9ES100C16SMPS1 | 35000 | 18 | 9 | 32600 | 25800 | 79.14% | 2 | 0 | 11 |  |  |  |  | R-454B | 2.9167 | Residential & Commercial | USHP | Ducted CEE Tier 1
214609196 | Central HP <5.4 tons | LUXAIRE | HRCU-A-CB (Split System: Heat Pump with Remote Outdoor Unit-Air-Source) | HH860E2S11 |  |  | CTM60C5CGS1 | Z9ES080C20SMPS1 | 44500 | 18 | 9 | 45500 | 33400 | 73.41% | 2 | 0 | 12 |  |  |  |  | R-454B | 3.7083 | Residential & Commercial | USHP | Ducted CEE Tier 1
214720120 | Central HP <5.4 tons | LUXAIRE | HRCU-A-CB (Split System: Heat Pump with Remote Outdoor Unit-Air-Source) | HH860E2S11 |  |  | CTU60C5XGS1+TXV | TM8E120C20MP11 | 44500 | 17 | 9 | 45000 | 33600 | 74.67% | 2 | 0 | 11.7 |  |  |  |  | R-454B | 3.7083 | Residential & Commercial | USHP | Ducted CEE Tier 1
214719849 | Central HP <5.4 tons | LUXAIRE | HRCU-A-CB (Split System: Heat Pump with Remote Outdoor Unit-Air-Source) | HH836E2S11 |  |  | CTU48C5XFS1+TXV | TM8E100C16MP11 | 33400 | 19 | 9 | 31400 | 25400 | 80.89% | 2 | 0 | 11 |  |  |  |  | R-454B | 2.7833 | Residential & Commercial | USHP | Ducted CEE Tier 1
214720002 | Central HP <5.4 tons | LUXAIRE | HRCU-A-CB (Split System: Heat Pump with Remote Outdoor Unit-Air-Source) | HH836E2S11 |  |  | CTU48C5XFS1+TXV | TM8E080C20MP11 | 34600 | 17 | 8.5 | 32800 | 25800 | 78.66% | 2 | 0 | 11 |  |  |  |  | R-454B | 2.8833 | Residential & Commercial | USHP | Ducted CEE Tier 1
214243204 | Central HP <5.4 tons | TEMPSTAR | HRCU-A-CB (Split System: Heat Pump with Remote Outdoor Unit-Air-Source) | TVH825GKA2* |  |  | EN(A,D)4X48L24**+WALLCON | *80CTL0902120B* | 24200 | 17 | 8.1 | 21200 | 16600 | 78.3% | 2.02 | 0 | 11.5 |  |  |  |  | R-410A | 2.0167 | Residential & Commercial | USHP | Ducted CEE Tier 1
211222790 | Central HP <5.4 tons | DAY & NIGHT | HRCU-A-CB (Split System: Heat Pump with Remote Outdoor Unit-Air-Source) | DLCURAH30ABK |  |  | FXM4X36**AL | 0 | 31000 | 15.2 | 8.1 | 33600 | 26400 | 78.57% | 1.82 | 0 | 9 |  |  |  |  | R-410A | 2.5833 | Residential & Commercial | USHP
211243731 | Central HP <5.4 tons | DAY & NIGHT | HRCU-A-CB (Split System: Heat Pump with Remote Outdoor Unit-Air-Source) | DLCURAH24ABK |  |  | EN(A,D)4X24L14** | *80VTL0451412A* | 23800 | 16 | 8.5 | 26800 | 23200 | 86.57% | 1.92 | 0 | 10 |  |  |  |  | R-410A | 1.9833 | Residential & Commercial | USHP | Ducted CEE Tier 1
211243916 | Central HP <5.4 tons | DAY & NIGHT | HRCU-A-CB (Split System: Heat Pump with Remote Outdoor Unit-Air-Source) | DLCURAH24ABK |  |  | EN(A,D)4X24L17** | *80ES(N,L)0701716A* | 24400 | 15.5 | 8.5 | 27400 | 22400 | 81.75% | 1.84 | 0 | 10 |  |  |  |  | R-410A | 2.0333 | Residential & Commercial | USHP | Ducted CEE Tier 1
216764777 | Central HP <5.4 tons | TRANE | HRCU-A-CB (Split System: Heat Pump with Remote Outdoor Unit-Air-Source) | 5TWR7048A1 |  |  | 5PX*CD09AS3 | S8X1C080M5PTC | 43500 | 17.1 | 8.7 | 44000 | 32000 | 72.73% | 2.1 | 0 | 12 |  |  |  |  | R-454B | 3.625 | Residential & Commercial | USHP | Ducted CEE Tier 1
216764809 | Central HP <5.4 tons | TRANE | HRCU-A-CB (Split System: Heat Pump with Remote Outdoor Unit-Air-Source) | 5TWR7048A1 |  |  | 5PX*D010AS3 | S8X1C080M5PTC | 43500 | 17.1 | 9 | 44000 | 32200 | 73.18% | 2.2 | 0 | 12 |  |  |  |  | R-454B | 3.625 | Residential & Commercial | USHP | Ducted CEE Tier 1
216764941 | Central HP <5.4 tons | TRANE | HRCU-A-CB (Split System: Heat Pump with Remote Outdoor Unit-Air-Source) | 5TWX7036A1 |  |  | 5PX*B006AS3 | S8X2B060M4PTC | 33600 | 17.5 | 8.7 | 32600 | 24200 | 74.23% | 2.1 | 0 | 12 |  |  |  |  | R-454B | 2.8 | Residential & Commercial | USHP | Ducted CEE Tier 1
216764209 | Central HP <5.4 tons | TRANE | HRCU-A-CB (Split System: Heat Pump with Remote Outdoor Unit-Air-Source) | 5TWX7024A1 |  |  | 5TXCB006AS3 | *DHMB080CCV3 | 22600 | 17 | 9 | 21400 | 17200 | 80.37% | 2 | 0 | 11.7 |  |  |  |  | R-454B | 1.8833 | Residential & Commercial | USHP | Ducted CEE Tier 1
216764918 | Central HP <5.4 tons | TRANE | HRCU-A-CB (Split System: Heat Pump with Remote Outdoor Unit-Air-Source) | 5TWX7024A1 |  |  | 5PX*B004AS3 | S8X2A040M3PTC | 23000 | 17.5 | 8.7 | 21800 | 17200 | 78.9% | 2 | 0 | 12 |  |  |  |  | R-454B | 1.9167 | Residential & Commercial | USHP | Ducted CEE Tier 1
216681639 | Central HP <5.4 tons | AIRQUEST | HRCU-A-CB (Split System: Heat Pump with Remote Outdoor Unit-Air-Source) | DLCURAH18ABK |  |  | EHD4X30AAL | *97VTN0802120A* | 17600 | 15.5 | 8.5 | 18100 | 18000 | 99.45% | 1.96 | 0 | 10.5 |  |  |  |  | R-410A | 1.4667 | Residential & Commercial | USHP | Ducted CEE Tier 1
216764958 | Central HP <5.4 tons | TRANE | HRCU-A-CB (Split System: Heat Pump with Remote Outdoor Unit-Air-Source) | 5TWX7036A1 |  |  | 5PX*BD06AS3 | S8X1A040M3PTC | 33000 | 17.5 | 8.5 | 33400 | 24400 | 73.05% | 2 | 0 | 11.7 |  |  |  |  | R-454B | 2.75 | Residential & Commercial | USHP | Ducted CEE Tier 1
216764190 | Central HP <5.4 tons | TRANE | HRCU-A-CB (Split System: Heat Pump with Remote Outdoor Unit-Air-Source) | 5TWX7024A1 |  |  | 5TXCB004AS3 | L8V1A040U3VSB | 23200 | 17.5 | 8.7 | 21800 | 17300 | 79.36% | 2 | 0 | 12 |  |  |  |  | R-454B | 1.9333 | Residential & Commercial | USHP | Ducted CEE Tier 1
216764215 | Central HP <5.4 tons | TRANE | HRCU-A-CB (Split System: Heat Pump with Remote Outdoor Unit-Air-Source) | 5TWX7024A1 |  |  | 5TXCC005AS3 | *DHMC100CCV4 | 21800 | 16 | 8.7 | 21200 | 16900 | 79.72% | 1.9 | 0 | 11.7 |  |  |  |  | R-454B | 1.8167 | Residential & Commercial | USHP | Ducted CEE Tier 1
216764249 | Central HP <5.4 tons | TRANE | HRCU-A-CB (Split System: Heat Pump with Remote Outdoor Unit-Air-Source) | 5TWX7036A1 |  |  | 5PX*B006AS3 | L8V1A060U3VSB | 33000 | 17.1 | 8.7 | 32600 | 24200 | 74.23% | 2.1 | 0 | 12 |  |  |  |  | R-454B | 2.75 | Residential & Commercial | USHP | Ducted CEE Tier 1
216764256 | Central HP <5.4 tons | TRANE | HRCU-A-CB (Split System: Heat Pump with Remote Outdoor Unit-Air-Source) | 5TWX7036A1 |  |  | 5PX*BD04AS3 | *DHMB060CCV3 | 32400 | 16.5 | 8.2 | 33600 | 24600 | 73.21% | 1.9 | 0 | 11.5 |  |  |  |  | R-454B | 2.7 | Residential & Commercial | USHP | Ducted CEE Tier 1
216764283 | Central HP <5.4 tons | TRANE | HRCU-A-CB (Split System: Heat Pump with Remote Outdoor Unit-Air-Source) | 5TWX7036A1 |  |  | 5PX*C005AS3 | S9V2C080U5PSC | 32200 | 17.1 | 8.7 | 32000 | 23800 | 74.38% | 2.1 | 0 | 12 |  |  |  |  | R-454B | 2.6833 | Residential & Commercial | USHP | Ducted CEE Tier 1
216764301 | Central HP <5.4 tons | TRANE | HRCU-A-CB (Split System: Heat Pump with Remote Outdoor Unit-Air-Source) | 5TWX7036A1 |  |  | 5PX*C009AS3 | L8V1C100U5VSB | 34200 | 18 | 9 | 32200 | 23800 | 73.91% | 2.2 | 0 | 12.5 |  |  |  |  | R-454B | 2.85 | Residential & Commercial | USHP | Ducted CEE Tier 1
211240745 | Central HP <5.4 tons | DAY & NIGHT | HRCU-A-CB (Split System: Heat Pump with Remote Outdoor Unit-Air-Source) | DLCURAH24ABK |  |  | EA*4X24L17A* | *92ESN0401712A* | 23400 | 15.5 | 8.5 | 26800 | 24800 | 92.54% | 2.04 | 0 | 9.5 |  |  |  |  | R-410A | 1.95 | Residential & Commercial | USHP
216764410 | Central HP <5.4 tons | TRANE | HRCU-A-CB (Split System: Heat Pump with Remote Outdoor Unit-Air-Source) | 5TWX7036A1 |  |  | 5TXCC009AS3 | S8X1C080M5PSC | 34200 | 18 | 8.7 | 32400 | 24000 | 74.07% | 2.2 | 0 | 12 |  |  |  |  | R-454B | 2.85 | Residential & Commercial | USHP | Ducted CEE Tier 1
216764413 | Central HP <5.4 tons | TRANE | HRCU-A-CB (Split System: Heat Pump with Remote Outdoor Unit-Air-Source) | 5TWX7036A1 |  |  | 5TXCD008AS3 | S9V2D120U5VSB | 34000 | 18 | 9 | 32600 | 24200 | 74.23% | 2.2 | 0 | 12 |  |  |  |  | R-454B | 2.8333 | Residential & Commercial | USHP | Ducted CEE Tier 1
216764429 | Central HP <5.4 tons | TRANE | HRCU-A-CB (Split System: Heat Pump with Remote Outdoor Unit-Air-Source) | 5TWX7048A1 |  |  | 5PX*CD09AS3 | S8X1C080M5PSC | 43500 | 16.5 | 8.7 | 44000 | 32000 | 72.73% | 2.1 | 0 | 12 |  |  |  |  | R-454B | 3.625 | Residential & Commercial | USHP | Ducted CEE Tier 1
216764478 | Central HP <5.4 tons | TRANE | HRCU-A-CB (Split System: Heat Pump with Remote Outdoor Unit-Air-Source) | 5TWX7048A1 |  |  | 5TXCD010AS3 | *UHMC100CCV4 | 43000 | 17 | 9 | 43500 | 32000 | 73.56% | 2.1 | 0 | 12 |  |  |  |  | R-454B | 3.5833 | Residential & Commercial | USHP | Ducted CEE Tier 1
216764480 | Central HP <5.4 tons | TRANE | HRCU-A-CB (Split System: Heat Pump with Remote Outdoor Unit-Air-Source) | 5TWX7048A1 |  |  | 5TXCD010AS3 | L8V1C100U5VSB | 43500 | 17 | 9 | 44000 | 32000 | 72.73% | 2.2 | 0 | 12 |  |  |  |  | R-454B | 3.625 | Residential & Commercial | USHP | Ducted CEE Tier 1
215678018 | Central HP <5.4 tons | COMFORTMAKER | HRCU-A-CB (Split System: Heat Pump with Remote Outdoor Unit-Air-Source) | C5H0V60*K*AAA* |  |  | EA*5X61M24A*+WALLCON | *96CTN1002122B* | 56000 | 18.5 | 9 | 60000 | 42000 | 70% | 2.02 | 0 | 9 |  |  |  |  | R-454B | 4.6667 | Residential & Commercial | USHP
215682698 | Central HP <5.4 tons | COMFORTMAKER | HRCU-A-CB (Split System: Heat Pump with Remote Outdoor Unit-Air-Source) | C5H0V60*K*AAA* |  |  | EA*5X61M24A*+WALLCON | *97CTN1002122A* | 56000 | 18.5 | 9 | 60000 | 42000 | 70% | 2.02 | 0 | 9 |  |  |  |  | R-454B | 4.6667 | Residential & Commercial | USHP
215677318 | Central HP <5.4 tons | COMFORTMAKER | HRCU-A-CB (Split System: Heat Pump with Remote Outdoor Unit-Air-Source) | C5H0V60*K*AAA* |  |  | EVD5X60M21A*+WALLCON | *80CSU0802120A* | 57000 | 18 | 9 | 63500 | 44500 | 70.08% | 2.08 | 0 | 9 |  |  |  |  | R-454B | 4.75 | Residential & Commercial | USHP
215487442 | Central HP <5.4 tons | DAIKIN | HRCU-A-CB (Split System: Heat Pump with Remote Outdoor Unit-Air-Source) | DH7VSA4810A* |  |  | CA*EA6030*3A* | D*96VC0804CNA* | 45500 | 16.2 | 8.8 | 47000 | 33600 | 71.49% | 2 | 0 | 10 |  |  |  |  | R-32 | 3.7917 | Residential & Commercial | USHP | Ducted CEE Tier 1
215487460 | Central HP <5.4 tons | DAIKIN | HRCU-A-CB (Split System: Heat Pump with Remote Outdoor Unit-Air-Source) | DH7VSA4810A* |  |  | CHPEA6030*3A* | D*80VC0805D*A* | 45500 | 17 | 8.5 | 46500 | 33600 | 72.26% | 2 | 0 | 10 |  |  |  |  | R-32 | 3.7917 | Residential & Commercial | USHP | Ducted CEE Tier 1
215487374 | Central HP <5.4 tons | DAIKIN | HRCU-A-CB (Split System: Heat Pump with Remote Outdoor Unit-Air-Source) | DH7VSA2410A* |  |  | CA*EA3626*3A* | D*80VC0604B*A* | 23200 | 19 | 8.6 | 23200 | 17000 | 73.28% | 2 | 0 | 11 |  |  |  |  | R-32 | 1.9333 | Residential & Commercial | USHP | Ducted CEE Tier 1
215487390 | Central HP <5.4 tons | DAIKIN | HRCU-A-CB (Split System: Heat Pump with Remote Outdoor Unit-Air-Source) | DH7VSA2410A* |  |  | CHPEA3026*3A* | D*96VC0403BNA* | 23200 | 19 | 8.6 | 23200 | 17000 | 73.28% | 2 | 0 | 11 |  |  |  |  | R-32 | 1.9333 | Residential & Commercial | USHP | Ducted CEE Tier 1
216764581 | Central HP <5.4 tons | TRANE | HRCU-A-CB (Split System: Heat Pump with Remote Outdoor Unit-Air-Source) | 5TWR7036A1 |  |  | 5PX*B004AS3 | S8X2A040M3PSC | 32400 | 17.1 | 8.7 | 32600 | 24200 | 74.23% | 2.1 | 0 | 11.5 |  |  |  |  | R-454B | 2.7 | Residential & Commercial | USHP | Ducted CEE Tier 1
216764629 | Central HP <5.4 tons | TRANE | HRCU-A-CB (Split System: Heat Pump with Remote Outdoor Unit-Air-Source) | 5TWR7036A1 |  |  | 5PX*BD04AS3 | S8X2B060M4PSC | 32600 | 17.1 | 8.2 | 33400 | 24400 | 73.05% | 1.9 | 0 | 11.7 |  |  |  |  | R-454B | 2.7167 | Residential & Commercial | USHP | Ducted CEE Tier 1
216764631 | Central HP <5.4 tons | TRANE | HRCU-A-CB (Split System: Heat Pump with Remote Outdoor Unit-Air-Source) | 5TWR7036A1 |  |  | 5PX*BD06AS3 | S8X2A040M3PTC | 33200 | 17.1 | 8.7 | 33600 | 24600 | 73.21% | 2 | 0 | 11.7 |  |  |  |  | R-454B | 2.7667 | Residential & Commercial | USHP | Ducted CEE Tier 1
216764661 | Central HP <5.4 tons | TRANE | HRCU-A-CB (Split System: Heat Pump with Remote Outdoor Unit-Air-Source) | 5TWR7036A1 |  |  | 5PX*C007AS3 | S8X2C080M5PSC | 33800 | 17.1 | 8.7 | 32600 | 24200 | 74.23% | 2.2 | 0 | 12 |  |  |  |  | R-454B | 2.8167 | Residential & Commercial | USHP | Ducted CEE Tier 1
216764681 | Central HP <5.4 tons | TRANE | HRCU-A-CB (Split System: Heat Pump with Remote Outdoor Unit-Air-Source) | 5TWR7036A1 |  |  | 5PX*CD05AS3 | S8X2C080M5PSC | 32800 | 17.1 | 8.2 | 33400 | 24400 | 73.05% | 2 | 0 | 12 |  |  |  |  | R-454B | 2.7333 | Residential & Commercial | USHP | Ducted CEE Tier 1
216764745 | Central HP <5.4 tons | TRANE | HRCU-A-CB (Split System: Heat Pump with Remote Outdoor Unit-Air-Source) | 5TWR7036A1 |  |  | 5TXCC007AS3 | S8X2C080M5PSC | 33800 | 17.1 | 8.7 | 32800 | 24200 | 73.78% | 2.2 | 0 | 12 |  |  |  |  | R-454B | 2.8167 | Residential & Commercial | USHP | Ducted CEE Tier 1
216764029 | Central HP <5.4 tons | TRANE | HRCU-A-CB (Split System: Heat Pump with Remote Outdoor Unit-Air-Source) | 5TWR7048A1 |  |  | 5TXCD010AS3 | S9V2C080U5PSC | 43500 | 17.1 | 9 | 43500 | 32000 | 73.56% | 2.2 | 0 | 12.5 |  |  |  |  | R-454B | 3.625 | Residential & Commercial | USHP | Ducted CEE Tier 1
216764763 | Central HP <5.4 tons | TRANE | HRCU-A-CB (Split System: Heat Pump with Remote Outdoor Unit-Air-Source) | 5TWR7048A1 |  |  | 5PX*C009AS3 | S8X2C100M5PSC | 43500 | 17.1 | 9 | 44000 | 32200 | 73.18% | 2.2 | 0 | 12 |  |  |  |  | R-454B | 3.625 | Residential & Commercial | USHP | Ducted CEE Tier 1
215933256 | Central HP <5.4 tons | HEIL | HRCU-A-CB (Split System: Heat Pump with Remote Outdoor Unit-Air-Source) | H5H3V36*K*AAA* |  |  | ESH5X36M12A*+WALLCON | *96CTN1002122B* | 33400 | 19 | 9 | 34800 | 26600 | 76.44% | 1.92 | 0 | 11 |  |  |  |  | R-454B | 2.7833 | Residential & Commercial | USHP | Ducted CEE Tier 1
215933356 | Central HP <5.4 tons | HEIL | HRCU-A-CB (Split System: Heat Pump with Remote Outdoor Unit-Air-Source) | H5H3V36*K*AAA* |  |  | ESH5X42M12A*+WALLCON | *80CTL1352422B* | 33600 | 19.5 | 9 | 34600 | 26400 | 76.3% | 1.92 | 0 | 11.7 |  |  |  |  | R-454B | 2.8 | Residential & Commercial | USHP | Ducted CEE Tier 1
215934226 | Central HP <5.4 tons | HEIL | HRCU-A-CB (Split System: Heat Pump with Remote Outdoor Unit-Air-Source) | H5H3V48*K*AAA* |  |  | EA*5X61M21A*+WALLCON | *95CSU1002122B* | 45500 | 21.5 | 9.5 | 48500 | 36600 | 75.46% | 2 | 0 | 11.5 |  |  |  |  | R-454B | 3.7917 | Residential & Commercial | USHP | Ducted CEE Tier 1
215433977 | Central HP <5.4 tons | DAIKIN | HRCU-A-CB (Split System: Heat Pump with Remote Outdoor Unit-Air-Source) | DH7VSA2410A* |  |  | CA*EA3022*3A* | D*80TC0804C*A* | 23200 | 19 | 8.6 | 23200 | 17000 | 73.28% | 2 | 0 | 11 |  |  |  |  | R-32 | 1.9333 | Residential & Commercial | USHP | Ducted CEE Tier 1
215433988 | Central HP <5.4 tons | DAIKIN | HRCU-A-CB (Split System: Heat Pump with Remote Outdoor Unit-Air-Source) | DH7VSA2410A* |  |  | CA*EA3626*3A* | D*97MC1005CNA* | 23200 | 19 | 8.6 | 23200 | 17000 | 73.28% | 2 | 0 | 11 |  |  |  |  | R-32 | 1.9333 | Residential & Commercial | USHP | Ducted CEE Tier 1
216411132 | Central HP <5.4 tons | LUXAIRE | HRCU-A-CB (Split System: Heat Pump with Remote Outdoor Unit-Air-Source) | HMH72B341 |  |  | XAHC36DBCN1 | Z9ET080C16SMPS1 | 33800 | 17.5 | 8.5 | 34200 | 24000 | 70.18% | 2.04 | 0 | 9.5 |  |  |  |  | R-410A | 2.8167 | Residential & Commercial | USHP
210471206 | Central HP <5.4 tons | DAY & NIGHT | HRCU-A-CB (Split System: Heat Pump with Remote Outdoor Unit-Air-Source) | CVH837GKA2* |  |  | EHD4X60AAL+WALLCON | *96CTN0801714A* | 32800 | 16.5 | 8.1 | 32600 | 25200 | 77.3% | 1.98 | 0 | 11 |  |  |  |  | R-410A | 2.7333 | Residential & Commercial | USHP | Ducted CEE Tier 1
215682838 | Central HP <5.4 tons | COMFORTMAKER | HRCU-A-CB (Split System: Heat Pump with Remote Outdoor Unit-Air-Source) | C5H0V60*K*AAA* |  |  | EVM5X60M21A*+WALLCON | *80CSU1002120B* | 57000 | 18 | 9 | 63500 | 44500 | 70.08% | 2.08 | 0 | 9 |  |  |  |  | R-454B | 4.75 | Residential & Commercial | USHP
211240303 | Central HP <5.4 tons | DAY & NIGHT | HRCU-A-CB (Split System: Heat Pump with Remote Outdoor Unit-Air-Source) | DLCURAH24ABK |  |  | EA*4X24L14A* | *96VTN0601412A* | 23200 | 16 | 8.5 | 26400 | 25600 | 96.97% | 2.14 | 0 | 10 |  |  |  |  | R-410A | 1.9333 | Residential & Commercial | USHP | Ducted CEE Tier 1
211240369 | Central HP <5.4 tons | DAY & NIGHT | HRCU-A-CB (Split System: Heat Pump with Remote Outdoor Unit-Air-Source) | DLCURAH24ABK |  |  | EA*4X24L17A* | *80VSL0451412A* | 24000 | 16 | 8.5 | 27000 | 23800 | 88.15% | 1.96 | 0 | 10 |  |  |  |  | R-410A | 2 | Residential & Commercial | USHP | Ducted CEE Tier 1
211242482 | Central HP <5.4 tons | DAY & NIGHT | HRCU-A-CB (Split System: Heat Pump with Remote Outdoor Unit-Air-Source) | DLCURAH24ABK |  |  | EA*4X36L21A* | *96VTN0801716A* | 24400 | 16.5 | 8.5 | 26200 | 22400 | 85.5% | 1.86 | 0 | 10 |  |  |  |  | R-410A | 2.0333 | Residential & Commercial | USHP | Ducted CEE Tier 1
210470805 | Central HP <5.4 tons | DAY & NIGHT | HRCU-A-CB (Split System: Heat Pump with Remote Outdoor Unit-Air-Source) | CVH837GKA2* |  |  | EN(A,D,W)4X48L21**+WALLCON | *80CSU0401712A* | 32400 | 17.5 | 8.1 | 33000 | 24800 | 75.15% | 1.94 | 0 | 11.7 |  |  |  |  | R-410A | 2.7 | Residential & Commercial | USHP | Ducted CEE Tier 1
210470839 | Central HP <5.4 tons | DAY & NIGHT | HRCU-A-CB (Split System: Heat Pump with Remote Outdoor Unit-Air-Source) | CVH837GKA2* |  |  | EN(A,D)4X48L24**+WALLCON | *95CSU0802120A* | 32400 | 17.5 | 8.1 | 32800 | 24800 | 75.61% | 1.96 | 0 | 11.7 |  |  |  |  | R-410A | 2.7 | Residential & Commercial | USHP | Ducted CEE Tier 1
216766594 | Central HP <5.4 tons | TRANE | HRCU-A-CB (Split System: Heat Pump with Remote Outdoor Unit-Air-Source) | 5TWR7048A1 |  |  | 5TXCD008AS3 | S8V2C100M5PCB | 43000 | 16 | 8.7 | 44500 | 32600 | 73.26% | 2.22 | 0 | 12 |  |  |  |  | R-454B | 3.5833 | Residential & Commercial | USHP | Ducted CEE Tier 1
216766626 | Central HP <5.4 tons | TRANE | HRCU-A-CB (Split System: Heat Pump with Remote Outdoor Unit-Air-Source) | 5TWR7048A1 |  |  | 5TXCD010AS3 | S8V2D120M5PDB | 44000 | 17 | 9 | 44000 | 32200 | 73.18% | 2.24 | 0 | 12.5 |  |  |  |  | R-454B | 3.6667 | Residential & Commercial | USHP | Ducted CEE Tier 1
215682598 | Central HP <5.4 tons | COMFORTMAKER | HRCU-A-CB (Split System: Heat Pump with Remote Outdoor Unit-Air-Source) | C5H0V60*K*AAA* |  |  | EA*5X60M24A*+WALLCON | *80CSU1002120B* | 55000 | 18 | 8.5 | 59000 | 41500 | 70.34% | 2.02 | 0 | 9 |  |  |  |  | R-454B | 4.5833 | Residential & Commercial | USHP
216680868 | Central HP <5.4 tons | COMFORTMAKER | HRCU-A-CB (Split System: Heat Pump with Remote Outdoor Unit-Air-Source) | DLCURAH18ABK |  |  | EA*4X30L17A* | *97VTN0801716A* | 17400 | 16 | 8.5 | 17900 | 18300 | 102.2% | 2.14 | 0 | 10.5 |  |  |  |  | R-410A | 1.45 | Residential & Commercial | USHP | Ducted CEE Tier 1
216679980 | Central HP <5.4 tons | COMFORTMAKER | HRCU-A-CB (Split System: Heat Pump with Remote Outdoor Unit-Air-Source) | DLCURAH36ABK |  |  | EN(A,D,W)4X48L21** | *97VTN0801716A* | 35600 | 16 | 8.5 | 38500 | 34400 | 89.35% | 1.8 | 0 | 10 |  |  |  |  | R-410A | 2.9667 | Residential & Commercial | USHP | Ducted CEE Tier 1
211242577 | Central HP <5.4 tons | DAY & NIGHT | HRCU-A-CB (Split System: Heat Pump with Remote Outdoor Unit-Air-Source) | DLCURAH24ABK |  |  | EA*4X36L21A* | *80ES(N,L)0702116A* | 24400 | 17 | 8.5 | 26200 | 22400 | 85.5% | 1.86 | 0 | 10 |  |  |  |  | R-410A | 2.0333 | Residential & Commercial | USHP | Ducted CEE Tier 1
215683068 | Central HP <5.4 tons | COMFORTMAKER | HRCU-A-CB (Split System: Heat Pump with Remote Outdoor Unit-Air-Source) | C5H0V60*K*AAA* |  |  | EVD5X60M24A*+WALLCON | *80CSU0802120B* | 57000 | 18 | 9 | 62500 | 44000 | 70.4% | 2.1 | 0 | 9.5 |  |  |  |  | R-454B | 4.75 | Residential & Commercial | USHP
215683118 | Central HP <5.4 tons | COMFORTMAKER | HRCU-A-CB (Split System: Heat Pump with Remote Outdoor Unit-Air-Source) | C5H0V60*K*AAA* |  |  | EVD5X61M21A*+WALLCON | *96CTN0802120B* | 57000 | 18.5 | 9 | 64000 | 45000 | 70.31% | 2.08 | 0 | 9 |  |  |  |  | R-454B | 4.75 | Residential & Commercial | USHP
215683138 | Central HP <5.4 tons | COMFORTMAKER | HRCU-A-CB (Split System: Heat Pump with Remote Outdoor Unit-Air-Source) | C5H0V60*K*AAA* |  |  | EVD5X61M21A*+WALLCON | *80CSU0601716B* | 56500 | 18 | 9 | 61000 | 43500 | 71.31% | 2.1 | 0 | 9.5 |  |  |  |  | R-454B | 4.7083 | Residential & Commercial | USHP
215683188 | Central HP <5.4 tons | COMFORTMAKER | HRCU-A-CB (Split System: Heat Pump with Remote Outdoor Unit-Air-Source) | C5H0V60*K*AAA* |  |  | EVD5X61M24A*+WALLCON | *96CTN0802120B* | 57500 | 18.5 | 9 | 64000 | 45000 | 70.31% | 2.08 | 0 | 9 |  |  |  |  | R-454B | 4.7917 | Residential & Commercial | USHP
211242702 | Central HP <5.4 tons | DAY & NIGHT | HRCU-A-CB (Split System: Heat Pump with Remote Outdoor Unit-Air-Source) | DLCURAH24ABK |  |  | EA*4X36L21A* | *80ESU0802120A | 24600 | 17.5 | 8.5 | 26200 | 22200 | 84.73% | 1.86 | 0 | 10.5 |  |  |  |  | R-410A | 2.05 | Residential & Commercial | USHP | Ducted CEE Tier 1
211242025 | Central HP <5.4 tons | DAY & NIGHT | HRCU-A-CB (Split System: Heat Pump with Remote Outdoor Unit-Air-Source) | DLCURAH24ABK |  |  | EA*4X36L17A* | *95ESN0601412A* | 24400 | 15.5 | 8.5 | 26600 | 22400 | 84.21% | 1.84 | 0 | 10 |  |  |  |  | R-410A | 2.0333 | Residential & Commercial | USHP | Ducted CEE Tier 1
216764952 | Central HP <5.4 tons | TRANE | HRCU-A-CB (Split System: Heat Pump with Remote Outdoor Unit-Air-Source) | 5TWX7036A1 |  |  | 5PX*BD04AS3 | S8X2A040M3PTC | 32400 | 17.1 | 8.2 | 33600 | 24600 | 73.21% | 1.9 | 0 | 11.5 |  |  |  |  | R-454B | 2.7 | Residential & Commercial | USHP | Ducted CEE Tier 1
216764959 | Central HP <5.4 tons | TRANE | HRCU-A-CB (Split System: Heat Pump with Remote Outdoor Unit-Air-Source) | 5TWX7036A1 |  |  | 5PX*BD06AS3 | S8X1B060M4PTC | 33000 | 17.1 | 8.7 | 33200 | 24400 | 73.49% | 2 | 0 | 12 |  |  |  |  | R-454B | 2.75 | Residential & Commercial | USHP | Ducted CEE Tier 1
216764966 | Central HP <5.4 tons | TRANE | HRCU-A-CB (Split System: Heat Pump with Remote Outdoor Unit-Air-Source) | 5TWX7036A1 |  |  | 5PX*C005AS3 | S8X2C080M5PTC | 32600 | 17.1 | 8.7 | 32400 | 24000 | 74.07% | 2.1 | 0 | 11.7 |  |  |  |  | R-454B | 2.7167 | Residential & Commercial | USHP | Ducted CEE Tier 1
216764968 | Central HP <5.4 tons | TRANE | HRCU-A-CB (Split System: Heat Pump with Remote Outdoor Unit-Air-Source) | 5TWX7036A1 |  |  | 5PX*C007AS3 | S8X2C080M5PSC | 33800 | 17.5 | 8.7 | 32600 | 24200 | 74.23% | 2.1 | 0 | 12 |  |  |  |  | R-454B | 2.8167 | Residential & Commercial | USHP | Ducted CEE Tier 1
215682918 | Central HP <5.4 tons | COMFORTMAKER | HRCU-A-CB (Split System: Heat Pump with Remote Outdoor Unit-Air-Source) | C5H0V60*K*AAA* |  |  | EVM5X60M24A*+WALLCON | *97CTN1202422A* | 56500 | 18.5 | 9 | 63000 | 44500 | 70.63% | 2.1 | 0 | 9 |  |  |  |  | R-454B | 4.7083 | Residential & Commercial | USHP
216765002 | Central HP <5.4 tons | TRANE | HRCU-A-CB (Split System: Heat Pump with Remote Outdoor Unit-Air-Source) | 5TWX7036A1 |  |  | 5TXCB006AS3 | S8X2A040M3PSC | 33400 | 17.5 | 8.7 | 32800 | 24400 | 74.39% | 2.1 | 0 | 11.7 |  |  |  |  | R-454B | 2.7833 | Residential & Commercial | USHP | Ducted CEE Tier 1
215682138 | Central HP <5.4 tons | COMFORTMAKER | HRCU-A-CB (Split System: Heat Pump with Remote Outdoor Unit-Air-Source) | C5H0V48*K*AAA* |  |  | EVD5X48M21A*+WALLCON | *80CSU1002120B* | 47000 | 18 | 9 | 50000 | 36400 | 72.8% | 2.02 | 0 | 9.5 |  |  |  |  | R-454B | 3.9167 | Residential & Commercial | USHP
215682238 | Central HP <5.4 tons | COMFORTMAKER | HRCU-A-CB (Split System: Heat Pump with Remote Outdoor Unit-Air-Source) | C5H0V48*K*AAA* |  |  | EVD5X49M24A*+WALLCON | *96CTN0802120B* | 48000 | 19 | 9 | 50000 | 36600 | 73.2% | 2 | 0 | 10 |  |  |  |  | R-454B | 4 | Residential & Commercial | USHP | Ducted CEE Tier 1
215682338 | Central HP <5.4 tons | COMFORTMAKER | HRCU-A-CB (Split System: Heat Pump with Remote Outdoor Unit-Air-Source) | C5H0V48*K*AAA* |  |  | EVD5X60M21A*+WALLCON | *80CSU1002120B* | 48000 | 18.5 | 9 | 50000 | 36600 | 73.2% | 2 | 0 | 10 |  |  |  |  | R-454B | 4 | Residential & Commercial | USHP | Ducted CEE Tier 1
216765842 | Central HP <5.4 tons | TRANE | HRCU-A-CB (Split System: Heat Pump with Remote Outdoor Unit-Air-Source) | 5TWR7024A1 |  |  | 5PX*B006AS3 | S9X2B040D3PSB | 22000 | 16 | 8.7 | 21200 | 17000 | 80.19% | 2.02 | 0 | 12 |  |  |  |  | R-454B | 1.8333 | Residential & Commercial | USHP | Ducted CEE Tier 1
216765858 | Central HP <5.4 tons | TRANE | HRCU-A-CB (Split System: Heat Pump with Remote Outdoor Unit-Air-Source) | 5TWR7024A1 |  |  | 5PX*B006AS3 | S9V2B060U4VSB | 23800 | 17.1 | 9 | 21800 | 17400 | 79.82% | 2.08 | 0 | 12.5 |  |  |  |  | R-454B | 1.9833 | Residential & Commercial | USHP | Ducted CEE Tier 1
215682928 | Central HP <5.4 tons | COMFORTMAKER | HRCU-A-CB (Split System: Heat Pump with Remote Outdoor Unit-Air-Source) | C5H0V60*K*AAA* |  |  | EVM5X61M24A*+WALLCON | *96CTN0802120B* | 57500 | 18.5 | 9 | 64000 | 45000 | 70.31% | 2.08 | 0 | 9 |  |  |  |  | R-454B | 4.7917 | Residential & Commercial | USHP
216733236 | Central HP <5.4 tons | AIRQUEST | HRCU-A-CB (Split System: Heat Pump with Remote Outdoor Unit-Air-Source) | D5CUHAH24AAK |  |  | EA*5X25M17A* | *80VSL0701716B* | 22800 | 16.5 | 8.5 | 20600 | 18400 | 89.32% | 1.98 | 0 | 11 |  |  |  |  | R-454B | 1.9 | Residential & Commercial | USHP | Ducted CEE Tier 1
216766794 | Central HP <5.4 tons | TRANE | HRCU-A-CB (Split System: Heat Pump with Remote Outdoor Unit-Air-Source) | 5TWX7024A1 |  |  | 5PX*B004AS3 | S9X2B060U4PSB | 23200 | 16 | 8.7 | 21800 | 17200 | 78.9% | 2.01 | 0 | 12.5 |  |  |  |  | R-454B | 1.9333 | Residential & Commercial | USHP | Ducted CEE Tier 1
216766811 | Central HP <5.4 tons | TRANE | HRCU-A-CB (Split System: Heat Pump with Remote Outdoor Unit-Air-Source) | 5TWX7024A1 |  |  | 5PX*B006AS3 | S9V2B040D3VSB | 21800 | 16 | 8.7 | 21200 | 16900 | 79.72% | 2 | 0 | 11.7 |  |  |  |  | R-454B | 1.8167 | Residential & Commercial | USHP | Ducted CEE Tier 1
216766812 | Central HP <5.4 tons | TRANE | HRCU-A-CB (Split System: Heat Pump with Remote Outdoor Unit-Air-Source) | 5TWX7024A1 |  |  | 5PX*B006AS3 | S9X1B060U4PSB | 23800 | 17.1 | 9 | 21800 | 17400 | 79.82% | 2.06 | 0 | 12.7 |  |  |  |  | R-454B | 1.9833 | Residential & Commercial | USHP | Ducted CEE Tier 1
216766944 | Central HP <5.4 tons | TRANE | HRCU-A-CB (Split System: Heat Pump with Remote Outdoor Unit-Air-Source) | 5TWX7036A1 |  |  | 5PX*BD06AS3 | S9X1B060D3PSB | 32600 | 16.5 | 8.5 | 33000 | 24200 | 73.33% | 2.05 | 0 | 12 |  |  |  |  | R-454B | 2.7167 | Residential & Commercial | USHP | Ducted CEE Tier 1
216767009 | Central HP <5.4 tons | TRANE | HRCU-A-CB (Split System: Heat Pump with Remote Outdoor Unit-Air-Source) | 5TWX7036A1 |  |  | 5PX*D008AS3 | S9X1D120U5PSB | 34000 | 16 | 9 | 32600 | 24000 | 73.62% | 2.2 | 0 | 12 |  |  |  |  | R-454B | 2.8333 | Residential & Commercial | USHP | Ducted CEE Tier 1
215679268 | Central HP <5.4 tons | COMFORTMAKER | HRCU-A-CB (Split System: Heat Pump with Remote Outdoor Unit-Air-Source) | C5H0V36*K*AAA* |  |  | EA*5X37M17A*+WALLCON | *97CTN0801716A* | 33800 | 17.5 | 9 | 35800 | 25600 | 71.51% | 1.86 | 0 | 9.5 |  |  |  |  | R-454B | 2.8167 | Residential & Commercial | USHP
215487399 | Central HP <5.4 tons | DAIKIN | HRCU-A-CB (Split System: Heat Pump with Remote Outdoor Unit-Air-Source) | DH7VSA3610A* |  |  | CA*EA4830*3A* | D*80VC1005C*A* | 34800 | 18.5 | 8.5 | 35000 | 28400 | 81.14% | 2 | 0 | 10.5 |  |  |  |  | R-32 | 2.9 | Residential & Commercial | USHP | Ducted CEE Tier 1
213773596 | Central HP <5.4 tons | BRYANT HEATING AND COOLING SYSTEMS | HRCU-A-CB (Split System: Heat Pump with Remote Outdoor Unit-Air-Source) | 288BNV025*0**C* |  |  | CAP**4321AL*+UI | 88*TB60090C21*** | 24400 | 17 | 8.1 | 21200 | 16600 | 78.3% | 2.02 | 0 | 11 |  |  |  |  | R-410A | 2.0333 | Residential & Commercial | USHP | Ducted CEE Tier 1
215588533 | Central HP <5.4 tons | CARRIER | HRCU-A-CB (Split System: Heat Pump with Remote Outdoor Unit-Air-Source) | 27VNA154A*030* |  |  | CVAVA6024XMA*+UI | 58CU*B080C21**20 | 52500 | 19.5 | 8.1 | 52000 | 45500 | 87.5% | 1.9 | 0 | 12 |  |  |  |  | R-454B | 4.375 | Residential & Commercial | USHP | Ducted CEE Tier 1
215678278 | Central HP <5.4 tons | COMFORTMAKER | HRCU-A-CB (Split System: Heat Pump with Remote Outdoor Unit-Air-Source) | C5H0V24*K*AAA* |  |  | EA*5X30M17A*+WALLCON | *80CSU0601716B* | 23200 | 17 | 8.5 | 23600 | 16600 | 70.34% | 1.98 | 0 | 10 |  |  |  |  | R-454B | 1.9333 | Residential & Commercial | USHP | Ducted CEE Tier 1
215677878 | Central HP <5.4 tons | COMFORTMAKER | HRCU-A-CB (Split System: Heat Pump with Remote Outdoor Unit-Air-Source) | C5H0V60*K*AAA* |  |  | EA*5X60M24A*+WALLCON | *96CTN1202422B* | 55000 | 18.5 | 9 | 59000 | 41500 | 70.34% | 2.02 | 0 | 9 |  |  |  |  | R-454B | 4.5833 | Residential & Commercial | USHP
216764691 | Central HP <5.4 tons | TRANE | HRCU-A-CB (Split System: Heat Pump with Remote Outdoor Unit-Air-Source) | 5TWR7036A1 |  |  | 5PX*CD07AS3 | S8X2C100M5PTC | 33200 | 17.1 | 8.7 | 33200 | 24400 | 73.49% | 2.1 | 0 | 12 |  |  |  |  | R-454B | 2.7667 | Residential & Commercial | USHP | Ducted CEE Tier 1
216764482 | Central HP <5.4 tons | TRANE | HRCU-A-CB (Split System: Heat Pump with Remote Outdoor Unit-Air-Source) | 5TWX7048A1 |  |  | 5TXCD010AS3 | S8X1C080M5PSC | 44000 | 17 | 9 | 44000 | 32200 | 73.18% | 2.2 | 0 | 12 |  |  |  |  | R-454B | 3.6667 | Residential & Commercial | USHP | Ducted CEE Tier 1
216765011 | Central HP <5.4 tons | TRANE | HRCU-A-CB (Split System: Heat Pump with Remote Outdoor Unit-Air-Source) | 5TWX7036A1 |  |  | 5TXCC005AS3 | S8X2C080M5PSC | 32600 | 17.1 | 8.7 | 32400 | 24000 | 74.07% | 2.1 | 0 | 11.7 |  |  |  |  | R-454B | 2.7167 | Residential & Commercial | USHP | Ducted CEE Tier 1
216764573 | Central HP <5.4 tons | TRANE | HRCU-A-CB (Split System: Heat Pump with Remote Outdoor Unit-Air-Source) | 5TWR7024A1 |  |  | 5TXCB004AS3 | S8X2B060M4PSC | 23000 | 17.1 | 9 | 21600 | 17100 | 79.17% | 2 | 0 | 12.5 |  |  |  |  | R-454B | 1.9167 | Residential & Commercial | USHP | Ducted CEE Tier 1
216765802 | Central HP <5.4 tons | TRANE | HRCU-A-CB (Split System: Heat Pump with Remote Outdoor Unit-Air-Source) | 5TWR7024A1 |  |  | 5PX*B004AS3 | S8V2B080M4PDB | 23200 | 17.1 | 8.7 | 21800 | 17200 | 78.9% | 2.02 | 0 | 12.5 |  |  |  |  | R-454B | 1.9333 | Residential & Commercial | USHP | Ducted CEE Tier 1
216765820 | Central HP <5.4 tons | TRANE | HRCU-A-CB (Split System: Heat Pump with Remote Outdoor Unit-Air-Source) | 5TWR7024A1 |  |  | 5PX*B004AS3 | S9X1B040D3PSB | 21600 | 15.2 | 8.5 | 21200 | 16800 | 79.25% | 1.93 | 0 | 11.7 |  |  |  |  | R-454B | 1.8 | Residential & Commercial | USHP | Ducted CEE Tier 1
216765836 | Central HP <5.4 tons | TRANE | HRCU-A-CB (Split System: Heat Pump with Remote Outdoor Unit-Air-Source) | 5TWR7024A1 |  |  | 5PX*B006AS3 | S8V2B080M4PDB | 23800 | 17.1 | 9 | 21800 | 17400 | 79.82% | 2.08 | 0 | 12.5 |  |  |  |  | R-454B | 1.9833 | Residential & Commercial | USHP | Ducted CEE Tier 1
216765886 | Central HP <5.4 tons | TRANE | HRCU-A-CB (Split System: Heat Pump with Remote Outdoor Unit-Air-Source) | 5TWR7024A1 |  |  | 5PX*BD06AS3 | S8V2B060M4PDB | 23400 | 17.1 | 8.5 | 22200 | 17300 | 77.93% | 1.95 | 0 | 12.5 |  |  |  |  | R-454B | 1.95 | Residential & Commercial | USHP | Ducted CEE Tier 1
216765888 | Central HP <5.4 tons | TRANE | HRCU-A-CB (Split System: Heat Pump with Remote Outdoor Unit-Air-Source) | 5TWR7024A1 |  |  | 5PX*BD06AS3 | S8V2B080M4PDB | 23800 | 17.1 | 8.7 | 22200 | 17400 | 78.38% | 1.98 | 0 | 12.5 |  |  |  |  | R-454B | 1.9833 | Residential & Commercial | USHP | Ducted CEE Tier 1
216765904 | Central HP <5.4 tons | TRANE | HRCU-A-CB (Split System: Heat Pump with Remote Outdoor Unit-Air-Source) | 5TWR7024A1 |  |  | 5PX*BD06AS3 | S8V2B080M4PCB | 23800 | 17.1 | 8.7 | 22200 | 17400 | 78.38% | 1.98 | 0 | 12.5 |  |  |  |  | R-454B | 1.9833 | Residential & Commercial | USHP | Ducted CEE Tier 1
211712912 | Central HP <5.4 tons | DAY & NIGHT | HRCU-A-CB (Split System: Heat Pump with Remote Outdoor Unit-Air-Source) | DLCURAH30ABK |  |  | EA*4X42L24A* | *92ESN1002120A* | 30600 | 15.2 | 8.1 | 34200 | 27000 | 78.95% | 1.82 | 0 | 9 |  |  |  |  | R-410A | 2.55 | Residential & Commercial | USHP
211240796 | Central HP <5.4 tons | DAY & NIGHT | HRCU-A-CB (Split System: Heat Pump with Remote Outdoor Unit-Air-Source) | DLCURAH24ABK |  |  | EA*4X24L17A* | OMV112K14A | 23800 | 15.5 | 8.5 | 27000 | 24000 | 88.89% | 1.96 | 0 | 10 |  |  |  |  | R-410A | 1.9833 | Residential & Commercial | USHP | Ducted CEE Tier 1
211240869 | Central HP <5.4 tons | DAY & NIGHT | HRCU-A-CB (Split System: Heat Pump with Remote Outdoor Unit-Air-Source) | DLCURAH24ABK |  |  | EA*4X25L17A* | *95ESU0401712A* | 24200 | 17 | 8.5 | 25200 | 21600 | 85.71% | 1.8 | 0 | 10 |  |  |  |  | R-410A | 2.0167 | Residential & Commercial | USHP | Ducted CEE Tier 1
211241482 | Central HP <5.4 tons | DAY & NIGHT | HRCU-A-CB (Split System: Heat Pump with Remote Outdoor Unit-Air-Source) | DLCURAH24ABK |  |  | EA*4X30L17A* | *80VSL0451716A* | 24200 | 16.5 | 8.5 | 26400 | 23000 | 87.12% | 1.9 | 0 | 10 |  |  |  |  | R-410A | 2.0167 | Residential & Commercial | USHP | Ducted CEE Tier 1
211241766 | Central HP <5.4 tons | DAY & NIGHT | HRCU-A-CB (Split System: Heat Pump with Remote Outdoor Unit-Air-Source) | DLCURAH24ABK |  |  | EA*4X30L17A* | *80ES(N,L)0701412A* | 24200 | 16.5 | 8.5 | 26400 | 22800 | 86.36% | 1.88 | 0 | 10 |  |  |  |  | R-410A | 2.0167 | Residential & Commercial | USHP | Ducted CEE Tier 1
211242741 | Central HP <5.4 tons | DAY & NIGHT | HRCU-A-CB (Split System: Heat Pump with Remote Outdoor Unit-Air-Source) | DLCURAH24ABK |  |  | EA*4X36L21A* | OMV112K14A | 24200 | 16.5 | 8.5 | 26200 | 22600 | 86.26% | 1.86 | 0 | 10 |  |  |  |  | R-410A | 2.0167 | Residential & Commercial | USHP | Ducted CEE Tier 1
214719683 | Central HP <5.4 tons | LUXAIRE | HRCU-A-CB (Split System: Heat Pump with Remote Outdoor Unit-Air-Source) | HH836E2S11 |  |  | CTU36B5XDS1+TXV | TM8E100B12MP11 | 33200 | 18 | 8.5 | 31200 | 25200 | 80.77% | 2 | 0 | 11 |  |  |  |  | R-454B | 2.7667 | Residential & Commercial | USHP | Ducted CEE Tier 1
216734457 | Central HP <5.4 tons | HEIL | HRCU-A-CB (Split System: Heat Pump with Remote Outdoor Unit-Air-Source) | D5CUHAH24AAK |  |  | EA*5X36M17A* | *80MSU0401712A* | 22400 | 16.5 | 8.5 | 20800 | 18700 | 89.9% | 1.96 | 0 | 11 |  |  |  |  | R-454B | 1.8667 | Residential & Commercial | USHP | Ducted CEE Tier 1
216734621 | Central HP <5.4 tons | HEIL | HRCU-A-CB (Split System: Heat Pump with Remote Outdoor Unit-Air-Source) | D5CUHAH24AAK |  |  | EA*5X36M17A* | *96MSN0261410A* | 22200 | 15.5 | 8.1 | 20800 | 18700 | 89.9% | 1.9 | 0 | 10.5 |  |  |  |  | R-454B | 1.85 | Residential & Commercial | USHP | Ducted CEE Tier 1
216734822 | Central HP <5.4 tons | HEIL | HRCU-A-CB (Split System: Heat Pump with Remote Outdoor Unit-Air-Source) | D5CUHAH24AAK |  |  | EA*5X36M17A* | *96VTN0801716B* | 22200 | 16 | 8.1 | 20800 | 18700 | 89.9% | 1.85 | 0 | 10.5 |  |  |  |  | R-454B | 1.85 | Residential & Commercial | USHP | Ducted CEE Tier 1
215676648 | Central HP <5.4 tons | COMFORTMAKER | HRCU-A-CB (Split System: Heat Pump with Remote Outdoor Unit-Air-Source) | C5H0V48*K*AAA* |  |  | EVD5X60M24A*+WALLCON | *95CSU1002122B* | 48000 | 19 | 9 | 50000 | 36400 | 72.8% | 2.02 | 0 | 10 |  |  |  |  | R-454B | 4 | Residential & Commercial | USHP | Ducted CEE Tier 1
216766734 | Central HP <5.4 tons | TRANE | HRCU-A-CB (Split System: Heat Pump with Remote Outdoor Unit-Air-Source) | 5TWR7060A1 |  |  | 5TXCD008AS3+P0V0D000M50SD | 0 | 51500 | 16 | 9 | 51500 | 38500 | 74.76% | 2.22 | 0 | 11.2 |  |  |  |  | R-454B | 4.2917 | Residential & Commercial | USHP | Ducted CEE Tier 1
216766752 | Central HP <5.4 tons | TRANE | HRCU-A-CB (Split System: Heat Pump with Remote Outdoor Unit-Air-Source) | 5TWR7060A1 |  |  | 5TXCD010AS3 | S8V2C100M5PCB | 52500 | 15.2 | 9 | 51000 | 38500 | 75.49% | 2.22 | 0 | 11.2 |  |  |  |  | R-454B | 4.375 | Residential & Commercial | USHP | Ducted CEE Tier 1
210471250 | Central HP <5.4 tons | DAY & NIGHT | HRCU-A-CB (Split System: Heat Pump with Remote Outdoor Unit-Air-Source) | CVH837GKA2* |  |  | EHD4X60AAL+WALLCON | *97CMN1002122A* | 33000 | 17 | 8.1 | 32200 | 24800 | 77.02% | 2.02 | 0 | 11.5 |  |  |  |  | R-410A | 2.75 | Residential & Commercial | USHP | Ducted CEE Tier 1
216764969 | Central HP <5.4 tons | TRANE | HRCU-A-CB (Split System: Heat Pump with Remote Outdoor Unit-Air-Source) | 5TWX7036A1 |  |  | 5PX*C007AS3 | S8X2C100M5PSC | 33400 | 17.1 | 9 | 32400 | 24000 | 74.07% | 2.1 | 0 | 12 |  |  |  |  | R-454B | 2.7833 | Residential & Commercial | USHP | Ducted CEE Tier 1
216764976 | Central HP <5.4 tons | TRANE | HRCU-A-CB (Split System: Heat Pump with Remote Outdoor Unit-Air-Source) | 5TWX7036A1 |  |  | 5PX*C009AS3 | S8X1C080M5PTC | 34200 | 18 | 8.7 | 32400 | 24000 | 74.07% | 2.2 | 0 | 12 |  |  |  |  | R-454B | 2.85 | Residential & Commercial | USHP | Ducted CEE Tier 1
216764994 | Central HP <5.4 tons | TRANE | HRCU-A-CB (Split System: Heat Pump with Remote Outdoor Unit-Air-Source) | 5TWX7036A1 |  |  | 5TXCB004AS3 | S8X2B060M4PTC | 32200 | 17.1 | 8.7 | 32200 | 23800 | 73.91% | 2.1 | 0 | 11.7 |  |  |  |  | R-454B | 2.6833 | Residential & Commercial | USHP | Ducted CEE Tier 1
216765008 | Central HP <5.4 tons | TRANE | HRCU-A-CB (Split System: Heat Pump with Remote Outdoor Unit-Air-Source) | 5TWX7036A1 |  |  | 5TXCB006AS3 | S8X2B060M4PSC | 33600 | 17.5 | 8.7 | 32600 | 24200 | 74.23% | 2.1 | 0 | 12 |  |  |  |  | R-454B | 2.8 | Residential & Commercial | USHP | Ducted CEE Tier 1
216765010 | Central HP <5.4 tons | TRANE | HRCU-A-CB (Split System: Heat Pump with Remote Outdoor Unit-Air-Source) | 5TWX7036A1 |  |  | 5TXCC005AS3 | S8X2C080M5PTC | 32600 | 17.1 | 8.7 | 32400 | 24000 | 74.07% | 2.1 | 0 | 11.7 |  |  |  |  | R-454B | 2.7167 | Residential & Commercial | USHP | Ducted CEE Tier 1
216764943 | Central HP <5.4 tons | TRANE | HRCU-A-CB (Split System: Heat Pump with Remote Outdoor Unit-Air-Source) | 5TWX7036A1 |  |  | 5PX*B006AS3 | S8X1B060M4PTC | 33600 | 17.5 | 8.7 | 32600 | 24200 | 74.23% | 2.1 | 0 | 12 |  |  |  |  | R-454B | 2.8 | Residential & Commercial | USHP | Ducted CEE Tier 1
216765041 | Central HP <5.4 tons | TRANE | HRCU-A-CB (Split System: Heat Pump with Remote Outdoor Unit-Air-Source) | 5TWX7048A1 |  |  | 5PX*D008AS3 | S8X2D120M5PTC | 43500 | 17.1 | 9 | 44500 | 32800 | 73.71% | 2.2 | 0 | 12 |  |  |  |  | R-454B | 3.625 | Residential & Commercial | USHP | Ducted CEE Tier 1
216765052 | Central HP <5.4 tons | TRANE | HRCU-A-CB (Split System: Heat Pump with Remote Outdoor Unit-Air-Source) | 5TWX7048A1 |  |  | 5PX*D010AS3 | S8X1C100M5PTC | 43500 | 17.1 | 9 | 44000 | 32200 | 73.18% | 2.2 | 0 | 12 |  |  |  |  | R-454B | 3.625 | Residential & Commercial | USHP | Ducted CEE Tier 1
216765068 | Central HP <5.4 tons | TRANE | HRCU-A-CB (Split System: Heat Pump with Remote Outdoor Unit-Air-Source) | 5TWX7048A1 |  |  | 5TXCD008AS3 | S8X2C100M5PTC | 43500 | 17 | 9 | 45000 | 33000 | 73.33% | 2.1 | 0 | 11.7 |  |  |  |  | R-454B | 3.625 | Residential & Commercial | USHP | Ducted CEE Tier 1
216765075 | Central HP <5.4 tons | TRANE | HRCU-A-CB (Split System: Heat Pump with Remote Outdoor Unit-Air-Source) | 5TWX7048A1 |  |  | 5TXCD010AS3 | S8X2D120M5PTC | 44000 | 17.1 | 9 | 44500 | 32400 | 72.81% | 2.2 | 0 | 12 |  |  |  |  | R-454B | 3.6667 | Residential & Commercial | USHP | Ducted CEE Tier 1
216764709 | Central HP <5.4 tons | TRANE | HRCU-A-CB (Split System: Heat Pump with Remote Outdoor Unit-Air-Source) | 5TWR7036A1 |  |  | 5TXCB004AS3 | S8X2A040M3PTC | 32400 | 17.1 | 8.7 | 32600 | 24200 | 74.23% | 2.1 | 0 | 11.5 |  |  |  |  | R-454B | 2.7 | Residential & Commercial | USHP | Ducted CEE Tier 1
216764725 | Central HP <5.4 tons | TRANE | HRCU-A-CB (Split System: Heat Pump with Remote Outdoor Unit-Air-Source) | 5TWR7036A1 |  |  | 5TXCB004AS3 | S8X1A040M3PTC | 32400 | 17.1 | 8.7 | 32600 | 24200 | 74.23% | 2.1 | 0 | 11.5 |  |  |  |  | R-454B | 2.7 | Residential & Commercial | USHP | Ducted CEE Tier 1
216734971 | Central HP <5.4 tons | HEIL | HRCU-A-CB (Split System: Heat Pump with Remote Outdoor Unit-Air-Source) | D5CUHAH24AAK |  |  | EA*5X37M17A* | *80VSL0701412B* | 23000 | 16.5 | 8.5 | 20800 | 18500 | 88.94% | 1.94 | 0 | 11 |  |  |  |  | R-454B | 1.9167 | Residential & Commercial | USHP | Ducted CEE Tier 1
216735574 | Central HP <5.4 tons | HEIL | HRCU-A-CB (Split System: Heat Pump with Remote Outdoor Unit-Air-Source) | D5CUHAH24AAK |  |  | EA*5X37M21A* | *80MSU0802120A* | 22800 | 16.5 | 8.5 | 20400 | 18300 | 89.71% | 1.98 | 0 | 11 |  |  |  |  | R-454B | 1.9 | Residential & Commercial | USHP | Ducted CEE Tier 1
216735808 | Central HP <5.4 tons | HEIL | HRCU-A-CB (Split System: Heat Pump with Remote Outdoor Unit-Air-Source) | D5CUHAH24AAK |  |  | EA*5X37M21A* | *96MSN0601716A* | 23200 | 15.5 | 8.5 | 20800 | 18500 | 88.94% | 1.98 | 0 | 11 |  |  |  |  | R-454B | 1.9333 | Residential & Commercial | USHP | Ducted CEE Tier 1
216735859 | Central HP <5.4 tons | HEIL | HRCU-A-CB (Split System: Heat Pump with Remote Outdoor Unit-Air-Source) | D5CUHAH24AAK |  |  | EA*5X37M21A* | *96VSN0401712B* | 23000 | 16 | 8.5 | 20800 | 18500 | 88.94% | 1.96 | 0 | 10.5 |  |  |  |  | R-454B | 1.9167 | Residential & Commercial | USHP | Ducted CEE Tier 1
212614934 | Central HP <5.4 tons | DAIKIN | HRCU-A-CB (Split System: Heat Pump with Remote Outdoor Unit-Air-Source) | DZ6VSA421EA* |  |  | CA*EA6030*4A*+MBVC2000**-1A* | 0 | 40000 | 17 | 8.6 | 40000 | 30600 | 76.5% | 2 | 0 | 10 |  |  |  |  | R-410A | 3.3333 | Residential & Commercial | USHP | Ducted CEE Tier 1
216735291 | Central HP <5.4 tons | HEIL | HRCU-A-CB (Split System: Heat Pump with Remote Outdoor Unit-Air-Source) | D5CUHAH24AAK |  |  | EA*5X37M17A* | *96CTN0601714B* | 23000 | 16.5 | 8.5 | 20800 | 18500 | 88.94% | 1.96 | 0 | 11 |  |  |  |  | R-454B | 1.9167 | Residential & Commercial | USHP | Ducted CEE Tier 1
216735961 | Central HP <5.4 tons | HEIL | HRCU-A-CB (Split System: Heat Pump with Remote Outdoor Unit-Air-Source) | D5CUHAH24AAK |  |  | EA*5X37M21A* | *96CTN0801714B* | 23000 | 16.5 | 8.5 | 20600 | 18400 | 89.32% | 1.96 | 0 | 11 |  |  |  |  | R-454B | 1.9167 | Residential & Commercial | USHP | Ducted CEE Tier 1
216764495 | Central HP <5.4 tons | TRANE | HRCU-A-CB (Split System: Heat Pump with Remote Outdoor Unit-Air-Source) | 5TWX7060A1 |  |  | 5PX*D008AS3 | S9V2C080U5PSC | 51000 | 16 | 9 | 51500 | 39000 | 75.73% | 2.1 | 0 | 11 |  |  |  |  | R-454B | 4.25 | Residential & Commercial | USHP | Ducted CEE Tier 1
216764929 | Central HP <5.4 tons | TRANE | HRCU-A-CB (Split System: Heat Pump with Remote Outdoor Unit-Air-Source) | 5TWX7036A1 |  |  | 5PX*B004AS3 | S8X2B060M4PTC | 32200 | 17.1 | 8.7 | 32200 | 23800 | 73.91% | 2.1 | 0 | 11.7 |  |  |  |  | R-454B | 2.6833 | Residential & Commercial | USHP | Ducted CEE Tier 1
216764765 | Central HP <5.4 tons | TRANE | HRCU-A-CB (Split System: Heat Pump with Remote Outdoor Unit-Air-Source) | 5TWR7048A1 |  |  | 5PX*C009AS3 | S8X1C080M5PTC | 43500 | 17.1 | 9 | 44000 | 32200 | 73.18% | 2.2 | 0 | 12 |  |  |  |  | R-454B | 3.625 | Residential & Commercial | USHP | Ducted CEE Tier 1
216764795 | Central HP <5.4 tons | TRANE | HRCU-A-CB (Split System: Heat Pump with Remote Outdoor Unit-Air-Source) | 5TWR7048A1 |  |  | 5PX*D010AS3 | S8X2C080M5PTC | 43500 | 17.1 | 9 | 44000 | 32200 | 73.18% | 2.2 | 0 | 12 |  |  |  |  | R-454B | 3.625 | Residential & Commercial | USHP | Ducted CEE Tier 1
215679198 | Central HP <5.4 tons | COMFORTMAKER | HRCU-A-CB (Split System: Heat Pump with Remote Outdoor Unit-Air-Source) | C5H0V36*K*AAA* |  |  | EA*5X36M17A*+WALLCON | *80CSU0401712B* | 32800 | 17 | 8.5 | 36000 | 25800 | 71.67% | 1.76 | 0 | 9.5 |  |  |  |  | R-454B | 2.7333 | Residential & Commercial | USHP
215679398 | Central HP <5.4 tons | COMFORTMAKER | HRCU-A-CB (Split System: Heat Pump with Remote Outdoor Unit-Air-Source) | C5H0V36*K*AAA* |  |  | EA*5X42M21A*+WALLCON | *97CTN0802120A* | 33200 | 17.5 | 9 | 35800 | 25600 | 71.51% | 1.86 | 0 | 10 |  |  |  |  | R-454B | 2.7667 | Residential & Commercial | USHP | Ducted CEE Tier 1
215679698 | Central HP <5.4 tons | COMFORTMAKER | HRCU-A-CB (Split System: Heat Pump with Remote Outdoor Unit-Air-Source) | C5H0V36*K*AAA* |  |  | EA*5X61M24A*+WALLCON | *97CTN1202422A* | 35000 | 18.5 | 9 | 34400 | 24800 | 72.09% | 1.92 | 0 | 10.5 |  |  |  |  | R-454B | 2.9167 | Residential & Commercial | USHP | Ducted CEE Tier 1
211243334 | Central HP <5.4 tons | DAY & NIGHT | HRCU-A-CB (Split System: Heat Pump with Remote Outdoor Unit-Air-Source) | DLCURAH24ABK |  |  | EA*4X37L21A* | *80VSL0451716A* | 24800 | 16.5 | 8.5 | 25600 | 21000 | 82.03% | 1.76 | 0 | 10.5 |  |  |  |  | R-410A | 2.0667 | Residential & Commercial | USHP | Ducted CEE Tier 1
216766106 | Central HP <5.4 tons | TRANE | HRCU-A-CB (Split System: Heat Pump with Remote Outdoor Unit-Air-Source) | 5TWR7036A1 |  |  | 5PX*BD06AS3 | S9V2B040D3VSB | 33000 | 16.5 | 8.5 | 33200 | 24400 | 73.49% | 2.08 | 0 | 12 |  |  |  |  | R-454B | 2.75 | Residential & Commercial | USHP | Ducted CEE Tier 1
216766154 | Central HP <5.4 tons | TRANE | HRCU-A-CB (Split System: Heat Pump with Remote Outdoor Unit-Air-Source) | 5TWR7036A1 |  |  | 5PX*C007AS3 | S8V2C100M5PDB | 33800 | 17 | 9 | 32800 | 24200 | 73.78% | 2.2 | 0 | 12 |  |  |  |  | R-454B | 2.8167 | Residential & Commercial | USHP | Ducted CEE Tier 1
216766204 | Central HP <5.4 tons | TRANE | HRCU-A-CB (Split System: Heat Pump with Remote Outdoor Unit-Air-Source) | 5TWR7036A1 |  |  | 5PX*CD05AS3 | S8V2C100M5PDB | 32800 | 16 | 8.2 | 33400 | 24600 | 73.65% | 2 | 0 | 12 |  |  |  |  | R-454B | 2.7333 | Residential & Commercial | USHP | Ducted CEE Tier 1
216766220 | Central HP <5.4 tons | TRANE | HRCU-A-CB (Split System: Heat Pump with Remote Outdoor Unit-Air-Source) | 5TWR7036A1 |  |  | 5PX*CD07AS3+P0V0C000M50SD | 0 | 34200 | 17.1 | 8.7 | 33400 | 24400 | 73.05% | 2.15 | 0 | 12 |  |  |  |  | R-454B | 2.85 | Residential & Commercial | USHP | Ducted CEE Tier 1
216766254 | Central HP <5.4 tons | TRANE | HRCU-A-CB (Split System: Heat Pump with Remote Outdoor Unit-Air-Source) | 5TWR7036A1 |  |  | 5PX*D010AS3 | S8V2D120M5PDB | 34600 | 17.1 | 9 | 32400 | 24000 | 74.07% | 2.24 | 0 | 12.5 |  |  |  |  | R-454B | 2.8833 | Residential & Commercial | USHP | Ducted CEE Tier 1
216736793 | Central HP <5.4 tons | HEIL | HRCU-A-CB (Split System: Heat Pump with Remote Outdoor Unit-Air-Source) | D5CUHAH24AAK |  |  | ESH5X24M12A* | *96CTN0801714B* | 22200 | 15.2 | 8.1 | 21000 | 19000 | 90.48% | 1.85 | 0 | 10.5 |  |  |  |  | R-454B | 1.85 | Residential & Commercial | USHP | Ducted CEE Tier 1
216734890 | Central HP <5.4 tons | HEIL | HRCU-A-CB (Split System: Heat Pump with Remote Outdoor Unit-Air-Source) | D5CUHAH24AAK |  |  | EA*5X37M17A* | *80CSU0601716A* | 23600 | 17 | 8.5 | 21200 | 18800 | 88.68% | 1.94 | 0 | 11 |  |  |  |  | R-454B | 1.9667 | Residential & Commercial | USHP | Ducted CEE Tier 1
212977761 | Central HP <5.4 tons | HEIL | HRCU-A-CB (Split System: Heat Pump with Remote Outdoor Unit-Air-Source) | DLCURAH18ABK |  |  | EA*4X30L14A* | *80MS(N,L)0451412A* | 17600 | 16.5 | 8.5 | 18100 | 18700 | 103.3% | 2.24 | 0 | 10.5 |  |  |  |  | R-410A | 1.4667 | Residential & Commercial | USHP | Ducted CEE Tier 1
212614864 | Central HP <5.4 tons | DAIKIN | HRCU-A-CB (Split System: Heat Pump with Remote Outdoor Unit-Air-Source) | DZ6VSA241EA* |  |  | DFVE36CP1400A* | 0 | 23000 | 17 | 8.6 | 23000 | 16100 | 70% | 2 | 0 | 10 |  |  |  |  | R-410A | 1.9167 | Residential & Commercial | USHP | Ducted CEE Tier 1
215681378 | Central HP <5.4 tons | COMFORTMAKER | HRCU-A-CB (Split System: Heat Pump with Remote Outdoor Unit-Air-Source) | C5H0V48*K*AAA* |  |  | EA*5X60M24A*+WALLCON | *96CTN0802120B* | 45000 | 18 | 9 | 47500 | 33600 | 70.74% | 2.06 | 0 | 10 |  |  |  |  | R-454B | 3.75 | Residential & Commercial | USHP | Ducted CEE Tier 1
215681428 | Central HP <5.4 tons | COMFORTMAKER | HRCU-A-CB (Split System: Heat Pump with Remote Outdoor Unit-Air-Source) | C5H0V48*K*AAA* |  |  | EA*5X60M24A*+WALLCON | *97CTN1202422A* | 45000 | 18 | 9 | 47500 | 33600 | 70.74% | 2.06 | 0 | 10 |  |  |  |  | R-454B | 3.75 | Residential & Commercial | USHP | Ducted CEE Tier 1
215681628 | Central HP <5.4 tons | COMFORTMAKER | HRCU-A-CB (Split System: Heat Pump with Remote Outdoor Unit-Air-Source) | C5H0V48*K*AAA* |  |  | ESH5X48M12A*+WALLCON | *97CTN0801716A* | 44500 | 16 | 8.5 | 49500 | 34800 | 70.3% | 1.92 | 0 | 9 |  |  |  |  | R-454B | 3.7083 | Residential & Commercial | USHP
215681728 | Central HP <5.4 tons | COMFORTMAKER | HRCU-A-CB (Split System: Heat Pump with Remote Outdoor Unit-Air-Source) | C5H0V48*K*AAA* |  |  | ESH5X60M12A*+WALLCON | *97CTN0802120A* | 45500 | 16.5 | 8.5 | 48000 | 33800 | 70.42% | 2.06 | 0 | 9.5 |  |  |  |  | R-454B | 3.7917 | Residential & Commercial | USHP
213779161 | Central HP <5.4 tons | DAY & NIGHT | HRCU-A-CB (Split System: Heat Pump with Remote Outdoor Unit-Air-Source) | CVH837GKA** |  |  | EA*4X42L21A*+WALLCON | *96CTN0801714B* | 31600 | 17 | 8.1 | 33000 | 24600 | 74.55% | 1.86 | 0 | 10.5 |  |  |  |  | R-410A | 2.6333 | Residential & Commercial | USHP | Ducted CEE Tier 1
213779361 | Central HP <5.4 tons | DAY & NIGHT | HRCU-A-CB (Split System: Heat Pump with Remote Outdoor Unit-Air-Source) | CVH837GKA** |  |  | EA*4X43L21A*+WALLCON | *96CTN1002122B* | 33000 | 17 | 8.5 | 32600 | 25000 | 76.69% | 1.98 | 0 | 11.5 |  |  |  |  | R-410A | 2.75 | Residential & Commercial | USHP | Ducted CEE Tier 1
213780111 | Central HP <5.4 tons | DAY & NIGHT | HRCU-A-CB (Split System: Heat Pump with Remote Outdoor Unit-Air-Source) | CVH837GKA** |  |  | EHD4X42AAL+WALLCON | *96CTN0801714B* | 32400 | 16 | 8.1 | 33000 | 24800 | 75.15% | 1.92 | 0 | 11 |  |  |  |  | R-410A | 2.7 | Residential & Commercial | USHP | Ducted CEE Tier 1
213780161 | Central HP <5.4 tons | DAY & NIGHT | HRCU-A-CB (Split System: Heat Pump with Remote Outdoor Unit-Air-Source) | CVH837GKA** |  |  | EHD4X48AAL+WALLCON | *80CTL0701716B* | 32600 | 16.5 | 8.1 | 33200 | 25000 | 75.3% | 1.94 | 0 | 11 |  |  |  |  | R-410A | 2.7167 | Residential & Commercial | USHP | Ducted CEE Tier 1
215487432 | Central HP <5.4 tons | DAIKIN | HRCU-A-CB (Split System: Heat Pump with Remote Outdoor Unit-Air-Source) | DH7VSA4210A* |  |  | CHPEA6030*3A* | D*80VC0805C*A* | 40500 | 17 | 8.6 | 41000 | 31000 | 75.61% | 2 | 0 | 10 |  |  |  |  | R-32 | 3.375 | Residential & Commercial | USHP | Ducted CEE Tier 1
215679368 | Central HP <5.4 tons | COMFORTMAKER | HRCU-A-CB (Split System: Heat Pump with Remote Outdoor Unit-Air-Source) | C5H0V36*K*AAA* |  |  | EA*5X42M21A*+WALLCON | *80CSU0601716B* | 33200 | 17.5 | 8.5 | 35800 | 25600 | 71.51% | 1.84 | 0 | 9.5 |  |  |  |  | R-454B | 2.7667 | Residential & Commercial | USHP
215679618 | Central HP <5.4 tons | COMFORTMAKER | HRCU-A-CB (Split System: Heat Pump with Remote Outdoor Unit-Air-Source) | C5H0V36*K*AAA* |  |  | EA*5X61M21A*+WALLCON | *80CSU0601716B* | 35000 | 18 | 9 | 34400 | 24800 | 72.09% | 1.92 | 0 | 10 |  |  |  |  | R-454B | 2.9167 | Residential & Commercial | USHP | Ducted CEE Tier 1
215679718 | Central HP <5.4 tons | COMFORTMAKER | HRCU-A-CB (Split System: Heat Pump with Remote Outdoor Unit-Air-Source) | C5H0V36*K*AAA* |  |  | ESH5X36M12A*+WALLCON | *80CSU0401712B* | 33800 | 16 | 8.5 | 35600 | 25400 | 71.35% | 1.78 | 0 | 9.5 |  |  |  |  | R-454B | 2.8167 | Residential & Commercial | USHP
215433898 | Central HP <5.4 tons | DAIKIN | HRCU-A-CB (Split System: Heat Pump with Remote Outdoor Unit-Air-Source) | DH7VSA2410A* |  |  | CHPEA3026*3A*+MBVK16CP1X00A* | 0 | 23200 | 19 | 8.6 | 23200 | 17000 | 73.28% | 2 | 0 | 11 |  |  |  |  | R-32 | 1.9333 | Residential & Commercial | USHP | Ducted CEE Tier 1
215669527 | Central HP <5.4 tons | COMFORTMAKER | HRCU-A-CB (Split System: Heat Pump with Remote Outdoor Unit-Air-Source) | C5H0V36*K*AAA* |  |  | EA*5X61M21A*+WALLCON | *95CSU1002122B* | 35000 | 18 | 9 | 34400 | 24800 | 72.09% | 1.92 | 0 | 10 |  |  |  |  | R-454B | 2.9167 | Residential & Commercial | USHP | Ducted CEE Tier 1
215669897 | Central HP <5.4 tons | COMFORTMAKER | HRCU-A-CB (Split System: Heat Pump with Remote Outdoor Unit-Air-Source) | C5H0V36*K*AAA* |  |  | ESH5X36M12A*+WALLCON | *97CMN1202422B* | 33800 | 16.5 | 8.5 | 35800 | 25400 | 70.95% | 1.76 | 0 | 9.5 |  |  |  |  | R-454B | 2.8167 | Residential & Commercial | USHP
215669929 | Central HP <5.4 tons | COMFORTMAKER | HRCU-A-CB (Split System: Heat Pump with Remote Outdoor Unit-Air-Source) | C5H0V36*K*AAA* |  |  | ESH5X36M12A*+WALLCON | *96CTN1202422B* | 33800 | 16 | 8.5 | 35800 | 25400 | 70.95% | 1.76 | 0 | 9.5 |  |  |  |  | R-454B | 2.8167 | Residential & Commercial | USHP
215433932 | Central HP <5.4 tons | DAIKIN | HRCU-A-CB (Split System: Heat Pump with Remote Outdoor Unit-Air-Source) | DH7VSA4210A* |  |  | CHPEA4830*3A*+MBVK20DP1X00A* | 0 | 41000 | 17.5 | 8.8 | 41000 | 31000 | 75.61% | 2 | 0 | 10 |  |  |  |  | R-32 | 3.4167 | Residential & Commercial | USHP | Ducted CEE Tier 1
216764271 | Central HP <5.4 tons | TRANE | HRCU-A-CB (Split System: Heat Pump with Remote Outdoor Unit-Air-Source) | 5TWX7036A1 |  |  | 5PX*BD06AS3 | S8X1B060M4PSC | 33000 | 17.1 | 8.7 | 33200 | 24400 | 73.49% | 2 | 0 | 12 |  |  |  |  | R-454B | 2.75 | Residential & Commercial | USHP | Ducted CEE Tier 1
216764285 | Central HP <5.4 tons | TRANE | HRCU-A-CB (Split System: Heat Pump with Remote Outdoor Unit-Air-Source) | 5TWX7036A1 |  |  | 5PX*C005AS3 | S8X1C080M5PSC | 32600 | 17.1 | 8.7 | 32400 | 24000 | 74.07% | 2.1 | 0 | 11.7 |  |  |  |  | R-454B | 2.7167 | Residential & Commercial | USHP | Ducted CEE Tier 1
216764335 | Central HP <5.4 tons | TRANE | HRCU-A-CB (Split System: Heat Pump with Remote Outdoor Unit-Air-Source) | 5TWX7036A1 |  |  | 5TEM6D05AV41+TDR | 0 | 33600 | 18 | 9 | 32800 | 24000 | 73.17% | 2.2 | 0 | 12 |  |  |  |  | R-454B | 2.8 | Residential & Commercial | USHP | Ducted CEE Tier 1
216764353 | Central HP <5.4 tons | TRANE | HRCU-A-CB (Split System: Heat Pump with Remote Outdoor Unit-Air-Source) | 5TWX7036A1 |  |  | 5TXCB004AS3 | S9V2B040U3PSC | 32200 | 17 | 8.7 | 32400 | 24000 | 74.07% | 2.1 | 0 | 11.7 |  |  |  |  | R-454B | 2.6833 | Residential & Commercial | USHP | Ducted CEE Tier 1
216764354 | Central HP <5.4 tons | TRANE | HRCU-A-CB (Split System: Heat Pump with Remote Outdoor Unit-Air-Source) | 5TWX7036A1 |  |  | 5TXCB004AS3 | S9V2B040U3VSB | 32000 | 17 | 8.7 | 32200 | 24000 | 74.53% | 2 | 0 | 11.7 |  |  |  |  | R-454B | 2.6667 | Residential & Commercial | USHP | Ducted CEE Tier 1
216764371 | Central HP <5.4 tons | TRANE | HRCU-A-CB (Split System: Heat Pump with Remote Outdoor Unit-Air-Source) | 5TWX7036A1 |  |  | 5TXCB006AS3 | S9V2B040U3PSC | 33000 | 17.5 | 9 | 32600 | 24000 | 73.62% | 2.1 | 0 | 12 |  |  |  |  | R-454B | 2.75 | Residential & Commercial | USHP | Ducted CEE Tier 1
216764372 | Central HP <5.4 tons | TRANE | HRCU-A-CB (Split System: Heat Pump with Remote Outdoor Unit-Air-Source) | 5TWX7036A1 |  |  | 5TXCB006AS3 | S9V2B040U3VSB | 33000 | 17.5 | 9 | 32600 | 24000 | 73.62% | 2.1 | 0 | 12 |  |  |  |  | R-454B | 2.75 | Residential & Commercial | USHP | Ducted CEE Tier 1
215681978 | Central HP <5.4 tons | COMFORTMAKER | HRCU-A-CB (Split System: Heat Pump with Remote Outdoor Unit-Air-Source) | C5H0V48*K*AAA* |  |  | EVM5X60M24A*+WALLCON | *96CTN0802120B* | 48000 | 19 | 9 | 50000 | 36600 | 73.2% | 2 | 0 | 10 |  |  |  |  | R-454B | 4 | Residential & Commercial | USHP | Ducted CEE Tier 1
215682278 | Central HP <5.4 tons | COMFORTMAKER | HRCU-A-CB (Split System: Heat Pump with Remote Outdoor Unit-Air-Source) | C5H0V48*K*AAA* |  |  | EVD5X49M24A*+WALLCON | *97CTN1002122A* | 48000 | 19 | 9 | 50000 | 36600 | 73.2% | 2 | 0 | 10.5 |  |  |  |  | R-454B | 4 | Residential & Commercial | USHP | Ducted CEE Tier 1
210692303 | Central HP <5.4 tons | DAIKIN | HRCU-A-CB (Split System: Heat Pump with Remote Outdoor Unit-Air-Source) | DZ9VCA3610A* |  |  | CA*F3743*6D*+TXV | D*80VC0604B*A* | 33600 | 19 | 8.2 | 34000 | 24400 | 71.76% | 1.8 | 0 | 12 |  |  |  |  | R-410A | 2.8 | Residential & Commercial | USHP | Ducted CEE Tier 1
210692353 | Central HP <5.4 tons | DAIKIN | HRCU-A-CB (Split System: Heat Pump with Remote Outdoor Unit-Air-Source) | DZ9VCA3610A* |  |  | CHPF3743C6B*+TXV | D*96SC0805CUA* | 33400 | 18 | 8.2 | 34000 | 24400 | 71.76% | 1.8 | 0 | 11 |  |  |  |  | R-410A | 2.7833 | Residential & Commercial | USHP | Ducted CEE Tier 1
210692370 | Central HP <5.4 tons | DAIKIN | HRCU-A-CB (Split System: Heat Pump with Remote Outdoor Unit-Air-Source) | DZ9VCA3610A* |  |  | CSCF3642N6D*+TXV | D*96VC0803BNA* | 33800 | 18.5 | 8.2 | 34000 | 24400 | 71.76% | 1.8 | 0 | 11.5 |  |  |  |  | R-410A | 2.8167 | Residential & Commercial | USHP | Ducted CEE Tier 1
210692373 | Central HP <5.4 tons | DAIKIN | HRCU-A-CB (Split System: Heat Pump with Remote Outdoor Unit-Air-Source) | DZ9VCA3610A* |  |  | CSCF3642N6D*+TXV | D*96VC1005CNA* | 33800 | 18.5 | 8.2 | 34000 | 24400 | 71.76% | 1.8 | 0 | 11.5 |  |  |  |  | R-410A | 2.8167 | Residential & Commercial | USHP | Ducted CEE Tier 1
216765906 | Central HP <5.4 tons | TRANE | HRCU-A-CB (Split System: Heat Pump with Remote Outdoor Unit-Air-Source) | 5TWR7024A1 |  |  | 5PX*BD06AS3 | S8V2B060M4PCB | 23400 | 17.1 | 8.5 | 22200 | 17300 | 77.93% | 1.95 | 0 | 12.5 |  |  |  |  | R-454B | 1.95 | Residential & Commercial | USHP | Ducted CEE Tier 1
216765942 | Central HP <5.4 tons | TRANE | HRCU-A-CB (Split System: Heat Pump with Remote Outdoor Unit-Air-Source) | 5TWR7024A1 |  |  | 5TXCB004AS3 | S9V2B040D3VSB | 21800 | 15.2 | 8.5 | 21200 | 16900 | 79.72% | 1.96 | 0 | 11.7 |  |  |  |  | R-454B | 1.8167 | Residential & Commercial | USHP | Ducted CEE Tier 1
216765037 | Central HP <5.4 tons | TRANE | HRCU-A-CB (Split System: Heat Pump with Remote Outdoor Unit-Air-Source) | 5TWX7048A1 |  |  | 5PX*CD09AS3 | S8X2C080M5PSC | 43500 | 16.5 | 8.7 | 44000 | 32000 | 72.73% | 2.1 | 0 | 12 |  |  |  |  | R-454B | 3.625 | Residential & Commercial | USHP | Ducted CEE Tier 1
216765038 | Central HP <5.4 tons | TRANE | HRCU-A-CB (Split System: Heat Pump with Remote Outdoor Unit-Air-Source) | 5TWX7048A1 |  |  | 5PX*CD09AS3 | S8X1C100M5PTC | 43500 | 17 | 8.7 | 44000 | 32200 | 73.18% | 2.1 | 0 | 12 |  |  |  |  | R-454B | 3.625 | Residential & Commercial | USHP | Ducted CEE Tier 1
216679738 | Central HP <5.4 tons | AIRQUEST | HRCU-A-CB (Split System: Heat Pump with Remote Outdoor Unit-Air-Source) | DLCURAH18ABK |  |  | EHD4X24AAL | *97VTN0601716A* | 17400 | 15.5 | 8.1 | 18100 | 18400 | 101.7% | 2.05 | 0 | 10 |  |  |  |  | R-410A | 1.45 | Residential & Commercial | USHP | Ducted CEE Tier 1
216764920 | Central HP <5.4 tons | TRANE | HRCU-A-CB (Split System: Heat Pump with Remote Outdoor Unit-Air-Source) | 5TWX7024A1 |  |  | 5TXCB004AS3 | S8X2B060M4PTC | 23000 | 17.5 | 8.7 | 21600 | 17100 | 79.17% | 1.9 | 0 | 12.5 |  |  |  |  | R-454B | 1.9167 | Residential & Commercial | USHP | Ducted CEE Tier 1
211240963 | Central HP <5.4 tons | DAY & NIGHT | HRCU-A-CB (Split System: Heat Pump with Remote Outdoor Unit-Air-Source) | DLCURAH24ABK |  |  | EA*4X25L17A* | *96VTN0401712A* | 23800 | 16 | 8.1 | 25200 | 21800 | 86.51% | 1.82 | 0 | 10 |  |  |  |  | R-410A | 1.9833 | Residential & Commercial | USHP | Ducted CEE Tier 1
211241004 | Central HP <5.4 tons | DAY & NIGHT | HRCU-A-CB (Split System: Heat Pump with Remote Outdoor Unit-Air-Source) | DLCURAH24ABK |  |  | EA*4X25L17A* | *95ESN0401712A* | 24600 | 15.2 | 8.5 | 25800 | 21200 | 82.17% | 1.76 | 0 | 10 |  |  |  |  | R-410A | 2.05 | Residential & Commercial | USHP | Ducted CEE Tier 1
211240527 | Central HP <5.4 tons | DAY & NIGHT | HRCU-A-CB (Split System: Heat Pump with Remote Outdoor Unit-Air-Source) | DLCURAH24ABK |  |  | EA*4X24L17A* | *96VTN0401712A* | 23000 | 15.5 | 8.5 | 26400 | 26000 | 98.48% | 2.18 | 0 | 9.5 |  |  |  |  | R-410A | 1.9167 | Residential & Commercial | USHP
211240643 | Central HP <5.4 tons | DAY & NIGHT | HRCU-A-CB (Split System: Heat Pump with Remote Outdoor Unit-Air-Source) | DLCURAH24ABK |  |  | EA*4X24L17A* | *80ES(N,L)0451712A* | 23800 | 16.5 | 8.5 | 26800 | 24200 | 90.3% | 2 | 0 | 10 |  |  |  |  | R-410A | 1.9833 | Residential & Commercial | USHP | Ducted CEE Tier 1
211240679 | Central HP <5.4 tons | DAY & NIGHT | HRCU-A-CB (Split System: Heat Pump with Remote Outdoor Unit-Air-Source) | DLCURAH24ABK |  |  | EA*4X24L17A* | *92ESN0601412A* | 23200 | 16.5 | 8.5 | 26400 | 25800 | 97.73% | 2.18 | 0 | 10 |  |  |  |  | R-410A | 1.9333 | Residential & Commercial | USHP | Ducted CEE Tier 1
211241631 | Central HP <5.4 tons | DAY & NIGHT | HRCU-A-CB (Split System: Heat Pump with Remote Outdoor Unit-Air-Source) | DLCURAH24ABK |  |  | EA*4X30L17A* | *96VTN0601714A* | 23800 | 16.5 | 8.5 | 26200 | 23400 | 89.31% | 1.92 | 0 | 10 |  |  |  |  | R-410A | 1.9833 | Residential & Commercial | USHP | Ducted CEE Tier 1
211241788 | Central HP <5.4 tons | DAY & NIGHT | HRCU-A-CB (Split System: Heat Pump with Remote Outdoor Unit-Air-Source) | DLCURAH24ABK |  |  | EA*4X30L17A* | OMV098J12* | 23600 | 16.5 | 8.5 | 26000 | 23800 | 91.54% | 1.98 | 0 | 10 |  |  |  |  | R-410A | 1.9667 | Residential & Commercial | USHP | Ducted CEE Tier 1
216765818 | Central HP <5.4 tons | TRANE | HRCU-A-CB (Split System: Heat Pump with Remote Outdoor Unit-Air-Source) | 5TWR7024A1 |  |  | 5PX*B004AS3 | S9V2B040D3VSB | 21800 | 15.2 | 8.5 | 21200 | 16900 | 79.72% | 1.96 | 0 | 11.7 |  |  |  |  | R-454B | 1.8167 | Residential & Commercial | USHP | Ducted CEE Tier 1
216765852 | Central HP <5.4 tons | TRANE | HRCU-A-CB (Split System: Heat Pump with Remote Outdoor Unit-Air-Source) | 5TWR7024A1 |  |  | 5PX*B006AS3 | S8V2A040M3PCB | 23800 | 17.1 | 9 | 22000 | 17500 | 79.55% | 2.08 | 0 | 12.5 |  |  |  |  | R-454B | 1.9833 | Residential & Commercial | USHP | Ducted CEE Tier 1
216765936 | Central HP <5.4 tons | TRANE | HRCU-A-CB (Split System: Heat Pump with Remote Outdoor Unit-Air-Source) | 5TWR7024A1 |  |  | 5TXCB004AS3 | S9X2B060U4PSB | 23200 | 16.5 | 8.7 | 21800 | 17200 | 78.9% | 2.02 | 0 | 12.5 |  |  |  |  | R-454B | 1.9333 | Residential & Commercial | USHP | Ducted CEE Tier 1
216765954 | Central HP <5.4 tons | TRANE | HRCU-A-CB (Split System: Heat Pump with Remote Outdoor Unit-Air-Source) | 5TWR7024A1 |  |  | 5TXCB004AS3 | S9X1B040U3PSB | 23200 | 17.1 | 8.7 | 21800 | 17200 | 78.9% | 2.02 | 0 | 12.5 |  |  |  |  | R-454B | 1.9333 | Residential & Commercial | USHP | Ducted CEE Tier 1
216765986 | Central HP <5.4 tons | TRANE | HRCU-A-CB (Split System: Heat Pump with Remote Outdoor Unit-Air-Source) | 5TWR7024A1 |  |  | 5TXCB006AS3 | S9V2B060U4VSB | 23800 | 17.1 | 9 | 21800 | 17400 | 79.82% | 2.08 | 0 | 12.5 |  |  |  |  | R-454B | 1.9833 | Residential & Commercial | USHP | Ducted CEE Tier 1
216766002 | Central HP <5.4 tons | TRANE | HRCU-A-CB (Split System: Heat Pump with Remote Outdoor Unit-Air-Source) | 5TWR7036A1 |  |  | 5PX*B004AS3 | S9X2B040U3PSB | 32200 | 16 | 8.7 | 32400 | 24000 | 74.07% | 2.11 | 0 | 11.7 |  |  |  |  | R-454B | 2.6833 | Residential & Commercial | USHP | Ducted CEE Tier 1
213815089 | Central HP <5.4 tons | DAIKIN | HRCU-A-CB (Split System: Heat Pump with Remote Outdoor Unit-Air-Source) | DZ6VSA1810A* |  |  | CA*EA1818*4A*+MBVK16CP1X00A* | 0 | 16600 | 17.5 | 8.5 | 17400 | 13000 | 74.71% | 2.1 | 0 | 10.9 |  |  |  |  | R-410A | 1.3833 | Residential & Commercial | USHP | Ducted CEE Tier 1
210472914 | Central HP <5.4 tons | DAY & NIGHT | HRCU-A-CB (Split System: Heat Pump with Remote Outdoor Unit-Air-Source) | CVH825GKA3* |  |  | EA*4X42L21A*+WALLCON | *96CTN0801714A* | 23600 | 16.5 | 8.1 | 21400 | 16700 | 78.04% | 1.96 | 0 | 11 |  |  |  |  | R-410A | 1.9667 | Residential & Commercial | USHP | Ducted CEE Tier 1
210473398 | Central HP <5.4 tons | DAY & NIGHT | HRCU-A-CB (Split System: Heat Pump with Remote Outdoor Unit-Air-Source) | CVH825GKA3* |  |  | EA*4X48L21A*+WALLCON | *97CMN1002122A* | 24000 | 16.5 | 8.1 | 21000 | 16500 | 78.57% | 2.02 | 0 | 11 |  |  |  |  | R-410A | 2 | Residential & Commercial | USHP | Ducted CEE Tier 1
210474098 | Central HP <5.4 tons | DAY & NIGHT | HRCU-A-CB (Split System: Heat Pump with Remote Outdoor Unit-Air-Source) | CVH825GKA3* |  |  | EN(A,D)4X48L24**+WALLCON | *80CTL1352422A* | 24200 | 17 | 8.1 | 21400 | 16600 | 77.57% | 2.02 | 0 | 11.5 |  |  |  |  | R-410A | 2.0167 | Residential & Commercial | USHP | Ducted CEE Tier 1
216765952 | Central HP <5.4 tons | TRANE | HRCU-A-CB (Split System: Heat Pump with Remote Outdoor Unit-Air-Source) | 5TWR7024A1 |  |  | 5TXCB004AS3 | S8V2B080M4PDB | 23200 | 17.1 | 8.7 | 21800 | 17200 | 78.9% | 2.02 | 0 | 12.5 |  |  |  |  | R-454B | 1.9333 | Residential & Commercial | USHP | Ducted CEE Tier 1
216764743 | Central HP <5.4 tons | TRANE | HRCU-A-CB (Split System: Heat Pump with Remote Outdoor Unit-Air-Source) | 5TWR7036A1 |  |  | 5TXCB006AS3 | S8X1A040M3PTC | 32800 | 17.1 | 8.7 | 32400 | 24000 | 74.07% | 2.1 | 0 | 12 |  |  |  |  | R-454B | 2.7333 | Residential & Commercial | USHP | Ducted CEE Tier 1
216766036 | Central HP <5.4 tons | TRANE | HRCU-A-CB (Split System: Heat Pump with Remote Outdoor Unit-Air-Source) | 5TWR7036A1 |  |  | 5PX*B006AS3 | S9X1B060D3PSB | 31400 | 15.2 | 8.7 | 32000 | 24000 | 75% | 2.15 | 0 | 11 |  |  |  |  | R-454B | 2.6167 | Residential & Commercial | USHP | Ducted CEE Tier 1
216765066 | Central HP <5.4 tons | TRANE | HRCU-A-CB (Split System: Heat Pump with Remote Outdoor Unit-Air-Source) | 5TWX7048A1 |  |  | 5TXCD008AS3 | S8X2D120M5PTC | 43500 | 17.1 | 9 | 44500 | 32800 | 73.71% | 2.2 | 0 | 12 |  |  |  |  | R-454B | 3.625 | Residential & Commercial | USHP | Ducted CEE Tier 1
216765070 | Central HP <5.4 tons | TRANE | HRCU-A-CB (Split System: Heat Pump with Remote Outdoor Unit-Air-Source) | 5TWX7048A1 |  |  | 5TXCD008AS3 | S8X2C100M5PSC | 43500 | 17 | 9 | 45000 | 33000 | 73.33% | 2.1 | 0 | 11.7 |  |  |  |  | R-454B | 3.625 | Residential & Commercial | USHP | Ducted CEE Tier 1
216764827 | Central HP <5.4 tons | TRANE | HRCU-A-CB (Split System: Heat Pump with Remote Outdoor Unit-Air-Source) | 5TWR7048A1 |  |  | 5TXCD010AS3 | S8X2C080M5PTC | 44000 | 17.1 | 9 | 44000 | 32200 | 73.18% | 2.2 | 0 | 12 |  |  |  |  | R-454B | 3.6667 | Residential & Commercial | USHP | Ducted CEE Tier 1
215683088 | Central HP <5.4 tons | COMFORTMAKER | HRCU-A-CB (Split System: Heat Pump with Remote Outdoor Unit-Air-Source) | C5H0V60*K*AAA* |  |  | EVD5X60M24A*+WALLCON | *97CTN0802120A* | 56500 | 18 | 9 | 63500 | 44500 | 70.08% | 2.08 | 0 | 9 |  |  |  |  | R-454B | 4.7083 | Residential & Commercial | USHP
215487411 | Central HP <5.4 tons | DAIKIN | HRCU-A-CB (Split System: Heat Pump with Remote Outdoor Unit-Air-Source) | DH7VSA3610A* |  |  | CHPEA4830*3A* | D*80VC1005C*A* | 35000 | 18.5 | 8.1 | 35000 | 28400 | 81.14% | 2 | 0 | 10.5 |  |  |  |  | R-32 | 2.9167 | Residential & Commercial | USHP | Ducted CEE Tier 1
215487413 | Central HP <5.4 tons | DAIKIN | HRCU-A-CB (Split System: Heat Pump with Remote Outdoor Unit-Air-Source) | DH7VSA3610A* |  |  | CHPEA4830*3A* | D*80VC0805C*A* | 35000 | 18.5 | 8.1 | 35000 | 28400 | 81.14% | 2 | 0 | 10.5 |  |  |  |  | R-32 | 2.9167 | Residential & Commercial | USHP | Ducted CEE Tier 1
213780334 | Central HP <5.4 tons | TEMPSTAR | HRCU-A-CB (Split System: Heat Pump with Remote Outdoor Unit-Air-Source) | TVH837GKA** |  |  | EHD4X60AAL+WALLCON | *80CTL0901716B* | 33000 | 16.5 | 8.1 | 32200 | 24800 | 77.02% | 1.98 | 0 | 11 |  |  |  |  | R-410A | 2.75 | Residential & Commercial | USHP | Ducted CEE Tier 1
215433983 | Central HP <5.4 tons | DAIKIN | HRCU-A-CB (Split System: Heat Pump with Remote Outdoor Unit-Air-Source) | DH7VSA2410A* |  |  | CA*EA3022*3A* | D*96TC0804CNA* | 23200 | 19 | 8.6 | 23200 | 17000 | 73.28% | 2 | 0 | 11 |  |  |  |  | R-32 | 1.9333 | Residential & Commercial | USHP | Ducted CEE Tier 1
215670581 | Central HP <5.4 tons | COMFORTMAKER | HRCU-A-CB (Split System: Heat Pump with Remote Outdoor Unit-Air-Source) | C5H0V36*K*AAA* |  |  | ESH5X60M12A*+WALLCON | *96CTN0801714B* | 34400 | 17 | 8.5 | 34800 | 25000 | 71.84% | 1.78 | 0 | 9.5 |  |  |  |  | R-454B | 2.8667 | Residential & Commercial | USHP
215434001 | Central HP <5.4 tons | DAIKIN | HRCU-A-CB (Split System: Heat Pump with Remote Outdoor Unit-Air-Source) | DH7VSA2410A* |  |  | CA*EA3626*3A* | D*96TC0803BNA* | 23200 | 19 | 8.6 | 23200 | 17000 | 73.28% | 2 | 0 | 11 |  |  |  |  | R-32 | 1.9333 | Residential & Commercial | USHP | Ducted CEE Tier 1
215434235 | Central HP <5.4 tons | DAIKIN | HRCU-A-CB (Split System: Heat Pump with Remote Outdoor Unit-Air-Source) | DH7VSA4210A* |  |  | CA*EA6030*3A* | D*96SC0805CUA* | 40500 | 16.5 | 8.8 | 41000 | 31000 | 75.61% | 2 | 0 | 10 |  |  |  |  | R-32 | 3.375 | Residential & Commercial | USHP | Ducted CEE Tier 1
216765028 | Central HP <5.4 tons | TRANE | HRCU-A-CB (Split System: Heat Pump with Remote Outdoor Unit-Air-Source) | 5TWX7048A1 |  |  | 5PX*C009AS3 | S8X1C100M5PTC | 43500 | 17 | 9 | 44000 | 32200 | 73.18% | 2.1 | 0 | 12 |  |  |  |  | R-454B | 3.625 | Residential & Commercial | USHP | Ducted CEE Tier 1
216765044 | Central HP <5.4 tons | TRANE | HRCU-A-CB (Split System: Heat Pump with Remote Outdoor Unit-Air-Source) | 5TWX7048A1 |  |  | 5PX*D008AS3 | S8X1D120M5PTC | 43500 | 17.1 | 9 | 44500 | 32800 | 73.71% | 2.2 | 0 | 12 |  |  |  |  | R-454B | 3.625 | Residential & Commercial | USHP | Ducted CEE Tier 1
216765053 | Central HP <5.4 tons | TRANE | HRCU-A-CB (Split System: Heat Pump with Remote Outdoor Unit-Air-Source) | 5TWX7048A1 |  |  | 5PX*D010AS3 | S8X1D120M5PTC | 44000 | 17.1 | 9 | 44500 | 32400 | 72.81% | 2.2 | 0 | 12 |  |  |  |  | R-454B | 3.6667 | Residential & Commercial | USHP | Ducted CEE Tier 1
216765060 | Central HP <5.4 tons | TRANE | HRCU-A-CB (Split System: Heat Pump with Remote Outdoor Unit-Air-Source) | 5TWX7048A1 |  |  | 5TXCC009AS3 | S8X2C100M5PTC | 43500 | 17 | 9 | 44000 | 32200 | 73.18% | 2.1 | 0 | 12 |  |  |  |  | R-454B | 3.625 | Residential & Commercial | USHP | Ducted CEE Tier 1
216765067 | Central HP <5.4 tons | TRANE | HRCU-A-CB (Split System: Heat Pump with Remote Outdoor Unit-Air-Source) | 5TWX7048A1 |  |  | 5TXCD008AS3 | S8X1D120M5PTC | 43500 | 17.1 | 9 | 44500 | 32800 | 73.71% | 2.2 | 0 | 12 |  |  |  |  | R-454B | 3.625 | Residential & Commercial | USHP | Ducted CEE Tier 1
216765108 | Central HP <5.4 tons | TRANE | HRCU-A-CB (Split System: Heat Pump with Remote Outdoor Unit-Air-Source) | 5TWX7060A1 |  |  | 5TXCD008AS3 | S8X1C100M5PTC | 51000 | 16.5 | 8.7 | 52000 | 39000 | 75% | 2.1 | 0 | 10 |  |  |  |  | R-454B | 4.25 | Residential & Commercial | USHP | Ducted CEE Tier 1
216765117 | Central HP <5.4 tons | TRANE | HRCU-A-CB (Split System: Heat Pump with Remote Outdoor Unit-Air-Source) | 5TWX7060A1 |  |  | 5TXCD010AS3 | S8X2C100M5PSC | 52500 | 16.5 | 9 | 51000 | 38500 | 75.49% | 2.1 | 0 | 11 |  |  |  |  | R-454B | 4.375 | Residential & Commercial | USHP | Ducted CEE Tier 1
212614897 | Central HP <5.4 tons | DAIKIN | HRCU-A-CB (Split System: Heat Pump with Remote Outdoor Unit-Air-Source) | DZ6VSA241EA* |  |  | CA*EA3026*4A* | D*80VC0604B*A* | 23000 | 17 | 8.6 | 23000 | 16100 | 70% | 2 | 0 | 10 |  |  |  |  | R-410A | 1.9167 | Residential & Commercial | USHP | Ducted CEE Tier 1
212614898 | Central HP <5.4 tons | DAIKIN | HRCU-A-CB (Split System: Heat Pump with Remote Outdoor Unit-Air-Source) | DZ6VSA241EA* |  |  | CA*EA3026*4A* | D*80SC0604BUA* | 23000 | 17 | 8.6 | 23000 | 16100 | 70% | 2 | 0 | 10 |  |  |  |  | R-410A | 1.9167 | Residential & Commercial | USHP | Ducted CEE Tier 1
212614900 | Central HP <5.4 tons | DAIKIN | HRCU-A-CB (Split System: Heat Pump with Remote Outdoor Unit-Air-Source) | DZ6VSA241EA* |  |  | CA*EA3026*4A* | D*80VC0804C*A* | 23000 | 17 | 8.6 | 23000 | 16100 | 70% | 2 | 0 | 10 |  |  |  |  | R-410A | 1.9167 | Residential & Commercial | USHP | Ducted CEE Tier 1
214570610 | Central HP <5.4 tons | HEIL | HRCU-A-CB (Split System: Heat Pump with Remote Outdoor Unit-Air-Source) | HVH825GKA3* |  |  | EA*4X43L21A*+WALLCON | *80CTL0702120B* | 24400 | 16.5 | 8.5 | 21200 | 16600 | 78.3% | 2.02 | 0 | 11 |  |  |  |  | R-410A | 2.0333 | Residential & Commercial | USHP | Ducted CEE Tier 1
214570740 | Central HP <5.4 tons | HEIL | HRCU-A-CB (Split System: Heat Pump with Remote Outdoor Unit-Air-Source) | HVH825GKA3* |  |  | EA*4X48L24A*+WALLCON | *95CSU0802120B* | 24000 | 16.5 | 8.5 | 21000 | 16600 | 79.05% | 2.02 | 0 | 11 |  |  |  |  | R-410A | 2 | Residential & Commercial | USHP | Ducted CEE Tier 1
214571210 | Central HP <5.4 tons | HEIL | HRCU-A-CB (Split System: Heat Pump with Remote Outdoor Unit-Air-Source) | HVH825GKA3* |  |  | EN(A,D,W)4X48L21**+WALLCON | *80CTL0702120B* | 24200 | 17 | 8.1 | 21200 | 16600 | 78.3% | 2.02 | 0 | 11 |  |  |  |  | R-410A | 2.0167 | Residential & Commercial | USHP | Ducted CEE Tier 1
216733787 | Central HP <5.4 tons | AIRQUEST | HRCU-A-CB (Split System: Heat Pump with Remote Outdoor Unit-Air-Source) | D5CUHAH24AAK |  |  | EA*5X30M14A* | *96VTN0401410B* | 22000 | 15.5 | 8.1 | 20800 | 18900 | 90.87% | 1.9 | 0 | 10.5 |  |  |  |  | R-454B | 1.8333 | Residential & Commercial | USHP | Ducted CEE Tier 1
216766042 | Central HP <5.4 tons | TRANE | HRCU-A-CB (Split System: Heat Pump with Remote Outdoor Unit-Air-Source) | 5TWR7036A1 |  |  | 5PX*B006AS3 | S9X1B060U4PSB | 33600 | 16.5 | 8.7 | 32800 | 24200 | 73.78% | 2.18 | 0 | 12 |  |  |  |  | R-454B | 2.8 | Residential & Commercial | USHP | Ducted CEE Tier 1
216766058 | Central HP <5.4 tons | TRANE | HRCU-A-CB (Split System: Heat Pump with Remote Outdoor Unit-Air-Source) | 5TWR7036A1 |  |  | 5PX*B006AS3 | S9X2B080U4PSB | 33600 | 16.5 | 8.7 | 32800 | 24400 | 74.39% | 2.18 | 0 | 12 |  |  |  |  | R-454B | 2.8 | Residential & Commercial | USHP | Ducted CEE Tier 1
216766074 | Central HP <5.4 tons | TRANE | HRCU-A-CB (Split System: Heat Pump with Remote Outdoor Unit-Air-Source) | 5TWR7036A1 |  |  | 5PX*BD04AS3 | S9X1B040D3PSB | 32600 | 16 | 8.2 | 33800 | 24800 | 73.37% | 1.98 | 0 | 11.2 |  |  |  |  | R-454B | 2.7167 | Residential & Commercial | USHP | Ducted CEE Tier 1
216766076 | Central HP <5.4 tons | TRANE | HRCU-A-CB (Split System: Heat Pump with Remote Outdoor Unit-Air-Source) | 5TWR7036A1 |  |  | 5PX*BD04AS3 | S8V2B080M4PCB | 32600 | 16 | 8.2 | 33400 | 24600 | 73.65% | 1.99 | 0 | 11.7 |  |  |  |  | R-454B | 2.7167 | Residential & Commercial | USHP | Ducted CEE Tier 1
216766108 | Central HP <5.4 tons | TRANE | HRCU-A-CB (Split System: Heat Pump with Remote Outdoor Unit-Air-Source) | 5TWR7036A1 |  |  | 5PX*BD06AS3 | S9X2B040D3PSB | 33400 | 17 | 8.5 | 33600 | 24800 | 73.81% | 2.09 | 0 | 11.7 |  |  |  |  | R-454B | 2.7833 | Residential & Commercial | USHP | Ducted CEE Tier 1
214280267 | Central HP <5.4 tons | CARRIER | HRCU-A-CB (Split System: Heat Pump with Remote Outdoor Unit-Air-Source) | 38MURAQ36AB3* |  |  | CAP**3721AL* | 59SC6A060M17**16 | 36000 | 15.5 | 8.5 | 38000 | 35000 | 92.11% | 2.06 | 0 | 10 |  |  |  |  | R-410A | 3 | Residential & Commercial | USHP | Ducted CEE Tier 1
216801825 | Central HP <5.4 tons | LUXAIRE | HRCU-A-CB (Split System: Heat Pump with Remote Outdoor Unit-Air-Source) | HH860E2S11 |  |  | CTM60C5CHS1 | Z8ET120C20LMPS1 | 54000 | 19 | 9 | 54000 | 38500 | 71.3% | 2 | 0 | 12 |  |  |  |  | R-454B | 4.5 | Residential & Commercial | USHP | Ducted CEE Tier 1
216765100 | Central HP <5.4 tons | TRANE | HRCU-A-CB (Split System: Heat Pump with Remote Outdoor Unit-Air-Source) | 5TWX7060A1 |  |  | 5PX*DD10AS3 | S8X1D120M5PTC | 51000 | 16 | 8.7 | 51000 | 38500 | 75.49% | 2.1 | 0 | 10 |  |  |  |  | R-454B | 4.25 | Residential & Commercial | USHP | Ducted CEE Tier 1
216764841 | Central HP <5.4 tons | TRANE | HRCU-A-CB (Split System: Heat Pump with Remote Outdoor Unit-Air-Source) | 5TWR7060A1 |  |  | 5PX*D008AS3 | S8X2C080M5PSC | 51500 | 16.5 | 9 | 51500 | 39000 | 75.73% | 2.1 | 0 | 11 |  |  |  |  | R-454B | 4.2917 | Residential & Commercial | USHP | Ducted CEE Tier 1
216764843 | Central HP <5.4 tons | TRANE | HRCU-A-CB (Split System: Heat Pump with Remote Outdoor Unit-Air-Source) | 5TWR7060A1 |  |  | 5PX*D008AS3 | S8X2C100M5PSC | 51000 | 16.5 | 9 | 52000 | 39000 | 75% | 2.1 | 0 | 11 |  |  |  |  | R-454B | 4.25 | Residential & Commercial | USHP | Ducted CEE Tier 1
216764859 | Central HP <5.4 tons | TRANE | HRCU-A-CB (Split System: Heat Pump with Remote Outdoor Unit-Air-Source) | 5TWR7060A1 |  |  | 5PX*D010AS3 | S8X1C100M5PTC | 52500 | 16.5 | 9 | 51000 | 38500 | 75.49% | 2.2 | 0 | 11.2 |  |  |  |  | R-454B | 4.375 | Residential & Commercial | USHP | Ducted CEE Tier 1
215677908 | Central HP <5.4 tons | COMFORTMAKER | HRCU-A-CB (Split System: Heat Pump with Remote Outdoor Unit-Air-Source) | C5H0V60*K*AAA* |  |  | EA*5X61M24A*+WALLCON | *80CSU1002120A* | 56000 | 18 | 9 | 60000 | 42000 | 70% | 2 | 0 | 9 |  |  |  |  | R-454B | 4.6667 | Residential & Commercial | USHP
216764168 | Central HP <5.4 tons | TRANE | HRCU-A-CB (Split System: Heat Pump with Remote Outdoor Unit-Air-Source) | 5TWX7024A1 |  |  | 5TEM6D04AV31+TDR | 0 | 24000 | 18 | 9.5 | 21800 | 17400 | 79.82% | 2.1 | 0 | 13 |  |  |  |  | R-454B | 2 | Residential & Commercial | USHP | Ducted CEE Tier 1
216764202 | Central HP <5.4 tons | TRANE | HRCU-A-CB (Split System: Heat Pump with Remote Outdoor Unit-Air-Source) | 5TWX7024A1 |  |  | 5TXCB006AS3 | S9V2B040U3PSC | 24000 | 18 | 9 | 22000 | 17400 | 79.09% | 2 | 0 | 12.7 |  |  |  |  | R-454B | 2 | Residential & Commercial | USHP | Ducted CEE Tier 1
215682738 | Central HP <5.4 tons | COMFORTMAKER | HRCU-A-CB (Split System: Heat Pump with Remote Outdoor Unit-Air-Source) | C5H0V60*K*AAA* |  |  | ESH5X60M12A*+WALLCON | *80CSU0601716B* | 54500 | 17 | 8.5 | 58500 | 41000 | 70.09% | 1.92 | 0 | 9 |  |  |  |  | R-454B | 4.5417 | Residential & Commercial | USHP
211241833 | Central HP <5.4 tons | DAY & NIGHT | HRCU-A-CB (Split System: Heat Pump with Remote Outdoor Unit-Air-Source) | DLCURAH24ABK |  |  | EA*4X36L17A* | *96VSN0601714A* | 23400 | 16.5 | 8.5 | 25600 | 23600 | 92.19% | 1.96 | 0 | 10 |  |  |  |  | R-410A | 1.95 | Residential & Commercial | USHP | Ducted CEE Tier 1
211241983 | Central HP <5.4 tons | DAY & NIGHT | HRCU-A-CB (Split System: Heat Pump with Remote Outdoor Unit-Air-Source) | DLCURAH24ABK |  |  | EA*4X36L17A* | *96VTN0801716A* | 24200 | 16.5 | 8.5 | 26200 | 22600 | 86.26% | 1.86 | 0 | 10 |  |  |  |  | R-410A | 2.0167 | Residential & Commercial | USHP | Ducted CEE Tier 1
211242067 | Central HP <5.4 tons | DAY & NIGHT | HRCU-A-CB (Split System: Heat Pump with Remote Outdoor Unit-Air-Source) | DLCURAH24ABK |  |  | EA*4X36L17A* | *96VTN0601714A* | 24000 | 16.5 | 8.5 | 26000 | 22800 | 87.69% | 1.88 | 0 | 10 |  |  |  |  | R-410A | 2 | Residential & Commercial | USHP | Ducted CEE Tier 1
211242158 | Central HP <5.4 tons | DAY & NIGHT | HRCU-A-CB (Split System: Heat Pump with Remote Outdoor Unit-Air-Source) | DLCURAH24ABK |  |  | EA*4X36L17A* | *95ESN0601714A* | 24600 | 16 | 8.5 | 26600 | 22200 | 83.46% | 1.82 | 0 | 10 |  |  |  |  | R-410A | 2.05 | Residential & Commercial | USHP | Ducted CEE Tier 1
211242233 | Central HP <5.4 tons | DAY & NIGHT | HRCU-A-CB (Split System: Heat Pump with Remote Outdoor Unit-Air-Source) | DLCURAH24ABK |  |  | EA*4X36L17A* | OLV098A12* | 23400 | 16.5 | 8.5 | 25600 | 23800 | 92.97% | 1.98 | 0 | 10 |  |  |  |  | R-410A | 1.95 | Residential & Commercial | USHP | Ducted CEE Tier 1
211242242 | Central HP <5.4 tons | DAY & NIGHT | HRCU-A-CB (Split System: Heat Pump with Remote Outdoor Unit-Air-Source) | DLCURAH24ABK |  |  | EA*4X36L17A* | OMV112K14A | 24200 | 16 | 8.5 | 26200 | 22600 | 86.26% | 1.86 | 0 | 10 |  |  |  |  | R-410A | 2.0167 | Residential & Commercial | USHP | Ducted CEE Tier 1
211242533 | Central HP <5.4 tons | DAY & NIGHT | HRCU-A-CB (Split System: Heat Pump with Remote Outdoor Unit-Air-Source) | DLCURAH24ABK |  |  | EA*4X36L21A* | *96VTN1002120A* | 24000 | 17 | 8.5 | 26000 | 22800 | 87.69% | 1.9 | 0 | 10 |  |  |  |  | R-410A | 2 | Residential & Commercial | USHP | Ducted CEE Tier 1
215682988 | Central HP <5.4 tons | COMFORTMAKER | HRCU-A-CB (Split System: Heat Pump with Remote Outdoor Unit-Air-Source) | C5H0V60*K*AAA* |  |  | EVD5X60M21A*+WALLCON | *96CTN0802120B* | 56500 | 18 | 9 | 64000 | 45000 | 70.31% | 2.08 | 0 | 9 |  |  |  |  | R-454B | 4.7083 | Residential & Commercial | USHP
211240414 | Central HP <5.4 tons | DAY & NIGHT | HRCU-A-CB (Split System: Heat Pump with Remote Outdoor Unit-Air-Source) | DLCURAH24ABK |  |  | EA*4X24L17A* | *96VSN0601412A* | 23200 | 16.5 | 8.5 | 26400 | 25600 | 96.97% | 2.14 | 0 | 10 |  |  |  |  | R-410A | 1.9333 | Residential & Commercial | USHP | Ducted CEE Tier 1
216764589 | Central HP <5.4 tons | TRANE | HRCU-A-CB (Split System: Heat Pump with Remote Outdoor Unit-Air-Source) | 5TWR7036A1 |  |  | 5PX*B004AS3 | S8X2B060M4PTC | 32400 | 17.1 | 8.7 | 32400 | 24000 | 74.07% | 2.1 | 0 | 11.7 |  |  |  |  | R-454B | 2.7 | Residential & Commercial | USHP | Ducted CEE Tier 1
216764605 | Central HP <5.4 tons | TRANE | HRCU-A-CB (Split System: Heat Pump with Remote Outdoor Unit-Air-Source) | 5TWR7036A1 |  |  | 5PX*B006AS3 | S8X1A040M3PTC | 32800 | 17.1 | 8.7 | 32400 | 24000 | 74.07% | 2.1 | 0 | 12 |  |  |  |  | R-454B | 2.7333 | Residential & Commercial | USHP | Ducted CEE Tier 1
216764673 | Central HP <5.4 tons | TRANE | HRCU-A-CB (Split System: Heat Pump with Remote Outdoor Unit-Air-Source) | 5TWR7036A1 |  |  | 5PX*C009AS3 | S8X2C080M5PTC | 34200 | 17.1 | 8.7 | 32400 | 24000 | 74.07% | 2.2 | 0 | 12 |  |  |  |  | R-454B | 2.85 | Residential & Commercial | USHP | Ducted CEE Tier 1
216764705 | Central HP <5.4 tons | TRANE | HRCU-A-CB (Split System: Heat Pump with Remote Outdoor Unit-Air-Source) | 5TWR7036A1 |  |  | 5PX*D008AS3 | S8X1D120M5PTC | 33000 | 17.1 | 9 | 32200 | 23800 | 73.91% | 2.1 | 0 | 12.5 |  |  |  |  | R-454B | 2.75 | Residential & Commercial | USHP | Ducted CEE Tier 1
211240667 | Central HP <5.4 tons | DAY & NIGHT | HRCU-A-CB (Split System: Heat Pump with Remote Outdoor Unit-Air-Source) | DLCURAH24ABK |  |  | EA*4X24L17A* | *80ES(N,L)0901714A* | 24200 | 16.5 | 8.5 | 27000 | 23400 | 86.67% | 1.94 | 0 | 10 |  |  |  |  | R-410A | 2.0167 | Residential & Commercial | USHP | Ducted CEE Tier 1
211240768 | Central HP <5.4 tons | DAY & NIGHT | HRCU-A-CB (Split System: Heat Pump with Remote Outdoor Unit-Air-Source) | DLCURAH24ABK |  |  | EA*4X24L17A* | *80ESU0601716A | 24600 | 16.5 | 8.5 | 27200 | 23000 | 84.56% | 1.9 | 0 | 10 |  |  |  |  | R-410A | 2.05 | Residential & Commercial | USHP | Ducted CEE Tier 1
211240832 | Central HP <5.4 tons | DAY & NIGHT | HRCU-A-CB (Split System: Heat Pump with Remote Outdoor Unit-Air-Source) | DLCURAH24ABK |  |  | EA*4X25L17A* | *96VSN0401410A* | 24400 | 16 | 8.5 | 25600 | 21400 | 83.59% | 1.78 | 0 | 10 |  |  |  |  | R-410A | 2.0333 | Residential & Commercial | USHP | Ducted CEE Tier 1
211240983 | Central HP <5.4 tons | DAY & NIGHT | HRCU-A-CB (Split System: Heat Pump with Remote Outdoor Unit-Air-Source) | DLCURAH24ABK |  |  | EA*4X25L17A* | *80VTL0701716A* | 24800 | 17 | 8.5 | 25400 | 21200 | 83.46% | 1.78 | 0 | 10.5 |  |  |  |  | R-410A | 2.0667 | Residential & Commercial | USHP | Ducted CEE Tier 1
211230622 | Central HP <5.4 tons | DAY & NIGHT | HRCU-A-CB (Split System: Heat Pump with Remote Outdoor Unit-Air-Source) | DLCURAH36ABK |  |  | EN(A,D)4X48L24** | *92ESN1002122A* | 37600 | 15.5 | 8.5 | 39500 | 35000 | 88.61% | 2.08 | 0 | 10.5 |  |  |  |  | R-410A | 3.1333 | Residential & Commercial | USHP | Ducted CEE Tier 1
216764805 | Central HP <5.4 tons | TRANE | HRCU-A-CB (Split System: Heat Pump with Remote Outdoor Unit-Air-Source) | 5TWR7048A1 |  |  | 5PX*D010AS3 | S8X2D120M5PTC | 44000 | 17.1 | 9 | 44500 | 32400 | 72.81% | 2.2 | 0 | 12 |  |  |  |  | R-454B | 3.6667 | Residential & Commercial | USHP | Ducted CEE Tier 1
211241303 | Central HP <5.4 tons | DAY & NIGHT | HRCU-A-CB (Split System: Heat Pump with Remote Outdoor Unit-Air-Source) | DLCURAH24ABK |  |  | EA*4X30L14A* | *96VTN0401410A* | 23600 | 15.5 | 8.5 | 26200 | 23600 | 90.08% | 1.94 | 0 | 10 |  |  |  |  | R-410A | 1.9667 | Residential & Commercial | USHP | Ducted CEE Tier 1
216766272 | Central HP <5.4 tons | TRANE | HRCU-A-CB (Split System: Heat Pump with Remote Outdoor Unit-Air-Source) | 5TWR7036A1 |  |  | 5TXCB004AS3+P0V0B000M40SD | 0 | 32400 | 16 | 8.7 | 32200 | 23800 | 73.91% | 2.13 | 0 | 12 |  |  |  |  | R-454B | 2.7 | Residential & Commercial | USHP | Ducted CEE Tier 1
216766288 | Central HP <5.4 tons | TRANE | HRCU-A-CB (Split System: Heat Pump with Remote Outdoor Unit-Air-Source) | 5TWR7036A1 |  |  | 5TXCB004AS3 | S8V2A040M3PDB | 31800 | 16 | 8.5 | 32200 | 24000 | 74.53% | 2.09 | 0 | 11.7 |  |  |  |  | R-454B | 2.65 | Residential & Commercial | USHP | Ducted CEE Tier 1
216766304 | Central HP <5.4 tons | TRANE | HRCU-A-CB (Split System: Heat Pump with Remote Outdoor Unit-Air-Source) | 5TWR7036A1 |  |  | 5TXCB006AS3 | S9X2B040D3PSB | 31600 | 16 | 8.7 | 32000 | 24000 | 75% | 2.14 | 0 | 11 |  |  |  |  | R-454B | 2.6333 | Residential & Commercial | USHP | Ducted CEE Tier 1
211243886 | Central HP <5.4 tons | DAY & NIGHT | HRCU-A-CB (Split System: Heat Pump with Remote Outdoor Unit-Air-Source) | DLCURAH24ABK |  |  | EN(A,D)4X24L17** | *96VSN0601412A* | 23200 | 16 | 8.5 | 26400 | 24600 | 93.18% | 2.04 | 0 | 10 |  |  |  |  | R-410A | 1.9333 | Residential & Commercial | USHP | Ducted CEE Tier 1
214491662 | Central HP <5.4 tons | DAIKIN | HRCU-A-CB (Split System: Heat Pump with Remote Outdoor Unit-Air-Source) | DZ6VSA1810A* |  |  | CA*EA2422*4B* | D*97MC0804CNA* | 16600 | 17.5 | 8.5 | 17400 | 13000 | 74.71% | 2.1 | 0 | 10.9 |  |  |  |  | R-410A | 1.3833 | Residential & Commercial | USHP | Ducted CEE Tier 1
210473134 | Central HP <5.4 tons | DAY & NIGHT | HRCU-A-CB (Split System: Heat Pump with Remote Outdoor Unit-Air-Source) | CVH825GKA3* |  |  | EA*4X43L21A*+WALLCON | *80CSU0601716A* | 24400 | 17 | 8.1 | 21200 | 16600 | 78.3% | 2.02 | 0 | 11 |  |  |  |  | R-410A | 2.0333 | Residential & Commercial | USHP | Ducted CEE Tier 1
210473475 | Central HP <5.4 tons | DAY & NIGHT | HRCU-A-CB (Split System: Heat Pump with Remote Outdoor Unit-Air-Source) | CVH825GKA3* |  |  | EA*4X48L24A*+WALLCON | *80CTL1352422A* | 24200 | 17 | 8.1 | 21000 | 16500 | 78.57% | 2.02 | 0 | 11 |  |  |  |  | R-410A | 2.0167 | Residential & Commercial | USHP | Ducted CEE Tier 1
210474411 | Central HP <5.4 tons | DAY & NIGHT | HRCU-A-CB (Split System: Heat Pump with Remote Outdoor Unit-Air-Source) | CVH825GKA3* |  |  | EHD4X42AAL+WALLCON | *80CTL0701412A* | 24200 | 16.5 | 8.1 | 21200 | 16600 | 78.3% | 2.02 | 0 | 11 |  |  |  |  | R-410A | 2.0167 | Residential & Commercial | USHP | Ducted CEE Tier 1
216766056 | Central HP <5.4 tons | TRANE | HRCU-A-CB (Split System: Heat Pump with Remote Outdoor Unit-Air-Source) | 5TWR7036A1 |  |  | 5PX*B006AS3+P0V0A000M30SD | 0 | 33000 | 16 | 8.7 | 32400 | 24000 | 74.07% | 2.15 | 0 | 12 |  |  |  |  | R-454B | 2.75 | Residential & Commercial | USHP | Ducted CEE Tier 1
216766086 | Central HP <5.4 tons | TRANE | HRCU-A-CB (Split System: Heat Pump with Remote Outdoor Unit-Air-Source) | 5TWR7036A1 |  |  | 5PX*BD04AS3 | S9X2B080D4PSB | 32400 | 16 | 8.2 | 33400 | 24600 | 73.65% | 1.97 | 0 | 11.7 |  |  |  |  | R-454B | 2.7 | Residential & Commercial | USHP | Ducted CEE Tier 1
216766104 | Central HP <5.4 tons | TRANE | HRCU-A-CB (Split System: Heat Pump with Remote Outdoor Unit-Air-Source) | 5TWR7036A1 |  |  | 5PX*BD06AS3 | S9X1B040D3PSB | 33400 | 17 | 8.5 | 33600 | 24800 | 73.81% | 2.09 | 0 | 11.7 |  |  |  |  | R-454B | 2.7833 | Residential & Commercial | USHP | Ducted CEE Tier 1
216766172 | Central HP <5.4 tons | TRANE | HRCU-A-CB (Split System: Heat Pump with Remote Outdoor Unit-Air-Source) | 5TWR7036A1 |  |  | 5PX*C009AS3 | S9X1C100U5PSB | 34000 | 15.2 | 9 | 32400 | 24000 | 74.07% | 2.21 | 0 | 12 |  |  |  |  | R-454B | 2.8333 | Residential & Commercial | USHP | Ducted CEE Tier 1
216766206 | Central HP <5.4 tons | TRANE | HRCU-A-CB (Split System: Heat Pump with Remote Outdoor Unit-Air-Source) | 5TWR7036A1 |  |  | 5PX*CD05AS3 | S8V2C080M5PDB | 32800 | 16 | 8.2 | 33400 | 24600 | 73.65% | 2 | 0 | 12 |  |  |  |  | R-454B | 2.7333 | Residential & Commercial | USHP | Ducted CEE Tier 1
216764791 | Central HP <5.4 tons | TRANE | HRCU-A-CB (Split System: Heat Pump with Remote Outdoor Unit-Air-Source) | 5TWR7048A1 |  |  | 5PX*D008AS3 | S8X1D120M5PTC | 43500 | 17.1 | 9 | 44500 | 32800 | 73.71% | 2.2 | 0 | 12 |  |  |  |  | R-454B | 3.625 | Residential & Commercial | USHP | Ducted CEE Tier 1
216766454 | Central HP <5.4 tons | TRANE | HRCU-A-CB (Split System: Heat Pump with Remote Outdoor Unit-Air-Source) | 5TWR7048A1 |  |  | 5PX*C009AS3 | S9X2C080U5PSB | 43000 | 16.5 | 8.7 | 43500 | 32000 | 73.56% | 2.21 | 0 | 12 |  |  |  |  | R-454B | 3.5833 | Residential & Commercial | USHP | Ducted CEE Tier 1
216766522 | Central HP <5.4 tons | TRANE | HRCU-A-CB (Split System: Heat Pump with Remote Outdoor Unit-Air-Source) | 5TWR7048A1 |  |  | 5PX*D010AS3 | S9X2C080U5PSB | 43500 | 17 | 8.7 | 44000 | 32000 | 72.73% | 2.22 | 0 | 12 |  |  |  |  | R-454B | 3.625 | Residential & Commercial | USHP | Ducted CEE Tier 1
216766240 | Central HP <5.4 tons | TRANE | HRCU-A-CB (Split System: Heat Pump with Remote Outdoor Unit-Air-Source) | 5TWR7036A1 |  |  | 5PX*CD09AS3 | S8V2C100M5PDB | 34200 | 17.1 | 8.7 | 32400 | 24000 | 74.07% | 2.17 | 0 | 12 |  |  |  |  | R-454B | 2.85 | Residential & Commercial | USHP | Ducted CEE Tier 1
216766242 | Central HP <5.4 tons | TRANE | HRCU-A-CB (Split System: Heat Pump with Remote Outdoor Unit-Air-Source) | 5TWR7036A1 |  |  | 5PX*D008AS3 | S8V2D120M5PCB | 34200 | 17.1 | 9 | 32600 | 24200 | 74.23% | 2.22 | 0 | 12.5 |  |  |  |  | R-454B | 2.85 | Residential & Commercial | USHP | Ducted CEE Tier 1
216766260 | Central HP <5.4 tons | TRANE | HRCU-A-CB (Split System: Heat Pump with Remote Outdoor Unit-Air-Source) | 5TWR7036A1 |  |  | 5PX*D010AS3 | S9X1D120U5PSB | 34400 | 16 | 9 | 32200 | 23800 | 73.91% | 2.24 | 0 | 12.5 |  |  |  |  | R-454B | 2.8667 | Residential & Commercial | USHP | Ducted CEE Tier 1
216766308 | Central HP <5.4 tons | TRANE | HRCU-A-CB (Split System: Heat Pump with Remote Outdoor Unit-Air-Source) | 5TWR7036A1 |  |  | 5TXCB006AS3 | S9X2B060U4PSB | 33600 | 16.5 | 8.7 | 32800 | 24200 | 73.78% | 2.18 | 0 | 12 |  |  |  |  | R-454B | 2.8 | Residential & Commercial | USHP | Ducted CEE Tier 1
216766326 | Central HP <5.4 tons | TRANE | HRCU-A-CB (Split System: Heat Pump with Remote Outdoor Unit-Air-Source) | 5TWR7036A1 |  |  | 5TXCB006AS3 | S9V2B040D3VSB | 31400 | 15.2 | 8.7 | 31400 | 23600 | 75.16% | 2.13 | 0 | 11.5 |  |  |  |  | R-454B | 2.6167 | Residential & Commercial | USHP | Ducted CEE Tier 1
216679486 | Central HP <5.4 tons | AIRQUEST | HRCU-A-CB (Split System: Heat Pump with Remote Outdoor Unit-Air-Source) | DLCURAH24ABK |  |  | EHD4X36AAL | *97VTN0601716A* | 24000 | 16 | 8.5 | 25400 | 22200 | 87.4% | 1.75 | 0 | 10 |  |  |  |  | R-410A | 2 | Residential & Commercial | USHP | Ducted CEE Tier 1
216801819 | Central HP <5.4 tons | LUXAIRE | HRCU-A-CB (Split System: Heat Pump with Remote Outdoor Unit-Air-Source) | HH860E2S11 |  |  | CTU60C5XGS1+TXV | Z8ET100C20LMPS1 | 45500 | 17 | 9 | 46500 | 33400 | 71.83% | 2 | 0 | 11 |  |  |  |  | R-454B | 3.7917 | Residential & Commercial | USHP | Ducted CEE Tier 1
211244240 | Central HP <5.4 tons | DAY & NIGHT | HRCU-A-CB (Split System: Heat Pump with Remote Outdoor Unit-Air-Source) | DLCURAH24ABK |  |  | EN(A,D)4X24L17** | *80ESU0601716A | 24400 | 16 | 8.5 | 27200 | 22600 | 83.09% | 1.86 | 0 | 10 |  |  |  |  | R-410A | 2.0333 | Residential & Commercial | USHP | Ducted CEE Tier 1
216766338 | Central HP <5.4 tons | TRANE | HRCU-A-CB (Split System: Heat Pump with Remote Outdoor Unit-Air-Source) | 5TWR7036A1 |  |  | 5TXCB006AS3 | S8V2B080M4PDB | 33400 | 16.5 | 8.7 | 32600 | 24200 | 74.23% | 2.17 | 0 | 12 |  |  |  |  | R-454B | 2.7833 | Residential & Commercial | USHP | Ducted CEE Tier 1
216766372 | Central HP <5.4 tons | TRANE | HRCU-A-CB (Split System: Heat Pump with Remote Outdoor Unit-Air-Source) | 5TWR7036A1 |  |  | 5TXCC007AS3 | S8V2C100M5PDB | 33800 | 17 | 9 | 32800 | 24200 | 73.78% | 2.2 | 0 | 12 |  |  |  |  | R-454B | 2.8167 | Residential & Commercial | USHP | Ducted CEE Tier 1
215434248 | Central HP <5.4 tons | DAIKIN | HRCU-A-CB (Split System: Heat Pump with Remote Outdoor Unit-Air-Source) | DH7VSA4210A* |  |  | CHPEA4830*3A* | D*96SC0805CUA* | 40500 | 16.5 | 8.6 | 41000 | 31000 | 75.61% | 2 | 0 | 10 |  |  |  |  | R-32 | 3.375 | Residential & Commercial | USHP | Ducted CEE Tier 1
215434250 | Central HP <5.4 tons | DAIKIN | HRCU-A-CB (Split System: Heat Pump with Remote Outdoor Unit-Air-Source) | DH7VSA4210A* |  |  | CHPEA4830*3A* | D*80TC0805C*A* | 40500 | 17 | 8.6 | 41000 | 31000 | 75.61% | 2 | 0 | 10 |  |  |  |  | R-32 | 3.375 | Residential & Commercial | USHP | Ducted CEE Tier 1
216801814 | Central HP <5.4 tons | LUXAIRE | HRCU-A-CB (Split System: Heat Pump with Remote Outdoor Unit-Air-Source) | HH836E2S11 |  |  | CTM48C5CFS1 | Z8ET120C20LMPS1 | 32800 | 19 | 9 | 30200 | 22800 | 75.5% | 2 | 0 | 11.7 |  |  |  |  | R-454B | 2.7333 | Residential & Commercial | USHP | Ducted CEE Tier 1
216764547 | Central HP <5.4 tons | TRANE | HRCU-A-CB (Split System: Heat Pump with Remote Outdoor Unit-Air-Source) | 5TWR7024A1 |  |  | 5PX*B004AS3 | S8X2A040M3PSC | 23000 | 17.1 | 9 | 21800 | 17200 | 78.9% | 2 | 0 | 12.5 |  |  |  |  | R-454B | 1.9167 | Residential & Commercial | USHP | Ducted CEE Tier 1
212391376 | Central HP <5.4 tons | AMERICAN STANDARD | HRCU-A-CB (Split System: Heat Pump with Remote Outdoor Unit-Air-Source) | 4A6V7X48A1 |  |  | TAMXB0C48V41 | 0 | 45500 | 17.1 | 8.5 | 40000 | 28000 | 70% | 1.8 | 0 | 11.7 |  |  |  |  | R-410A | 3.7917 | Residential & Commercial | USHP | Ducted CEE Tier 1
214572980 | Central HP <5.4 tons | HEIL | HRCU-A-CB (Split System: Heat Pump with Remote Outdoor Unit-Air-Source) | HVH837GKA** |  |  | EA*4X61L21A*+WALLCON | *97CMN0602120B* | 33000 | 17.5 | 8.5 | 32200 | 25000 | 77.64% | 1.98 | 0 | 11 |  |  |  |  | R-410A | 2.75 | Residential & Commercial | USHP | Ducted CEE Tier 1
214573000 | Central HP <5.4 tons | HEIL | HRCU-A-CB (Split System: Heat Pump with Remote Outdoor Unit-Air-Source) | HVH837GKA** |  |  | EA*4X61L21A*+WALLCON | *96CTN0802120B* | 33200 | 18.5 | 8.5 | 31800 | 24800 | 77.99% | 2 | 0 | 11.5 |  |  |  |  | R-410A | 2.7667 | Residential & Commercial | USHP | Ducted CEE Tier 1
215931906 | Central HP <5.4 tons | HEIL | HRCU-A-CB (Split System: Heat Pump with Remote Outdoor Unit-Air-Source) | H5H3V60*K*AAA* |  |  | ESH5X60M12A*+WALLCON | *96CTN1002122B* | 56500 | 18 | 8.1 | 61000 | 46000 | 75.41% | 1.95 | 0 | 11 |  |  |  |  | R-454B | 4.7083 | Residential & Commercial | USHP | Ducted CEE Tier 1
214574200 | Central HP <5.4 tons | HEIL | HRCU-A-CB (Split System: Heat Pump with Remote Outdoor Unit-Air-Source) | HVH837GKA2* |  |  | EA*4X61L24A*+WALLCON | *96CTN0802120B* | 33200 | 18.5 | 8.5 | 31800 | 24800 | 77.99% | 2.02 | 0 | 11.5 |  |  |  |  | R-410A | 2.7667 | Residential & Commercial | USHP | Ducted CEE Tier 1
211242669 | Central HP <5.4 tons | DAY & NIGHT | HRCU-A-CB (Split System: Heat Pump with Remote Outdoor Unit-Air-Source) | DLCURAH24ABK |  |  | EA*4X36L21A* | *95ESN0601714A* | 24800 | 16 | 8.5 | 26600 | 22000 | 82.71% | 1.82 | 0 | 10 |  |  |  |  | R-410A | 2.0667 | Residential & Commercial | USHP | Ducted CEE Tier 1
213773828 | Central HP <5.4 tons | AIRQUEST | HRCU-A-CB (Split System: Heat Pump with Remote Outdoor Unit-Air-Source) | HVH825GKA3* |  |  | EA*4X48L24A*+WALLCON | *80CTL1352422B* | 24200 | 17 | 8.1 | 21000 | 16500 | 78.57% | 2.02 | 0 | 11 |  |  |  |  | R-410A | 2.0167 | Residential & Commercial | USHP | Ducted CEE Tier 1
215682528 | Central HP <5.4 tons | COMFORTMAKER | HRCU-A-CB (Split System: Heat Pump with Remote Outdoor Unit-Air-Source) | C5H0V48*K*AAA* |  |  | EVD5X61M24A*+WALLCON | *80CSU0802120B* | 49000 | 19 | 9 | 50000 | 36400 | 72.8% | 2.12 | 0 | 10.5 |  |  |  |  | R-454B | 4.0833 | Residential & Commercial | USHP | Ducted CEE Tier 1
215682558 | Central HP <5.4 tons | COMFORTMAKER | HRCU-A-CB (Split System: Heat Pump with Remote Outdoor Unit-Air-Source) | C5H0V48*K*AAA* |  |  | EVD5X61M24A*+WALLCON | *97CTN1002122A* | 48500 | 19.5 | 9.5 | 50000 | 36600 | 73.2% | 2.12 | 0 | 10.5 |  |  |  |  | R-454B | 4.0417 | Residential & Commercial | USHP | Ducted CEE Tier 1
216680530 | Central HP <5.4 tons | AIRQUEST | HRCU-A-CB (Split System: Heat Pump with Remote Outdoor Unit-Air-Source) | DLCURAH24ABK |  |  | EA*4X36L17A* | *97VTN0801716A* | 23400 | 17 | 9 | 25600 | 23400 | 91.41% | 1.84 | 0 | 10 |  |  |  |  | R-410A | 1.95 | Residential & Commercial | USHP | Ducted CEE Tier 1
216764875 | Central HP <5.4 tons | TRANE | HRCU-A-CB (Split System: Heat Pump with Remote Outdoor Unit-Air-Source) | 5TWR7060A1 |  |  | 5PX*D010AS3 | S8X2D120M5PSC | 52500 | 17 | 9 | 51000 | 38500 | 75.49% | 2.2 | 0 | 11.2 |  |  |  |  | R-454B | 4.375 | Residential & Commercial | USHP | Ducted CEE Tier 1
215682268 | Central HP <5.4 tons | COMFORTMAKER | HRCU-A-CB (Split System: Heat Pump with Remote Outdoor Unit-Air-Source) | C5H0V48*K*AAA* |  |  | EVD5X49M24A*+WALLCON | *97CTN0802120A* | 48000 | 19 | 9 | 50000 | 36600 | 73.2% | 2 | 0 | 10 |  |  |  |  | R-454B | 4 | Residential & Commercial | USHP | Ducted CEE Tier 1
215682518 | Central HP <5.4 tons | COMFORTMAKER | HRCU-A-CB (Split System: Heat Pump with Remote Outdoor Unit-Air-Source) | C5H0V48*K*AAA* |  |  | EVD5X61M24A*+WALLCON | *96CTN0802120B* | 48500 | 19 | 9.5 | 50000 | 36800 | 73.6% | 2.1 | 0 | 10.5 |  |  |  |  | R-454B | 4.0417 | Residential & Commercial | USHP | Ducted CEE Tier 1
215433997 | Central HP <5.4 tons | DAIKIN | HRCU-A-CB (Split System: Heat Pump with Remote Outdoor Unit-Air-Source) | DH7VSA2410A* |  |  | CA*EA3626*3A* | D*80TC0805C*A* | 23200 | 19 | 8.6 | 23200 | 17000 | 73.28% | 2 | 0 | 11 |  |  |  |  | R-32 | 1.9333 | Residential & Commercial | USHP | Ducted CEE Tier 1
215434002 | Central HP <5.4 tons | DAIKIN | HRCU-A-CB (Split System: Heat Pump with Remote Outdoor Unit-Air-Source) | DH7VSA2410A* |  |  | CA*EA3626*3A* | D*96TC0804CNA* | 23200 | 19 | 8.6 | 23200 | 17000 | 73.28% | 2 | 0 | 11 |  |  |  |  | R-32 | 1.9333 | Residential & Commercial | USHP | Ducted CEE Tier 1
216765976 | Central HP <5.4 tons | TRANE | HRCU-A-CB (Split System: Heat Pump with Remote Outdoor Unit-Air-Source) | 5TWR7024A1 |  |  | 5TXCB006AS3 | S9X1B060D3PSB | 22200 | 16 | 8.7 | 21200 | 16900 | 79.72% | 2.02 | 0 | 12 |  |  |  |  | R-454B | 1.85 | Residential & Commercial | USHP | Ducted CEE Tier 1
216766460 | Central HP <5.4 tons | TRANE | HRCU-A-CB (Split System: Heat Pump with Remote Outdoor Unit-Air-Source) | 5TWR7048A1 |  |  | 5PX*CD07AS3+P0V0C000M50SD | 0 | 43000 | 16 | 8.7 | 45500 | 33000 | 72.53% | 2.16 | 0 | 12 |  |  |  |  | R-454B | 3.5833 | Residential & Commercial | USHP | Ducted CEE Tier 1
214491638 | Central HP <5.4 tons | DAIKIN | HRCU-A-CB (Split System: Heat Pump with Remote Outdoor Unit-Air-Source) | DZ6VSA1810A* |  |  | CA*EA1818*4B*+MBVC1200**-1A* | 0 | 16600 | 17.5 | 8.5 | 17400 | 13000 | 74.71% | 2.1 | 0 | 10.9 |  |  |  |  | R-410A | 1.3833 | Residential & Commercial | USHP | Ducted CEE Tier 1
214491654 | Central HP <5.4 tons | DAIKIN | HRCU-A-CB (Split System: Heat Pump with Remote Outdoor Unit-Air-Source) | DZ6VSA1810A* |  |  | CA*EA2422*4B* | D*97MC0603BNA* | 16600 | 17.5 | 8.5 | 17400 | 13000 | 74.71% | 2.1 | 0 | 10.9 |  |  |  |  | R-410A | 1.3833 | Residential & Commercial | USHP | Ducted CEE Tier 1
214491663 | Central HP <5.4 tons | DAIKIN | HRCU-A-CB (Split System: Heat Pump with Remote Outdoor Unit-Air-Source) | DZ6VSA1810A* |  |  | CA*EA2422*4B*+MBVC1600**-1A* | 0 | 16600 | 17.5 | 8.5 | 17400 | 13000 | 74.71% | 2.1 | 0 | 10.9 |  |  |  |  | R-410A | 1.3833 | Residential & Commercial | USHP | Ducted CEE Tier 1
216765844 | Central HP <5.4 tons | TRANE | HRCU-A-CB (Split System: Heat Pump with Remote Outdoor Unit-Air-Source) | 5TWR7024A1 |  |  | 5PX*B006AS3 | S9X2B060D3PSB | 22200 | 16 | 9 | 21400 | 17100 | 79.91% | 2.05 | 0 | 12 |  |  |  |  | R-454B | 1.85 | Residential & Commercial | USHP | Ducted CEE Tier 1
216765910 | Central HP <5.4 tons | TRANE | HRCU-A-CB (Split System: Heat Pump with Remote Outdoor Unit-Air-Source) | 5TWR7024A1 |  |  | 5PX*BD06AS3+P0V0B000M40SD | 0 | 23400 | 17.1 | 8.5 | 22000 | 17100 | 77.73% | 1.93 | 0 | 12.5 |  |  |  |  | R-454B | 1.95 | Residential & Commercial | USHP | Ducted CEE Tier 1
216766524 | Central HP <5.4 tons | TRANE | HRCU-A-CB (Split System: Heat Pump with Remote Outdoor Unit-Air-Source) | 5TWR7048A1 |  |  | 5PX*D010AS3 | S9X2C100U5PSB | 43500 | 15.2 | 8.7 | 44000 | 32200 | 73.18% | 2.21 | 0 | 12 |  |  |  |  | R-454B | 3.625 | Residential & Commercial | USHP | Ducted CEE Tier 1
216766554 | Central HP <5.4 tons | TRANE | HRCU-A-CB (Split System: Heat Pump with Remote Outdoor Unit-Air-Source) | 5TWR7048A1 |  |  | 5TXCC007AS3 | S8V2C100M5PDB | 43000 | 16 | 8.7 | 45000 | 32800 | 72.89% | 2.21 | 0 | 12 |  |  |  |  | R-454B | 3.5833 | Residential & Commercial | USHP | Ducted CEE Tier 1
210474499 | Central HP <5.4 tons | DAY & NIGHT | HRCU-A-CB (Split System: Heat Pump with Remote Outdoor Unit-Air-Source) | CVH825GKA3* |  |  | EHD4X48AAL+WALLCON | *80CSU1002120A* | 24200 | 16 | 8.1 | 21200 | 16600 | 78.3% | 2 | 0 | 10.5 |  |  |  |  | R-410A | 2.0167 | Residential & Commercial | USHP | Ducted CEE Tier 1
210473013 | Central HP <5.4 tons | DAY & NIGHT | HRCU-A-CB (Split System: Heat Pump with Remote Outdoor Unit-Air-Source) | CVH825GKA3* |  |  | EA*4X42L24A*+WALLCON | *80CSU1002120A* | 23800 | 16.5 | 8.1 | 21400 | 16600 | 77.57% | 1.94 | 0 | 10.5 |  |  |  |  | R-410A | 1.9833 | Residential & Commercial | USHP | Ducted CEE Tier 1
210692307 | Central HP <5.4 tons | DAIKIN | HRCU-A-CB (Split System: Heat Pump with Remote Outdoor Unit-Air-Source) | DZ9VCA3610A* |  |  | CA*F3743*6D*+TXV | D*80VC1005C*A* | 33600 | 19 | 8.2 | 34000 | 24400 | 71.76% | 1.8 | 0 | 12 |  |  |  |  | R-410A | 2.8 | Residential & Commercial | USHP | Ducted CEE Tier 1
210471228 | Central HP <5.4 tons | DAY & NIGHT | HRCU-A-CB (Split System: Heat Pump with Remote Outdoor Unit-Air-Source) | CVH837GKA2* |  |  | EHD4X60AAL+WALLCON | *97CMN0801714A* | 32800 | 16.5 | 8.1 | 32600 | 25200 | 77.3% | 1.98 | 0 | 11 |  |  |  |  | R-410A | 2.7333 | Residential & Commercial | USHP | Ducted CEE Tier 1
216801817 | Central HP <5.4 tons | LUXAIRE | HRCU-A-CB (Split System: Heat Pump with Remote Outdoor Unit-Air-Source) | HH860E2S11 |  |  | CTU60C5XGS1+TXV | Z8ET100C16LMPS1 | 45000 | 17 | 9 | 45500 | 32600 | 71.65% | 2 | 0 | 11 |  |  |  |  | R-454B | 3.75 | Residential & Commercial | USHP | Ducted CEE Tier 1
216765972 | Central HP <5.4 tons | TRANE | HRCU-A-CB (Split System: Heat Pump with Remote Outdoor Unit-Air-Source) | 5TWR7024A1 |  |  | 5TXCB006AS3 | S9X2B040U3PSB | 23800 | 17.1 | 9 | 21800 | 17400 | 79.82% | 2.08 | 0 | 12.5 |  |  |  |  | R-454B | 1.9833 | Residential & Commercial | USHP | Ducted CEE Tier 1
215676436 | Central HP <5.4 tons | AIRQUEST | HRCU-A-CB (Split System: Heat Pump with Remote Outdoor Unit-Air-Source) | H5H0V48*K*AAA* |  |  | EVD5X60M21A*+WALLCON | *80CTL0451712B* | 47500 | 18 | 9 | 50000 | 37600 | 75.2% | 1.98 | 0 | 9.5 |  |  |  |  | R-454B | 3.9583 | Residential & Commercial | USHP
215487398 | Central HP <5.4 tons | DAIKIN | HRCU-A-CB (Split System: Heat Pump with Remote Outdoor Unit-Air-Source) | DH7VSA3610A* |  |  | CA*EA4830*3A* | D*96VC0804CNA* | 34800 | 18.5 | 8.5 | 35000 | 28400 | 81.14% | 2 | 0 | 10.5 |  |  |  |  | R-32 | 2.9 | Residential & Commercial | USHP | Ducted CEE Tier 1
215683168 | Central HP <5.4 tons | COMFORTMAKER | HRCU-A-CB (Split System: Heat Pump with Remote Outdoor Unit-Air-Source) | C5H0V60*K*AAA* |  |  | EVD5X61M21A*+WALLCON | *97CTN0802120A* | 57000 | 18.5 | 9 | 64000 | 45000 | 70.31% | 2.08 | 0 | 9 |  |  |  |  | R-454B | 4.75 | Residential & Commercial | USHP
216766634 | Central HP <5.4 tons | TRANE | HRCU-A-CB (Split System: Heat Pump with Remote Outdoor Unit-Air-Source) | 5TWR7048A1 |  |  | 5TXCD010AS3 | S9X1C100U5PSB | 43500 | 15.2 | 8.7 | 44000 | 32200 | 73.18% | 2.22 | 0 | 12 |  |  |  |  | R-454B | 3.625 | Residential & Commercial | USHP | Ducted CEE Tier 1
210470315 | Central HP <5.4 tons | DAY & NIGHT | HRCU-A-CB (Split System: Heat Pump with Remote Outdoor Unit-Air-Source) | CVH837GKA2* |  |  | EA*4X60L24A*+WALLCON | *97CMN1002122A* | 32800 | 17.5 | 8.5 | 31800 | 24800 | 77.99% | 2 | 0 | 11.7 |  |  |  |  | R-410A | 2.7333 | Residential & Commercial | USHP | Ducted CEE Tier 1
214241614 | Central HP <5.4 tons | TEMPSTAR | HRCU-A-CB (Split System: Heat Pump with Remote Outdoor Unit-Air-Source) | TVH825GKA3* |  |  | EN(A,D)4X24L17**+WALLCON | *97CMN0801714B* | 23200 | 16 | 8.1 | 22000 | 16900 | 76.82% | 1.92 | 0 | 10.5 |  |  |  |  | R-410A | 1.9333 | Residential & Commercial | USHP | Ducted CEE Tier 1
215434022 | Central HP <5.4 tons | DAIKIN | HRCU-A-CB (Split System: Heat Pump with Remote Outdoor Unit-Air-Source) | DH7VSA2410A* |  |  | CHPEA3026*3A* | D*96TC1005CNA* | 23200 | 19 | 8.6 | 23200 | 17000 | 73.28% | 2 | 0 | 11 |  |  |  |  | R-32 | 1.9333 | Residential & Commercial | USHP | Ducted CEE Tier 1
215434254 | Central HP <5.4 tons | DAIKIN | HRCU-A-CB (Split System: Heat Pump with Remote Outdoor Unit-Air-Source) | DH7VSA4210A* |  |  | CHPEA4830*3A* | D*96TC1005CNA* | 40500 | 16.5 | 8.6 | 41000 | 31000 | 75.61% | 2 | 0 | 10 |  |  |  |  | R-32 | 3.375 | Residential & Commercial | USHP | Ducted CEE Tier 1
216644579 | Central HP <5.4 tons | HEIL | HRCU-A-CB (Split System: Heat Pump with Remote Outdoor Unit-Air-Source) | D5CUHAH18AAK |  |  | EA*5X30M17A* | OLV098A12* | 18200 | 15.2 | 9.5 | 20400 | 18400 | 90.2% | 1.94 | 0 | 11 |  |  |  |  | R-454B | 1.5167 | Residential & Commercial | USHP | Ducted CEE Tier 1
216643679 | Central HP <5.4 tons | HEIL | HRCU-A-CB (Split System: Heat Pump with Remote Outdoor Unit-Air-Source) | D5CUHAH18AAK |  |  | EA*5X19M17A* | *80VTL0451412B* | 18300 | 15.2 | 9.5 | 20000 | 17800 | 89% | 2 | 0 | 11 |  |  |  |  | R-454B | 1.525 | Residential & Commercial | USHP | Ducted CEE Tier 1
212977797 | Central HP <5.4 tons | HEIL | HRCU-A-CB (Split System: Heat Pump with Remote Outdoor Unit-Air-Source) | DLCURAH18ABK |  |  | EN(A,D)4X24L14** | *80MS(N,L)0451412A* | 17500 | 16.5 | 8.5 | 18400 | 19200 | 104.3% | 2.3 | 0 | 11 |  |  |  |  | R-410A | 1.4583 | Residential & Commercial | USHP | Ducted CEE Tier 1
215676878 | Central HP <5.4 tons | COMFORTMAKER | HRCU-A-CB (Split System: Heat Pump with Remote Outdoor Unit-Air-Source) | C5H0V48*K*AAA* |  |  | EVD5X61M24A*+WALLCON | *80CTL0902120B* | 48500 | 19.5 | 9.5 | 50000 | 36600 | 73.2% | 2.1 | 0 | 10.5 |  |  |  |  | R-454B | 4.0417 | Residential & Commercial | USHP | Ducted CEE Tier 1
215676108 | Central HP <5.4 tons | COMFORTMAKER | HRCU-A-CB (Split System: Heat Pump with Remote Outdoor Unit-Air-Source) | C5H0V48*K*AAA* |  |  | EVD5X48M21A*+WALLCON | *80CSU0802120A* | 47000 | 18.5 | 9 | 50000 | 36400 | 72.8% | 2 | 0 | 10 |  |  |  |  | R-454B | 3.9167 | Residential & Commercial | USHP | Ducted CEE Tier 1
215681388 | Central HP <5.4 tons | COMFORTMAKER | HRCU-A-CB (Split System: Heat Pump with Remote Outdoor Unit-Air-Source) | C5H0V48*K*AAA* |  |  | EA*5X60M24A*+WALLCON | *80CSU0802120B* | 45500 | 18 | 9 | 47000 | 33400 | 71.06% | 2.06 | 0 | 9.5 |  |  |  |  | R-454B | 3.7917 | Residential & Commercial | USHP
215681408 | Central HP <5.4 tons | COMFORTMAKER | HRCU-A-CB (Split System: Heat Pump with Remote Outdoor Unit-Air-Source) | C5H0V48*K*AAA* |  |  | EA*5X60M24A*+WALLCON | *97CTN0802120A* | 45000 | 18 | 9 | 47500 | 33600 | 70.74% | 2.06 | 0 | 10 |  |  |  |  | R-454B | 3.75 | Residential & Commercial | USHP | Ducted CEE Tier 1
215681438 | Central HP <5.4 tons | COMFORTMAKER | HRCU-A-CB (Split System: Heat Pump with Remote Outdoor Unit-Air-Source) | C5H0V48*K*AAA* |  |  | EA*5X61M21A*+WALLCON | *96CTN0802120B* | 46000 | 18 | 9 | 48000 | 33800 | 70.42% | 2.08 | 0 | 10 |  |  |  |  | R-454B | 3.8333 | Residential & Commercial | USHP | Ducted CEE Tier 1
215669427 | Central HP <5.4 tons | COMFORTMAKER | HRCU-A-CB (Split System: Heat Pump with Remote Outdoor Unit-Air-Source) | C5H0V36*K*AAA* |  |  | EA*5X61M21A*+WALLCON | *80CSU0401712A* | 34800 | 18.5 | 9 | 34400 | 24800 | 72.09% | 1.92 | 0 | 10 |  |  |  |  | R-454B | 2.9 | Residential & Commercial | USHP | Ducted CEE Tier 1
215669745 | Central HP <5.4 tons | COMFORTMAKER | HRCU-A-CB (Split System: Heat Pump with Remote Outdoor Unit-Air-Source) | C5H0V36*K*AAA* |  |  | ESH5X36M12A*+WALLCON | *80CSU0401712A* | 33600 | 16.5 | 8.5 | 35800 | 25400 | 70.95% | 1.76 | 0 | 9.5 |  |  |  |  | R-454B | 2.8 | Residential & Commercial | USHP
216681102 | Central HP <5.4 tons | COMFORTMAKER | HRCU-A-CB (Split System: Heat Pump with Remote Outdoor Unit-Air-Source) | DLCURAH36ABK |  |  | EHD4X42AAL | *97VTN0802120A* | 36400 | 15.5 | 8.5 | 38500 | 34600 | 89.87% | 1.8 | 0 | 10 |  |  |  |  | R-410A | 3.0333 | Residential & Commercial | USHP | Ducted CEE Tier 1
216681135 | Central HP <5.4 tons | COMFORTMAKER | HRCU-A-CB (Split System: Heat Pump with Remote Outdoor Unit-Air-Source) | DLCURAH36ABK |  |  | EN(A,D,W)4X42L21** | *97VTN0802120A* | 35600 | 15.5 | 8.5 | 39000 | 34800 | 89.23% | 1.75 | 0 | 10 |  |  |  |  | R-410A | 2.9667 | Residential & Commercial | USHP | Ducted CEE Tier 1
211228024 | Central HP <5.4 tons | DAY & NIGHT | HRCU-A-CB (Split System: Heat Pump with Remote Outdoor Unit-Air-Source) | DLCURAH36ABK |  |  | EA*4X42L24A* | *95ESN1002122A* | 36800 | 15.5 | 8.5 | 40000 | 35200 | 88% | 1.94 | 0 | 10 |  |  |  |  | R-410A | 3.0667 | Residential & Commercial | USHP | Ducted CEE Tier 1
215434265 | Central HP <5.4 tons | DAIKIN | HRCU-A-CB (Split System: Heat Pump with Remote Outdoor Unit-Air-Source) | DH7VSA4210A* |  |  | CHPEA6030*3A* | D*80TC1005C*A* | 40500 | 17 | 8.6 | 41000 | 31000 | 75.61% | 2 | 0 | 10 |  |  |  |  | R-32 | 3.375 | Residential & Commercial | USHP | Ducted CEE Tier 1
211241501 | Central HP <5.4 tons | DAY & NIGHT | HRCU-A-CB (Split System: Heat Pump with Remote Outdoor Unit-Air-Source) | DLCURAH24ABK |  |  | EA*4X30L17A* | *95ESU0601716A* | 24200 | 16.5 | 8.5 | 26400 | 23000 | 87.12% | 1.9 | 0 | 10 |  |  |  |  | R-410A | 2.0167 | Residential & Commercial | USHP | Ducted CEE Tier 1
211241918 | Central HP <5.4 tons | DAY & NIGHT | HRCU-A-CB (Split System: Heat Pump with Remote Outdoor Unit-Air-Source) | DLCURAH24ABK |  |  | EA*4X36L17A* | *80VSL0451716A* | 24200 | 16.5 | 8.5 | 26200 | 22600 | 86.26% | 1.86 | 0 | 10 |  |  |  |  | R-410A | 2.0167 | Residential & Commercial | USHP | Ducted CEE Tier 1
211242036 | Central HP <5.4 tons | DAY & NIGHT | HRCU-A-CB (Split System: Heat Pump with Remote Outdoor Unit-Air-Source) | DLCURAH24ABK |  |  | EA*4X36L17A* | *96VTN0401410A* | 23400 | 16 | 8.5 | 25600 | 23800 | 92.97% | 1.96 | 0 | 10 |  |  |  |  | R-410A | 1.95 | Residential & Commercial | USHP | Ducted CEE Tier 1
211242136 | Central HP <5.4 tons | DAY & NIGHT | HRCU-A-CB (Split System: Heat Pump with Remote Outdoor Unit-Air-Source) | DLCURAH24ABK |  |  | EA*4X36L17A* | *92ESN0601714A* | 24400 | 17 | 8.5 | 26200 | 22400 | 85.5% | 1.86 | 0 | 10 |  |  |  |  | R-410A | 2.0333 | Residential & Commercial | USHP | Ducted CEE Tier 1
211242553 | Central HP <5.4 tons | DAY & NIGHT | HRCU-A-CB (Split System: Heat Pump with Remote Outdoor Unit-Air-Source) | DLCURAH24ABK |  |  | EA*4X36L21A* | *80ES(N,L)0451712A* | 24200 | 17 | 8.5 | 26200 | 22600 | 86.26% | 1.86 | 0 | 10 |  |  |  |  | R-410A | 2.0167 | Residential & Commercial | USHP | Ducted CEE Tier 1
216764723 | Central HP <5.4 tons | TRANE | HRCU-A-CB (Split System: Heat Pump with Remote Outdoor Unit-Air-Source) | 5TWR7036A1 |  |  | 5TXCB004AS3 | S8X2B060M4PTC | 32400 | 17.1 | 8.7 | 32400 | 24000 | 74.07% | 2.1 | 0 | 11.7 |  |  |  |  | R-454B | 2.7 | Residential & Commercial | USHP | Ducted CEE Tier 1
216764753 | Central HP <5.4 tons | TRANE | HRCU-A-CB (Split System: Heat Pump with Remote Outdoor Unit-Air-Source) | 5TWR7036A1 |  |  | 5TXCC007AS3 | S8X1C100M5PTC | 33400 | 17.1 | 9 | 32600 | 24000 | 73.62% | 2.1 | 0 | 12 |  |  |  |  | R-454B | 2.7833 | Residential & Commercial | USHP | Ducted CEE Tier 1
215434163 | Central HP <5.4 tons | DAIKIN | HRCU-A-CB (Split System: Heat Pump with Remote Outdoor Unit-Air-Source) | DH7VSA3610A* |  |  | CHPEA4830*3A* | D*80SC0805CUA* | 35000 | 18.5 | 8.1 | 35000 | 28400 | 81.14% | 2 | 0 | 10.5 |  |  |  |  | R-32 | 2.9167 | Residential & Commercial | USHP | Ducted CEE Tier 1
216765988 | Central HP <5.4 tons | TRANE | HRCU-A-CB (Split System: Heat Pump with Remote Outdoor Unit-Air-Source) | 5TWR7024A1 |  |  | 5TXCB006AS3 | S8V2B080M4PCB | 23800 | 17.1 | 9 | 21800 | 17400 | 79.82% | 2.07 | 0 | 12.5 |  |  |  |  | R-454B | 1.9833 | Residential & Commercial | USHP | Ducted CEE Tier 1
215434156 | Central HP <5.4 tons | DAIKIN | HRCU-A-CB (Split System: Heat Pump with Remote Outdoor Unit-Air-Source) | DH7VSA3610A* |  |  | CHPEA4830*3A* | D*96TC1005CNA* | 35000 | 18.5 | 8.1 | 35000 | 28400 | 81.14% | 2 | 0 | 10.5 |  |  |  |  | R-32 | 2.9167 | Residential & Commercial | USHP | Ducted CEE Tier 1
215434268 | Central HP <5.4 tons | DAIKIN | HRCU-A-CB (Split System: Heat Pump with Remote Outdoor Unit-Air-Source) | DH7VSA4210A* |  |  | CHPEA6030*3A* | D*96TC1005DNA* | 40500 | 17 | 8.6 | 41000 | 31000 | 75.61% | 2 | 0 | 10 |  |  |  |  | R-32 | 3.375 | Residential & Commercial | USHP | Ducted CEE Tier 1
211228240 | Central HP <5.4 tons | DAY & NIGHT | HRCU-A-CB (Split System: Heat Pump with Remote Outdoor Unit-Air-Source) | DLCURAH36ABK |  |  | EA*4X43L21A* | *80ES(N,L)0702116A* | 37200 | 15.5 | 8.5 | 38500 | 35000 | 90.91% | 2.12 | 0 | 10 |  |  |  |  | R-410A | 3.1 | Residential & Commercial | USHP | Ducted CEE Tier 1
211228439 | Central HP <5.4 tons | DAY & NIGHT | HRCU-A-CB (Split System: Heat Pump with Remote Outdoor Unit-Air-Source) | DLCURAH36ABK |  |  | EA*4X43L21A* | *92ESN0601714A* | 36400 | 16 | 8.5 | 38500 | 34800 | 90.39% | 2.08 | 0 | 10 |  |  |  |  | R-410A | 3.0333 | Residential & Commercial | USHP | Ducted CEE Tier 1
215433948 | Central HP <5.4 tons | DAIKIN | HRCU-A-CB (Split System: Heat Pump with Remote Outdoor Unit-Air-Source) | DH7VSA4810A* |  |  | CA*EA6030*3A*+MBVK20DP1X00A* | 0 | 45500 | 17.5 | 8.8 | 47000 | 33600 | 71.49% | 2 | 0 | 10 |  |  |  |  | R-32 | 3.7917 | Residential & Commercial | USHP | Ducted CEE Tier 1
215433951 | Central HP <5.4 tons | DAIKIN | HRCU-A-CB (Split System: Heat Pump with Remote Outdoor Unit-Air-Source) | DH7VSA4810A* |  |  | CHPEA6030*3A*+MBVK16CP1X00A* | 0 | 45500 | 17 | 8.5 | 46500 | 33600 | 72.26% | 2 | 0 | 10 |  |  |  |  | R-32 | 3.7917 | Residential & Commercial | USHP | Ducted CEE Tier 1
215434352 | Central HP <5.4 tons | DAIKIN | HRCU-A-CB (Split System: Heat Pump with Remote Outdoor Unit-Air-Source) | DH7VSA4810A* |  |  | CA*EA6030*3A* | D*96SC0805CUA* | 45500 | 16.2 | 8.8 | 47000 | 33600 | 71.49% | 2 | 0 | 10 |  |  |  |  | R-32 | 3.7917 | Residential & Commercial | USHP | Ducted CEE Tier 1
212969747 | Central HP <5.4 tons | BRYANT HEATING AND COOLING SYSTEMS | HRCU-A-CB (Split System: Heat Pump with Remote Outdoor Unit-Air-Source) | 38MURAQ24AB3* |  |  | CAP**2517AL* | 82*SB36045V14*** | 24000 | 17.5 | 8.5 | 25000 | 21800 | 87.2% | 1.82 | 0 | 10 |  |  |  |  | R-410A | 2 | Residential & Commercial | USHP | Ducted CEE Tier 1
215682898 | Central HP <5.4 tons | COMFORTMAKER | HRCU-A-CB (Split System: Heat Pump with Remote Outdoor Unit-Air-Source) | C5H0V60*K*AAA* |  |  | EVM5X60M24A*+WALLCON | *97CTN0802120A* | 56500 | 18 | 9 | 63500 | 44500 | 70.08% | 2.08 | 0 | 9 |  |  |  |  | R-454B | 4.7083 | Residential & Commercial | USHP
215487428 | Central HP <5.4 tons | DAIKIN | HRCU-A-CB (Split System: Heat Pump with Remote Outdoor Unit-Air-Source) | DH7VSA4210A* |  |  | CHPEA4830*3A* | D*96VC1005CNA* | 40500 | 16.5 | 8.6 | 41000 | 31000 | 75.61% | 2 | 0 | 10 |  |  |  |  | R-32 | 3.375 | Residential & Commercial | USHP | Ducted CEE Tier 1
210474131 | Central HP <5.4 tons | DAY & NIGHT | HRCU-A-CB (Split System: Heat Pump with Remote Outdoor Unit-Air-Source) | CVH825GKA3* |  |  | EN(A,D)4X48L24**+WALLCON | *97CMN1202422A* | 24200 | 16.5 | 8.1 | 21400 | 16600 | 77.57% | 2 | 0 | 11 |  |  |  |  | R-410A | 2.0167 | Residential & Commercial | USHP | Ducted CEE Tier 1
210474334 | Central HP <5.4 tons | DAY & NIGHT | HRCU-A-CB (Split System: Heat Pump with Remote Outdoor Unit-Air-Source) | CVH825GKA3* |  |  | EHD4X42AAL+WALLCON | *96CTN0801714A* | 24000 | 16 | 8.1 | 21400 | 16700 | 78.04% | 2 | 0 | 10.5 |  |  |  |  | R-410A | 2 | Residential & Commercial | USHP | Ducted CEE Tier 1
216765990 | Central HP <5.4 tons | TRANE | HRCU-A-CB (Split System: Heat Pump with Remote Outdoor Unit-Air-Source) | 5TWR7024A1 |  |  | 5TXCB006AS3 | S8V2B060M4PCB | 23600 | 17.1 | 8.7 | 21800 | 17300 | 79.36% | 2.05 | 0 | 12.5 |  |  |  |  | R-454B | 1.9667 | Residential & Commercial | USHP | Ducted CEE Tier 1
215429731 | Central HP <5.4 tons | DAIKIN | HRCU-A-CB (Split System: Heat Pump with Remote Outdoor Unit-Air-Source) | DH7VSA4210A* |  |  | DFVE60DP0300A* | 0 | 41000 | 17.5 | 8.8 | 41000 | 31000 | 75.61% | 2 | 0 | 10 |  |  |  |  | R-32 | 3.4167 | Residential & Commercial | USHP | Ducted CEE Tier 1
216766644 | Central HP <5.4 tons | TRANE | HRCU-A-CB (Split System: Heat Pump with Remote Outdoor Unit-Air-Source) | 5TWR7060A1 |  |  | 5PX*D008AS3 | S8V2D120M5PCB | 51000 | 15.2 | 8.7 | 51500 | 39000 | 75.73% | 2.19 | 0 | 11.2 |  |  |  |  | R-454B | 4.25 | Residential & Commercial | USHP | Ducted CEE Tier 1
216766678 | Central HP <5.4 tons | TRANE | HRCU-A-CB (Split System: Heat Pump with Remote Outdoor Unit-Air-Source) | 5TWR7060A1 |  |  | 5PX*D010AS3 | S8V2C100M5PCB | 52500 | 15.2 | 9 | 51000 | 38500 | 75.49% | 2.22 | 0 | 11.2 |  |  |  |  | R-454B | 4.375 | Residential & Commercial | USHP | Ducted CEE Tier 1
210470612 | Central HP <5.4 tons | DAY & NIGHT | HRCU-A-CB (Split System: Heat Pump with Remote Outdoor Unit-Air-Source) | CVH837GKA2* |  |  | EA*4X61L24A*+WALLCON | *97CMN1202422A* | 33200 | 17.5 | 8.5 | 32000 | 25000 | 78.12% | 2 | 0 | 11.7 |  |  |  |  | R-410A | 2.7667 | Residential & Commercial | USHP | Ducted CEE Tier 1
216679882 | Central HP <5.4 tons | AIRQUEST | HRCU-A-CB (Split System: Heat Pump with Remote Outdoor Unit-Air-Source) | DLCURAH36ABK |  |  | EA*4X48L21A* | *97VTN0801716A* | 35400 | 16 | 8.5 | 37400 | 34200 | 91.44% | 1.94 | 0 | 9.5 |  |  |  |  | R-410A | 2.95 | Residential & Commercial | USHP
210474488 | Central HP <5.4 tons | DAY & NIGHT | HRCU-A-CB (Split System: Heat Pump with Remote Outdoor Unit-Air-Source) | CVH825GKA3* |  |  | EHD4X48AAL+WALLCON | *80CSU0601716A* | 24200 | 16.5 | 8.1 | 21200 | 16600 | 78.3% | 2 | 0 | 10.5 |  |  |  |  | R-410A | 2.0167 | Residential & Commercial | USHP | Ducted CEE Tier 1
210435119 | Central HP <5.4 tons | DAIKIN | HRCU-A-CB (Split System: Heat Pump with Remote Outdoor Unit-Air-Source) | DZ6VSA1810A* |  |  | CA*EA1818*4A*+MBVC1600**-1A* | 0 | 16600 | 17.5 | 8.5 | 17400 | 13000 | 74.71% | 2.1 | 0 | 10.9 |  |  |  |  | R-410A | 1.3833 | Residential & Commercial | USHP | Ducted CEE Tier 1
210435130 | Central HP <5.4 tons | DAIKIN | HRCU-A-CB (Split System: Heat Pump with Remote Outdoor Unit-Air-Source) | DZ6VSA1810A* |  |  | CA*EA2422*4A*+MBVC1200**-1A* | 0 | 16600 | 17.5 | 8.5 | 17400 | 13000 | 74.71% | 2.1 | 0 | 10.9 |  |  |  |  | R-410A | 1.3833 | Residential & Commercial | USHP | Ducted CEE Tier 1
210435137 | Central HP <5.4 tons | DAIKIN | HRCU-A-CB (Split System: Heat Pump with Remote Outdoor Unit-Air-Source) | DZ6VSA1810A* |  |  | CA*EA2422*4A*+MBVC1600**-1A* | 0 | 16600 | 17.5 | 8.5 | 17400 | 13000 | 74.71% | 2.1 | 0 | 10.9 |  |  |  |  | R-410A | 1.3833 | Residential & Commercial | USHP | Ducted CEE Tier 1
215934826 | Central HP <5.4 tons | HEIL | HRCU-A-CB (Split System: Heat Pump with Remote Outdoor Unit-Air-Source) | H5H3V36*K*AAA* |  |  | EVM5X44M21A*+WALLCON | *80CTL0702120B* | 35600 | 21.5 | 8.5 | 38000 | 28600 | 75.26% | 2.02 | 0 | 12 |  |  |  |  | R-454B | 2.9667 | Residential & Commercial | USHP | Ducted CEE Tier 1
215935026 | Central HP <5.4 tons | HEIL | HRCU-A-CB (Split System: Heat Pump with Remote Outdoor Unit-Air-Source) | H5H3V36*K*AAA* |  |  | EVM5X49M21A*+WALLCON | *80CTL0901716B* | 35600 | 22 | 8.5 | 38000 | 28600 | 75.26% | 2.02 | 0 | 12 |  |  |  |  | R-454B | 2.9667 | Residential & Commercial | USHP | Ducted CEE Tier 1
212614919 | Central HP <5.4 tons | DAIKIN | HRCU-A-CB (Split System: Heat Pump with Remote Outdoor Unit-Air-Source) | DZ6VSA361EA* |  |  | CA*EA4830*4A*+MBVC1600**-1A* | 0 | 34200 | 17.5 | 8.6 | 34200 | 29000 | 84.8% | 2 | 0 | 10 |  |  |  |  | R-410A | 2.85 | Residential & Commercial | USHP | Ducted CEE Tier 1
212614930 | Central HP <5.4 tons | DAIKIN | HRCU-A-CB (Split System: Heat Pump with Remote Outdoor Unit-Air-Source) | DZ6VSA361EA* |  |  | CA*EA4830*4A* | D*97MC0804CNA* | 34200 | 17.5 | 8.6 | 34200 | 29000 | 84.8% | 2 | 0 | 10 |  |  |  |  | R-410A | 2.85 | Residential & Commercial | USHP | Ducted CEE Tier 1
215433952 | Central HP <5.4 tons | DAIKIN | HRCU-A-CB (Split System: Heat Pump with Remote Outdoor Unit-Air-Source) | DH7VSA4810A* |  |  | CHPEA6030*3A*+MBVK20DP1X00A* | 0 | 45500 | 17.5 | 8.5 | 46500 | 33600 | 72.26% | 2 | 0 | 10 |  |  |  |  | R-32 | 3.7917 | Residential & Commercial | USHP | Ducted CEE Tier 1
215434356 | Central HP <5.4 tons | DAIKIN | HRCU-A-CB (Split System: Heat Pump with Remote Outdoor Unit-Air-Source) | DH7VSA4810A* |  |  | CA*EA6030*3A* | D*97MC1005CNA* | 45500 | 16.2 | 8.8 | 47000 | 33600 | 71.49% | 2 | 0 | 10 |  |  |  |  | R-32 | 3.7917 | Residential & Commercial | USHP | Ducted CEE Tier 1
212614885 | Central HP <5.4 tons | DAIKIN | HRCU-A-CB (Split System: Heat Pump with Remote Outdoor Unit-Air-Source) | DZ6VSA241EA* |  |  | CA*EA2422*4A* | D*96SC0603BUA* | 23000 | 17 | 8.6 | 23000 | 16100 | 70% | 2 | 0 | 10 |  |  |  |  | R-410A | 1.9167 | Residential & Commercial | USHP | Ducted CEE Tier 1
210473112 | Central HP <5.4 tons | DAY & NIGHT | HRCU-A-CB (Split System: Heat Pump with Remote Outdoor Unit-Air-Source) | CVH825GKA3* |  |  | EA*4X43L21A*+WALLCON | *95CSU1002122A* | 24400 | 17 | 8.5 | 21200 | 16600 | 78.3% | 2.04 | 0 | 11 |  |  |  |  | R-410A | 2.0333 | Residential & Commercial | USHP | Ducted CEE Tier 1
210473145 | Central HP <5.4 tons | DAY & NIGHT | HRCU-A-CB (Split System: Heat Pump with Remote Outdoor Unit-Air-Source) | CVH825GKA3* |  |  | EA*4X43L21A*+WALLCON | *80CSU1002120A* | 24400 | 16.5 | 8.1 | 21200 | 16600 | 78.3% | 2.02 | 0 | 10.5 |  |  |  |  | R-410A | 2.0333 | Residential & Commercial | USHP | Ducted CEE Tier 1
210473211 | Central HP <5.4 tons | DAY & NIGHT | HRCU-A-CB (Split System: Heat Pump with Remote Outdoor Unit-Air-Source) | CVH825GKA3* |  |  | EA*4X43L21A*+WALLCON | *97CMN0801714A* | 24400 | 16.5 | 8.1 | 21200 | 16700 | 78.77% | 2.02 | 0 | 11 |  |  |  |  | R-410A | 2.0333 | Residential & Commercial | USHP | Ducted CEE Tier 1
210473431 | Central HP <5.4 tons | DAY & NIGHT | HRCU-A-CB (Split System: Heat Pump with Remote Outdoor Unit-Air-Source) | CVH825GKA3* |  |  | EA*4X48L21A*+WALLCON | *97CMN0602120A* | 24000 | 16.5 | 8.1 | 21000 | 16600 | 79.05% | 2 | 0 | 11 |  |  |  |  | R-410A | 2 | Residential & Commercial | USHP | Ducted CEE Tier 1
210473497 | Central HP <5.4 tons | DAY & NIGHT | HRCU-A-CB (Split System: Heat Pump with Remote Outdoor Unit-Air-Source) | CVH825GKA3* |  |  | EA*4X48L24A*+WALLCON | *97CMN1002122A* | 24200 | 16.5 | 8.1 | 21000 | 16500 | 78.57% | 2.02 | 0 | 11 |  |  |  |  | R-410A | 2.0167 | Residential & Commercial | USHP | Ducted CEE Tier 1
214279229 | Central HP <5.4 tons | DAIKIN | HRCU-A-CB (Split System: Heat Pump with Remote Outdoor Unit-Air-Source) | DZ6VSA421EA* |  |  | CA*EA6030*4A* | D*80VC1005C*A* | 40000 | 17 | 8.6 | 40000 | 30600 | 76.5% | 2.2 | 0 | 10 |  |  |  |  | R-410A | 3.3333 | Residential & Commercial | USHP | Ducted CEE Tier 1
210472837 | Central HP <5.4 tons | DAY & NIGHT | HRCU-A-CB (Split System: Heat Pump with Remote Outdoor Unit-Air-Source) | CVH825GKA3* |  |  | EA*4X42L21A*+WALLCON | *95CSU1002122A* | 23800 | 16.5 | 8.1 | 21400 | 16600 | 77.57% | 1.96 | 0 | 11 |  |  |  |  | R-410A | 1.9833 | Residential & Commercial | USHP | Ducted CEE Tier 1
211242636 | Central HP <5.4 tons | DAY & NIGHT | HRCU-A-CB (Split System: Heat Pump with Remote Outdoor Unit-Air-Source) | DLCURAH24ABK |  |  | EA*4X36L21A* | *92ESN0801716A* | 24400 | 17 | 8.5 | 26200 | 22400 | 85.5% | 1.86 | 0 | 10 |  |  |  |  | R-410A | 2.0333 | Residential & Commercial | USHP | Ducted CEE Tier 1
211243222 | Central HP <5.4 tons | DAY & NIGHT | HRCU-A-CB (Split System: Heat Pump with Remote Outdoor Unit-Air-Source) | DLCURAH24ABK |  |  | EA*4X37L21A* | *96VSN0601714A* | 24800 | 16.5 | 8.5 | 25600 | 21000 | 82.03% | 1.76 | 0 | 10 |  |  |  |  | R-410A | 2.0667 | Residential & Commercial | USHP | Ducted CEE Tier 1
211243258 | Central HP <5.4 tons | DAY & NIGHT | HRCU-A-CB (Split System: Heat Pump with Remote Outdoor Unit-Air-Source) | DLCURAH24ABK |  |  | EA*4X37L21A* | *96VSN0801716A* | 24800 | 17 | 8.5 | 25600 | 21000 | 82.03% | 1.76 | 0 | 10.5 |  |  |  |  | R-410A | 2.0667 | Residential & Commercial | USHP | Ducted CEE Tier 1
211243289 | Central HP <5.4 tons | DAY & NIGHT | HRCU-A-CB (Split System: Heat Pump with Remote Outdoor Unit-Air-Source) | DLCURAH24ABK |  |  | EA*4X37L21A* | *96VTN1002122A* | 24200 | 17 | 8.1 | 25000 | 21400 | 85.6% | 1.8 | 0 | 10 |  |  |  |  | R-410A | 2.0167 | Residential & Commercial | USHP | Ducted CEE Tier 1
216766470 | Central HP <5.4 tons | TRANE | HRCU-A-CB (Split System: Heat Pump with Remote Outdoor Unit-Air-Source) | 5TWR7048A1 |  |  | 5PX*CD09AS3 | S8V2C080M5PDB | 43500 | 16.5 | 8.5 | 43500 | 32000 | 73.56% | 2.16 | 0 | 12 |  |  |  |  | R-454B | 3.625 | Residential & Commercial | USHP | Ducted CEE Tier 1
216766504 | Central HP <5.4 tons | TRANE | HRCU-A-CB (Split System: Heat Pump with Remote Outdoor Unit-Air-Source) | 5TWR7048A1 |  |  | 5PX*D010AS3+P0V0D000M50SD | 0 | 44000 | 17.1 | 9 | 43500 | 31800 | 73.1% | 2.25 | 0 | 12.5 |  |  |  |  | R-454B | 3.6667 | Residential & Commercial | USHP | Ducted CEE Tier 1
216766574 | Central HP <5.4 tons | TRANE | HRCU-A-CB (Split System: Heat Pump with Remote Outdoor Unit-Air-Source) | 5TWR7048A1 |  |  | 5TXCC009AS3+P0V0C000M50SD | 0 | 43500 | 17 | 8.7 | 43500 | 31800 | 73.1% | 2.23 | 0 | 12.5 |  |  |  |  | R-454B | 3.625 | Residential & Commercial | USHP | Ducted CEE Tier 1
216766590 | Central HP <5.4 tons | TRANE | HRCU-A-CB (Split System: Heat Pump with Remote Outdoor Unit-Air-Source) | 5TWR7048A1 |  |  | 5TXCD008AS3 | S8V2C100M5PDB | 43000 | 16 | 8.7 | 44500 | 32600 | 73.26% | 2.22 | 0 | 12 |  |  |  |  | R-454B | 3.5833 | Residential & Commercial | USHP | Ducted CEE Tier 1
215676838 | Central HP <5.4 tons | COMFORTMAKER | HRCU-A-CB (Split System: Heat Pump with Remote Outdoor Unit-Air-Source) | C5H0V48*K*AAA* |  |  | EVD5X61M21A*+WALLCON | *96CTN1002122B* | 48500 | 19.5 | 9.5 | 50000 | 36800 | 73.6% | 2.12 | 0 | 10.5 |  |  |  |  | R-454B | 4.0417 | Residential & Commercial | USHP | Ducted CEE Tier 1
216764051 | Central HP <5.4 tons | TRANE | HRCU-A-CB (Split System: Heat Pump with Remote Outdoor Unit-Air-Source) | 5TWR7060A1 |  |  | 5PX*D008AS3 | S8X1D120M5PSC | 51500 | 16.5 | 9 | 51500 | 39000 | 75.73% | 2.1 | 0 | 11 |  |  |  |  | R-454B | 4.2917 | Residential & Commercial | USHP | Ducted CEE Tier 1
216764069 | Central HP <5.4 tons | TRANE | HRCU-A-CB (Split System: Heat Pump with Remote Outdoor Unit-Air-Source) | 5TWR7060A1 |  |  | 5PX*D010AS3 | L8V1C100U5VSB | 52500 | 16.5 | 9 | 51000 | 38500 | 75.49% | 2.2 | 0 | 11.2 |  |  |  |  | R-454B | 4.375 | Residential & Commercial | USHP | Ducted CEE Tier 1
215675668 | Central HP <5.4 tons | COMFORTMAKER | HRCU-A-CB (Split System: Heat Pump with Remote Outdoor Unit-Air-Source) | C5H0V48*K*AAA* |  |  | EVM5X60M21A*+WALLCON | *80CSU0601716A* | 48000 | 19 | 9 | 50000 | 36800 | 73.6% | 2 | 0 | 10 |  |  |  |  | R-454B | 4 | Residential & Commercial | USHP | Ducted CEE Tier 1
211242892 | Central HP <5.4 tons | DAY & NIGHT | HRCU-A-CB (Split System: Heat Pump with Remote Outdoor Unit-Air-Source) | DLCURAH24ABK |  |  | EA*4X37L17A* | *80ESU0401712A* | 24400 | 17.5 | 8.5 | 25400 | 21800 | 85.83% | 1.82 | 0 | 10.5 |  |  |  |  | R-410A | 2.0333 | Residential & Commercial | USHP | Ducted CEE Tier 1
215429723 | Central HP <5.4 tons | DAIKIN | HRCU-A-CB (Split System: Heat Pump with Remote Outdoor Unit-Air-Source) | DH7VSA2410A* |  |  | DFVE36CP0300A* | 0 | 23200 | 19 | 8.8 | 23200 | 17000 | 73.28% | 2 | 0 | 11 |  |  |  |  | R-32 | 1.9333 | Residential & Commercial | USHP | Ducted CEE Tier 1
210472991 | Central HP <5.4 tons | DAY & NIGHT | HRCU-A-CB (Split System: Heat Pump with Remote Outdoor Unit-Air-Source) | CVH825GKA3* |  |  | EA*4X42L24A*+WALLCON | *95CSU0802120A* | 23800 | 17 | 8.1 | 21400 | 16600 | 77.57% | 1.96 | 0 | 11 |  |  |  |  | R-410A | 1.9833 | Residential & Commercial | USHP | Ducted CEE Tier 1
215433929 | Central HP <5.4 tons | DAIKIN | HRCU-A-CB (Split System: Heat Pump with Remote Outdoor Unit-Air-Source) | DH7VSA4210A* |  |  | CA*EA6030*3A*+MBVK16CP1X00A* | 0 | 40500 | 17.5 | 8.8 | 41000 | 31000 | 75.61% | 2 | 0 | 10 |  |  |  |  | R-32 | 3.375 | Residential & Commercial | USHP | Ducted CEE Tier 1
213781081 | Central HP <5.4 tons | DAY & NIGHT | HRCU-A-CB (Split System: Heat Pump with Remote Outdoor Unit-Air-Source) | CVH837GKA2* |  |  | EA*4X42L21A*+WALLCON | *96CTN1002122B* | 31800 | 17 | 8.1 | 33000 | 24400 | 73.94% | 1.88 | 0 | 11 |  |  |  |  | R-410A | 2.65 | Residential & Commercial | USHP | Ducted CEE Tier 1
214397425 | Central HP <5.4 tons | LUXAIRE | HRCU-A-CB (Split System: Heat Pump with Remote Outdoor Unit-Air-Source) | HH860E2S11 |  |  | CTF60C5CGS1 | TMLE100C16MP11 | 44500 | 18 | 9 | 45500 | 34200 | 75.16% | 2 | 0 | 11 |  |  |  |  | R-454B | 3.7083 | Residential & Commercial | USHP | Ducted CEE Tier 1
211228641 | Central HP <5.4 tons | DAY & NIGHT | HRCU-A-CB (Split System: Heat Pump with Remote Outdoor Unit-Air-Source) | DLCURAH36ABK |  |  | EA*4X43L21A* | *96VTN0802120A* | 37000 | 15.5 | 8.5 | 38500 | 35000 | 90.91% | 2.1 | 0 | 10 |  |  |  |  | R-410A | 3.0833 | Residential & Commercial | USHP | Ducted CEE Tier 1
211228660 | Central HP <5.4 tons | DAY & NIGHT | HRCU-A-CB (Split System: Heat Pump with Remote Outdoor Unit-Air-Source) | DLCURAH36ABK |  |  | EA*4X43L21A* | *96VTN1002122A* | 36800 | 16.5 | 8.5 | 38500 | 34800 | 90.39% | 2.1 | 0 | 10 |  |  |  |  | R-410A | 3.0667 | Residential & Commercial | USHP | Ducted CEE Tier 1
216679414 | Central HP <5.4 tons | AIRQUEST | HRCU-A-CB (Split System: Heat Pump with Remote Outdoor Unit-Air-Source) | DLCURAH24ABK |  |  | EA*4X36L17A* | *97VTN0601716A* | 23600 | 17 | 9 | 25800 | 23200 | 89.92% | 1.82 | 0 | 10 |  |  |  |  | R-410A | 1.9667 | Residential & Commercial | USHP | Ducted CEE Tier 1
215429730 | Central HP <5.4 tons | DAIKIN | HRCU-A-CB (Split System: Heat Pump with Remote Outdoor Unit-Air-Source) | DH7VSA3610A* |  |  | DFVE60DP0300A* | 0 | 35000 | 19 | 8.5 | 35000 | 28400 | 81.14% | 2 | 0 | 10.5 |  |  |  |  | R-32 | 2.9167 | Residential & Commercial | USHP | Ducted CEE Tier 1
212391372 | Central HP <5.4 tons | AMERICAN STANDARD | HRCU-A-CB (Split System: Heat Pump with Remote Outdoor Unit-Air-Source) | 4A6V7X60A1 |  |  | TAMXA0C60V51 | 0 | 53000 | 17 | 8.2 | 54000 | 39000 | 72.22% | 1.82 | 0 | 12 |  |  |  |  | R-410A | 4.4167 | Residential & Commercial | USHP | Ducted CEE Tier 1
212969961 | Central HP <5.4 tons | DAY & NIGHT | HRCU-A-CB (Split System: Heat Pump with Remote Outdoor Unit-Air-Source) | DLCURAH36ABK |  |  | END4X42L17** | *80VSL0451412B* | 35400 | 16 | 8.1 | 38500 | 35000 | 90.91% | 1.94 | 0 | 10 |  |  |  |  | R-410A | 2.95 | Residential & Commercial | USHP | Ducted CEE Tier 1
210474032 | Central HP <5.4 tons | DAY & NIGHT | HRCU-A-CB (Split System: Heat Pump with Remote Outdoor Unit-Air-Source) | CVH825GKA3* |  |  | EN(A,D,W)4X48L21**+WALLCON | *96CTN1002122A* | 24200 | 17 | 8.1 | 21400 | 16600 | 77.57% | 2.02 | 0 | 11.5 |  |  |  |  | R-410A | 2.0167 | Residential & Commercial | USHP | Ducted CEE Tier 1
210472903 | Central HP <5.4 tons | DAY & NIGHT | HRCU-A-CB (Split System: Heat Pump with Remote Outdoor Unit-Air-Source) | CVH825GKA3* |  |  | EA*4X42L21A*+WALLCON | *96CTN0601714A* | 23600 | 16.5 | 8.1 | 21400 | 16700 | 78.04% | 1.94 | 0 | 11 |  |  |  |  | R-410A | 1.9667 | Residential & Commercial | USHP | Ducted CEE Tier 1
210472936 | Central HP <5.4 tons | DAY & NIGHT | HRCU-A-CB (Split System: Heat Pump with Remote Outdoor Unit-Air-Source) | CVH825GKA3* |  |  | EA*4X42L21A*+WALLCON | *97CMN0801714A* | 23600 | 16.5 | 8.1 | 21400 | 16700 | 78.04% | 1.96 | 0 | 11 |  |  |  |  | R-410A | 1.9667 | Residential & Commercial | USHP | Ducted CEE Tier 1
210473222 | Central HP <5.4 tons | DAY & NIGHT | HRCU-A-CB (Split System: Heat Pump with Remote Outdoor Unit-Air-Source) | CVH825GKA3* |  |  | EA*4X43L21A*+WALLCON | *97CMN1002122A* | 24400 | 16.5 | 8.5 | 21200 | 16600 | 78.3% | 2.04 | 0 | 11 |  |  |  |  | R-410A | 2.0333 | Residential & Commercial | USHP | Ducted CEE Tier 1
210473922 | Central HP <5.4 tons | DAY & NIGHT | HRCU-A-CB (Split System: Heat Pump with Remote Outdoor Unit-Air-Source) | CVH825GKA3* |  |  | EN(A,D,W)4X48L21**+WALLCON | *80CSU0401712A* | 24200 | 17 | 8.1 | 21200 | 16500 | 77.83% | 2 | 0 | 11 |  |  |  |  | R-410A | 2.0167 | Residential & Commercial | USHP | Ducted CEE Tier 1
211244518 | Central HP <5.4 tons | DAY & NIGHT | HRCU-A-CB (Split System: Heat Pump with Remote Outdoor Unit-Air-Source) | DLCURAH24ABK |  |  | EN(A,D)4X30L17** | *80VSL0451716A* | 24200 | 16 | 8.1 | 26400 | 22800 | 86.36% | 1.88 | 0 | 10.5 |  |  |  |  | R-410A | 2.0167 | Residential & Commercial | USHP | Ducted CEE Tier 1
210435103 | Central HP <5.4 tons | DAIKIN | HRCU-A-CB (Split System: Heat Pump with Remote Outdoor Unit-Air-Source) | DZ6VSA1810A* |  |  | CA*EA1818*4A* | D*80VC0603B*A* | 16600 | 17.5 | 8.5 | 17400 | 13000 | 74.71% | 2.1 | 0 | 10.9 |  |  |  |  | R-410A | 1.3833 | Residential & Commercial | USHP | Ducted CEE Tier 1
210435105 | Central HP <5.4 tons | DAIKIN | HRCU-A-CB (Split System: Heat Pump with Remote Outdoor Unit-Air-Source) | DZ6VSA1810A* |  |  | CA*EA1818*4A* | D*80VC0803B*A* | 16600 | 17.5 | 8.5 | 17400 | 13000 | 74.71% | 2.1 | 0 | 10.9 |  |  |  |  | R-410A | 1.3833 | Residential & Commercial | USHP | Ducted CEE Tier 1
210435128 | Central HP <5.4 tons | DAIKIN | HRCU-A-CB (Split System: Heat Pump with Remote Outdoor Unit-Air-Source) | DZ6VSA1810A* |  |  | CA*EA2422*4A* | D*97MC0603BNA* | 16600 | 17.5 | 8.5 | 17400 | 13000 | 74.71% | 2.1 | 0 | 10.9 |  |  |  |  | R-410A | 1.3833 | Residential & Commercial | USHP | Ducted CEE Tier 1
213781151 | Central HP <5.4 tons | DAY & NIGHT | HRCU-A-CB (Split System: Heat Pump with Remote Outdoor Unit-Air-Source) | CVH837GKA2* |  |  | EA*4X42L24A*+WALLCON | *96CTN1202422B* | 31800 | 17 | 8.1 | 33000 | 24200 | 73.33% | 1.88 | 0 | 11 |  |  |  |  | R-410A | 2.65 | Residential & Commercial | USHP | Ducted CEE Tier 1
213781251 | Central HP <5.4 tons | DAY & NIGHT | HRCU-A-CB (Split System: Heat Pump with Remote Outdoor Unit-Air-Source) | CVH837GKA2* |  |  | EA*4X43L21A*+WALLCON | *96CTN0601714B* | 32800 | 17 | 8.1 | 33000 | 25400 | 76.97% | 1.96 | 0 | 11 |  |  |  |  | R-410A | 2.7333 | Residential & Commercial | USHP | Ducted CEE Tier 1
213781301 | Central HP <5.4 tons | DAY & NIGHT | HRCU-A-CB (Split System: Heat Pump with Remote Outdoor Unit-Air-Source) | CVH837GKA2* |  |  | EA*4X48L21A*+WALLCON | *80CTL0901716B* | 32400 | 17 | 8.1 | 32600 | 25000 | 76.69% | 1.96 | 0 | 11 |  |  |  |  | R-410A | 2.7 | Residential & Commercial | USHP | Ducted CEE Tier 1
213781381 | Central HP <5.4 tons | DAY & NIGHT | HRCU-A-CB (Split System: Heat Pump with Remote Outdoor Unit-Air-Source) | CVH837GKA2* |  |  | EA*4X48L21A*+WALLCON | *96CTN0801714B* | 32200 | 17 | 8.1 | 32800 | 25000 | 76.22% | 1.96 | 0 | 11 |  |  |  |  | R-410A | 2.6833 | Residential & Commercial | USHP | Ducted CEE Tier 1
213781401 | Central HP <5.4 tons | DAY & NIGHT | HRCU-A-CB (Split System: Heat Pump with Remote Outdoor Unit-Air-Source) | CVH837GKA2* |  |  | EA*4X48L24A*+WALLCON | *80CTL0902120B* | 32400 | 17 | 8.5 | 32200 | 24800 | 77.02% | 1.98 | 0 | 11.5 |  |  |  |  | R-410A | 2.7 | Residential & Commercial | USHP | Ducted CEE Tier 1
216766606 | Central HP <5.4 tons | TRANE | HRCU-A-CB (Split System: Heat Pump with Remote Outdoor Unit-Air-Source) | 5TWR7048A1 |  |  | 5TXCD010AS3+P0V0D000M50SD | 0 | 44000 | 17.1 | 9 | 44000 | 32000 | 72.73% | 2.26 | 0 | 12.5 |  |  |  |  | R-454B | 3.6667 | Residential & Commercial | USHP | Ducted CEE Tier 1
216766624 | Central HP <5.4 tons | TRANE | HRCU-A-CB (Split System: Heat Pump with Remote Outdoor Unit-Air-Source) | 5TWR7048A1 |  |  | 5TXCD010AS3 | S9X2C080U5PSB | 43500 | 16.5 | 8.7 | 44000 | 32000 | 72.73% | 2.22 | 0 | 12 |  |  |  |  | R-454B | 3.625 | Residential & Commercial | USHP | Ducted CEE Tier 1
215675678 | Central HP <5.4 tons | COMFORTMAKER | HRCU-A-CB (Split System: Heat Pump with Remote Outdoor Unit-Air-Source) | C5H0V48*K*AAA* |  |  | EVM5X60M21A*+WALLCON | *80CSU0802120A* | 48000 | 19 | 9 | 50000 | 36600 | 73.2% | 2.12 | 0 | 10 |  |  |  |  | R-454B | 4 | Residential & Commercial | USHP | Ducted CEE Tier 1
215676178 | Central HP <5.4 tons | COMFORTMAKER | HRCU-A-CB (Split System: Heat Pump with Remote Outdoor Unit-Air-Source) | C5H0V48*K*AAA* |  |  | EVD5X48M24A*+WALLCON | *80CSU0802120A* | 47500 | 19 | 9 | 50000 | 36200 | 72.4% | 2.02 | 0 | 10 |  |  |  |  | R-454B | 3.9583 | Residential & Commercial | USHP | Ducted CEE Tier 1
212969541 | Central HP <5.4 tons | DAY & NIGHT | HRCU-A-CB (Split System: Heat Pump with Remote Outdoor Unit-Air-Source) | DLCURAH18ABK |  |  | EA*4X25L17A* | *80VSL0451412B* | 18300 | 16.5 | 8.5 | 18100 | 17600 | 97.24% | 2.14 | 0 | 11 |  |  |  |  | R-410A | 1.525 | Residential & Commercial | USHP | Ducted CEE Tier 1
216681540 | Central HP <5.4 tons | AIRQUEST | HRCU-A-CB (Split System: Heat Pump with Remote Outdoor Unit-Air-Source) | DLCURAH24ABK |  |  | EHD4X30AAL | *97VTN0802120A* | 23800 | 16 | 9 | 26000 | 22800 | 87.69% | 1.78 | 0 | 10 |  |  |  |  | R-410A | 1.9833 | Residential & Commercial | USHP | Ducted CEE Tier 1
212970411 | Central HP <5.4 tons | DAY & NIGHT | HRCU-A-CB (Split System: Heat Pump with Remote Outdoor Unit-Air-Source) | DLCURAH36ABK |  |  | EA*4X42L21A* | *80VSL0701716B* | 35400 | 15.5 | 8.1 | 38500 | 35200 | 91.43% | 1.9 | 0 | 9.5 |  |  |  |  | R-410A | 2.95 | Residential & Commercial | USHP
212970461 | Central HP <5.4 tons | DAY & NIGHT | HRCU-A-CB (Split System: Heat Pump with Remote Outdoor Unit-Air-Source) | DLCURAH36ABK |  |  | END4X42L17** | *80VSL0701716B* | 35600 | 15.5 | 8.1 | 38000 | 35000 | 92.11% | 1.94 | 0 | 10 |  |  |  |  | R-410A | 2.9667 | Residential & Commercial | USHP | Ducted CEE Tier 1
212969591 | Central HP <5.4 tons | DAY & NIGHT | HRCU-A-CB (Split System: Heat Pump with Remote Outdoor Unit-Air-Source) | DLCURAH18ABK |  |  | EN(A,D)4X30L14** | *80VSL0451412B* | 17400 | 16.5 | 8.1 | 17900 | 18600 | 103.9% | 2.24 | 0 | 11 |  |  |  |  | R-410A | 1.45 | Residential & Commercial | USHP | Ducted CEE Tier 1
211241711 | Central HP <5.4 tons | DAY & NIGHT | HRCU-A-CB (Split System: Heat Pump with Remote Outdoor Unit-Air-Source) | DLCURAH24ABK |  |  | EA*4X30L17A* | *92ESN0801716A* | 24200 | 17 | 8.5 | 26400 | 22800 | 86.36% | 1.9 | 0 | 10 |  |  |  |  | R-410A | 2.0167 | Residential & Commercial | USHP | Ducted CEE Tier 1
215681778 | Central HP <5.4 tons | COMFORTMAKER | HRCU-A-CB (Split System: Heat Pump with Remote Outdoor Unit-Air-Source) | C5H0V48*K*AAA* |  |  | EVM5X48M21A*+WALLCON | *80CSU0802120B* | 47000 | 18.5 | 9 | 50000 | 36200 | 72.4% | 2 | 0 | 10 |  |  |  |  | R-454B | 3.9167 | Residential & Commercial | USHP | Ducted CEE Tier 1
215681878 | Central HP <5.4 tons | COMFORTMAKER | HRCU-A-CB (Split System: Heat Pump with Remote Outdoor Unit-Air-Source) | C5H0V48*K*AAA* |  |  | EVM5X49M21A*+WALLCON | *97CTN0802120A* | 48000 | 19 | 9 | 50000 | 36800 | 73.6% | 2 | 0 | 10 |  |  |  |  | R-454B | 4 | Residential & Commercial | USHP | Ducted CEE Tier 1
215682098 | Central HP <5.4 tons | COMFORTMAKER | HRCU-A-CB (Split System: Heat Pump with Remote Outdoor Unit-Air-Source) | C5H0V48*K*AAA* |  |  | EVD5X48M21A*+WALLCON | *96CTN0802120B* | 47000 | 18.5 | 9 | 50000 | 36600 | 73.2% | 1.98 | 0 | 10 |  |  |  |  | R-454B | 3.9167 | Residential & Commercial | USHP | Ducted CEE Tier 1
215682178 | Central HP <5.4 tons | COMFORTMAKER | HRCU-A-CB (Split System: Heat Pump with Remote Outdoor Unit-Air-Source) | C5H0V48*K*AAA* |  |  | EVD5X48M24A*+WALLCON | *96CTN0802120B* | 47000 | 18.5 | 9 | 50000 | 36400 | 72.8% | 2 | 0 | 10 |  |  |  |  | R-454B | 3.9167 | Residential & Commercial | USHP | Ducted CEE Tier 1
215682448 | Central HP <5.4 tons | COMFORTMAKER | HRCU-A-CB (Split System: Heat Pump with Remote Outdoor Unit-Air-Source) | C5H0V48*K*AAA* |  |  | EVD5X61M21A*+WALLCON | *80CSU0401712B* | 48500 | 19 | 9 | 50000 | 36800 | 73.6% | 2.12 | 0 | 10 |  |  |  |  | R-454B | 4.0417 | Residential & Commercial | USHP | Ducted CEE Tier 1
215682498 | Central HP <5.4 tons | COMFORTMAKER | HRCU-A-CB (Split System: Heat Pump with Remote Outdoor Unit-Air-Source) | C5H0V48*K*AAA* |  |  | EVD5X61M21A*+WALLCON | *97CTN0802120A* | 48500 | 19 | 9 | 50000 | 36800 | 73.6% | 2 | 0 | 10.5 |  |  |  |  | R-454B | 4.0417 | Residential & Commercial | USHP | Ducted CEE Tier 1
213780381 | Central HP <5.4 tons | DAY & NIGHT | HRCU-A-CB (Split System: Heat Pump with Remote Outdoor Unit-Air-Source) | CVH837GKA** |  |  | EHD4X60AAL+WALLCON | *97CMN0601714B* | 32800 | 16 | 8.1 | 32400 | 25200 | 77.78% | 1.96 | 0 | 11 |  |  |  |  | R-410A | 2.7333 | Residential & Commercial | USHP | Ducted CEE Tier 1
212969791 | Central HP <5.4 tons | DAY & NIGHT | HRCU-A-CB (Split System: Heat Pump with Remote Outdoor Unit-Air-Source) | DLCURAH24ABK |  |  | EA*4X37L17A* | *80VSL0451412B* | 24200 | 17 | 8.5 | 25200 | 22000 | 87.3% | 1.84 | 0 | 10 |  |  |  |  | R-410A | 2.0167 | Residential & Commercial | USHP | Ducted CEE Tier 1
212969841 | Central HP <5.4 tons | DAY & NIGHT | HRCU-A-CB (Split System: Heat Pump with Remote Outdoor Unit-Air-Source) | DLCURAH24ABK |  |  | EN(A,D,W)4X36L17** | *80VSL0451412B* | 23600 | 17 | 8.5 | 26200 | 24600 | 93.89% | 2.04 | 0 | 10.5 |  |  |  |  | R-410A | 1.9667 | Residential & Commercial | USHP | Ducted CEE Tier 1
215676988 | Central HP <5.4 tons | COMFORTMAKER | HRCU-A-CB (Split System: Heat Pump with Remote Outdoor Unit-Air-Source) | C5H0V60*K*AAA* |  |  | EVM5X60M21A*+WALLCON | *80CTL0701716B* | 55000 | 18 | 9 | 59500 | 43500 | 73.11% | 2.1 | 0 | 9.5 |  |  |  |  | R-454B | 4.5833 | Residential & Commercial | USHP
215677018 | Central HP <5.4 tons | COMFORTMAKER | HRCU-A-CB (Split System: Heat Pump with Remote Outdoor Unit-Air-Source) | C5H0V60*K*AAA* |  |  | EVM5X60M21A*+WALLCON | *80CTL1102120B* | 57000 | 18.5 | 9 | 63500 | 44500 | 70.08% | 2.08 | 0 | 9.5 |  |  |  |  | R-454B | 4.75 | Residential & Commercial | USHP
215677068 | Central HP <5.4 tons | COMFORTMAKER | HRCU-A-CB (Split System: Heat Pump with Remote Outdoor Unit-Air-Source) | C5H0V60*K*AAA* |  |  | EVM5X60M21A*+WALLCON | *97CMN1002122B* | 56500 | 18.5 | 9 | 64000 | 45000 | 70.31% | 2.08 | 0 | 9 |  |  |  |  | R-454B | 4.7083 | Residential & Commercial | USHP
214242194 | Central HP <5.4 tons | TEMPSTAR | HRCU-A-CB (Split System: Heat Pump with Remote Outdoor Unit-Air-Source) | TVH825GKA3* |  |  | EN(A,D,W)4X42L21**+WALLCON | *96CTN0801714B* | 23800 | 16.5 | 8.1 | 21400 | 16700 | 78.04% | 1.94 | 0 | 11 |  |  |  |  | R-410A | 1.9833 | Residential & Commercial | USHP | Ducted CEE Tier 1
213893313 | Central HP <5.4 tons | TEMPSTAR | HRCU-A-CB (Split System: Heat Pump with Remote Outdoor Unit-Air-Source) | TVH825GKA3* |  |  | EA*4X25L17A*+WALLCON | *96CTN0401410B* | 24000 | 15.5 | 8.1 | 21600 | 17000 | 78.7% | 1.96 | 0 | 10 |  |  |  |  | R-410A | 2 | Residential & Commercial | USHP | Ducted CEE Tier 1
210470816 | Central HP <5.4 tons | DAY & NIGHT | HRCU-A-CB (Split System: Heat Pump with Remote Outdoor Unit-Air-Source) | CVH837GKA2* |  |  | EN(A,D,W)4X48L21**+WALLCON | *80CSU0601716A* | 32400 | 17 | 8.1 | 33000 | 24800 | 75.15% | 1.94 | 0 | 11.7 |  |  |  |  | R-410A | 2.7 | Residential & Commercial | USHP | Ducted CEE Tier 1
215681478 | Central HP <5.4 tons | COMFORTMAKER | HRCU-A-CB (Split System: Heat Pump with Remote Outdoor Unit-Air-Source) | C5H0V48*K*AAA* |  |  | EA*5X61M21A*+WALLCON | *80CSU1002120B* | 46000 | 17.5 | 9 | 47500 | 33600 | 70.74% | 2.06 | 0 | 9.5 |  |  |  |  | R-454B | 3.8333 | Residential & Commercial | USHP
215682028 | Central HP <5.4 tons | COMFORTMAKER | HRCU-A-CB (Split System: Heat Pump with Remote Outdoor Unit-Air-Source) | C5H0V48*K*AAA* |  |  | EVM5X60M24A*+WALLCON | *97CTN1202422A* | 48000 | 19 | 9 | 50000 | 36600 | 73.2% | 2 | 0 | 10.5 |  |  |  |  | R-454B | 4 | Residential & Commercial | USHP | Ducted CEE Tier 1
215682148 | Central HP <5.4 tons | COMFORTMAKER | HRCU-A-CB (Split System: Heat Pump with Remote Outdoor Unit-Air-Source) | C5H0V48*K*AAA* |  |  | EVD5X48M21A*+WALLCON | *97CTN0801716A* | 46500 | 18 | 9 | 50000 | 37000 | 74% | 1.98 | 0 | 9.5 |  |  |  |  | R-454B | 3.875 | Residential & Commercial | USHP
215682378 | Central HP <5.4 tons | COMFORTMAKER | HRCU-A-CB (Split System: Heat Pump with Remote Outdoor Unit-Air-Source) | C5H0V48*K*AAA* |  |  | EVD5X60M24A*+WALLCON | *96CTN0802120B* | 48000 | 19 | 9 | 50000 | 36600 | 73.2% | 2 | 0 | 10 |  |  |  |  | R-454B | 4 | Residential & Commercial | USHP | Ducted CEE Tier 1
212969991 | Central HP <5.4 tons | DAY & NIGHT | HRCU-A-CB (Split System: Heat Pump with Remote Outdoor Unit-Air-Source) | DLCURAH18ABK |  |  | EA*4X25L17A* | *80VSL0701716B* | 17800 | 16.5 | 8.1 | 17700 | 17700 | 100% | 2.14 | 0 | 10.5 |  |  |  |  | R-410A | 1.4833 | Residential & Commercial | USHP | Ducted CEE Tier 1
212391575 | Central HP <5.4 tons | AMERICAN STANDARD | HRCU-A-CB (Split System: Heat Pump with Remote Outdoor Unit-Air-Source) | 4A6V7X60A1 |  |  | 4TXCD010DS3 | S8V2D120M5PCA | 54000 | 17.1 | 8.2 | 52000 | 39500 | 75.96% | 1.8 | 0 | 11.7 |  |  |  |  | R-410A | 4.5 | Residential & Commercial | USHP | Ducted CEE Tier 1
213779071 | Central HP <5.4 tons | DAY & NIGHT | HRCU-A-CB (Split System: Heat Pump with Remote Outdoor Unit-Air-Source) | CVH837GKA** |  |  | EA*4X42L21A*+WALLCON | *80CTL0701716B* | 31400 | 17 | 8.1 | 33200 | 24400 | 73.49% | 1.86 | 0 | 10.5 |  |  |  |  | R-410A | 2.6167 | Residential & Commercial | USHP | Ducted CEE Tier 1
210435107 | Central HP <5.4 tons | DAIKIN | HRCU-A-CB (Split System: Heat Pump with Remote Outdoor Unit-Air-Source) | DZ6VSA1810A* |  |  | CA*EA1818*4A* | D*96VC0403BNA* | 16600 | 17.5 | 8.5 | 17400 | 13000 | 74.71% | 2.1 | 0 | 10.9 |  |  |  |  | R-410A | 1.3833 | Residential & Commercial | USHP | Ducted CEE Tier 1
210435126 | Central HP <5.4 tons | DAIKIN | HRCU-A-CB (Split System: Heat Pump with Remote Outdoor Unit-Air-Source) | DZ6VSA1810A* |  |  | CA*EA2422*4A* | D*96VC0603BNA* | 16600 | 17.5 | 8.5 | 17400 | 13000 | 74.71% | 2.1 | 0 | 10.9 |  |  |  |  | R-410A | 1.3833 | Residential & Commercial | USHP | Ducted CEE Tier 1
215675688 | Central HP <5.4 tons | COMFORTMAKER | HRCU-A-CB (Split System: Heat Pump with Remote Outdoor Unit-Air-Source) | C5H0V48*K*AAA* |  |  | EVM5X60M21A*+WALLCON | *80CSU1002120A* | 48000 | 18.5 | 9 | 50000 | 36800 | 73.6% | 2 | 0 | 10 |  |  |  |  | R-454B | 4 | Residential & Commercial | USHP | Ducted CEE Tier 1
210435113 | Central HP <5.4 tons | DAIKIN | HRCU-A-CB (Split System: Heat Pump with Remote Outdoor Unit-Air-Source) | DZ6VSA1810A* |  |  | CA*EA1818*4A* | D*80SC0805CUA* | 16600 | 17.5 | 8.5 | 17400 | 13000 | 74.71% | 2.1 | 0 | 10.9 |  |  |  |  | R-410A | 1.3833 | Residential & Commercial | USHP | Ducted CEE Tier 1
210473321 | Central HP <5.4 tons | DAY & NIGHT | HRCU-A-CB (Split System: Heat Pump with Remote Outdoor Unit-Air-Source) | CVH825GKA3* |  |  | EA*4X48L21A*+WALLCON | *80CSU1002120A* | 24000 | 16.5 | 8.1 | 21000 | 16600 | 79.05% | 2 | 0 | 10.5 |  |  |  |  | R-410A | 2 | Residential & Commercial | USHP | Ducted CEE Tier 1
210473387 | Central HP <5.4 tons | DAY & NIGHT | HRCU-A-CB (Split System: Heat Pump with Remote Outdoor Unit-Air-Source) | CVH825GKA3* |  |  | EA*4X48L21A*+WALLCON | *97CMN0801714A* | 24000 | 16.5 | 8.1 | 21000 | 16600 | 79.05% | 2 | 0 | 11 |  |  |  |  | R-410A | 2 | Residential & Commercial | USHP | Ducted CEE Tier 1
210473988 | Central HP <5.4 tons | DAY & NIGHT | HRCU-A-CB (Split System: Heat Pump with Remote Outdoor Unit-Air-Source) | CVH825GKA3* |  |  | EN(A,D,W)4X48L21**+WALLCON | *96CTN0801714A* | 24000 | 16.5 | 8.1 | 21400 | 16600 | 77.57% | 2 | 0 | 11 |  |  |  |  | R-410A | 2 | Residential & Commercial | USHP | Ducted CEE Tier 1
210474142 | Central HP <5.4 tons | DAY & NIGHT | HRCU-A-CB (Split System: Heat Pump with Remote Outdoor Unit-Air-Source) | CVH825GKA3* |  |  | EN(A,D)4X48L24**+WALLCON | *96CTN1002122A* | 24200 | 17 | 8.1 | 21400 | 16600 | 77.57% | 2.02 | 0 | 11.5 |  |  |  |  | R-410A | 2.0167 | Residential & Commercial | USHP | Ducted CEE Tier 1
210474510 | Central HP <5.4 tons | DAY & NIGHT | HRCU-A-CB (Split System: Heat Pump with Remote Outdoor Unit-Air-Source) | CVH825GKA3* |  |  | EHD4X48AAL+WALLCON | *80CTL0451712A* | 24200 | 16 | 8.1 | 21400 | 16700 | 78.04% | 2 | 0 | 10.5 |  |  |  |  | R-410A | 2.0167 | Residential & Commercial | USHP | Ducted CEE Tier 1
210474609 | Central HP <5.4 tons | DAY & NIGHT | HRCU-A-CB (Split System: Heat Pump with Remote Outdoor Unit-Air-Source) | CVH825GKA3* |  |  | EHD4X48AAL+WALLCON | *97CMN1202422A* | 24200 | 16 | 8.1 | 21200 | 16600 | 78.3% | 2.02 | 0 | 10.5 |  |  |  |  | R-410A | 2.0167 | Residential & Commercial | USHP | Ducted CEE Tier 1
212614896 | Central HP <5.4 tons | DAIKIN | HRCU-A-CB (Split System: Heat Pump with Remote Outdoor Unit-Air-Source) | DZ6VSA241EA* |  |  | CA*EA3026*4A* | D*80VC0603B*A* | 23000 | 17 | 8.6 | 23000 | 16100 | 70% | 2 | 0 | 10 |  |  |  |  | R-410A | 1.9167 | Residential & Commercial | USHP | Ducted CEE Tier 1
212614912 | Central HP <5.4 tons | DAIKIN | HRCU-A-CB (Split System: Heat Pump with Remote Outdoor Unit-Air-Source) | DZ6VSA241EA* |  |  | CA*EA3026*4A* | D*97MC0803BNA* | 23000 | 17 | 8.6 | 23000 | 16100 | 70% | 2 | 0 | 10 |  |  |  |  | R-410A | 1.9167 | Residential & Commercial | USHP | Ducted CEE Tier 1
214397071 | Central HP <5.4 tons | LUXAIRE | HRCU-A-CB (Split System: Heat Pump with Remote Outdoor Unit-Air-Source) | HH860E2S11 |  |  | CTM60D5CGS1 | TM8E130D20MP11 | 46000 | 17 | 9 | 47000 | 34800 | 74.04% | 2 | 0 | 11 |  |  |  |  | R-454B | 3.8333 | Residential & Commercial | USHP | Ducted CEE Tier 1
214396585 | Central HP <5.4 tons | LUXAIRE | HRCU-A-CB (Split System: Heat Pump with Remote Outdoor Unit-Air-Source) | HH860E2S11 |  |  | CTM60D5CGS1+JME18D2SN1 | 0 | 45000 | 19 | 9 | 44500 | 33000 | 74.16% | 2 | 0 | 12 |  |  |  |  | R-454B | 3.75 | Residential & Commercial | USHP | Ducted CEE Tier 1
214397021 | Central HP <5.4 tons | LUXAIRE | HRCU-A-CB (Split System: Heat Pump with Remote Outdoor Unit-Air-Source) | HH860E2S11 |  |  | CTF60C5CGS1+JMET16CS2N1 | 0 | 45500 | 19 | 9 | 45500 | 34200 | 75.16% | 2 | 0 | 11.7 |  |  |  |  | R-454B | 3.7917 | Residential & Commercial | USHP | Ducted CEE Tier 1
214397046 | Central HP <5.4 tons | LUXAIRE | HRCU-A-CB (Split System: Heat Pump with Remote Outdoor Unit-Air-Source) | HH860E2S11 |  |  | CTF60C5CGS1 | TM9E100C20MP12 | 44500 | 17 | 9 | 45000 | 33800 | 75.11% | 2 | 0 | 11.7 |  |  |  |  | R-454B | 3.7083 | Residential & Commercial | USHP | Ducted CEE Tier 1
214397146 | Central HP <5.4 tons | LUXAIRE | HRCU-A-CB (Split System: Heat Pump with Remote Outdoor Unit-Air-Source) | HH824E2S11 |  |  | CTF30B5ACS1 | TMLE080B12MP11 | 23000 | 17 | 9.5 | 23000 | 18400 | 80% | 2 | 0 | 12 |  |  |  |  | R-454B | 1.9167 | Residential & Commercial | USHP | Ducted CEE Tier 1
214396278 | Central HP <5.4 tons | LUXAIRE | HRCU-A-CB (Split System: Heat Pump with Remote Outdoor Unit-Air-Source) | HH824E2S11 |  |  | CTM30B5ACS1 | LP9C080B12MP13 | 23000 | 17 | 9.5 | 23000 | 17800 | 77.39% | 2 | 0 | 12 |  |  |  |  | R-454B | 1.9167 | Residential & Commercial | USHP | Ducted CEE Tier 1
210435104 | Central HP <5.4 tons | DAIKIN | HRCU-A-CB (Split System: Heat Pump with Remote Outdoor Unit-Air-Source) | DZ6VSA1810A* |  |  | CA*EA1818*4A* | D*80VC0604B*A* | 16600 | 17.5 | 8.5 | 17400 | 13000 | 74.71% | 2.1 | 0 | 10.9 |  |  |  |  | R-410A | 1.3833 | Residential & Commercial | USHP | Ducted CEE Tier 1
210435120 | Central HP <5.4 tons | DAIKIN | HRCU-A-CB (Split System: Heat Pump with Remote Outdoor Unit-Air-Source) | DZ6VSA1810A* |  |  | CA*EA2422*4A* | D*80SC0604BUA* | 16600 | 17.5 | 8.5 | 17400 | 13000 | 74.71% | 2.1 | 0 | 10.9 |  |  |  |  | R-410A | 1.3833 | Residential & Commercial | USHP | Ducted CEE Tier 1
210435136 | Central HP <5.4 tons | DAIKIN | HRCU-A-CB (Split System: Heat Pump with Remote Outdoor Unit-Air-Source) | DZ6VSA1810A* |  |  | CA*EA2422*4A* | D*97MC0804CNA* | 16600 | 17.5 | 8.5 | 17400 | 13000 | 74.71% | 2.1 | 0 | 10.9 |  |  |  |  | R-410A | 1.3833 | Residential & Commercial | USHP | Ducted CEE Tier 1
215434152 | Central HP <5.4 tons | DAIKIN | HRCU-A-CB (Split System: Heat Pump with Remote Outdoor Unit-Air-Source) | DH7VSA3610A* |  |  | CA*EA6030*3A* | D*96SC0805CUA* | 35000 | 18 | 8.5 | 35000 | 28400 | 81.14% | 2 | 0 | 10.5 |  |  |  |  | R-32 | 2.9167 | Residential & Commercial | USHP | Ducted CEE Tier 1
215434154 | Central HP <5.4 tons | DAIKIN | HRCU-A-CB (Split System: Heat Pump with Remote Outdoor Unit-Air-Source) | DH7VSA3610A* |  |  | CHPEA4830*3A* | D*96TC1205DNA* | 35000 | 18.5 | 8.1 | 35000 | 28400 | 81.14% | 2 | 0 | 10.5 |  |  |  |  | R-32 | 2.9167 | Residential & Commercial | USHP | Ducted CEE Tier 1
215433995 | Central HP <5.4 tons | DAIKIN | HRCU-A-CB (Split System: Heat Pump with Remote Outdoor Unit-Air-Source) | DH7VSA2410A* |  |  | CA*EA3626*3A* | D*80TC0803B*A* | 23200 | 19 | 8.6 | 23200 | 17000 | 73.28% | 2 | 0 | 11 |  |  |  |  | R-32 | 1.9333 | Residential & Commercial | USHP | Ducted CEE Tier 1
215682398 | Central HP <5.4 tons | COMFORTMAKER | HRCU-A-CB (Split System: Heat Pump with Remote Outdoor Unit-Air-Source) | C5H0V48*K*AAA* |  |  | EVD5X60M24A*+WALLCON | *80CSU1002120B* | 48000 | 18.5 | 9 | 50000 | 36600 | 73.2% | 2 | 0 | 10 |  |  |  |  | R-454B | 4 | Residential & Commercial | USHP | Ducted CEE Tier 1
212971367 | Central HP <5.4 tons | BRYANT HEATING AND COOLING SYSTEMS | HRCU-A-CB (Split System: Heat Pump with Remote Outdoor Unit-Air-Source) | 38MURAQ18AB3* |  |  | CNPV*3014AL* | 82*TB36045V14*** | 17400 | 16.5 | 8.1 | 17900 | 18600 | 103.9% | 2.24 | 0 | 11 |  |  |  |  | R-410A | 1.45 | Residential & Commercial | USHP | Ducted CEE Tier 1
212971369 | Central HP <5.4 tons | BRYANT HEATING AND COOLING SYSTEMS | HRCU-A-CB (Split System: Heat Pump with Remote Outdoor Unit-Air-Source) | 38MURAQ18AB3* |  |  | CNPV*3017AL* | 82*TB36045V14*** | 17400 | 16.5 | 8.1 | 17900 | 18600 | 103.9% | 2.24 | 0 | 11 |  |  |  |  | R-410A | 1.45 | Residential & Commercial | USHP | Ducted CEE Tier 1
212970397 | Central HP <5.4 tons | BRYANT HEATING AND COOLING SYSTEMS | HRCU-A-CB (Split System: Heat Pump with Remote Outdoor Unit-Air-Source) | 38MURAQ36AB3* |  |  | CAP**3721AL* | 82*SB48070V17*** | 36400 | 16 | 8.5 | 38500 | 35000 | 90.91% | 2.06 | 0 | 10 |  |  |  |  | R-410A | 3.0333 | Residential & Commercial | USHP | Ducted CEE Tier 1
212974193 | Central HP <5.4 tons | BRYANT HEATING AND COOLING SYSTEMS | HRCU-A-CB (Split System: Heat Pump with Remote Outdoor Unit-Air-Source) | 38MURAQ36AB3* |  |  | CAP**4824AL* | 926SB60080V21*** | 35400 | 16.5 | 8.1 | 37800 | 34600 | 91.53% | 2 | 0 | 10 |  |  |  |  | R-410A | 2.95 | Residential & Commercial | USHP | Ducted CEE Tier 1
216766222 | Central HP <5.4 tons | TRANE | HRCU-A-CB (Split System: Heat Pump with Remote Outdoor Unit-Air-Source) | 5TWR7036A1 |  |  | 5PX*CD07AS3 | S8V2C080M5PCB | 33800 | 16.5 | 8.7 | 33400 | 24600 | 73.65% | 2.12 | 0 | 12 |  |  |  |  | R-454B | 2.8167 | Residential & Commercial | USHP | Ducted CEE Tier 1
216766236 | Central HP <5.4 tons | TRANE | HRCU-A-CB (Split System: Heat Pump with Remote Outdoor Unit-Air-Source) | 5TWR7036A1 |  |  | 5PX*CD09AS3 | S9X2C100D5PSB | 34400 | 16 | 8.7 | 32600 | 24200 | 74.23% | 2.17 | 0 | 12 |  |  |  |  | R-454B | 2.8667 | Residential & Commercial | USHP | Ducted CEE Tier 1
216766238 | Central HP <5.4 tons | TRANE | HRCU-A-CB (Split System: Heat Pump with Remote Outdoor Unit-Air-Source) | 5TWR7036A1 |  |  | 5PX*CD09AS3 | S8V2C080M5PDB | 34200 | 17.1 | 8.7 | 32400 | 24000 | 74.07% | 2.17 | 0 | 12 |  |  |  |  | R-454B | 2.85 | Residential & Commercial | USHP | Ducted CEE Tier 1
216766270 | Central HP <5.4 tons | TRANE | HRCU-A-CB (Split System: Heat Pump with Remote Outdoor Unit-Air-Source) | 5TWR7036A1 |  |  | 5TXCB004AS3+P0V0A000M30SD | 0 | 31600 | 16 | 8.5 | 31600 | 23800 | 75.32% | 2.08 | 0 | 12 |  |  |  |  | R-454B | 2.6333 | Residential & Commercial | USHP | Ducted CEE Tier 1
216765095 | Central HP <5.4 tons | TRANE | HRCU-A-CB (Split System: Heat Pump with Remote Outdoor Unit-Air-Source) | 5TWX7060A1 |  |  | 5PX*D010AS3 | S8X2C100M5PTC | 52500 | 16.5 | 9 | 51000 | 38500 | 75.49% | 2.1 | 0 | 11 |  |  |  |  | R-454B | 4.375 | Residential & Commercial | USHP | Ducted CEE Tier 1
216765111 | Central HP <5.4 tons | TRANE | HRCU-A-CB (Split System: Heat Pump with Remote Outdoor Unit-Air-Source) | 5TWX7060A1 |  |  | 5TXCD008AS3 | S8X2C080M5PTC | 51500 | 16 | 9 | 51500 | 39000 | 75.73% | 2.1 | 0 | 11 |  |  |  |  | R-454B | 4.2917 | Residential & Commercial | USHP | Ducted CEE Tier 1
212971462 | Central HP <5.4 tons | DAY & NIGHT | HRCU-A-CB (Split System: Heat Pump with Remote Outdoor Unit-Air-Source) | DLCURAH18ABK |  |  | EA*4X25L17A* | *80VTL0701716B* | 18000 | 16.5 | 8.5 | 17900 | 17700 | 98.88% | 2.14 | 0 | 11 |  |  |  |  | R-410A | 1.5 | Residential & Commercial | USHP | Ducted CEE Tier 1
212972757 | Central HP <5.4 tons | DAY & NIGHT | HRCU-A-CB (Split System: Heat Pump with Remote Outdoor Unit-Air-Source) | DLCURAH18ABK |  |  | EN(A,D)4X30L14** | *96VSN0401410B* | 17400 | 16 | 8.1 | 18000 | 18700 | 103.9% | 2.24 | 0 | 10.5 |  |  |  |  | R-410A | 1.45 | Residential & Commercial | USHP | Ducted CEE Tier 1
216764306 | Central HP <5.4 tons | TRANE | HRCU-A-CB (Split System: Heat Pump with Remote Outdoor Unit-Air-Source) | 5TWX7036A1 |  |  | 5PX*CD05AS3 | S9V2C100D4VSB | 32600 | 17.1 | 8.2 | 33400 | 24400 | 73.05% | 1.9 | 0 | 11.7 |  |  |  |  | R-454B | 2.7167 | Residential & Commercial | USHP | Ducted CEE Tier 1
216764317 | Central HP <5.4 tons | TRANE | HRCU-A-C (Split System: Heat Pump with Remote Outdoor Unit with No Indoor Fan --Air Source) | 5TWX7036A1 |  |  | 5PX*CD09AS3 | 0 | 33800 | 16 | 8.7 | 32800 | 24400 | 74.39% | 2.1 | 0 | 11.5 |  |  |  |  | R-454B | 2.8167 | Residential & Commercial | USHP | Ducted CEE Tier 1
216764154 | Central HP <5.4 tons | TRANE | HRCU-A-CB (Split System: Heat Pump with Remote Outdoor Unit-Air-Source) | 5TWX7024A1 |  |  | 5PX*BD04AS3 | S9V2B040D3PSC | 23400 | 18 | 8.1 | 22200 | 17200 | 77.48% | 1.8 | 0 | 12.5 |  |  |  |  | R-454B | 1.95 | Residential & Commercial | USHP | Ducted CEE Tier 1
216764155 | Central HP <5.4 tons | TRANE | HRCU-A-CB (Split System: Heat Pump with Remote Outdoor Unit-Air-Source) | 5TWX7024A1 |  |  | 5PX*BD06AS3 | S9V2B060D3PSC | 23600 | 18 | 8.7 | 22200 | 17400 | 78.38% | 1.9 | 0 | 12.7 |  |  |  |  | R-454B | 1.9667 | Residential & Commercial | USHP | Ducted CEE Tier 1
216764170 | Central HP <5.4 tons | TRANE | HRCU-A-CB (Split System: Heat Pump with Remote Outdoor Unit-Air-Source) | 5TWX7024A1 |  |  | 5TEMCB02AV21+TDR | 0 | 23400 | 18 | 9 | 22400 | 17500 | 78.12% | 2 | 0 | 12.5 |  |  |  |  | R-454B | 1.95 | Residential & Commercial | USHP | Ducted CEE Tier 1
216764187 | Central HP <5.4 tons | TRANE | HRCU-A-CB (Split System: Heat Pump with Remote Outdoor Unit-Air-Source) | 5TWX7024A1 |  |  | 5TXCB004AS3 | *DHMB080CCV3 | 21600 | 16 | 8.5 | 21200 | 16800 | 79.25% | 1.9 | 0 | 11.5 |  |  |  |  | R-454B | 1.8 | Residential & Commercial | USHP | Ducted CEE Tier 1
216764204 | Central HP <5.4 tons | TRANE | HRCU-A-CB (Split System: Heat Pump with Remote Outdoor Unit-Air-Source) | 5TWX7024A1 |  |  | 5TXCB006AS3 | S9V2B060U3VSB | 23800 | 18 | 9 | 21800 | 17400 | 79.82% | 2 | 0 | 12.7 |  |  |  |  | R-454B | 1.9833 | Residential & Commercial | USHP | Ducted CEE Tier 1
215676948 | Central HP <5.4 tons | COMFORTMAKER | HRCU-A-CB (Split System: Heat Pump with Remote Outdoor Unit-Air-Source) | C5H0V48*K*AAA* |  |  | EVD5X61M24A*+WALLCON | *96CTN1002122B* | 48500 | 19.5 | 9.5 | 50000 | 36800 | 73.6% | 2.12 | 0 | 10.5 |  |  |  |  | R-454B | 4.0417 | Residential & Commercial | USHP | Ducted CEE Tier 1
215681928 | Central HP <5.4 tons | COMFORTMAKER | HRCU-A-CB (Split System: Heat Pump with Remote Outdoor Unit-Air-Source) | C5H0V48*K*AAA* |  |  | EVM5X60M21A*+WALLCON | *80CSU0802120B* | 48500 | 19 | 9 | 50000 | 36400 | 72.8% | 2.12 | 0 | 10 |  |  |  |  | R-454B | 4.0417 | Residential & Commercial | USHP | Ducted CEE Tier 1
215682078 | Central HP <5.4 tons | COMFORTMAKER | HRCU-A-CB (Split System: Heat Pump with Remote Outdoor Unit-Air-Source) | C5H0V48*K*AAA* |  |  | EVM5X61M24A*+WALLCON | *97CTN1002122A* | 48500 | 19.5 | 9.5 | 50000 | 36600 | 73.2% | 2.12 | 0 | 10.5 |  |  |  |  | R-454B | 4.0417 | Residential & Commercial | USHP | Ducted CEE Tier 1
216801813 | Central HP <5.4 tons | LUXAIRE | HRCU-A-CB (Split System: Heat Pump with Remote Outdoor Unit-Air-Source) | HH836E2S11 |  |  | CTU48C5XFS1+TXV | Z8ET120C20LMPS1 | 32600 | 19 | 9 | 30200 | 23000 | 76.16% | 2 | 0 | 11.7 |  |  |  |  | R-454B | 2.7167 | Residential & Commercial | USHP | Ducted CEE Tier 1
210473420 | Central HP <5.4 tons | DAY & NIGHT | HRCU-A-CB (Split System: Heat Pump with Remote Outdoor Unit-Air-Source) | CVH825GKA3* |  |  | EA*4X48L21A*+WALLCON | *80CTL0901716A* | 24200 | 17.5 | 8.1 | 20800 | 16500 | 79.33% | 2.04 | 0 | 11.5 |  |  |  |  | R-410A | 2.0167 | Residential & Commercial | USHP | Ducted CEE Tier 1
210473955 | Central HP <5.4 tons | DAY & NIGHT | HRCU-A-CB (Split System: Heat Pump with Remote Outdoor Unit-Air-Source) | CVH825GKA3* |  |  | EN(A,D,W)4X48L21**+WALLCON | *80CTL0451712A* | 24000 | 16.5 | 8.1 | 21400 | 16700 | 78.04% | 2 | 0 | 11 |  |  |  |  | R-410A | 2 | Residential & Commercial | USHP | Ducted CEE Tier 1
215682798 | Central HP <5.4 tons | COMFORTMAKER | HRCU-A-CB (Split System: Heat Pump with Remote Outdoor Unit-Air-Source) | C5H0V60*K*AAA* |  |  | EVM5X60M21A*+WALLCON | *96CTN0802120B* | 56500 | 18 | 9 | 64000 | 45000 | 70.31% | 2.06 | 0 | 9 |  |  |  |  | R-454B | 4.7083 | Residential & Commercial | USHP
213774451 | Central HP <5.4 tons | DAY & NIGHT | HRCU-A-CB (Split System: Heat Pump with Remote Outdoor Unit-Air-Source) | CVH825GKA3* |  |  | EHD4X42AAL+WALLCON | *80CTL1352422B* | 24200 | 16 | 8.1 | 21400 | 16600 | 77.57% | 2 | 0 | 10.5 |  |  |  |  | R-410A | 2.0167 | Residential & Commercial | USHP | Ducted CEE Tier 1
210435132 | Central HP <5.4 tons | DAIKIN | HRCU-A-CB (Split System: Heat Pump with Remote Outdoor Unit-Air-Source) | DZ6VSA1810A* |  |  | CA*EA2422*4A* | D*80VC0804C*A* | 16600 | 17.5 | 8.5 | 17400 | 13000 | 74.71% | 2.1 | 0 | 10.9 |  |  |  |  | R-410A | 1.3833 | Residential & Commercial | USHP | Ducted CEE Tier 1
214280306 | Central HP <5.4 tons | CARRIER | HRCU-A-CB (Split System: Heat Pump with Remote Outdoor Unit-Air-Source) | 38MURAQ36AB3* |  |  | CAP**4821AL* | 59SC6A060M17**16 | 35600 | 15.5 | 8.5 | 38000 | 34800 | 91.58% | 2.04 | 0 | 9.5 |  |  |  |  | R-410A | 2.9667 | Residential & Commercial | USHP
210435118 | Central HP <5.4 tons | DAIKIN | HRCU-A-CB (Split System: Heat Pump with Remote Outdoor Unit-Air-Source) | DZ6VSA1810A* |  |  | CA*EA1818*4A* | D*97MC0804CNA* | 16600 | 17.5 | 8.5 | 17400 | 13000 | 74.71% | 2.1 | 0 | 10.9 |  |  |  |  | R-410A | 1.3833 | Residential & Commercial | USHP | Ducted CEE Tier 1
210435134 | Central HP <5.4 tons | DAIKIN | HRCU-A-CB (Split System: Heat Pump with Remote Outdoor Unit-Air-Source) | DZ6VSA1810A* |  |  | CA*EA2422*4A* | D*96SC0805CUA* | 16600 | 17.5 | 8.5 | 17400 | 13000 | 74.71% | 2.1 | 0 | 10.9 |  |  |  |  | R-410A | 1.3833 | Residential & Commercial | USHP | Ducted CEE Tier 1
212971451 | Central HP <5.4 tons | DAY & NIGHT | HRCU-A-CB (Split System: Heat Pump with Remote Outdoor Unit-Air-Source) | DLCURAH18ABK |  |  | EA*4X24L17A* | *80VTL0701716B* | 17500 | 16 | 8.5 | 18500 | 19500 | 105.4% | 2.34 | 0 | 10.5 |  |  |  |  | R-410A | 1.4583 | Residential & Commercial | USHP | Ducted CEE Tier 1
215434383 | Central HP <5.4 tons | DAIKIN | HRCU-A-CB (Split System: Heat Pump with Remote Outdoor Unit-Air-Source) | DH7VSA4810A* |  |  | CHPEA6030*3A* | D*80TC0805D*A* | 45500 | 17 | 8.5 | 46500 | 33600 | 72.26% | 2 | 0 | 10 |  |  |  |  | R-32 | 3.7917 | Residential & Commercial | USHP | Ducted CEE Tier 1
216764911 | Central HP <5.4 tons | TRANE | HRCU-A-CB (Split System: Heat Pump with Remote Outdoor Unit-Air-Source) | 5TWX7024A1 |  |  | 5PX*B004AS3 | S8X2B080M4PTC | 22600 | 17.5 | 8.7 | 21600 | 17000 | 78.7% | 1.9 | 0 | 12 |  |  |  |  | R-454B | 1.8833 | Residential & Commercial | USHP | Ducted CEE Tier 1
216764925 | Central HP <5.4 tons | TRANE | HRCU-A-CB (Split System: Heat Pump with Remote Outdoor Unit-Air-Source) | 5TWX7024A1 |  |  | 5TXCB004AS3 | S8X2A040M3PSC | 23000 | 17.5 | 8.7 | 21800 | 17200 | 78.9% | 2 | 0 | 12 |  |  |  |  | R-454B | 1.9167 | Residential & Commercial | USHP | Ducted CEE Tier 1
216764388 | Central HP <5.4 tons | TRANE | HRCU-A-CB (Split System: Heat Pump with Remote Outdoor Unit-Air-Source) | 5TWX7036A1 |  |  | 5TXCC005AS3 | L8V1C100U5VSB | 32800 | 17.1 | 8.7 | 32600 | 24200 | 74.23% | 2.1 | 0 | 11.7 |  |  |  |  | R-454B | 2.7333 | Residential & Commercial | USHP | Ducted CEE Tier 1
216764420 | Central HP <5.4 tons | TRANE | HRCU-A-CB (Split System: Heat Pump with Remote Outdoor Unit-Air-Source) | 5TWX7036A1 |  |  | 5TXCD010AS3 | S9V2D120U5PSC | 34400 | 18 | 9 | 32400 | 24000 | 74.07% | 2.2 | 0 | 12.5 |  |  |  |  | R-454B | 2.8667 | Residential & Commercial | USHP | Ducted CEE Tier 1
216764422 | Central HP <5.4 tons | TRANE | HRCU-A-CB (Split System: Heat Pump with Remote Outdoor Unit-Air-Source) | 5TWX7048A1 |  |  | 5PX*C009AS3 | L9X1C100U5VSA | 43500 | 16.5 | 8.7 | 45000 | 33000 | 73.33% | 2.1 | 0 | 11.2 |  |  |  |  | R-454B | 3.625 | Residential & Commercial | USHP | Ducted CEE Tier 1
216640229 | Central HP <5.4 tons | HEIL | HRCU-A-CB (Split System: Heat Pump with Remote Outdoor Unit-Air-Source) | D5CURAH24AAK |  |  | FTMA5X24L0B* | 0 | 24000 | 15.5 | 9 | 24200 | 19500 | 80.58% | 1.98 | 0 | 10 |  |  |  |  | R-454B | 2 | Residential & Commercial | USHP | Ducted CEE Tier 1
214573900 | Central HP <5.4 tons | HEIL | HRCU-A-CB (Split System: Heat Pump with Remote Outdoor Unit-Air-Source) | HVH837GKA2* |  |  | EA*4X43L21A*+WALLCON | *96CTN0802120B* | 33000 | 18.5 | 8.5 | 32600 | 25000 | 76.69% | 2 | 0 | 11.5 |  |  |  |  | R-410A | 2.75 | Residential & Commercial | USHP | Ducted CEE Tier 1
214574350 | Central HP <5.4 tons | HEIL | HRCU-A-CB (Split System: Heat Pump with Remote Outdoor Unit-Air-Source) | HVH837GKA2* |  |  | EHD4X48AAL+WALLCON | *95CSU1002122B* | 32600 | 17.5 | 8.5 | 32600 | 24800 | 76.07% | 1.98 | 0 | 11 |  |  |  |  | R-410A | 2.7167 | Residential & Commercial | USHP | Ducted CEE Tier 1
216764349 | Central HP <5.4 tons | TRANE | HRCU-A-C (Split System: Heat Pump with Remote Outdoor Unit with No Indoor Fan --Air Source) | 5TWX7036A1 |  |  | 5TXCB004AS3 | 0 | 32200 | 15.5 | 8.5 | 32800 | 24600 | 75% | 2 | 0 | 11 |  |  |  |  | R-454B | 2.6833 | Residential & Commercial | USHP | Ducted CEE Tier 1
215588098 | Central HP <5.4 tons | BRYANT HEATING AND COOLING SYSTEMS | HRCU-A-CB (Split System: Heat Pump with Remote Outdoor Unit-Air-Source) | 291VAN054**AA* |  |  | CAA**6024AM*+UI | 88*TB66135C24*** | 49500 | 19.5 | 10.5 | 52000 | 53000 | 101.9% | 1.98 | 0 | 11.5 |  |  |  |  | R-454B | 4.125 | Residential & Commercial | USHP | Ducted CEE Tier 1
215588114 | Central HP <5.4 tons | BRYANT HEATING AND COOLING SYSTEMS | HRCU-A-CB (Split System: Heat Pump with Remote Outdoor Unit-Air-Source) | 291VAN054**AA* |  |  | CAA**6121AM*+UI | 88*TB36045C17*** | 48500 | 18 | 10 | 52500 | 52000 | 99.05% | 2 | 0 | 11 |  |  |  |  | R-454B | 4.0417 | Residential & Commercial | USHP | Ducted CEE Tier 1
215588132 | Central HP <5.4 tons | BRYANT HEATING AND COOLING SYSTEMS | HRCU-A-CB (Split System: Heat Pump with Remote Outdoor Unit-Air-Source) | 291VAN054**AA* |  |  | CAA**6124AM*+UI | 987MC60080C21*** | 50000 | 19 | 10.5 | 53000 | 52500 | 99.06% | 1.92 | 0 | 11 |  |  |  |  | R-454B | 4.1667 | Residential & Commercial | USHP | Ducted CEE Tier 1
215588162 | Central HP <5.4 tons | BRYANT HEATING AND COOLING SYSTEMS | HRCU-A-CB (Split System: Heat Pump with Remote Outdoor Unit-Air-Source) | 291VAN054**AA* |  |  | CSAH*6012AM*+UI | 88*TB60070C21*** | 49500 | 18 | 10.5 | 52500 | 54000 | 102.9% | 1.88 | 0 | 11 |  |  |  |  | R-454B | 4.125 | Residential & Commercial | USHP | Ducted CEE Tier 1
215588282 | Central HP <5.4 tons | BRYANT HEATING AND COOLING SYSTEMS | HRCU-A-CB (Split System: Heat Pump with Remote Outdoor Unit-Air-Source) | 291VAN054**AA* |  |  | CVAMA6124XMA*+UI | 987MC60080C21*** | 52500 | 19.5 | 8.5 | 53500 | 45500 | 85.05% | 2 | 0 | 12 |  |  |  |  | R-454B | 4.375 | Residential & Commercial | USHP | Ducted CEE Tier 1
214574400 | Central HP <5.4 tons | HEIL | HRCU-A-CB (Split System: Heat Pump with Remote Outdoor Unit-Air-Source) | HVH837GKA2* |  |  | EHD4X60AAL+WALLCON | *95CSU0802120B* | 33000 | 17 | 8.5 | 32200 | 25000 | 77.64% | 2 | 0 | 11 |  |  |  |  | R-410A | 2.75 | Residential & Commercial | USHP | Ducted CEE Tier 1
214574520 | Central HP <5.4 tons | HEIL | HRCU-A-CB (Split System: Heat Pump with Remote Outdoor Unit-Air-Source) | HVH837GKA2* |  |  | EN(A,D,W)4X42L21**+WALLCON | *95CSU0802120B* | 31800 | 17 | 8.1 | 33000 | 24600 | 74.55% | 1.88 | 0 | 11 |  |  |  |  | R-410A | 2.65 | Residential & Commercial | USHP | Ducted CEE Tier 1
216644159 | Central HP <5.4 tons | HEIL | HRCU-A-CB (Split System: Heat Pump with Remote Outdoor Unit-Air-Source) | D5CUHAH18AAK |  |  | EA*5X19M17A* | *96VSN0601412B* | 18000 | 15.2 | 9 | 19800 | 17700 | 89.39% | 1.9 | 0 | 11 |  |  |  |  | R-454B | 1.5 | Residential & Commercial | USHP | Ducted CEE Tier 1
215937906 | Central HP <5.4 tons | HEIL | HRCU-A-CB (Split System: Heat Pump with Remote Outdoor Unit-Air-Source) | H5H3V48*K*AAA* |  |  | EVD5X48M24A*+WALLCON | *80CTL1352422B* | 45000 | 20.5 | 8.1 | 52000 | 38000 | 73.08% | 1.95 | 0 | 11.5 |  |  |  |  | R-454B | 3.75 | Residential & Commercial | USHP | Ducted CEE Tier 1
214574570 | Central HP <5.4 tons | HEIL | HRCU-A-CB (Split System: Heat Pump with Remote Outdoor Unit-Air-Source) | HVH837GKA2* |  |  | EN(A,D,W)4X48L21**+WALLCON | *80CTL0702120B* | 32400 | 18.5 | 8.1 | 32800 | 24800 | 75.61% | 1.96 | 0 | 11.5 |  |  |  |  | R-410A | 2.7 | Residential & Commercial | USHP | Ducted CEE Tier 1
216764452 | Central HP <5.4 tons | TRANE | HRCU-A-CB (Split System: Heat Pump with Remote Outdoor Unit-Air-Source) | 5TWX7048A1 |  |  | 5PX*D010AS3 | S8X1C100M5PSC | 43500 | 17.1 | 9 | 44000 | 32200 | 73.18% | 2.2 | 0 | 12 |  |  |  |  | R-454B | 3.625 | Residential & Commercial | USHP | Ducted CEE Tier 1
216764569 | Central HP <5.4 tons | TRANE | HRCU-A-CB (Split System: Heat Pump with Remote Outdoor Unit-Air-Source) | 5TWR7024A1 |  |  | 5TXCB004AS3 | S8X2B080M4PTC | 22600 | 17.1 | 8.7 | 21600 | 17000 | 78.7% | 1.9 | 0 | 12.5 |  |  |  |  | R-454B | 1.8833 | Residential & Commercial | USHP | Ducted CEE Tier 1
216734121 | Central HP <5.4 tons | AIRQUEST | HRCU-A-CB (Split System: Heat Pump with Remote Outdoor Unit-Air-Source) | D5CUHAH24AAK |  |  | EA*5X30M17A* | *96MSN0601716A* | 22000 | 15.5 | 8.1 | 20800 | 18800 | 90.38% | 1.9 | 0 | 10.5 |  |  |  |  | R-454B | 1.8333 | Residential & Commercial | USHP | Ducted CEE Tier 1
214572697 | Central HP <5.4 tons | TEMPSTAR | HRCU-A-CB (Split System: Heat Pump with Remote Outdoor Unit-Air-Source) | TVH837GKA** |  |  | EA*4X42L24A*+WALLCON | *97CMN0802120B* | 31800 | 17 | 8.5 | 32800 | 24400 | 74.39% | 1.9 | 0 | 11 |  |  |  |  | R-410A | 2.65 | Residential & Commercial | USHP | Ducted CEE Tier 1
214572747 | Central HP <5.4 tons | TEMPSTAR | HRCU-A-CB (Split System: Heat Pump with Remote Outdoor Unit-Air-Source) | TVH837GKA** |  |  | EA*4X43L21A*+WALLCON | *97CMN0602120B* | 32800 | 17 | 8.5 | 33000 | 25400 | 76.97% | 1.98 | 0 | 11 |  |  |  |  | R-410A | 2.7333 | Residential & Commercial | USHP | Ducted CEE Tier 1
213872257 | Central HP <5.4 tons | DAIKIN | HRCU-A-CB (Split System: Heat Pump with Remote Outdoor Unit-Air-Source) | DZ6VSA421EA* |  |  | CA*EA6030*4A* | D*80VC0805C*A* | 40000 | 17 | 8.6 | 40000 | 30600 | 76.5% | 2.2 | 0 | 10 |  |  |  |  | R-410A | 3.3333 | Residential & Commercial | USHP | Ducted CEE Tier 1
215433979 | Central HP <5.4 tons | DAIKIN | HRCU-A-CB (Split System: Heat Pump with Remote Outdoor Unit-Air-Source) | DH7VSA2410A* |  |  | CA*EA3022*3A* | D*80TC1005C*A* | 23200 | 19 | 8.6 | 23200 | 17000 | 73.28% | 2 | 0 | 11 |  |  |  |  | R-32 | 1.9333 | Residential & Commercial | USHP | Ducted CEE Tier 1
215433947 | Central HP <5.4 tons | DAIKIN | HRCU-A-CB (Split System: Heat Pump with Remote Outdoor Unit-Air-Source) | DH7VSA4810A* |  |  | CA*EA6030*3A*+MBVK16CP1X00A* | 0 | 45500 | 17 | 8.8 | 47000 | 33600 | 71.49% | 2 | 0 | 10 |  |  |  |  | R-32 | 3.7917 | Residential & Commercial | USHP | Ducted CEE Tier 1
212970852 | Central HP <5.4 tons | DAY & NIGHT | HRCU-A-CB (Split System: Heat Pump with Remote Outdoor Unit-Air-Source) | DLCURAH18ABK |  |  | EA*4X19L17A* | *80VTL0451412B* | 18200 | 16.5 | 8.5 | 18100 | 17700 | 97.79% | 2.14 | 0 | 11 |  |  |  |  | R-410A | 1.5167 | Residential & Commercial | USHP | Ducted CEE Tier 1
212971440 | Central HP <5.4 tons | DAY & NIGHT | HRCU-A-CB (Split System: Heat Pump with Remote Outdoor Unit-Air-Source) | DLCURAH18ABK |  |  | EA*4X19L17A* | *80VTL0701716B* | 18000 | 16.5 | 8.5 | 18000 | 17800 | 98.89% | 2.14 | 0 | 10.5 |  |  |  |  | R-410A | 1.5 | Residential & Commercial | USHP | Ducted CEE Tier 1
215677188 | Central HP <5.4 tons | COMFORTMAKER | HRCU-A-CB (Split System: Heat Pump with Remote Outdoor Unit-Air-Source) | C5H0V60*K*AAA* |  |  | EVM5X60M24A*+WALLCON | *97CMN1202422B* | 56500 | 18.5 | 9 | 63000 | 44500 | 70.63% | 2.08 | 0 | 9 |  |  |  |  | R-454B | 4.7083 | Residential & Commercial | USHP
211243457 | Central HP <5.4 tons | DAY & NIGHT | HRCU-A-CB (Split System: Heat Pump with Remote Outdoor Unit-Air-Source) | DLCURAH24ABK |  |  | EA*4X37L21A* | *96VTN0601714A* | 24600 | 16.5 | 8.5 | 25400 | 21000 | 82.68% | 1.78 | 0 | 10 |  |  |  |  | R-410A | 2.05 | Residential & Commercial | USHP | Ducted CEE Tier 1
213780911 | Central HP <5.4 tons | DAY & NIGHT | HRCU-A-CB (Split System: Heat Pump with Remote Outdoor Unit-Air-Source) | CVH837GKA2* |  |  | EA*4X37L21A*+WALLCON | *97CMN0601714B* | 32600 | 16.5 | 8.1 | 33200 | 25400 | 76.51% | 1.94 | 0 | 11 |  |  |  |  | R-410A | 2.7167 | Residential & Commercial | USHP | Ducted CEE Tier 1
214572577 | Central HP <5.4 tons | TEMPSTAR | HRCU-A-CB (Split System: Heat Pump with Remote Outdoor Unit-Air-Source) | TVH837GKA** |  |  | EA*4X37L21A*+WALLCON | *97CMN0802120B* | 32800 | 17.5 | 8.5 | 32800 | 25200 | 76.83% | 2 | 0 | 11.5 |  |  |  |  | R-410A | 2.7333 | Residential & Commercial | USHP | Ducted CEE Tier 1
214572727 | Central HP <5.4 tons | TEMPSTAR | HRCU-A-CB (Split System: Heat Pump with Remote Outdoor Unit-Air-Source) | TVH837GKA** |  |  | EA*4X43L21A*+WALLCON | *95CSU0802120B* | 32800 | 17.5 | 8.5 | 32800 | 25200 | 76.83% | 2 | 0 | 11 |  |  |  |  | R-410A | 2.7333 | Residential & Commercial | USHP | Ducted CEE Tier 1
215931870 | Central HP <5.4 tons | DAY & NIGHT | HRCU-A-CB (Split System: Heat Pump with Remote Outdoor Unit-Air-Source) | C5H3V60*K*AAA* |  |  | ESH5X60M12A*+WALLCON | *97CMN0602120B* | 55500 | 17 | 8.1 | 61500 | 47000 | 76.42% | 1.95 | 0 | 10.5 |  |  |  |  | R-454B | 4.625 | Residential & Commercial | USHP | Ducted CEE Tier 1
210435135 | Central HP <5.4 tons | DAIKIN | HRCU-A-CB (Split System: Heat Pump with Remote Outdoor Unit-Air-Source) | DZ6VSA1810A* |  |  | CA*EA2422*4A* | D*96VC0804CNA* | 16600 | 17.5 | 8.5 | 17400 | 13000 | 74.71% | 2.1 | 0 | 10.9 |  |  |  |  | R-410A | 1.3833 | Residential & Commercial | USHP | Ducted CEE Tier 1
212975369 | Central HP <5.4 tons | COMFORTMAKER | HRCU-A-CB (Split System: Heat Pump with Remote Outdoor Unit-Air-Source) | DLCURAH24ABK |  |  | EN(A,D)4X36L21** | *96VTN0401712B* | 23200 | 16 | 8.1 | 26200 | 24800 | 94.66% | 2.06 | 0 | 10 |  |  |  |  | R-410A | 1.9333 | Residential & Commercial | USHP | Ducted CEE Tier 1
206772870 | Central HP <5.4 tons | DAY & NIGHT | HRCU-A-CB (Split System: Heat Pump with Remote Outdoor Unit-Air-Source) | CVH837GKA2* |  |  | EHD4X48AAL+WALLCON | *80CTL0701716A* | 32600 | 17 | 8.1 | 33200 | 25000 | 75.3% | 1.96 | 11.5 | 11 |  |  |  |  | R-410A | 2.7167 | Residential & Commercial | USHP | Ducted CEE Tier 1
206772888 | Central HP <5.4 tons | DAY & NIGHT | HRCU-A-CB (Split System: Heat Pump with Remote Outdoor Unit-Air-Source) | CVH837GKA2* |  |  | EHD4X48AAL+WALLCON | *80CTL0902120A* | 32600 | 17 | 8.1 | 33000 | 25000 | 75.76% | 1.98 | 12 | 11 |  |  |  |  | R-410A | 2.7167 | Residential & Commercial | USHP | Ducted CEE Tier 1
206773005 | Central HP <5.4 tons | DAY & NIGHT | HRCU-A-CB (Split System: Heat Pump with Remote Outdoor Unit-Air-Source) | CVH837GKA2* |  |  | EHD4X48AAL+WALLCON | *80CTL0901716A* | 32800 | 17.5 | 8.1 | 33000 | 24800 | 75.15% | 1.98 | 12 | 11.5 |  |  |  |  | R-410A | 2.7333 | Residential & Commercial | USHP | Ducted CEE Tier 1
216732880 | Central HP <5.4 tons | COMFORTMAKER | HRCU-A-CB (Split System: Heat Pump with Remote Outdoor Unit-Air-Source) | D5CUHAH24AAK |  |  | EA*5X24M17A* | *92MSN0601412A* | 22200 | 15.5 | 8.5 | 21200 | 19200 | 90.57% | 1.96 | 0 | 10.5 |  |  |  |  | R-454B | 1.85 | Residential & Commercial | USHP | Ducted CEE Tier 1
216732930 | Central HP <5.4 tons | COMFORTMAKER | HRCU-A-CB (Split System: Heat Pump with Remote Outdoor Unit-Air-Source) | D5CUHAH24AAK |  |  | EA*5X24M17A* | *96MSN0601716A* | 22200 | 15.2 | 8.5 | 21200 | 19300 | 91.04% | 1.98 | 0 | 10.5 |  |  |  |  | R-454B | 1.85 | Residential & Commercial | USHP | Ducted CEE Tier 1
214397205 | Central HP <5.4 tons | LUXAIRE | HRCU-A-CB (Split System: Heat Pump with Remote Outdoor Unit-Air-Source) | HH860E2S11 |  |  | CTF60D5CJS1+JMET18DS2N1 | 0 | 53000 | 19 | 9 | 54000 | 39000 | 72.22% | 2 | 0 | 11 |  |  |  |  | R-454B | 4.4167 | Residential & Commercial | USHP | Ducted CEE Tier 1
214396751 | Central HP <5.4 tons | LUXAIRE | HRCU-A-CB (Split System: Heat Pump with Remote Outdoor Unit-Air-Source) | HH860E2S11 |  |  | CTF60D5CHS1 | TMLE130D20MP11 | 54000 | 19 | 8.5 | 55000 | 38500 | 70% | 2 | 0 | 11.7 |  |  |  |  | R-454B | 4.5 | Residential & Commercial | USHP | Ducted CEE Tier 1
214396494 | Central HP <5.4 tons | LUXAIRE | HRCU-A-CB (Split System: Heat Pump with Remote Outdoor Unit-Air-Source) | HH836E2S11 |  |  | CTM48C5CFS1+JME16C2SN1 | 0 | 34400 | 19 | 9 | 31600 | 25200 | 79.75% | 2 | 0 | 11.7 |  |  |  |  | R-454B | 2.8667 | Residential & Commercial | USHP | Ducted CEE Tier 1
214396821 | Central HP <5.4 tons | LUXAIRE | HRCU-A-CB (Split System: Heat Pump with Remote Outdoor Unit-Air-Source) | HH836E2S11 |  |  | CTM36B5CDS1 | TM8E100B12MP11 | 33200 | 18 | 8.5 | 31200 | 25000 | 80.13% | 2 | 0 | 11 |  |  |  |  | R-454B | 2.7667 | Residential & Commercial | USHP | Ducted CEE Tier 1
215588332 | Central HP <5.4 tons | BRYANT HEATING AND COOLING SYSTEMS | HRCU-A-CB (Split System: Heat Pump with Remote Outdoor Unit-Air-Source) | 291VAN054**AA* |  |  | CVAVA4924XMA*+UI | 986TD66100C21*** | 52000 | 19 | 8.1 | 52500 | 46500 | 88.57% | 1.85 | 0 | 11.5 |  |  |  |  | R-454B | 4.3333 | Residential & Commercial | USHP | Ducted CEE Tier 1
215588346 | Central HP <5.4 tons | BRYANT HEATING AND COOLING SYSTEMS | HRCU-A-CB (Split System: Heat Pump with Remote Outdoor Unit-Air-Source) | 291VAN054**AA* |  |  | CVAVA6021XMA*+UI | 987MC60080C21*** | 52000 | 19 | 8.1 | 53500 | 45500 | 85.05% | 1.9 | 0 | 11.5 |  |  |  |  | R-454B | 4.3333 | Residential & Commercial | USHP | Ducted CEE Tier 1
215588446 | Central HP <5.4 tons | BRYANT HEATING AND COOLING SYSTEMS | HRCU-A-CB (Split System: Heat Pump with Remote Outdoor Unit-Air-Source) | 291VAN054**AA* |  |  | CSAH*4812AM*+UI | 987TA42080C17*** | 47500 | 17 | 11.5 | 52000 | 51000 | 98.08% | 1.92 | 0 | 11 |  |  |  |  | R-454B | 3.9583 | Residential & Commercial | USHP | Ducted CEE Tier 1
215588464 | Central HP <5.4 tons | BRYANT HEATING AND COOLING SYSTEMS | HRCU-A-CB (Split System: Heat Pump with Remote Outdoor Unit-Air-Source) | 291VAN054**AA* |  |  | CSAH*6012AM*+UI | 987TA66120C24*** | 50000 | 18.5 | 10.5 | 52500 | 53000 | 101% | 1.94 | 0 | 11.5 |  |  |  |  | R-454B | 4.1667 | Residential & Commercial | USHP | Ducted CEE Tier 1
215588498 | Central HP <5.4 tons | BRYANT HEATING AND COOLING SYSTEMS | HRCU-A-CB (Split System: Heat Pump with Remote Outdoor Unit-Air-Source) | 291VAN054**AA* |  |  | CVAMA6124XMA*+UI | 83*CB60080C21*** | 53500 | 20 | 8.1 | 53000 | 45500 | 85.85% | 1.85 | 0 | 12.5 |  |  |  |  | R-454B | 4.4583 | Residential & Commercial | USHP | Ducted CEE Tier 1
215682198 | Central HP <5.4 tons | COMFORTMAKER | HRCU-A-CB (Split System: Heat Pump with Remote Outdoor Unit-Air-Source) | C5H0V48*K*AAA* |  |  | EVD5X48M24A*+WALLCON | *80CSU1002120B* | 47000 | 18 | 9 | 50000 | 36400 | 72.8% | 2 | 0 | 9.5 |  |  |  |  | R-454B | 3.9167 | Residential & Commercial | USHP
215682228 | Central HP <5.4 tons | COMFORTMAKER | HRCU-A-CB (Split System: Heat Pump with Remote Outdoor Unit-Air-Source) | C5H0V48*K*AAA* |  |  | EVD5X48M24A*+WALLCON | *97CTN1202422A* | 47000 | 18.5 | 9 | 50000 | 36400 | 72.8% | 2 | 0 | 10 |  |  |  |  | R-454B | 3.9167 | Residential & Commercial | USHP | Ducted CEE Tier 1
215682298 | Central HP <5.4 tons | COMFORTMAKER | HRCU-A-CB (Split System: Heat Pump with Remote Outdoor Unit-Air-Source) | C5H0V48*K*AAA* |  |  | EVD5X60M21A*+WALLCON | *96CTN0802120B* | 48000 | 19 | 9 | 50000 | 36800 | 73.6% | 2 | 0 | 10 |  |  |  |  | R-454B | 4 | Residential & Commercial | USHP | Ducted CEE Tier 1
215682328 | Central HP <5.4 tons | COMFORTMAKER | HRCU-A-CB (Split System: Heat Pump with Remote Outdoor Unit-Air-Source) | C5H0V48*K*AAA* |  |  | EVD5X60M21A*+WALLCON | *80CSU0802120B* | 48500 | 19 | 9 | 50000 | 36400 | 72.8% | 2.12 | 0 | 10 |  |  |  |  | R-454B | 4.0417 | Residential & Commercial | USHP | Ducted CEE Tier 1
215931920 | Central HP <5.4 tons | DAY & NIGHT | HRCU-A-CB (Split System: Heat Pump with Remote Outdoor Unit-Air-Source) | C5H3V60*K*AAA* |  |  | ESH5X60M12A*+WALLCON | *96CTN1202422B* | 56500 | 18 | 8.1 | 61000 | 46000 | 75.41% | 1.95 | 0 | 11 |  |  |  |  | R-454B | 4.7083 | Residential & Commercial | USHP | Ducted CEE Tier 1
212972717 | Central HP <5.4 tons | DAY & NIGHT | HRCU-A-CB (Split System: Heat Pump with Remote Outdoor Unit-Air-Source) | DLCURAH18ABK |  |  | EA*4X30L17A* | *96VSN0401410B* | 17400 | 16 | 8.5 | 18000 | 18800 | 104.4% | 2.24 | 0 | 10.5 |  |  |  |  | R-410A | 1.45 | Residential & Commercial | USHP | Ducted CEE Tier 1
212973017 | Central HP <5.4 tons | DAY & NIGHT | HRCU-A-CB (Split System: Heat Pump with Remote Outdoor Unit-Air-Source) | DLCURAH18ABK |  |  | EA*4X19L17A* | *96VSN0401712B* | 17700 | 16 | 8.1 | 17800 | 17900 | 100.6% | 2.16 | 0 | 10.5 |  |  |  |  | R-410A | 1.475 | Residential & Commercial | USHP | Ducted CEE Tier 1
215434013 | Central HP <5.4 tons | DAIKIN | HRCU-A-CB (Split System: Heat Pump with Remote Outdoor Unit-Air-Source) | DH7VSA2410A* |  |  | CHPEA3026*3A* | D*80TC0604B*A* | 23200 | 19 | 8.6 | 23200 | 17000 | 73.28% | 2 | 0 | 11 |  |  |  |  | R-32 | 1.9333 | Residential & Commercial | USHP | Ducted CEE Tier 1
216448741 | Central HP <5.4 tons | AMERICAN STANDARD | HRCU-A-CB (Split System: Heat Pump with Remote Outdoor Unit-Air-Source) | 5A6V0X24A1 |  |  | 5PX*BD06AS3+P0V0A000M30SD+LRP | 0 | 21000 | 21 | 9.4 | 23200 | 17300 | 74.57% | 2.1 | 0 | 12 |  |  |  |  | R-454B | 1.75 | Residential & Commercial | USHP | Ducted CEE Tier 1
215682995 | Central HP <5.4 tons | HEIL | HRCU-A-CB (Split System: Heat Pump with Remote Outdoor Unit-Air-Source) | H5H0V60*K*AAA* |  |  | EVD5X60M21A*+WALLCON | *80CSU0401712B* | 56000 | 18 | 8.5 | 60500 | 43500 | 71.9% | 2.12 | 0 | 9.5 |  |  |  |  | R-454B | 4.6667 | Residential & Commercial | USHP
214572597 | Central HP <5.4 tons | TEMPSTAR | HRCU-A-CB (Split System: Heat Pump with Remote Outdoor Unit-Air-Source) | TVH837GKA** |  |  | EA*4X42L21A*+WALLCON | *80CTL0702120B* | 31800 | 17 | 8.5 | 33000 | 24400 | 73.94% | 1.9 | 0 | 11 |  |  |  |  | R-410A | 2.65 | Residential & Commercial | USHP | Ducted CEE Tier 1
214572847 | Central HP <5.4 tons | TEMPSTAR | HRCU-A-CB (Split System: Heat Pump with Remote Outdoor Unit-Air-Source) | TVH837GKA** |  |  | EA*4X48L24A*+WALLCON | *95CSU0802120B* | 32200 | 17.5 | 8.5 | 32400 | 25000 | 77.16% | 1.98 | 0 | 11 |  |  |  |  | R-410A | 2.6833 | Residential & Commercial | USHP | Ducted CEE Tier 1
214573367 | Central HP <5.4 tons | TEMPSTAR | HRCU-A-CB (Split System: Heat Pump with Remote Outdoor Unit-Air-Source) | TVH837GKA** |  |  | EN(A,D)4X36L21**+WALLCON | *96CTN0802120B* | 31400 | 17 | 8.1 | 33000 | 24000 | 72.73% | 1.84 | 0 | 11 |  |  |  |  | R-410A | 2.6167 | Residential & Commercial | USHP | Ducted CEE Tier 1
215433895 | Central HP <5.4 tons | DAIKIN | HRCU-A-CB (Split System: Heat Pump with Remote Outdoor Unit-Air-Source) | DH7VSA2410A* |  |  | CA*EA3626*3A*+MBVK12BP1X00A* | 0 | 23200 | 19 | 8.6 | 23200 | 17000 | 73.28% | 2 | 0 | 11 |  |  |  |  | R-32 | 1.9333 | Residential & Commercial | USHP | Ducted CEE Tier 1
214396669 | Central HP <5.4 tons | LUXAIRE | HRCU-A-CB (Split System: Heat Pump with Remote Outdoor Unit-Air-Source) | HH824E2S11 |  |  | CTF36B5ADS1 | TM9Y060B12MP11 | 23000 | 18 | 9.5 | 23000 | 18400 | 80% | 2 | 0 | 12 |  |  |  |  | R-454B | 1.9167 | Residential & Commercial | USHP | Ducted CEE Tier 1
214396226 | Central HP <5.4 tons | LUXAIRE | HRCU-A-CB (Split System: Heat Pump with Remote Outdoor Unit-Air-Source) | HH824E2S11 |  |  | CTF36B5ADS1 | TPLC080B12MP13 | 23000 | 18 | 9 | 23000 | 18500 | 80.43% | 2 | 0 | 12 |  |  |  |  | R-454B | 1.9167 | Residential & Commercial | USHP | Ducted CEE Tier 1
216733089 | Central HP <5.4 tons | COMFORTMAKER | HRCU-A-CB (Split System: Heat Pump with Remote Outdoor Unit-Air-Source) | D5CUHAH24AAK |  |  | EA*5X24M17A* | *96VTN0801716B* | 22200 | 16 | 8.5 | 21200 | 19200 | 90.57% | 1.96 | 0 | 10.5 |  |  |  |  | R-454B | 1.85 | Residential & Commercial | USHP | Ducted CEE Tier 1
216733430 | Central HP <5.4 tons | COMFORTMAKER | HRCU-A-CB (Split System: Heat Pump with Remote Outdoor Unit-Air-Source) | D5CUHAH24AAK |  |  | EA*5X25M17A* | *96MSN0401410A* | 22800 | 15.2 | 8.1 | 20800 | 18500 | 88.94% | 1.9 | 0 | 11 |  |  |  |  | R-454B | 1.9 | Residential & Commercial | USHP | Ducted CEE Tier 1
216733482 | Central HP <5.4 tons | COMFORTMAKER | HRCU-A-CB (Split System: Heat Pump with Remote Outdoor Unit-Air-Source) | D5CUHAH24AAK |  |  | EA*5X25M17A* | *96VSN0401712B* | 23000 | 16 | 8.5 | 20800 | 18600 | 89.42% | 1.98 | 0 | 11 |  |  |  |  | R-454B | 1.9167 | Residential & Commercial | USHP | Ducted CEE Tier 1
216733530 | Central HP <5.4 tons | COMFORTMAKER | HRCU-A-CB (Split System: Heat Pump with Remote Outdoor Unit-Air-Source) | D5CUHAH24AAK |  |  | EA*5X25M17A* | *95MSU0601716A* | 23000 | 16.5 | 8.5 | 20600 | 18400 | 89.32% | 1.96 | 0 | 11 |  |  |  |  | R-454B | 1.9167 | Residential & Commercial | USHP | Ducted CEE Tier 1
206767697 | Central HP <5.4 tons | COMFORTMAKER | HRCU-A-CB (Split System: Heat Pump with Remote Outdoor Unit-Air-Source) | CVH825GKA3* |  |  | EHD4X36AAL+WALLCON | *95CSU0802120A* | 24000 | 16 | 8.1 | 21400 | 16600 | 77.57% | 1.98 | 11 | 10.5 |  |  |  |  | R-410A | 2 | Residential & Commercial | USHP | Ducted CEE Tier 1
210435088 | Central HP <5.4 tons | DAIKIN | HRCU-A-CB (Split System: Heat Pump with Remote Outdoor Unit-Air-Source) | DZ6VSA1810A* |  |  | DV24FECB14A* | 0 | 16600 | 17.5 | 8.5 | 17400 | 13000 | 74.71% | 2.1 | 0 | 10.9 |  |  |  |  | R-410A | 1.3833 | Residential & Commercial | USHP | Ducted CEE Tier 1
215938109 | Central HP <5.4 tons | COMFORTMAKER | HRCU-A-CB (Split System: Heat Pump with Remote Outdoor Unit-Air-Source) | C5H3V48*K*AAA* |  |  | EVD5X49M24A*+WALLCON | *96CTN1002122B* | 45500 | 20.5 | 8.1 | 52500 | 38000 | 72.38% | 1.9 | 0 | 11.5 |  |  |  |  | R-454B | 3.7917 | Residential & Commercial | USHP | Ducted CEE Tier 1
213781061 | Central HP <5.4 tons | DAY & NIGHT | HRCU-A-CB (Split System: Heat Pump with Remote Outdoor Unit-Air-Source) | CVH837GKA2* |  |  | EA*4X42L21A*+WALLCON | *96CTN0601714B* | 31600 | 16.5 | 8.1 | 33200 | 24600 | 74.1% | 1.86 | 0 | 10.5 |  |  |  |  | R-410A | 2.6333 | Residential & Commercial | USHP | Ducted CEE Tier 1
213781161 | Central HP <5.4 tons | DAY & NIGHT | HRCU-A-CB (Split System: Heat Pump with Remote Outdoor Unit-Air-Source) | CVH837GKA2* |  |  | EA*4X43L21A*+WALLCON | *80CTL0451712B* | 32600 | 16.5 | 8.1 | 33200 | 25400 | 76.51% | 1.94 | 0 | 10.5 |  |  |  |  | R-410A | 2.7167 | Residential & Commercial | USHP | Ducted CEE Tier 1
216766388 | Central HP <5.4 tons | TRANE | HRCU-A-CB (Split System: Heat Pump with Remote Outdoor Unit-Air-Source) | 5TWR7036A1 |  |  | 5TXCC007AS3 | S8V2C100M5PCB | 33800 | 17 | 9 | 32800 | 24200 | 73.78% | 2.2 | 0 | 12 |  |  |  |  | R-454B | 2.8167 | Residential & Commercial | USHP | Ducted CEE Tier 1
215683098 | Central HP <5.4 tons | COMFORTMAKER | HRCU-A-CB (Split System: Heat Pump with Remote Outdoor Unit-Air-Source) | C5H0V60*K*AAA* |  |  | EVD5X60M24A*+WALLCON | *97CTN1002122A* | 56500 | 18.5 | 9 | 63000 | 44500 | 70.63% | 2.08 | 0 | 9 |  |  |  |  | R-454B | 4.7083 | Residential & Commercial | USHP
213782358 | Central HP <5.4 tons | AIRQUEST | HRCU-A-CB (Split System: Heat Pump with Remote Outdoor Unit-Air-Source) | HVH837GKA2* |  |  | EHD4X60AAL+WALLCON | *96CTN1202422B* | 33000 | 16.5 | 8.1 | 32200 | 24800 | 77.02% | 2 | 0 | 11.5 |  |  |  |  | R-410A | 2.75 | Residential & Commercial | USHP | Ducted CEE Tier 1
215487430 | Central HP <5.4 tons | DAIKIN | HRCU-A-CB (Split System: Heat Pump with Remote Outdoor Unit-Air-Source) | DH7VSA4210A* |  |  | CHPEA4830*3A* | D*96VC1205DNA* | 40500 | 17 | 8.6 | 41000 | 31000 | 75.61% | 2 | 0 | 10 |  |  |  |  | R-32 | 3.375 | Residential & Commercial | USHP | Ducted CEE Tier 1
215683215 | Central HP <5.4 tons | HEIL | HRCU-A-CB (Split System: Heat Pump with Remote Outdoor Unit-Air-Source) | H5H0V60*K*AAA* |  |  | EVD5X61M24A*+WALLCON | *97CTN0802120A* | 57500 | 18.5 | 9 | 64000 | 45000 | 70.31% | 2.08 | 0 | 9 |  |  |  |  | R-454B | 4.7917 | Residential & Commercial | USHP
215933276 | Central HP <5.4 tons | HEIL | HRCU-A-CB (Split System: Heat Pump with Remote Outdoor Unit-Air-Source) | H5H3V36*K*AAA* |  |  | ESH5X42M12A*+WALLCON | *80CSU0601716A* | 33400 | 19.5 | 9 | 34800 | 26600 | 76.44% | 1.94 | 0 | 11 |  |  |  |  | R-454B | 2.7833 | Residential & Commercial | USHP | Ducted CEE Tier 1
215942652 | Central HP <5.4 tons | HEIL | HRCU-A-CB (Split System: Heat Pump with Remote Outdoor Unit-Air-Source) | H5H3V36*K*AAA* |  |  | EVD5X61M24A*+WALLCON | *96CTN0802120B* | 36000 | 22 | 8.5 | 37400 | 28200 | 75.4% | 2.04 | 0 | 12.5 |  |  |  |  | R-454B | 3 | Residential & Commercial | USHP | Ducted CEE Tier 1
206773023 | Central HP <5.4 tons | DAY & NIGHT | HRCU-A-CB (Split System: Heat Pump with Remote Outdoor Unit-Air-Source) | CVH837GKA2* |  |  | EHD4X48AAL+WALLCON | *97CMN0602120A* | 32400 | 16.5 | 8.1 | 33200 | 25200 | 75.9% | 1.94 | 11.5 | 11 |  |  |  |  | R-410A | 2.7 | Residential & Commercial | USHP | Ducted CEE Tier 1
206773140 | Central HP <5.4 tons | DAY & NIGHT | HRCU-A-CB (Split System: Heat Pump with Remote Outdoor Unit-Air-Source) | CVH837GKA2* |  |  | EA*4X48L21A*+WALLCON | *80CSU0401712A* | 32400 | 17.5 | 8.1 | 32600 | 25000 | 76.69% | 1.96 | 12 | 11 |  |  |  |  | R-410A | 2.7 | Residential & Commercial | USHP | Ducted CEE Tier 1
214573200 | Central HP <5.4 tons | HEIL | HRCU-A-CB (Split System: Heat Pump with Remote Outdoor Unit-Air-Source) | HVH837GKA** |  |  | EHD4X48AAL+WALLCON | *95CSU0802120B* | 32600 | 17.5 | 8.5 | 32800 | 25000 | 76.22% | 1.98 | 0 | 11 |  |  |  |  | R-410A | 2.7167 | Residential & Commercial | USHP | Ducted CEE Tier 1
212975435 | Central HP <5.4 tons | COMFORTMAKER | HRCU-A-CB (Split System: Heat Pump with Remote Outdoor Unit-Air-Source) | DLCURAH18ABK |  |  | EA*4X30L17A* | *96VTN0601412B* | 17400 | 16.5 | 8.5 | 18000 | 18700 | 103.9% | 2.26 | 0 | 10.5 |  |  |  |  | R-410A | 1.45 | Residential & Commercial | USHP | Ducted CEE Tier 1
216735877 | Central HP <5.4 tons | HEIL | HRCU-A-CB (Split System: Heat Pump with Remote Outdoor Unit-Air-Source) | D5CUHAH24AAK |  |  | EA*5X37M21A* | *96VSN0801716B* | 23200 | 16.5 | 8.5 | 20800 | 18500 | 88.94% | 1.96 | 0 | 11 |  |  |  |  | R-454B | 1.9333 | Residential & Commercial | USHP | Ducted CEE Tier 1
215682805 | Central HP <5.4 tons | HEIL | HRCU-A-CB (Split System: Heat Pump with Remote Outdoor Unit-Air-Source) | H5H0V60*K*AAA* |  |  | EVM5X60M21A*+WALLCON | *80CSU0401712B* | 56000 | 18 | 8.5 | 60500 | 43500 | 71.9% | 2.12 | 0 | 9.5 |  |  |  |  | R-454B | 4.6667 | Residential & Commercial | USHP
216766424 | Central HP <5.4 tons | TRANE | HRCU-A-CB (Split System: Heat Pump with Remote Outdoor Unit-Air-Source) | 5TWR7036A1 |  |  | 5TXCD008AS3 | S9X1D120U5PSB | 34000 | 16 | 9 | 32600 | 24000 | 73.62% | 2.22 | 0 | 12.5 |  |  |  |  | R-454B | 2.8333 | Residential & Commercial | USHP | Ducted CEE Tier 1
215588075 | Central HP <5.4 tons | CARRIER | HRCU-A-CB (Split System: Heat Pump with Remote Outdoor Unit-Air-Source) | 27VNA154A*030* |  |  | CAA**4821AM*+UI | 58TN*B070C17**16 | 47000 | 18 | 10.5 | 51500 | 51000 | 99.03% | 2 | 0 | 11 |  |  |  |  | R-454B | 3.9167 | Residential & Commercial | USHP | Ducted CEE Tier 1
216733659 | Central HP <5.4 tons | COMFORTMAKER | HRCU-A-CB (Split System: Heat Pump with Remote Outdoor Unit-Air-Source) | D5CUHAH24AAK |  |  | EA*5X30M14A* | *80MS(N,L)0451412A* | 22200 | 16 | 8.1 | 20800 | 18800 | 90.38% | 1.85 | 0 | 10.5 |  |  |  |  | R-454B | 1.85 | Residential & Commercial | USHP | Ducted CEE Tier 1
212614935 | Central HP <5.4 tons | DAIKIN | HRCU-A-CB (Split System: Heat Pump with Remote Outdoor Unit-Air-Source) | DZ6VSA421EA* |  |  | CA*EA6030*4A* | D*97MC1205DNA* | 40000 | 17 | 8.6 | 40000 | 30600 | 76.5% | 2 | 0 | 10 |  |  |  |  | R-410A | 3.3333 | Residential & Commercial | USHP | Ducted CEE Tier 1
216733148 | Central HP <5.4 tons | COMFORTMAKER | HRCU-A-CB (Split System: Heat Pump with Remote Outdoor Unit-Air-Source) | D5CUHAH24AAK |  |  | EA*5X25M17A* | *80CSU0601716A* | 23600 | 17 | 8.5 | 21200 | 18700 | 88.21% | 1.96 | 0 | 11 |  |  |  |  | R-454B | 1.9667 | Residential & Commercial | USHP | Ducted CEE Tier 1
216733296 | Central HP <5.4 tons | COMFORTMAKER | HRCU-A-CB (Split System: Heat Pump with Remote Outdoor Unit-Air-Source) | D5CUHAH24AAK |  |  | EA*5X25M17A* | *80CTL0701716B* | 23000 | 16.5 | 8.5 | 20800 | 18500 | 88.94% | 1.96 | 0 | 11 |  |  |  |  | R-454B | 1.9167 | Residential & Commercial | USHP | Ducted CEE Tier 1
214397403 | Central HP <5.4 tons | LUXAIRE | HRCU-A-CB (Split System: Heat Pump with Remote Outdoor Unit-Air-Source) | HH860E2S11 |  |  | JHE48C5CG2SS1 | 0 | 44500 | 19 | 8.5 | 44500 | 33400 | 75.06% | 2 | 0 | 12 |  |  |  |  | R-454B | 3.7083 | Residential & Commercial | USHP | Ducted CEE Tier 1
215935165 | Central HP <5.4 tons | BRYANT HEATING AND COOLING SYSTEMS | HRCU-A-CB (Split System: Heat Pump with Remote Outdoor Unit-Air-Source) | 293VAN036**AA* |  |  | CVAMA6021XMA*+UI | 83*CA60100C21*** | 35600 | 21.5 | 8.5 | 38000 | 28800 | 75.79% | 2.02 | 0 | 12 |  |  |  |  | R-454B | 2.9667 | Residential & Commercial | USHP | Ducted CEE Tier 1
214239092 | Central HP <5.4 tons | TEMPSTAR | HRCU-A-CB (Split System: Heat Pump with Remote Outdoor Unit-Air-Source) | TVH837GKA2* |  |  | EN(A,D,W)4X42L21**+WALLCON | *80CTL1102120B* | 31800 | 17 | 8.1 | 33000 | 24400 | 73.94% | 1.88 | 0 | 11 |  |  |  |  | R-410A | 2.65 | Residential & Commercial | USHP | Ducted CEE Tier 1
213781336 | Central HP <5.4 tons | BRYANT HEATING AND COOLING SYSTEMS | HRCU-A-CB (Split System: Heat Pump with Remote Outdoor Unit-Air-Source) | 288BNV037*0**B* |  |  | CAP**4821AL*+UI | 987MC42060C17*** | 32000 | 16.5 | 8.1 | 32800 | 25200 | 76.83% | 1.94 | 0 | 10.5 |  |  |  |  | R-410A | 2.6667 | Residential & Commercial | USHP | Ducted CEE Tier 1
213781436 | Central HP <5.4 tons | BRYANT HEATING AND COOLING SYSTEMS | HRCU-A-CB (Split System: Heat Pump with Remote Outdoor Unit-Air-Source) | 288BNV037*0**B* |  |  | CAP**4824AL*+UI | 987MC66120C24*** | 32200 | 17 | 8.1 | 32600 | 24800 | 76.07% | 1.98 | 0 | 11 |  |  |  |  | R-410A | 2.6833 | Residential & Commercial | USHP | Ducted CEE Tier 1
214253212 | Central HP <5.4 tons | AMERICAN STANDARD | HRCU-A-CB (Split System: Heat Pump with Remote Outdoor Unit-Air-Source) | 4A6V0X60A1 |  |  | 4PX*DU60BS3 | S8V2D120M5PDB | 54000 | 19 | 8.2 | 52000 | 39500 | 75.96% | 1.8 | 0 | 11.7 |  |  |  |  | R-410A | 4.5 | Residential & Commercial | USHP | Ducted CEE Tier 1
216643395 | Central HP <5.4 tons | CARRIER | HRCU-A-CB (Split System: Heat Pump with Remote Outdoor Unit-Air-Source) | 37MUHAQ18AA3 |  |  | CAA**2517AM* | 58SP*B045V14**12 | 18500 | 15.2 | 9.5 | 20000 | 17600 | 88% | 2.02 | 0 | 11.5 |  |  |  |  | R-454B | 1.5417 | Residential & Commercial | USHP | Ducted CEE Tier 1
216675456 | Central HP <5.4 tons | COMFORTMAKER | HRCU-A-CB (Split System: Heat Pump with Remote Outdoor Unit-Air-Source) | D5CURAH24AAK |  |  | EA*5X37M21A* | *80CSU0401712A* | 25400 | 16.5 | 9 | 23400 | 19200 | 82.05% | 2.06 | 0 | 10 |  |  |  |  | R-454B | 2.1167 | Residential & Commercial | USHP | Ducted CEE Tier 1
215588099 | Central HP <5.4 tons | CARRIER | HRCU-A-CB (Split System: Heat Pump with Remote Outdoor Unit-Air-Source) | 27VNA154A*030* |  |  | CAA**6024AM*+UI | 59CU5B100C21**22 | 49500 | 19 | 10.5 | 52000 | 53000 | 101.9% | 1.98 | 0 | 11.5 |  |  |  |  | R-454B | 4.125 | Residential & Commercial | USHP | Ducted CEE Tier 1
215588133 | Central HP <5.4 tons | CARRIER | HRCU-A-CB (Split System: Heat Pump with Remote Outdoor Unit-Air-Source) | 27VNA154A*030* |  |  | CSAH*4812AM*+UI | 58TN*B045C17**12 | 47000 | 17 | 11.5 | 52000 | 51500 | 99.04% | 1.9 | 0 | 10.5 |  |  |  |  | R-454B | 3.9167 | Residential & Commercial | USHP | Ducted CEE Tier 1
215588135 | Central HP <5.4 tons | CARRIER | HRCU-A-CB (Split System: Heat Pump with Remote Outdoor Unit-Air-Source) | 27VNA154A*030* |  |  | CSAH*4812AM*+UI | 58TN*B070C14**12 | 47000 | 17.5 | 8.5 | 50500 | 50000 | 99.01% | 1.92 | 0 | 11.5 |  |  |  |  | R-454B | 3.9167 | Residential & Commercial | USHP | Ducted CEE Tier 1
215588167 | Central HP <5.4 tons | CARRIER | HRCU-A-CB (Split System: Heat Pump with Remote Outdoor Unit-Air-Source) | 27VNA154A*030* |  |  | CSAH*6012AM*+UI | 58TN*B135C24**22 | 50000 | 18.5 | 10 | 52000 | 53000 | 101.9% | 1.84 | 0 | 11.5 |  |  |  |  | R-454B | 4.1667 | Residential & Commercial | USHP | Ducted CEE Tier 1
215588183 | Central HP <5.4 tons | CARRIER | HRCU-A-CB (Split System: Heat Pump with Remote Outdoor Unit-Air-Source) | 27VNA154A*030* |  |  | CSAH*6012AM*+UI | 59MN7C120C24**22 | 49500 | 18.5 | 10.5 | 52500 | 53500 | 101.9% | 1.9 | 0 | 11 |  |  |  |  | R-454B | 4.125 | Residential & Commercial | USHP | Ducted CEE Tier 1
215588203 | Central HP <5.4 tons | CARRIER | HRCU-A-CB (Split System: Heat Pump with Remote Outdoor Unit-Air-Source) | 27VNA154A*030* |  |  | CVAMA4821XMA*+UI | 59MN7C080C21**20 | 50500 | 18 | 8.1 | 52500 | 45500 | 86.67% | 1.88 | 0 | 11 |  |  |  |  | R-454B | 4.2083 | Residential & Commercial | USHP | Ducted CEE Tier 1
215588301 | Central HP <5.4 tons | CARRIER | HRCU-A-CB (Split System: Heat Pump with Remote Outdoor Unit-Air-Source) | 27VNA154A*030* |  |  | CVAVA4821XMA*+UI | 59MN7C080C21**20 | 50500 | 18 | 8.1 | 52500 | 45500 | 86.67% | 1.88 | 0 | 11 |  |  |  |  | R-454B | 4.2083 | Residential & Commercial | USHP | Ducted CEE Tier 1
216764927 | Central HP <5.4 tons | TRANE | HRCU-A-CB (Split System: Heat Pump with Remote Outdoor Unit-Air-Source) | 5TWX7024A1 |  |  | 5TXCB004AS3 | S8X1B080M4PTC | 22600 | 17.5 | 8.7 | 21600 | 17000 | 78.7% | 1.9 | 0 | 12 |  |  |  |  | R-454B | 1.8833 | Residential & Commercial | USHP | Ducted CEE Tier 1
216732665 | Central HP <5.4 tons | HEIL | HRCU-A-CB (Split System: Heat Pump with Remote Outdoor Unit-Air-Source) | D5CUHAH24AAK |  |  | EA*5X24M17A* | *80MS(N,L)0451412A* | 22000 | 16 | 8.5 | 21000 | 19200 | 91.43% | 1.96 | 0 | 10.5 |  |  |  |  | R-454B | 1.8333 | Residential & Commercial | USHP | Ducted CEE Tier 1
212975655 | Central HP <5.4 tons | COMFORTMAKER | HRCU-A-CB (Split System: Heat Pump with Remote Outdoor Unit-Air-Source) | DLCURAH24ABK |  |  | EA*4X25L17A* | *96VTN0601412B* | 24000 | 17 | 8.5 | 25000 | 21800 | 87.2% | 1.82 | 0 | 10 |  |  |  |  | R-410A | 2 | Residential & Commercial | USHP | Ducted CEE Tier 1
216643541 | Central HP <5.4 tons | HEIL | HRCU-A-CB (Split System: Heat Pump with Remote Outdoor Unit-Air-Source) | D5CUHAH18AAK |  |  | EA*5X25M17A* | *80MSU0401712A* | 18300 | 15.5 | 9.5 | 20000 | 17600 | 88% | 2 | 0 | 11 |  |  |  |  | R-454B | 1.525 | Residential & Commercial | USHP | Ducted CEE Tier 1
215588077 | Central HP <5.4 tons | CARRIER | HRCU-A-CB (Split System: Heat Pump with Remote Outdoor Unit-Air-Source) | 27VNA154A*030* |  |  | CAA**4821AM*+UI | 58TN*B090C17**16 | 47000 | 18.5 | 10.5 | 51000 | 50000 | 98.04% | 2.08 | 0 | 11.5 |  |  |  |  | R-454B | 3.9167 | Residential & Commercial | USHP | Ducted CEE Tier 1
215588109 | Central HP <5.4 tons | CARRIER | HRCU-A-CB (Split System: Heat Pump with Remote Outdoor Unit-Air-Source) | 27VNA154A*030* |  |  | CAA**6024AM*+UI | 59TN6C100C21**22 | 49000 | 19 | 10.5 | 52500 | 53500 | 101.9% | 1.96 | 0 | 11 |  |  |  |  | R-454B | 4.0833 | Residential & Commercial | USHP | Ducted CEE Tier 1
215588125 | Central HP <5.4 tons | CARRIER | HRCU-A-CB (Split System: Heat Pump with Remote Outdoor Unit-Air-Source) | 27VNA154A*030* |  |  | CAA**6121AM*+UI | 59TN6C080C17**14 | 48500 | 18.5 | 9 | 51000 | 50500 | 99.02% | 1.98 | 0 | 12 |  |  |  |  | R-454B | 4.0417 | Residential & Commercial | USHP | Ducted CEE Tier 1
215588177 | Central HP <5.4 tons | CARRIER | HRCU-A-CB (Split System: Heat Pump with Remote Outdoor Unit-Air-Source) | 27VNA154A*030* |  |  | CSAH*6012AM*+UI | 59MN7C080C17**14 | 48500 | 17.5 | 9.5 | 51500 | 51000 | 99.03% | 1.96 | 0 | 11.5 |  |  |  |  | R-454B | 4.0417 | Residential & Commercial | USHP | Ducted CEE Tier 1
215588261 | Central HP <5.4 tons | CARRIER | HRCU-A-CB (Split System: Heat Pump with Remote Outdoor Unit-Air-Source) | 27VNA154A*030* |  |  | CVAMA6024XMA*+UI | 59MN7C120C24**22 | 51500 | 19 | 8.1 | 53000 | 46500 | 87.74% | 1.85 | 0 | 11.5 |  |  |  |  | R-454B | 4.2917 | Residential & Commercial | USHP | Ducted CEE Tier 1
215588325 | Central HP <5.4 tons | CARRIER | HRCU-A-CB (Split System: Heat Pump with Remote Outdoor Unit-Air-Source) | 27VNA154A*030* |  |  | CVAVA4924XMA*+UI | 59MN7C080C21**20 | 51500 | 19 | 8.1 | 53000 | 45500 | 85.85% | 1.88 | 0 | 11.5 |  |  |  |  | R-454B | 4.2917 | Residential & Commercial | USHP | Ducted CEE Tier 1
215588395 | Central HP <5.4 tons | CARRIER | HRCU-A-CB (Split System: Heat Pump with Remote Outdoor Unit-Air-Source) | 27VNA154A*030* |  |  | CVAVA6124XMA*+UI | 58TN*B090C21**20 | 53000 | 20 | 8.5 | 53000 | 46000 | 86.79% | 1.95 | 0 | 12.5 |  |  |  |  | R-454B | 4.4167 | Residential & Commercial | USHP | Ducted CEE Tier 1
215674259 | Central HP <5.4 tons | COMFORTMAKER | HRCU-A-CB (Split System: Heat Pump with Remote Outdoor Unit-Air-Source) | C5H0V48*K*AAA* |  |  | EA*5X60M24A*+WALLCON | *97CMN1002122B* | 45000 | 18 | 9 | 47500 | 33600 | 70.74% | 2.06 | 0 | 10 |  |  |  |  | R-454B | 3.75 | Residential & Commercial | USHP | Ducted CEE Tier 1
215674409 | Central HP <5.4 tons | COMFORTMAKER | HRCU-A-CB (Split System: Heat Pump with Remote Outdoor Unit-Air-Source) | C5H0V48*K*AAA* |  |  | EA*5X61M21A*+WALLCON | *97CMN0602120B* | 45500 | 17.5 | 9 | 48000 | 34200 | 71.25% | 2.06 | 0 | 9.5 |  |  |  |  | R-454B | 3.7917 | Residential & Commercial | USHP
212971435 | Central HP <5.4 tons | BRYANT HEATING AND COOLING SYSTEMS | HRCU-A-CB (Split System: Heat Pump with Remote Outdoor Unit-Air-Source) | 38MURAQ18AB3* |  |  | CAP**1917AL* | 82*TB48070V17*** | 18000 | 16.5 | 8.5 | 18000 | 17800 | 98.89% | 2.14 | 0 | 10.5 |  |  |  |  | R-410A | 1.5 | Residential & Commercial | USHP | Ducted CEE Tier 1
213781456 | Central HP <5.4 tons | BRYANT HEATING AND COOLING SYSTEMS | HRCU-A-CB (Split System: Heat Pump with Remote Outdoor Unit-Air-Source) | 288BNV037*0**B* |  |  | CAP**4824AL*+UI | 986TD66120C24*** | 32400 | 17 | 8.5 | 32400 | 24800 | 76.54% | 1.98 | 0 | 11 |  |  |  |  | R-410A | 2.7 | Residential & Commercial | USHP | Ducted CEE Tier 1
213781686 | Central HP <5.4 tons | BRYANT HEATING AND COOLING SYSTEMS | HRCU-A-CB (Split System: Heat Pump with Remote Outdoor Unit-Air-Source) | 288BNV037*0**B* |  |  | CAP**6124AL*+UI | 987MC66100C21*** | 33200 | 17.5 | 8.5 | 32000 | 24800 | 77.5% | 2 | 0 | 11.7 |  |  |  |  | R-410A | 2.7667 | Residential & Commercial | USHP | Ducted CEE Tier 1
212974057 | Central HP <5.4 tons | DAY & NIGHT | HRCU-A-CB (Split System: Heat Pump with Remote Outdoor Unit-Air-Source) | DLCURAH36ABK |  |  | EA*4X48L21A* | *96VSN0801716B* | 35400 | 16 | 8.1 | 37800 | 34800 | 92.06% | 2 | 0 | 10 |  |  |  |  | R-410A | 2.95 | Residential & Commercial | USHP | Ducted CEE Tier 1
215681678 | Central HP <5.4 tons | COMFORTMAKER | HRCU-A-CB (Split System: Heat Pump with Remote Outdoor Unit-Air-Source) | C5H0V48*K*AAA* |  |  | ESH5X60M12A*+WALLCON | *80CSU0401712B* | 45500 | 16.5 | 8.5 | 48000 | 33800 | 70.42% | 2.08 | 0 | 9.5 |  |  |  |  | R-454B | 3.7917 | Residential & Commercial | USHP
214594995 | Central HP <5.4 tons | LUXAIRE | HRCU-A-CB (Split System: Heat Pump with Remote Outdoor Unit-Air-Source) | HH860E2S11 |  |  | CTM60C5CHS1 | Z8ES080C20SMPS1 | 54000 | 19 | 9 | 54000 | 39000 | 72.22% | 2 | 0 | 11.7 |  |  |  |  | R-454B | 4.5 | Residential & Commercial | USHP | Ducted CEE Tier 1
214396878 | Central HP <5.4 tons | LUXAIRE | HRCU-A-CB (Split System: Heat Pump with Remote Outdoor Unit-Air-Source) | HH836E2S11 |  |  | CTM36C5CDS1 | TPLC100C16MP13 | 34000 | 18 | 8.5 | 32000 | 26200 | 81.88% | 2 | 0 | 11 |  |  |  |  | R-454B | 2.8333 | Residential & Commercial | USHP | Ducted CEE Tier 1
214396885 | Central HP <5.4 tons | LUXAIRE | HRCU-A-CB (Split System: Heat Pump with Remote Outdoor Unit-Air-Source) | HH836E2S11 |  |  | CTM36C5CDS1 | LPLC100C16MP13 | 34000 | 18 | 8.5 | 32000 | 26200 | 81.88% | 2 | 0 | 11 |  |  |  |  | R-454B | 2.8333 | Residential & Commercial | USHP | Ducted CEE Tier 1
215940969 | Central HP <5.4 tons | COMFORTMAKER | HRCU-A-CB (Split System: Heat Pump with Remote Outdoor Unit-Air-Source) | C5H3V48*K*AAA* |  |  | EA*5X48M21A*+WALLCON | *97CTN0801716A* | 43000 | 20 | 9.5 | 48500 | 37400 | 77.11% | 2 | 0 | 10.5 |  |  |  |  | R-454B | 3.5833 | Residential & Commercial | USHP | Ducted CEE Tier 1
210435111 | Central HP <5.4 tons | DAIKIN | HRCU-A-CB (Split System: Heat Pump with Remote Outdoor Unit-Air-Source) | DZ6VSA1810A* |  |  | CA*EA1818*4A* | D*97MC0803BNA* | 16600 | 17.5 | 8.5 | 17400 | 13000 | 74.71% | 2.1 | 0 | 10.9 |  |  |  |  | R-410A | 1.3833 | Residential & Commercial | USHP | Ducted CEE Tier 1
214397344 | Central HP <5.4 tons | LUXAIRE | HRCU-A-CB (Split System: Heat Pump with Remote Outdoor Unit-Air-Source) | HH836E2S11 |  |  | CTM48C5CFS1+JMC17C2SN1 | 0 | 34000 | 19 | 9 | 31400 | 25000 | 79.62% | 2 | 0 | 11.7 |  |  |  |  | R-454B | 2.8333 | Residential & Commercial | USHP | Ducted CEE Tier 1
215682388 | Central HP <5.4 tons | COMFORTMAKER | HRCU-A-CB (Split System: Heat Pump with Remote Outdoor Unit-Air-Source) | C5H0V48*K*AAA* |  |  | EVD5X60M24A*+WALLCON | *80CSU0802120B* | 48000 | 19 | 9 | 50000 | 36200 | 72.4% | 2.12 | 0 | 10 |  |  |  |  | R-454B | 4 | Residential & Commercial | USHP | Ducted CEE Tier 1
215941766 | Central HP <5.4 tons | HEIL | HRCU-A-CB (Split System: Heat Pump with Remote Outdoor Unit-Air-Source) | H5H3V48*K*AAA* |  |  | EVD5X61M21A*+WALLCON | *96CTN0802120B* | 46000 | 20.5 | 8.1 | 53500 | 38500 | 71.96% | 1.95 | 0 | 11.5 |  |  |  |  | R-454B | 3.8333 | Residential & Commercial | USHP | Ducted CEE Tier 1
215941046 | Central HP <5.4 tons | HEIL | HRCU-A-CB (Split System: Heat Pump with Remote Outdoor Unit-Air-Source) | H5H3V48*K*AAA* |  |  | EA*5X61M21A*+WALLCON | *80CSU0401712B* | 45500 | 21.5 | 9.5 | 48500 | 36800 | 75.88% | 2 | 0 | 11.5 |  |  |  |  | R-454B | 3.7917 | Residential & Commercial | USHP | Ducted CEE Tier 1
214397435 | Central HP <5.4 tons | LUXAIRE | HRCU-A-CB (Split System: Heat Pump with Remote Outdoor Unit-Air-Source) | HH860E2S11 |  |  | CTM60C5CGS1 | TM8E080C16MP11 | 44500 | 18 | 9 | 45500 | 34200 | 75.16% | 2 | 0 | 11 |  |  |  |  | R-454B | 3.7083 | Residential & Commercial | USHP | Ducted CEE Tier 1
214279721 | Central HP <5.4 tons | CARRIER | HRCU-A-CB (Split System: Heat Pump with Remote Outdoor Unit-Air-Source) | 38MURAQ18AB3* |  |  | CAP**1917AL* | 59SC6A060M17**16 | 17700 | 16.5 | 8.5 | 17700 | 17900 | 101.1% | 2.16 | 0 | 10.5 |  |  |  |  | R-410A | 1.475 | Residential & Commercial | USHP | Ducted CEE Tier 1
213781906 | Central HP <5.4 tons | BRYANT HEATING AND COOLING SYSTEMS | HRCU-A-CB (Split System: Heat Pump with Remote Outdoor Unit-Air-Source) | 288BNV037*0**B* |  |  | CSPH*4212AL*+UI | 88*TB48070C17*** | 32400 | 16 | 8.1 | 33200 | 24800 | 74.7% | 1.92 | 0 | 11 |  |  |  |  | R-410A | 2.7 | Residential & Commercial | USHP | Ducted CEE Tier 1
213782306 | Central HP <5.4 tons | BRYANT HEATING AND COOLING SYSTEMS | HRCU-A-CB (Split System: Heat Pump with Remote Outdoor Unit-Air-Source) | 288BNV037*0**B* |  |  | CSPH*6012AL*+UI | 987MC66100C21*** | 33000 | 16.5 | 8.1 | 32200 | 24800 | 77.02% | 2 | 0 | 11.5 |  |  |  |  | R-410A | 2.75 | Residential & Commercial | USHP | Ducted CEE Tier 1
210474642 | Central HP <5.4 tons | DAY & NIGHT | HRCU-A-CB (Split System: Heat Pump with Remote Outdoor Unit-Air-Source) | CVH825GKA3* |  |  | EHD4X48AAL+WALLCON | *80CTL0901716A* | 24400 | 17 | 8.1 | 21200 | 16500 | 77.83% | 2.04 | 0 | 11 |  |  |  |  | R-410A | 2.0333 | Residential & Commercial | USHP | Ducted CEE Tier 1
210435133 | Central HP <5.4 tons | DAIKIN | HRCU-A-CB (Split System: Heat Pump with Remote Outdoor Unit-Air-Source) | DZ6VSA1810A* |  |  | CA*EA2422*4A* | D*80VC0805C*A* | 16600 | 17.5 | 8.5 | 17400 | 13000 | 74.71% | 2.1 | 0 | 10.9 |  |  |  |  | R-410A | 1.3833 | Residential & Commercial | USHP | Ducted CEE Tier 1
215588427 | Central HP <5.4 tons | CARRIER | HRCU-A-CB (Split System: Heat Pump with Remote Outdoor Unit-Air-Source) | 27VNA154A*030* |  |  | CAA**6024AM*+UI | 58CU*B100C21**20 | 49500 | 19 | 10.5 | 52500 | 53000 | 101% | 1.96 | 0 | 11.5 |  |  |  |  | R-454B | 4.125 | Residential & Commercial | USHP | Ducted CEE Tier 1
215588545 | Central HP <5.4 tons | CARRIER | HRCU-A-CB (Split System: Heat Pump with Remote Outdoor Unit-Air-Source) | 27VNA154A*030* |  |  | CVAVA6121XMA*+UI | 58CU*B060C17**16 | 52000 | 19.5 | 8.1 | 51500 | 44500 | 86.41% | 1.95 | 0 | 12.5 |  |  |  |  | R-454B | 4.3333 | Residential & Commercial | USHP | Ducted CEE Tier 1
215588559 | Central HP <5.4 tons | CARRIER | HRCU-A-CB (Split System: Heat Pump with Remote Outdoor Unit-Air-Source) | 27VNA154A*030* |  |  | CVAVA6124XMA*+UI | 59TN7A120C24**22 | 53000 | 19.5 | 8.5 | 53500 | 46500 | 86.92% | 1.95 | 0 | 12 |  |  |  |  | R-454B | 4.4167 | Residential & Commercial | USHP | Ducted CEE Tier 1
214397364 | Central HP <5.4 tons | LUXAIRE | HRCU-A-CB (Split System: Heat Pump with Remote Outdoor Unit-Air-Source) | HH836E2S11 |  |  | CTM48C5CFS1 | TP9C080C16MP13 | 32800 | 19 | 9 | 31200 | 25200 | 80.77% | 2 | 0 | 11 |  |  |  |  | R-454B | 2.7333 | Residential & Commercial | USHP | Ducted CEE Tier 1
216733809 | Central HP <5.4 tons | COMFORTMAKER | HRCU-A-CB (Split System: Heat Pump with Remote Outdoor Unit-Air-Source) | D5CUHAH24AAK |  |  | EA*5X30M17A* | *80CSU0401712A* | 22800 | 17 | 8.5 | 21200 | 19000 | 89.62% | 1.94 | 0 | 11 |  |  |  |  | R-454B | 1.9 | Residential & Commercial | USHP | Ducted CEE Tier 1
216733957 | Central HP <5.4 tons | COMFORTMAKER | HRCU-A-CB (Split System: Heat Pump with Remote Outdoor Unit-Air-Source) | D5CUHAH24AAK |  |  | EA*5X30M17A* | *80CTL0701412B* | 22200 | 16.5 | 8.1 | 20800 | 18700 | 89.9% | 1.85 | 0 | 10.5 |  |  |  |  | R-454B | 1.85 | Residential & Commercial | USHP | Ducted CEE Tier 1
215941069 | Central HP <5.4 tons | COMFORTMAKER | HRCU-A-CB (Split System: Heat Pump with Remote Outdoor Unit-Air-Source) | C5H3V48*K*AAA* |  |  | EA*5X61M21A*+WALLCON | *97CTN0801716A* | 44500 | 20 | 9 | 49000 | 37600 | 76.73% | 2 | 0 | 11 |  |  |  |  | R-454B | 3.7083 | Residential & Commercial | USHP | Ducted CEE Tier 1
215941219 | Central HP <5.4 tons | COMFORTMAKER | HRCU-A-CB (Split System: Heat Pump with Remote Outdoor Unit-Air-Source) | C5H3V48*K*AAA* |  |  | ESH5X60M12A*+WALLCON | *80CSU0601716B* | 45000 | 20.5 | 9 | 48500 | 36600 | 75.46% | 1.82 | 0 | 11.5 |  |  |  |  | R-454B | 3.75 | Residential & Commercial | USHP | Ducted CEE Tier 1
214595070 | Central HP <5.4 tons | LUXAIRE | HRCU-A-CB (Split System: Heat Pump with Remote Outdoor Unit-Air-Source) | HH836E2S11 |  |  | CTM48C5CFS1 | Z8ES120C20SMPS1 | 34200 | 19 | 9 | 32000 | 25400 | 79.38% | 2 | 0 | 11 |  |  |  |  | R-454B | 2.85 | Residential & Commercial | USHP | Ducted CEE Tier 1
214728377 | Central HP <5.4 tons | LUXAIRE | HRCU-A-CB (Split System: Heat Pump with Remote Outdoor Unit-Air-Source) | HH836E2S11 |  |  | CTU36B5XDS1+TXV | TPLC080B12MP13 | 33000 | 17 | 8.5 | 31000 | 25200 | 81.29% | 2 | 0 | 11 |  |  |  |  | R-454B | 2.75 | Residential & Commercial | USHP | Ducted CEE Tier 1
216733800 | Central HP <5.4 tons | COMFORTMAKER | HRCU-A-CB (Split System: Heat Pump with Remote Outdoor Unit-Air-Source) | D5CUHAH24AAK |  |  | EA*5X30M14A* | *96VTN0601412B* | 22000 | 16 | 8.1 | 20800 | 18800 | 90.38% | 1.85 | 0 | 10.5 |  |  |  |  | R-454B | 1.8333 | Residential & Commercial | USHP | Ducted CEE Tier 1
216733859 | Central HP <5.4 tons | COMFORTMAKER | HRCU-A-CB (Split System: Heat Pump with Remote Outdoor Unit-Air-Source) | D5CUHAH24AAK |  |  | EA*5X30M17A* | *80MS(N,L)0701712A* | 22200 | 16.5 | 8.1 | 20800 | 18700 | 89.9% | 1.85 | 0 | 10.5 |  |  |  |  | R-454B | 1.85 | Residential & Commercial | USHP | Ducted CEE Tier 1
216734252 | Central HP <5.4 tons | COMFORTMAKER | HRCU-A-CB (Split System: Heat Pump with Remote Outdoor Unit-Air-Source) | D5CUHAH24AAK |  |  | EA*5X30M17A* | *96VTN0401712B* | 22000 | 15.5 | 8.1 | 20800 | 18800 | 90.38% | 1.9 | 0 | 10.5 |  |  |  |  | R-454B | 1.8333 | Residential & Commercial | USHP | Ducted CEE Tier 1
214242977 | Central HP <5.4 tons | HEIL | HRCU-A-CB (Split System: Heat Pump with Remote Outdoor Unit-Air-Source) | HVH825GKA2* |  |  | EN(A,D,W)4X42L21**+WALLCON | *80CTL0901716B* | 23800 | 16.5 | 8.1 | 21400 | 16700 | 78.04% | 1.96 | 0 | 11 |  |  |  |  | R-410A | 1.9833 | Residential & Commercial | USHP | Ducted CEE Tier 1
214243027 | Central HP <5.4 tons | HEIL | HRCU-A-CB (Split System: Heat Pump with Remote Outdoor Unit-Air-Source) | HVH825GKA2* |  |  | EN(A,D,W)4X42L21**+WALLCON | *97CMN0801714B* | 23600 | 16.5 | 8.1 | 21400 | 16700 | 78.04% | 1.96 | 0 | 11 |  |  |  |  | R-410A | 1.9667 | Residential & Commercial | USHP | Ducted CEE Tier 1
212988788 | Central HP <5.4 tons | HEIL | HRCU-A-CB (Split System: Heat Pump with Remote Outdoor Unit-Air-Source) | DLCURAH18ABK |  |  | EA*4X24L17A* | *95MSU0401712A* | 17200 | 16 | 8.5 | 18200 | 19400 | 106.6% | 2.34 | 0 | 10.5 |  |  |  |  | R-410A | 1.4333 | Residential & Commercial | USHP | Ducted CEE Tier 1
213770900 | Central HP <5.4 tons | COMFORTMAKER | HRCU-A-CB (Split System: Heat Pump with Remote Outdoor Unit-Air-Source) | CVH825GKA2* |  |  | EA*4X36L17A*+WALLCON | *96CTN0801714B* | 23600 | 16.5 | 8.1 | 21600 | 16700 | 77.31% | 1.94 | 0 | 10.5 |  |  |  |  | R-410A | 1.9667 | Residential & Commercial | USHP | Ducted CEE Tier 1
216738384 | Central HP <5.4 tons | HEIL | HRCU-A-CB (Split System: Heat Pump with Remote Outdoor Unit-Air-Source) | D5CUHAH24AAK |  |  | ESH5X36M12A* | *95CSU1002122B* | 23400 | 15.2 | 8.1 | 21200 | 18800 | 88.68% | 1.9 | 0 | 11 |  |  |  |  | R-454B | 1.95 | Residential & Commercial | USHP | Ducted CEE Tier 1
216738317 | Central HP <5.4 tons | HEIL | HRCU-A-CB (Split System: Heat Pump with Remote Outdoor Unit-Air-Source) | D5CUHAH24AAK |  |  | ESH5X36M12A* | *80VTL0451412B* | 22600 | 16 | 8.1 | 20800 | 18400 | 88.46% | 1.85 | 0 | 11 |  |  |  |  | R-454B | 1.8833 | Residential & Commercial | USHP | Ducted CEE Tier 1
210474543 | Central HP <5.4 tons | DAY & NIGHT | HRCU-A-CB (Split System: Heat Pump with Remote Outdoor Unit-Air-Source) | CVH825GKA3* |  |  | EHD4X48AAL+WALLCON | *96CTN0601714A* | 24200 | 16 | 8.1 | 21400 | 16700 | 78.04% | 2 | 0 | 10.5 |  |  |  |  | R-410A | 2.0167 | Residential & Commercial | USHP | Ducted CEE Tier 1
210435102 | Central HP <5.4 tons | DAIKIN | HRCU-A-CB (Split System: Heat Pump with Remote Outdoor Unit-Air-Source) | DZ6VSA1810A* |  |  | CA*EA1818*4A* | D*80SC0604BUA* | 16600 | 17.5 | 8.5 | 17400 | 13000 | 74.71% | 2.1 | 0 | 10.9 |  |  |  |  | R-410A | 1.3833 | Residential & Commercial | USHP | Ducted CEE Tier 1
215588073 | Central HP <5.4 tons | CARRIER | HRCU-A-CB (Split System: Heat Pump with Remote Outdoor Unit-Air-Source) | 27VNA154A*030* |  |  | CAA**4821AM*+UI | 58TN*B045C17**12 | 46500 | 17.5 | 10.5 | 52000 | 51500 | 99.04% | 1.98 | 0 | 10.5 |  |  |  |  | R-454B | 3.875 | Residential & Commercial | USHP | Ducted CEE Tier 1
213779021 | Central HP <5.4 tons | DAY & NIGHT | HRCU-A-CB (Split System: Heat Pump with Remote Outdoor Unit-Air-Source) | CVH837GKA** |  |  | EA*4X37L21A*+WALLCON | *97CMN1002122B* | 33000 | 17 | 8.5 | 32600 | 25000 | 76.69% | 1.98 | 0 | 11.5 |  |  |  |  | R-410A | 2.75 | Residential & Commercial | USHP | Ducted CEE Tier 1
214572497 | Central HP <5.4 tons | TEMPSTAR | HRCU-A-CB (Split System: Heat Pump with Remote Outdoor Unit-Air-Source) | TVH837GKA** |  |  | EA*4X36L21A*+WALLCON | *95CSU1002122B* | 31600 | 17 | 8.1 | 32800 | 24200 | 73.78% | 1.86 | 0 | 11 |  |  |  |  | R-410A | 2.6333 | Residential & Commercial | USHP | Ducted CEE Tier 1
214572647 | Central HP <5.4 tons | TEMPSTAR | HRCU-A-CB (Split System: Heat Pump with Remote Outdoor Unit-Air-Source) | TVH837GKA** |  |  | EA*4X42L21A*+WALLCON | *96CTN0802120B* | 31800 | 17.5 | 8.5 | 32800 | 24400 | 74.39% | 1.9 | 0 | 11 |  |  |  |  | R-410A | 2.65 | Residential & Commercial | USHP | Ducted CEE Tier 1
214572797 | Central HP <5.4 tons | TEMPSTAR | HRCU-A-CB (Split System: Heat Pump with Remote Outdoor Unit-Air-Source) | TVH837GKA** |  |  | EA*4X48L21A*+WALLCON | *95CSU1002122B* | 32400 | 17.5 | 8.5 | 32400 | 24800 | 76.54% | 2 | 0 | 11.5 |  |  |  |  | R-410A | 2.7 | Residential & Commercial | USHP | Ducted CEE Tier 1
214572897 | Central HP <5.4 tons | TEMPSTAR | HRCU-A-CB (Split System: Heat Pump with Remote Outdoor Unit-Air-Source) | TVH837GKA** |  |  | EA*4X60L24A*+WALLCON | *80CTL0702120B* | 32800 | 17.5 | 8.5 | 31600 | 24800 | 78.48% | 1.98 | 0 | 11.5 |  |  |  |  | R-410A | 2.7333 | Residential & Commercial | USHP | Ducted CEE Tier 1
213779191 | Central HP <5.4 tons | DAY & NIGHT | HRCU-A-CB (Split System: Heat Pump with Remote Outdoor Unit-Air-Source) | CVH837GKA** |  |  | EA*4X42L24A*+WALLCON | *80CTL1102120B* | 31800 | 17 | 8.1 | 32800 | 24200 | 73.78% | 1.88 | 0 | 11 |  |  |  |  | R-410A | 2.65 | Residential & Commercial | USHP | Ducted CEE Tier 1
213779241 | Central HP <5.4 tons | DAY & NIGHT | HRCU-A-CB (Split System: Heat Pump with Remote Outdoor Unit-Air-Source) | CVH837GKA** |  |  | EA*4X42L24A*+WALLCON | *96CTN1202422B* | 31800 | 17 | 8.1 | 33000 | 24200 | 73.33% | 1.88 | 0 | 11 |  |  |  |  | R-410A | 2.65 | Residential & Commercial | USHP | Ducted CEE Tier 1
214572997 | Central HP <5.4 tons | TEMPSTAR | HRCU-A-CB (Split System: Heat Pump with Remote Outdoor Unit-Air-Source) | TVH837GKA** |  |  | EA*4X61L21A*+WALLCON | *97CMN0802120B* | 33200 | 17.5 | 8.5 | 32000 | 24800 | 77.5% | 2 | 0 | 11.5 |  |  |  |  | R-410A | 2.7667 | Residential & Commercial | USHP | Ducted CEE Tier 1
214573217 | Central HP <5.4 tons | TEMPSTAR | HRCU-A-CB (Split System: Heat Pump with Remote Outdoor Unit-Air-Source) | TVH837GKA** |  |  | EHD4X48AAL+WALLCON | *95CSU1002122B* | 32600 | 17.5 | 8.5 | 32600 | 24800 | 76.07% | 1.98 | 0 | 11 |  |  |  |  | R-410A | 2.7167 | Residential & Commercial | USHP | Ducted CEE Tier 1
214573417 | Central HP <5.4 tons | TEMPSTAR | HRCU-A-CB (Split System: Heat Pump with Remote Outdoor Unit-Air-Source) | TVH837GKA** |  |  | EN(A,D,W)4X42L21**+WALLCON | *97CMN0802120B* | 31800 | 17 | 8.1 | 33000 | 24400 | 73.94% | 1.88 | 0 | 11 |  |  |  |  | R-410A | 2.65 | Residential & Commercial | USHP | Ducted CEE Tier 1
210435116 | Central HP <5.4 tons | DAIKIN | HRCU-A-CB (Split System: Heat Pump with Remote Outdoor Unit-Air-Source) | DZ6VSA1810A* |  |  | CA*EA1818*4A* | D*96SC0805CUA* | 16600 | 17.5 | 8.5 | 17400 | 13000 | 74.71% | 2.1 | 0 | 10.9 |  |  |  |  | R-410A | 1.3833 | Residential & Commercial | USHP | Ducted CEE Tier 1
210435117 | Central HP <5.4 tons | DAIKIN | HRCU-A-CB (Split System: Heat Pump with Remote Outdoor Unit-Air-Source) | DZ6VSA1810A* |  |  | CA*EA1818*4A* | D*96VC0804CNA* | 16600 | 17.5 | 8.5 | 17400 | 13000 | 74.71% | 2.1 | 0 | 10.9 |  |  |  |  | R-410A | 1.3833 | Residential & Commercial | USHP | Ducted CEE Tier 1
216737055 | Central HP <5.4 tons | DAY & NIGHT | HRCU-A-CB (Split System: Heat Pump with Remote Outdoor Unit-Air-Source) | D5CUHAH24AAK |  |  | ESH5X30M12A* | *80MS(N,L)0701716A* | 22400 | 15.5 | 8.1 | 21000 | 18800 | 89.52% | 1.85 | 0 | 10.5 |  |  |  |  | R-454B | 1.8667 | Residential & Commercial | USHP | Ducted CEE Tier 1
212974658 | Central HP <5.4 tons | DAY & NIGHT | HRCU-A-CB (Split System: Heat Pump with Remote Outdoor Unit-Air-Source) | DLCURAH18ABK |  |  | EA*4X25L17A* | *96VTN0401410B* | 17700 | 16 | 8.1 | 17700 | 17900 | 101.1% | 2.14 | 0 | 10.5 |  |  |  |  | R-410A | 1.475 | Residential & Commercial | USHP | Ducted CEE Tier 1
212975447 | Central HP <5.4 tons | DAY & NIGHT | HRCU-A-CB (Split System: Heat Pump with Remote Outdoor Unit-Air-Source) | DLCURAH18ABK |  |  | EN(A,D)4X18L14** | *96VTN0601412B* | 17300 | 16 | 8.5 | 18500 | 19800 | 107% | 2.38 | 0 | 10.5 |  |  |  |  | R-410A | 1.4417 | Residential & Commercial | USHP | Ducted CEE Tier 1
215588255 | Central HP <5.4 tons | CARRIER | HRCU-A-CB (Split System: Heat Pump with Remote Outdoor Unit-Air-Source) | 27VNA154A*030* |  |  | CVAMA6024XMA*+UI | 59MN7C060C21**20 | 51000 | 18.5 | 8.1 | 54000 | 46500 | 86.11% | 1.86 | 0 | 10.5 |  |  |  |  | R-454B | 4.25 | Residential & Commercial | USHP | Ducted CEE Tier 1
215588289 | Central HP <5.4 tons | CARRIER | HRCU-A-CB (Split System: Heat Pump with Remote Outdoor Unit-Air-Source) | 27VNA154A*030* |  |  | CVAMA6124XMA*+UI | 59TN6C120C24**22 | 53000 | 19.5 | 8.5 | 53500 | 46500 | 86.92% | 1.95 | 0 | 12 |  |  |  |  | R-454B | 4.4167 | Residential & Commercial | USHP | Ducted CEE Tier 1
213773256 | Central HP <5.4 tons | BRYANT HEATING AND COOLING SYSTEMS | HRCU-A-CB (Split System: Heat Pump with Remote Outdoor Unit-Air-Source) | 288BNV025*0**C* |  |  | CAP**3721AL*+UI | 88*TB36045C17*** | 24200 | 16.5 | 8.1 | 21200 | 16700 | 78.77% | 2 | 0 | 10.5 |  |  |  |  | R-410A | 2.0167 | Residential & Commercial | USHP | Ducted CEE Tier 1
212972137 | Central HP <5.4 tons | DAY & NIGHT | HRCU-A-CB (Split System: Heat Pump with Remote Outdoor Unit-Air-Source) | DLCURAH24ABK |  |  | EA*4X37L21A* | *80VTL0902120B* | 24800 | 17 | 8.5 | 25600 | 21400 | 83.59% | 1.8 | 0 | 10.5 |  |  |  |  | R-410A | 2.0667 | Residential & Commercial | USHP | Ducted CEE Tier 1
212973007 | Central HP <5.4 tons | DAY & NIGHT | HRCU-A-CB (Split System: Heat Pump with Remote Outdoor Unit-Air-Source) | DLCURAH24ABK |  |  | EN(A,D,W)4X36L17** | *96VSN0401410B* | 23400 | 16 | 8.1 | 26400 | 24600 | 93.18% | 2.02 | 0 | 10 |  |  |  |  | R-410A | 1.95 | Residential & Commercial | USHP | Ducted CEE Tier 1
216782200 | Central HP <5.4 tons | LUXAIRE | HRCU-A-CB (Split System: Heat Pump with Remote Outdoor Unit-Air-Source) | HH824E2S11 |  |  | CTF30A5ADS1 | Z8ES040A12LMPS1 | 23000 | 18 | 9.5 | 23000 | 18900 | 82.17% | 2 | 0 | 12 |  |  |  |  | R-454B | 1.9167 | Residential & Commercial | USHP | Ducted CEE Tier 1
216735470 | Central HP <5.4 tons | HEIL | HRCU-A-CB (Split System: Heat Pump with Remote Outdoor Unit-Air-Source) | D5CUHAH24AAK |  |  | EA*5X37M21A* | *80MS(N,L)0701716A* | 23000 | 16.5 | 8.5 | 20600 | 18400 | 89.32% | 1.98 | 0 | 11 |  |  |  |  | R-454B | 1.9167 | Residential & Commercial | USHP | Ducted CEE Tier 1
216733966 | Central HP <5.4 tons | COMFORTMAKER | HRCU-A-CB (Split System: Heat Pump with Remote Outdoor Unit-Air-Source) | D5CUHAH24AAK |  |  | EA*5X30M17A* | *80CTL0701716B* | 22400 | 16.5 | 8.5 | 21000 | 18800 | 89.52% | 1.96 | 0 | 10.5 |  |  |  |  | R-454B | 1.8667 | Residential & Commercial | USHP | Ducted CEE Tier 1
216733975 | Central HP <5.4 tons | COMFORTMAKER | HRCU-A-CB (Split System: Heat Pump with Remote Outdoor Unit-Air-Source) | D5CUHAH24AAK |  |  | EA*5X30M17A* | *80CTL0901716B* | 22000 | 16 | 8.1 | 20800 | 18700 | 89.9% | 1.9 | 0 | 10.5 |  |  |  |  | R-454B | 1.8333 | Residential & Commercial | USHP | Ducted CEE Tier 1
216735820 | Central HP <5.4 tons | HEIL | HRCU-A-CB (Split System: Heat Pump with Remote Outdoor Unit-Air-Source) | D5CUHAH24AAK |  |  | EA*5X37M21A* | *96MSN0801716A* | 23200 | 16 | 8.5 | 20600 | 18400 | 89.32% | 1.98 | 0 | 11 |  |  |  |  | R-454B | 1.9333 | Residential & Commercial | USHP | Ducted CEE Tier 1
216735638 | Central HP <5.4 tons | HEIL | HRCU-A-CB (Split System: Heat Pump with Remote Outdoor Unit-Air-Source) | D5CUHAH24AAK |  |  | EA*5X37M21A* | *80CTL1102120B* | 23600 | 15.5 | 8.5 | 21000 | 18600 | 88.57% | 1.96 | 0 | 11 |  |  |  |  | R-454B | 1.9667 | Residential & Commercial | USHP | Ducted CEE Tier 1
215588355 | Central HP <5.4 tons | CARRIER | HRCU-A-CB (Split System: Heat Pump with Remote Outdoor Unit-Air-Source) | 27VNA154A*030* |  |  | CVAVA6024XMA*+UI | 58TN*B090C21**20 | 52000 | 19.5 | 8.5 | 52500 | 46000 | 87.62% | 1.95 | 0 | 12 |  |  |  |  | R-454B | 4.3333 | Residential & Commercial | USHP | Ducted CEE Tier 1
215588405 | Central HP <5.4 tons | CARRIER | HRCU-A-CB (Split System: Heat Pump with Remote Outdoor Unit-Air-Source) | 27VNA154A*030* |  |  | CVAVA6124XMA*+UI | 59MN7C060C21**20 | 51500 | 18.5 | 8.1 | 54500 | 46500 | 85.32% | 1.86 | 0 | 11 |  |  |  |  | R-454B | 4.2917 | Residential & Commercial | USHP | Ducted CEE Tier 1
215588441 | Central HP <5.4 tons | CARRIER | HRCU-A-CB (Split System: Heat Pump with Remote Outdoor Unit-Air-Source) | 27VNA154A*030* |  |  | CSAH*4812AM*+UI | 58CU*B040C17**12 | 48500 | 18 | 11.5 | 51500 | 51000 | 99.03% | 1.98 | 0 | 11.5 |  |  |  |  | R-454B | 4.0417 | Residential & Commercial | USHP | Ducted CEE Tier 1
214572537 | Central HP <5.4 tons | TEMPSTAR | HRCU-A-CB (Split System: Heat Pump with Remote Outdoor Unit-Air-Source) | TVH837GKA** |  |  | EA*4X37L21A*+WALLCON | *80CTL0702120B* | 32800 | 17.5 | 8.5 | 32800 | 25200 | 76.83% | 2 | 0 | 11 |  |  |  |  | R-410A | 2.7333 | Residential & Commercial | USHP | Ducted CEE Tier 1
213774501 | Central HP <5.4 tons | DAY & NIGHT | HRCU-A-CB (Split System: Heat Pump with Remote Outdoor Unit-Air-Source) | CVH825GKA3* |  |  | EHD4X42AAL+WALLCON | *97CMN1202422B* | 24200 | 16 | 8.1 | 21400 | 16600 | 77.57% | 2 | 0 | 10.5 |  |  |  |  | R-410A | 2.0167 | Residential & Commercial | USHP | Ducted CEE Tier 1
216735706 | Central HP <5.4 tons | HEIL | HRCU-A-CB (Split System: Heat Pump with Remote Outdoor Unit-Air-Source) | D5CUHAH24AAK |  |  | EA*5X37M21A* | *97CMN0601714B* | 22800 | 16 | 8.5 | 20600 | 18400 | 89.32% | 1.98 | 0 | 11 |  |  |  |  | R-454B | 1.9 | Residential & Commercial | USHP | Ducted CEE Tier 1
216735886 | Central HP <5.4 tons | HEIL | HRCU-A-CB (Split System: Heat Pump with Remote Outdoor Unit-Air-Source) | D5CUHAH24AAK |  |  | EA*5X37M21A* | *96VSN0802120B* | 23200 | 16.5 | 8.5 | 20800 | 18500 | 88.94% | 1.96 | 0 | 11 |  |  |  |  | R-454B | 1.9333 | Residential & Commercial | USHP | Ducted CEE Tier 1
216736038 | Central HP <5.4 tons | HEIL | HRCU-A-CB (Split System: Heat Pump with Remote Outdoor Unit-Air-Source) | D5CUHAH24AAK |  |  | EA*5X37M21A* | *96VTN1002122B* | 23200 | 16 | 8.5 | 20800 | 18500 | 88.94% | 1.96 | 0 | 11 |  |  |  |  | R-454B | 1.9333 | Residential & Commercial | USHP | Ducted CEE Tier 1
216736333 | Central HP <5.4 tons | HEIL | HRCU-A-CB (Split System: Heat Pump with Remote Outdoor Unit-Air-Source) | D5CUHAH24AAK |  |  | ESH5X24M12A* | *80MSU0401712A* | 22400 | 15.5 | 8.1 | 21200 | 19000 | 89.62% | 1.85 | 0 | 10.5 |  |  |  |  | R-454B | 1.8667 | Residential & Commercial | USHP | Ducted CEE Tier 1
216734752 | Central HP <5.4 tons | HEIL | HRCU-A-CB (Split System: Heat Pump with Remote Outdoor Unit-Air-Source) | D5CUHAH24AAK |  |  | EA*5X36M17A* | *96CTN0401410B* | 22200 | 15.2 | 8.1 | 21000 | 18800 | 89.52% | 1.85 | 0 | 10.5 |  |  |  |  | R-454B | 1.85 | Residential & Commercial | USHP | Ducted CEE Tier 1
216734761 | Central HP <5.4 tons | HEIL | HRCU-A-CB (Split System: Heat Pump with Remote Outdoor Unit-Air-Source) | D5CUHAH24AAK |  |  | EA*5X36M17A* | *96CTN0601714B* | 22400 | 16.5 | 8.5 | 20800 | 18700 | 89.9% | 1.96 | 0 | 10.5 |  |  |  |  | R-454B | 1.8667 | Residential & Commercial | USHP | Ducted CEE Tier 1
215939629 | Central HP <5.4 tons | COMFORTMAKER | HRCU-A-CB (Split System: Heat Pump with Remote Outdoor Unit-Air-Source) | C5H3V36*K*AAA* |  |  | EA*5X36M17A*+WALLCON | *97CTN0601716A* | 32000 | 18.5 | 9 | 35800 | 27600 | 77.09% | 1.88 | 0 | 10.5 |  |  |  |  | R-454B | 2.6667 | Residential & Commercial | USHP | Ducted CEE Tier 1
215939649 | Central HP <5.4 tons | COMFORTMAKER | HRCU-A-CB (Split System: Heat Pump with Remote Outdoor Unit-Air-Source) | C5H3V36*K*AAA* |  |  | EA*5X42M21A*+WALLCON | *96CTN0802120B* | 32600 | 19.5 | 9.5 | 34800 | 26800 | 77.01% | 2.02 | 0 | 11.7 |  |  |  |  | R-454B | 2.7167 | Residential & Commercial | USHP | Ducted CEE Tier 1
213773306 | Central HP <5.4 tons | BRYANT HEATING AND COOLING SYSTEMS | HRCU-A-CB (Split System: Heat Pump with Remote Outdoor Unit-Air-Source) | 288BNV025*0**C* |  |  | CAP**3721AL*+UI | 935CB48060C17*** | 24400 | 16.5 | 8.1 | 21400 | 16600 | 77.57% | 2.02 | 0 | 10.5 |  |  |  |  | R-410A | 2.0333 | Residential & Commercial | USHP | Ducted CEE Tier 1
213773456 | Central HP <5.4 tons | BRYANT HEATING AND COOLING SYSTEMS | HRCU-A-CB (Split System: Heat Pump with Remote Outdoor Unit-Air-Source) | 288BNV025*0**C* |  |  | CAP**4221AL*+UI | 987MC66100C21*** | 23800 | 16.5 | 8.1 | 21400 | 16600 | 77.57% | 1.96 | 0 | 11 |  |  |  |  | R-410A | 1.9833 | Residential & Commercial | USHP | Ducted CEE Tier 1
213774651 | Central HP <5.4 tons | DAY & NIGHT | HRCU-A-CB (Split System: Heat Pump with Remote Outdoor Unit-Air-Source) | CVH825GKA3* |  |  | EHD4X48AAL+WALLCON | *97CMN0801714B* | 24200 | 16 | 8.1 | 21400 | 16600 | 77.57% | 2 | 0 | 10.5 |  |  |  |  | R-410A | 2.0167 | Residential & Commercial | USHP | Ducted CEE Tier 1
214573057 | Central HP <5.4 tons | TEMPSTAR | HRCU-A-CB (Split System: Heat Pump with Remote Outdoor Unit-Air-Source) | TVH837GKA** |  |  | EA*4X61L24A*+WALLCON | *97CMN0802120B* | 33200 | 17.5 | 8.5 | 31800 | 24800 | 77.99% | 2 | 0 | 11.5 |  |  |  |  | R-410A | 2.7667 | Residential & Commercial | USHP | Ducted CEE Tier 1
213771744 | Central HP <5.4 tons | TEMPSTAR | HRCU-A-CB (Split System: Heat Pump with Remote Outdoor Unit-Air-Source) | TVH825GKA2* |  |  | EA*4X48L24A*+WALLCON | *96CTN1202422B* | 24200 | 17 | 8.1 | 21000 | 16500 | 78.57% | 2.02 | 0 | 11 |  |  |  |  | R-410A | 2.0167 | Residential & Commercial | USHP | Ducted CEE Tier 1
215939699 | Central HP <5.4 tons | COMFORTMAKER | HRCU-A-CB (Split System: Heat Pump with Remote Outdoor Unit-Air-Source) | C5H3V36*K*AAA* |  |  | EA*5X42M21A*+WALLCON | *97CTN0802120A* | 32600 | 19.5 | 9.5 | 34800 | 26800 | 77.01% | 2.02 | 0 | 11.7 |  |  |  |  | R-454B | 2.7167 | Residential & Commercial | USHP | Ducted CEE Tier 1
215939999 | Central HP <5.4 tons | COMFORTMAKER | HRCU-A-CB (Split System: Heat Pump with Remote Outdoor Unit-Air-Source) | C5H3V36*K*AAA* |  |  | ESH5X36M12A*+WALLCON | *97CTN1002122A* | 33400 | 19 | 9 | 34800 | 26600 | 76.44% | 1.92 | 0 | 11 |  |  |  |  | R-454B | 2.7833 | Residential & Commercial | USHP | Ducted CEE Tier 1
215940549 | Central HP <5.4 tons | COMFORTMAKER | HRCU-A-CB (Split System: Heat Pump with Remote Outdoor Unit-Air-Source) | C5H3V36*K*AAA* |  |  | EVD5X36M21A*+WALLCON | *97CTN0801716A* | 34200 | 20.5 | 8.5 | 39000 | 28600 | 73.33% | 2.04 | 0 | 11.5 |  |  |  |  | R-454B | 2.85 | Residential & Commercial | USHP | Ducted CEE Tier 1
215940899 | Central HP <5.4 tons | COMFORTMAKER | HRCU-A-CB (Split System: Heat Pump with Remote Outdoor Unit-Air-Source) | C5H3V36*K*AAA* |  |  | EVD5X60M24A*+WALLCON | *97CTN1002122A* | 35600 | 22 | 8.5 | 38000 | 28400 | 74.74% | 2.04 | 0 | 12.5 |  |  |  |  | R-454B | 2.9667 | Residential & Commercial | USHP | Ducted CEE Tier 1
215669114 | Central HP <5.4 tons | HEIL | HRCU-A-CB (Split System: Heat Pump with Remote Outdoor Unit-Air-Source) | H5H0V36*K*AAA* |  |  | EA*5X48M21A*+WALLCON | *80CSU1002120A* | 33800 | 17.5 | 9 | 35000 | 25200 | 72% | 1.88 | 0 | 9.5 |  |  |  |  | R-454B | 2.8167 | Residential & Commercial | USHP
216764065 | Central HP <5.4 tons | TRANE | HRCU-A-C (Split System: Heat Pump with Remote Outdoor Unit with No Indoor Fan --Air Source) | 5TWR7060A1 |  |  | 5PX*D010AS3 | 0 | 52000 | 15.2 | 9 | 51500 | 39000 | 75.73% | 2.2 | 0 | 11 |  |  |  |  | R-454B | 4.3333 | Residential & Commercial | USHP | Ducted CEE Tier 1
215681338 | Central HP <5.4 tons | COMFORTMAKER | HRCU-A-CB (Split System: Heat Pump with Remote Outdoor Unit-Air-Source) | C5H0V48*K*AAA* |  |  | EA*5X48M21A*+WALLCON | *80CSU1002120B* | 44000 | 17 | 9 | 48500 | 34000 | 70.1% | 2.04 | 0 | 9.5 |  |  |  |  | R-454B | 3.6667 | Residential & Commercial | USHP
215681358 | Central HP <5.4 tons | COMFORTMAKER | HRCU-A-CB (Split System: Heat Pump with Remote Outdoor Unit-Air-Source) | C5H0V48*K*AAA* |  |  | EA*5X48M21A*+WALLCON | *97CTN0802120A* | 44000 | 17.5 | 9 | 48500 | 34200 | 70.52% | 2.06 | 0 | 9.5 |  |  |  |  | R-454B | 3.6667 | Residential & Commercial | USHP
215681708 | Central HP <5.4 tons | COMFORTMAKER | HRCU-A-CB (Split System: Heat Pump with Remote Outdoor Unit-Air-Source) | C5H0V48*K*AAA* |  |  | ESH5X60M12A*+WALLCON | *80CSU1002120B* | 45500 | 16.5 | 8.5 | 48000 | 33800 | 70.42% | 2.08 | 0 | 9.5 |  |  |  |  | R-454B | 3.7917 | Residential & Commercial | USHP
213779271 | Central HP <5.4 tons | DAY & NIGHT | HRCU-A-CB (Split System: Heat Pump with Remote Outdoor Unit-Air-Source) | CVH837GKA** |  |  | EA*4X43L21A*+WALLCON | *80CTL0901716B* | 33000 | 17 | 8.5 | 32800 | 25000 | 76.22% | 1.98 | 0 | 11 |  |  |  |  | R-410A | 2.75 | Residential & Commercial | USHP | Ducted CEE Tier 1
213780091 | Central HP <5.4 tons | DAY & NIGHT | HRCU-A-CB (Split System: Heat Pump with Remote Outdoor Unit-Air-Source) | CVH837GKA** |  |  | EHD4X42AAL+WALLCON | *97CMN1202422B* | 32400 | 16.5 | 8.1 | 32800 | 24800 | 75.61% | 1.94 | 0 | 11 |  |  |  |  | R-410A | 2.7 | Residential & Commercial | USHP | Ducted CEE Tier 1
216681562 | Central HP <5.4 tons | AIRQUEST | HRCU-A-CB (Split System: Heat Pump with Remote Outdoor Unit-Air-Source) | DLCURAH24ABK |  |  | EN(A,D)4X36L21** | *97VTN0802120A* | 23800 | 17 | 9 | 26000 | 23200 | 89.23% | 1.82 | 0 | 10.5 |  |  |  |  | R-410A | 1.9833 | Residential & Commercial | USHP | Ducted CEE Tier 1
214572877 | Central HP <5.4 tons | TEMPSTAR | HRCU-A-CB (Split System: Heat Pump with Remote Outdoor Unit-Air-Source) | TVH837GKA** |  |  | EA*4X48L24A*+WALLCON | *97CMN0802120B* | 32400 | 17.5 | 8.5 | 32400 | 25000 | 77.16% | 1.98 | 0 | 11 |  |  |  |  | R-410A | 2.7 | Residential & Commercial | USHP | Ducted CEE Tier 1
214572977 | Central HP <5.4 tons | TEMPSTAR | HRCU-A-CB (Split System: Heat Pump with Remote Outdoor Unit-Air-Source) | TVH837GKA** |  |  | EA*4X61L21A*+WALLCON | *95CSU1002122B* | 33200 | 18.5 | 8.5 | 31800 | 24800 | 77.99% | 2 | 0 | 11.5 |  |  |  |  | R-410A | 2.7667 | Residential & Commercial | USHP | Ducted CEE Tier 1
210692327 | Central HP <5.4 tons | DAIKIN | HRCU-A-CB (Split System: Heat Pump with Remote Outdoor Unit-Air-Source) | DZ9VCA3610A* |  |  | CHPF3642C6C*+TXV | D*80VC0805C*A* | 33400 | 18 | 8.2 | 34000 | 24400 | 71.76% | 1.8 | 0 | 11 |  |  |  |  | R-410A | 2.7833 | Residential & Commercial | USHP | Ducted CEE Tier 1
212985950 | Central HP <5.4 tons | HEIL | HRCU-A-CB (Split System: Heat Pump with Remote Outdoor Unit-Air-Source) | DLCURAH18ABK |  |  | EN(A,D)4X24L14** | *96MSN0261410A* | 17300 | 20 | 8.1 | 18300 | 19200 | 104.9% | 2.3 | 0 | 10.5 |  |  |  |  | R-410A | 1.4417 | Residential & Commercial | USHP | Ducted CEE Tier 1
212986350 | Central HP <5.4 tons | HEIL | HRCU-A-CB (Split System: Heat Pump with Remote Outdoor Unit-Air-Source) | DLCURAH18ABK |  |  | EN(A,D)4X24L14** | *96MSN0401410A* | 17400 | 15.5 | 8.5 | 18500 | 19200 | 103.8% | 2.3 | 0 | 10.5 |  |  |  |  | R-410A | 1.45 | Residential & Commercial | USHP | Ducted CEE Tier 1
215681808 | Central HP <5.4 tons | COMFORTMAKER | HRCU-A-CB (Split System: Heat Pump with Remote Outdoor Unit-Air-Source) | C5H0V48*K*AAA* |  |  | EVM5X48M21A*+WALLCON | *97CTN1002122A* | 47000 | 18.5 | 9 | 50000 | 36400 | 72.8% | 2 | 0 | 10 |  |  |  |  | R-454B | 3.9167 | Residential & Commercial | USHP | Ducted CEE Tier 1
216679426 | Central HP <5.4 tons | AIRQUEST | HRCU-A-CB (Split System: Heat Pump with Remote Outdoor Unit-Air-Source) | DLCURAH24ABK |  |  | EA*4X36L21A* | *97VTN0601716A* | 23800 | 17 | 9 | 25800 | 23000 | 89.15% | 1.82 | 0 | 10 |  |  |  |  | R-410A | 1.9833 | Residential & Commercial | USHP | Ducted CEE Tier 1
216680578 | Central HP <5.4 tons | AIRQUEST | HRCU-A-CB (Split System: Heat Pump with Remote Outdoor Unit-Air-Source) | DLCURAH24ABK |  |  | EHD4X24AAL | *97VTN0801716A* | 23600 | 16 | 9 | 26200 | 23600 | 90.08% | 1.82 | 0 | 10 |  |  |  |  | R-410A | 1.9667 | Residential & Commercial | USHP | Ducted CEE Tier 1
215682008 | Central HP <5.4 tons | COMFORTMAKER | HRCU-A-CB (Split System: Heat Pump with Remote Outdoor Unit-Air-Source) | C5H0V48*K*AAA* |  |  | EVM5X60M24A*+WALLCON | *97CTN0802120A* | 48000 | 19 | 9 | 50000 | 36600 | 73.2% | 2 | 0 | 10 |  |  |  |  | R-454B | 4 | Residential & Commercial | USHP | Ducted CEE Tier 1
215682158 | Central HP <5.4 tons | COMFORTMAKER | HRCU-A-CB (Split System: Heat Pump with Remote Outdoor Unit-Air-Source) | C5H0V48*K*AAA* |  |  | EVD5X48M21A*+WALLCON | *97CTN0802120A* | 47000 | 18.5 | 9 | 50000 | 36600 | 73.2% | 1.98 | 0 | 10 |  |  |  |  | R-454B | 3.9167 | Residential & Commercial | USHP | Ducted CEE Tier 1
212973377 | Central HP <5.4 tons | DAY & NIGHT | HRCU-A-CB (Split System: Heat Pump with Remote Outdoor Unit-Air-Source) | DLCURAH18ABK |  |  | EN(A,D)4X24L17** | *96VSN0601412B* | 17500 | 16 | 8.5 | 18500 | 19200 | 103.8% | 2.3 | 0 | 10.5 |  |  |  |  | R-410A | 1.4583 | Residential & Commercial | USHP | Ducted CEE Tier 1
212973677 | Central HP <5.4 tons | DAY & NIGHT | HRCU-A-CB (Split System: Heat Pump with Remote Outdoor Unit-Air-Source) | DLCURAH18ABK |  |  | EA*4X25L17A* | *96VSN0801716B* | 17800 | 16.5 | 8.1 | 17600 | 17800 | 101.1% | 2.14 | 0 | 10.5 |  |  |  |  | R-410A | 1.4833 | Residential & Commercial | USHP | Ducted CEE Tier 1
216766342 | Central HP <5.4 tons | TRANE | HRCU-A-CB (Split System: Heat Pump with Remote Outdoor Unit-Air-Source) | 5TWR7036A1 |  |  | 5TXCB006AS3 | S8V2A040M3PDB | 32800 | 16 | 8.7 | 32600 | 24200 | 74.23% | 2.14 | 0 | 12 |  |  |  |  | R-454B | 2.7333 | Residential & Commercial | USHP | Ducted CEE Tier 1
214572660 | Central HP <5.4 tons | HEIL | HRCU-A-CB (Split System: Heat Pump with Remote Outdoor Unit-Air-Source) | HVH837GKA** |  |  | EA*4X42L24A*+WALLCON | *95CSU0802120B* | 31800 | 17 | 8.5 | 33000 | 24400 | 73.94% | 1.9 | 0 | 11 |  |  |  |  | R-410A | 2.65 | Residential & Commercial | USHP | Ducted CEE Tier 1
214572710 | Central HP <5.4 tons | HEIL | HRCU-A-CB (Split System: Heat Pump with Remote Outdoor Unit-Air-Source) | HVH837GKA** |  |  | EA*4X43L21A*+WALLCON | *80CTL0702120B* | 32800 | 17.5 | 8.5 | 32800 | 25200 | 76.83% | 2 | 0 | 11 |  |  |  |  | R-410A | 2.7333 | Residential & Commercial | USHP | Ducted CEE Tier 1
214573260 | Central HP <5.4 tons | HEIL | HRCU-A-CB (Split System: Heat Pump with Remote Outdoor Unit-Air-Source) | HVH837GKA** |  |  | EHD4X60AAL+WALLCON | *95CSU0802120B* | 33000 | 17 | 8.5 | 32200 | 25000 | 77.64% | 2 | 0 | 11 |  |  |  |  | R-410A | 2.75 | Residential & Commercial | USHP | Ducted CEE Tier 1
216734770 | Central HP <5.4 tons | HEIL | HRCU-A-CB (Split System: Heat Pump with Remote Outdoor Unit-Air-Source) | D5CUHAH24AAK |  |  | EA*5X36M17A* | *96CTN0801714B* | 22200 | 16.5 | 8.1 | 20800 | 18700 | 89.9% | 1.85 | 0 | 10.5 |  |  |  |  | R-454B | 1.85 | Residential & Commercial | USHP | Ducted CEE Tier 1
216734468 | Central HP <5.4 tons | HEIL | HRCU-A-CB (Split System: Heat Pump with Remote Outdoor Unit-Air-Source) | D5CUHAH24AAK |  |  | EA*5X36M17A* | *80MSU0601716A* | 22400 | 16.5 | 8.5 | 20800 | 18600 | 89.42% | 1.96 | 0 | 11 |  |  |  |  | R-454B | 1.8667 | Residential & Commercial | USHP | Ducted CEE Tier 1
214573410 | Central HP <5.4 tons | HEIL | HRCU-A-CB (Split System: Heat Pump with Remote Outdoor Unit-Air-Source) | HVH837GKA** |  |  | EN(A,D,W)4X42L21**+WALLCON | *97CMN0802120B* | 31800 | 17 | 8.1 | 33000 | 24400 | 73.94% | 1.88 | 0 | 11 |  |  |  |  | R-410A | 2.65 | Residential & Commercial | USHP | Ducted CEE Tier 1
214573480 | Central HP <5.4 tons | HEIL | HRCU-A-CB (Split System: Heat Pump with Remote Outdoor Unit-Air-Source) | HVH837GKA** |  |  | EN(A,D,W)4X48L21**+WALLCON | *96CTN0802120B* | 32400 | 17.5 | 8.5 | 32600 | 24800 | 76.07% | 1.98 | 0 | 11.5 |  |  |  |  | R-410A | 2.7 | Residential & Commercial | USHP | Ducted CEE Tier 1
216764715 | Central HP <5.4 tons | TRANE | HRCU-A-CB (Split System: Heat Pump with Remote Outdoor Unit-Air-Source) | 5TWR7036A1 |  |  | 5TXCB004AS3 | S8X2B080M4PTC | 32600 | 17.1 | 8.7 | 32800 | 24400 | 74.39% | 2.1 | 0 | 11.5 |  |  |  |  | R-454B | 2.7167 | Residential & Commercial | USHP | Ducted CEE Tier 1
215439660 | Central HP <5.4 tons | DAIKIN | HRCU-A-CB (Split System: Heat Pump with Remote Outdoor Unit-Air-Source) | DH6VSA1810A* |  |  | CHPEA2422*3A* | D*96SC0603BUA* | 17000 | 19 | 8.8 | 16800 | 13000 | 77.38% | 2.1 | 0 | 12 |  |  |  |  | R-32 | 1.4167 | Residential & Commercial | USHP | Ducted CEE Tier 1
215439662 | Central HP <5.4 tons | DAIKIN | HRCU-A-CB (Split System: Heat Pump with Remote Outdoor Unit-Air-Source) | DH6VSA1810A* |  |  | CA*EA2418*3A* | D*96SC0603BUA* | 17000 | 19 | 8.8 | 16800 | 13000 | 77.38% | 2.1 | 0 | 12 |  |  |  |  | R-32 | 1.4167 | Residential & Commercial | USHP | Ducted CEE Tier 1
212973023 | Central HP <5.4 tons | BRYANT HEATING AND COOLING SYSTEMS | HRCU-A-CB (Split System: Heat Pump with Remote Outdoor Unit-Air-Source) | 38MURAQ18AB3* |  |  | CAP**2417AL* | 926SB36040V17*** | 17200 | 16 | 8.5 | 18200 | 19400 | 106.6% | 2.34 | 0 | 10.5 |  |  |  |  | R-410A | 1.4333 | Residential & Commercial | USHP | Ducted CEE Tier 1
212971399 | Central HP <5.4 tons | BRYANT HEATING AND COOLING SYSTEMS | HRCU-A-CB (Split System: Heat Pump with Remote Outdoor Unit-Air-Source) | 38MURAQ24AB3* |  |  | CAP**2517AL* | 82*TB36045V14*** | 24400 | 17.5 | 8.5 | 25200 | 21600 | 85.71% | 1.82 | 0 | 10.5 |  |  |  |  | R-410A | 2.0333 | Residential & Commercial | USHP | Ducted CEE Tier 1
212971401 | Central HP <5.4 tons | BRYANT HEATING AND COOLING SYSTEMS | HRCU-A-CB (Split System: Heat Pump with Remote Outdoor Unit-Air-Source) | 38MURAQ24AB3* |  |  | CAP**3014AL* | 82*TB36045V14*** | 23600 | 17 | 8.5 | 26000 | 24000 | 92.31% | 2 | 0 | 10 |  |  |  |  | R-410A | 1.9667 | Residential & Commercial | USHP | Ducted CEE Tier 1
212971417 | Central HP <5.4 tons | BRYANT HEATING AND COOLING SYSTEMS | HRCU-A-CB (Split System: Heat Pump with Remote Outdoor Unit-Air-Source) | 38MURAQ24AB3* |  |  | CNPV*3617AL* | 82*TB36045V14*** | 23800 | 17 | 8.5 | 26400 | 24000 | 90.91% | 2 | 0 | 10.5 |  |  |  |  | R-410A | 1.9833 | Residential & Commercial | USHP | Ducted CEE Tier 1
212972973 | Central HP <5.4 tons | BRYANT HEATING AND COOLING SYSTEMS | HRCU-A-CB (Split System: Heat Pump with Remote Outdoor Unit-Air-Source) | 38MURAQ24AB3* |  |  | CNPV*2417AL* | 926SB30040V14*** | 23000 | 16 | 8.5 | 27000 | 25600 | 94.81% | 2.12 | 0 | 10 |  |  |  |  | R-410A | 1.9167 | Residential & Commercial | USHP | Ducted CEE Tier 1
212973003 | Central HP <5.4 tons | BRYANT HEATING AND COOLING SYSTEMS | HRCU-A-CB (Split System: Heat Pump with Remote Outdoor Unit-Air-Source) | 38MURAQ24AB3* |  |  | CNPV*3617AL* | 926SB30040V14*** | 23400 | 16 | 8.1 | 26400 | 24600 | 93.18% | 2.02 | 0 | 10 |  |  |  |  | R-410A | 1.95 | Residential & Commercial | USHP | Ducted CEE Tier 1
212973223 | Central HP <5.4 tons | BRYANT HEATING AND COOLING SYSTEMS | HRCU-A-CB (Split System: Heat Pump with Remote Outdoor Unit-Air-Source) | 38MURAQ24AB3* |  |  | CAP**3621AL* | 926SB36040V17*** | 23400 | 16.5 | 8.5 | 26200 | 24200 | 92.37% | 2 | 0 | 10 |  |  |  |  | R-410A | 1.95 | Residential & Commercial | USHP | Ducted CEE Tier 1
211201108 | Central HP <5.4 tons | CARRIER | HRCU-A-CB (Split System: Heat Pump with Remote Outdoor Unit-Air-Source) | 38MURAQ30AB3* |  |  | CAP**3621AL* | GG96VTAA60100C | 29600 | 15.2 | 8.1 | 33800 | 27800 | 82.25% | 1.76 | 0 | 9 |  |  |  |  | R-410A | 2.4667 | Residential & Commercial | USHP
215934545 | Central HP <5.4 tons | BRYANT HEATING AND COOLING SYSTEMS | HRCU-A-CB (Split System: Heat Pump with Remote Outdoor Unit-Air-Source) | 293VAN048**AA* |  |  | CSAH*6012AM*+UI | 83*CA60100C21*** | 45000 | 20.5 | 9 | 48500 | 36600 | 75.46% | 1.82 | 0 | 11 |  |  |  |  | R-454B | 3.75 | Residential & Commercial | USHP | Ducted CEE Tier 1
215682905 | Central HP <5.4 tons | HEIL | HRCU-A-CB (Split System: Heat Pump with Remote Outdoor Unit-Air-Source) | H5H0V60*K*AAA* |  |  | EVM5X60M24A*+WALLCON | *97CTN1002122A* | 56500 | 18.5 | 9 | 63000 | 44500 | 70.63% | 2.08 | 0 | 9 |  |  |  |  | R-454B | 4.7083 | Residential & Commercial | USHP
216763903 | Central HP <5.4 tons | TRANE | HRCU-A-CB (Split System: Heat Pump with Remote Outdoor Unit-Air-Source) | 5TWR7036A1 |  |  | 5TXCC007AS3 | S9V2C100D4VSB | 31800 | 16.5 | 9 | 31600 | 23600 | 74.68% | 2.1 | 0 | 11.7 |  |  |  |  | R-454B | 2.65 | Residential & Commercial | USHP | Ducted CEE Tier 1
214573397 | Central HP <5.4 tons | TEMPSTAR | HRCU-A-CB (Split System: Heat Pump with Remote Outdoor Unit-Air-Source) | TVH837GKA** |  |  | EN(A,D,W)4X42L21**+WALLCON | *95CSU1002122B* | 31800 | 17 | 8.1 | 33000 | 24400 | 73.94% | 1.9 | 0 | 11.5 |  |  |  |  | R-410A | 2.65 | Residential & Commercial | USHP | Ducted CEE Tier 1
214573547 | Central HP <5.4 tons | TEMPSTAR | HRCU-A-CB (Split System: Heat Pump with Remote Outdoor Unit-Air-Source) | TVH837GKA** |  |  | EN(A,D)4X48L24**+WALLCON | *96CTN0802120B* | 32400 | 17.5 | 8.5 | 32600 | 24800 | 76.07% | 1.98 | 0 | 11.5 |  |  |  |  | R-410A | 2.7 | Residential & Commercial | USHP | Ducted CEE Tier 1
212975480 | Central HP <5.4 tons | DAY & NIGHT | HRCU-A-CB (Split System: Heat Pump with Remote Outdoor Unit-Air-Source) | DLCURAH18ABK |  |  | EN(A,D)4X30L14** | *96VTN0601412B* | 17400 | 16 | 8.1 | 18000 | 18700 | 103.9% | 2.24 | 0 | 11 |  |  |  |  | R-410A | 1.45 | Residential & Commercial | USHP | Ducted CEE Tier 1
212976747 | Central HP <5.4 tons | DAY & NIGHT | HRCU-A-CB (Split System: Heat Pump with Remote Outdoor Unit-Air-Source) | DLCURAH30ABK |  |  | EA*4X42L24A* | *96VTN1002120B* | 30200 | 15.2 | 8.1 | 34200 | 27400 | 80.12% | 1.8 | 0 | 9 |  |  |  |  | R-410A | 2.5167 | Residential & Commercial | USHP
214570517 | Central HP <5.4 tons | TEMPSTAR | HRCU-A-CB (Split System: Heat Pump with Remote Outdoor Unit-Air-Source) | TVH825GKA3* |  |  | EA*4X42L21A*+WALLCON | *95CSU1002122B* | 23800 | 16.5 | 8.1 | 21400 | 16600 | 77.57% | 1.96 | 0 | 11 |  |  |  |  | R-410A | 1.9833 | Residential & Commercial | USHP | Ducted CEE Tier 1
215676258 | Central HP <5.4 tons | COMFORTMAKER | HRCU-A-CB (Split System: Heat Pump with Remote Outdoor Unit-Air-Source) | C5H0V48*K*AAA* |  |  | EVD5X48M24A*+WALLCON | *97CMN0802120B* | 47000 | 18.5 | 9 | 50000 | 36400 | 72.8% | 2 | 0 | 10 |  |  |  |  | R-454B | 3.9167 | Residential & Commercial | USHP | Ducted CEE Tier 1
215676378 | Central HP <5.4 tons | COMFORTMAKER | HRCU-A-CB (Split System: Heat Pump with Remote Outdoor Unit-Air-Source) | C5H0V48*K*AAA* |  |  | EVD5X49M24A*+WALLCON | *97CMN1202422B* | 48000 | 19 | 9 | 50000 | 36600 | 73.2% | 2 | 0 | 10 |  |  |  |  | R-454B | 4 | Residential & Commercial | USHP | Ducted CEE Tier 1
215439669 | Central HP <5.4 tons | DAIKIN | HRCU-A-CB (Split System: Heat Pump with Remote Outdoor Unit-Air-Source) | DH6VSA1810A* |  |  | CA*EA2418*3A* | D*97MC0804CNA* | 17000 | 19 | 8.8 | 16800 | 13000 | 77.38% | 2.1 | 0 | 12 |  |  |  |  | R-32 | 1.4167 | Residential & Commercial | USHP | Ducted CEE Tier 1
216764951 | Central HP <5.4 tons | TRANE | HRCU-A-CB (Split System: Heat Pump with Remote Outdoor Unit-Air-Source) | 5TWX7036A1 |  |  | 5PX*BD04AS3 | S8X2B060M4PTC | 32600 | 17.1 | 8.2 | 33400 | 24400 | 73.05% | 1.9 | 0 | 11.7 |  |  |  |  | R-454B | 2.7167 | Residential & Commercial | USHP | Ducted CEE Tier 1
216764819 | Central HP <5.4 tons | TRANE | HRCU-A-CB (Split System: Heat Pump with Remote Outdoor Unit-Air-Source) | 5TWR7048A1 |  |  | 5PX*DD10AS3 | S8X2D120M5PTC | 43500 | 17.1 | 9 | 44500 | 32600 | 73.26% | 2.2 | 0 | 11.7 |  |  |  |  | R-454B | 3.625 | Residential & Commercial | USHP | Ducted CEE Tier 1
216764974 | Central HP <5.4 tons | TRANE | HRCU-A-CB (Split System: Heat Pump with Remote Outdoor Unit-Air-Source) | 5TWX7036A1 |  |  | 5PX*C009AS3 | S8X2C080M5PSC | 34200 | 18 | 8.7 | 32400 | 24000 | 74.07% | 2.2 | 0 | 12 |  |  |  |  | R-454B | 2.85 | Residential & Commercial | USHP | Ducted CEE Tier 1
216765017 | Central HP <5.4 tons | TRANE | HRCU-A-CB (Split System: Heat Pump with Remote Outdoor Unit-Air-Source) | 5TWX7036A1 |  |  | 5TXCC007AS3 | S8X2C100M5PTC | 33400 | 17.1 | 9 | 32600 | 24000 | 73.62% | 2.1 | 0 | 12 |  |  |  |  | R-454B | 2.7833 | Residential & Commercial | USHP | Ducted CEE Tier 1
216765033 | Central HP <5.4 tons | TRANE | HRCU-A-CB (Split System: Heat Pump with Remote Outdoor Unit-Air-Source) | 5TWX7048A1 |  |  | 5PX*CD09AS3 | S8X2C100M5PTC | 43500 | 17 | 8.7 | 44000 | 32200 | 73.18% | 2.1 | 0 | 12 |  |  |  |  | R-454B | 3.625 | Residential & Commercial | USHP | Ducted CEE Tier 1
212971495 | Central HP <5.4 tons | DAY & NIGHT | HRCU-A-CB (Split System: Heat Pump with Remote Outdoor Unit-Air-Source) | DLCURAH18ABK |  |  | EN(A,D)4X30L17** | *80VTL0701716B* | 17700 | 16 | 8.1 | 18200 | 18600 | 102.2% | 2.24 | 0 | 11 |  |  |  |  | R-410A | 1.475 | Residential & Commercial | USHP | Ducted CEE Tier 1
212972667 | Central HP <5.4 tons | DAY & NIGHT | HRCU-A-CB (Split System: Heat Pump with Remote Outdoor Unit-Air-Source) | DLCURAH18ABK |  |  | EA*4X19L17A* | *96VSN0401410B* | 17700 | 16 | 8.1 | 17800 | 17900 | 100.6% | 2.16 | 0 | 10.5 |  |  |  |  | R-410A | 1.475 | Residential & Commercial | USHP | Ducted CEE Tier 1
212973337 | Central HP <5.4 tons | DAY & NIGHT | HRCU-A-CB (Split System: Heat Pump with Remote Outdoor Unit-Air-Source) | DLCURAH18ABK |  |  | EA*4X30L14A* | *96VSN0601412B* | 17400 | 16.5 | 8.5 | 18000 | 18900 | 105% | 2.28 | 0 | 10.5 |  |  |  |  | R-410A | 1.45 | Residential & Commercial | USHP | Ducted CEE Tier 1
212974723 | Central HP <5.4 tons | DAY & NIGHT | HRCU-A-CB (Split System: Heat Pump with Remote Outdoor Unit-Air-Source) | DLCURAH18ABK |  |  | EN(A,D)4X24L17** | *96VTN0401410B* | 17300 | 15.5 | 8.5 | 18400 | 19200 | 104.3% | 2.3 | 0 | 10.5 |  |  |  |  | R-410A | 1.4417 | Residential & Commercial | USHP | Ducted CEE Tier 1
216766672 | Central HP <5.4 tons | TRANE | HRCU-A-CB (Split System: Heat Pump with Remote Outdoor Unit-Air-Source) | 5TWR7060A1 |  |  | 5PX*D010AS3 | S9X1C080U5PSB | 52500 | 16 | 8.7 | 51000 | 38500 | 75.49% | 2.21 | 0 | 11 |  |  |  |  | R-454B | 4.375 | Residential & Commercial | USHP | Ducted CEE Tier 1
216766690 | Central HP <5.4 tons | TRANE | HRCU-A-CB (Split System: Heat Pump with Remote Outdoor Unit-Air-Source) | 5TWR7060A1 |  |  | 5PX*D010AS3+P0V0D000M50SD | 0 | 53000 | 16 | 9 | 50500 | 38000 | 75.25% | 2.26 | 0 | 11.7 |  |  |  |  | R-454B | 4.4167 | Residential & Commercial | USHP | Ducted CEE Tier 1
212970661 | Central HP <5.4 tons | DAY & NIGHT | HRCU-A-CB (Split System: Heat Pump with Remote Outdoor Unit-Air-Source) | DLCURAH36ABK |  |  | EA*4X42L21A* | *80VSL0902120B* | 35200 | 16 | 8.1 | 38500 | 35000 | 90.91% | 1.88 | 0 | 9.5 |  |  |  |  | R-410A | 2.9333 | Residential & Commercial | USHP
216734811 | Central HP <5.4 tons | HEIL | HRCU-A-CB (Split System: Heat Pump with Remote Outdoor Unit-Air-Source) | D5CUHAH24AAK |  |  | EA*5X36M17A* | *96VTN0601716B* | 22400 | 16 | 8.5 | 20800 | 18700 | 89.9% | 1.96 | 0 | 10.5 |  |  |  |  | R-454B | 1.8667 | Residential & Commercial | USHP | Ducted CEE Tier 1
216734911 | Central HP <5.4 tons | HEIL | HRCU-A-CB (Split System: Heat Pump with Remote Outdoor Unit-Air-Source) | D5CUHAH24AAK |  |  | EA*5X37M17A* | *80MS(N,L)0451714A* | 22800 | 15.5 | 8.1 | 20800 | 18500 | 88.94% | 1.9 | 0 | 11 |  |  |  |  | R-454B | 1.9 | Residential & Commercial | USHP | Ducted CEE Tier 1
214570370 | Central HP <5.4 tons | HEIL | HRCU-A-CB (Split System: Heat Pump with Remote Outdoor Unit-Air-Source) | HVH825GKA3* |  |  | EA*4X36L21A*+WALLCON | *80CTL0702120B* | 23600 | 16.5 | 8.1 | 21400 | 16600 | 77.57% | 1.94 | 0 | 10.5 |  |  |  |  | R-410A | 1.9667 | Residential & Commercial | USHP | Ducted CEE Tier 1
214570720 | Central HP <5.4 tons | HEIL | HRCU-A-CB (Split System: Heat Pump with Remote Outdoor Unit-Air-Source) | HVH825GKA3* |  |  | EA*4X48L21A*+WALLCON | *96CTN0802120B* | 24200 | 17 | 8.5 | 20800 | 16500 | 79.33% | 2.02 | 0 | 11 |  |  |  |  | R-410A | 2.0167 | Residential & Commercial | USHP | Ducted CEE Tier 1
214571140 | Central HP <5.4 tons | HEIL | HRCU-A-CB (Split System: Heat Pump with Remote Outdoor Unit-Air-Source) | HVH825GKA3* |  |  | EN(A,D)4X36L21**+WALLCON | *96CTN0802120B* | 23600 | 16.5 | 8.1 | 21400 | 16700 | 78.04% | 1.92 | 0 | 11 |  |  |  |  | R-410A | 1.9667 | Residential & Commercial | USHP | Ducted CEE Tier 1
214571190 | Central HP <5.4 tons | HEIL | HRCU-A-CB (Split System: Heat Pump with Remote Outdoor Unit-Air-Source) | HVH825GKA3* |  |  | EN(A,D,W)4X42L21**+WALLCON | *97CMN0802120B* | 23800 | 16.5 | 8.1 | 21400 | 16700 | 78.04% | 1.96 | 0 | 11 |  |  |  |  | R-410A | 1.9833 | Residential & Commercial | USHP | Ducted CEE Tier 1
212988006 | Central HP <5.4 tons | HEIL | HRCU-A-CB (Split System: Heat Pump with Remote Outdoor Unit-Air-Source) | DLCURAH36ABK |  |  | EA*4X48L21A* | *96MSN1002120A* | 35800 | 16.5 | 8.5 | 37800 | 34600 | 91.53% | 2.04 | 0 | 10 |  |  |  |  | R-410A | 2.9833 | Residential & Commercial | USHP | Ducted CEE Tier 1
212989508 | Central HP <5.4 tons | HEIL | HRCU-A-CB (Split System: Heat Pump with Remote Outdoor Unit-Air-Source) | DLCURAH36ABK |  |  | EA*4X48L24A* | *95MSU0802120A* | 35600 | 16.5 | 8.5 | 37800 | 34600 | 91.53% | 2.02 | 0 | 10 |  |  |  |  | R-410A | 2.9667 | Residential & Commercial | USHP | Ducted CEE Tier 1
215940496 | Central HP <5.4 tons | HEIL | HRCU-A-CB (Split System: Heat Pump with Remote Outdoor Unit-Air-Source) | H5H3V36*K*AAA* |  |  | EVM5X60M24A*+WALLCON | *97CTN1202422A* | 35600 | 22 | 8.5 | 38000 | 28400 | 74.74% | 2.04 | 0 | 12.5 |  |  |  |  | R-454B | 2.9667 | Residential & Commercial | USHP | Ducted CEE Tier 1
215940746 | Central HP <5.4 tons | HEIL | HRCU-A-CB (Split System: Heat Pump with Remote Outdoor Unit-Air-Source) | H5H3V36*K*AAA* |  |  | EVD5X48M24A*+WALLCON | *97CTN1002122A* | 35000 | 21.5 | 8.5 | 38000 | 28200 | 74.21% | 2.02 | 0 | 12 |  |  |  |  | R-454B | 2.9167 | Residential & Commercial | USHP | Ducted CEE Tier 1
215939626 | Central HP <5.4 tons | HEIL | HRCU-A-CB (Split System: Heat Pump with Remote Outdoor Unit-Air-Source) | H5H3V36*K*AAA* |  |  | EA*5X36M17A*+WALLCON | *97CTN0601716A* | 32000 | 18.5 | 9 | 35800 | 27600 | 77.09% | 1.88 | 0 | 10.5 |  |  |  |  | R-454B | 2.6667 | Residential & Commercial | USHP | Ducted CEE Tier 1
214570777 | Central HP <5.4 tons | TEMPSTAR | HRCU-A-CB (Split System: Heat Pump with Remote Outdoor Unit-Air-Source) | TVH825GKA3* |  |  | EA*4X48L24A*+WALLCON | *97CMN0802120B* | 24000 | 16.5 | 8.5 | 21000 | 16500 | 78.57% | 2.02 | 0 | 11 |  |  |  |  | R-410A | 2 | Residential & Commercial | USHP | Ducted CEE Tier 1
213780861 | Central HP <5.4 tons | DAY & NIGHT | HRCU-A-CB (Split System: Heat Pump with Remote Outdoor Unit-Air-Source) | CVH837GKA2* |  |  | EA*4X37L21A*+WALLCON | *80CTL0701716B* | 32800 | 17 | 8.5 | 33000 | 25200 | 76.36% | 1.96 | 0 | 11 |  |  |  |  | R-410A | 2.7333 | Residential & Commercial | USHP | Ducted CEE Tier 1
213781481 | Central HP <5.4 tons | DAY & NIGHT | HRCU-A-CB (Split System: Heat Pump with Remote Outdoor Unit-Air-Source) | CVH837GKA2* |  |  | EA*4X60L24A*+WALLCON | *80CTL1102120B* | 32800 | 17.5 | 8.1 | 31800 | 24600 | 77.36% | 1.98 | 0 | 11.5 |  |  |  |  | R-410A | 2.7333 | Residential & Commercial | USHP | Ducted CEE Tier 1
213781531 | Central HP <5.4 tons | DAY & NIGHT | HRCU-A-CB (Split System: Heat Pump with Remote Outdoor Unit-Air-Source) | CVH837GKA2* |  |  | EA*4X60L24A*+WALLCON | *96CTN1202422B* | 32800 | 17.5 | 8.1 | 31800 | 24600 | 77.36% | 1.98 | 0 | 11.5 |  |  |  |  | R-410A | 2.7333 | Residential & Commercial | USHP | Ducted CEE Tier 1
213779221 | Central HP <5.4 tons | DAY & NIGHT | HRCU-A-CB (Split System: Heat Pump with Remote Outdoor Unit-Air-Source) | CVH837GKA** |  |  | EA*4X42L24A*+WALLCON | *97CMN1202422B* | 31800 | 17 | 8.1 | 32800 | 24400 | 74.39% | 1.88 | 0 | 11 |  |  |  |  | R-410A | 2.65 | Residential & Commercial | USHP | Ducted CEE Tier 1
213779641 | Central HP <5.4 tons | DAY & NIGHT | HRCU-A-CB (Split System: Heat Pump with Remote Outdoor Unit-Air-Source) | CVH837GKA** |  |  | EA*4X61L21A*+WALLCON | *80CTL0701716B* | 32800 | 17 | 8.1 | 32200 | 25000 | 77.64% | 1.96 | 0 | 11 |  |  |  |  | R-410A | 2.7333 | Residential & Commercial | USHP | Ducted CEE Tier 1
212973873 | Central HP <5.4 tons | BRYANT HEATING AND COOLING SYSTEMS | HRCU-A-CB (Split System: Heat Pump with Remote Outdoor Unit-Air-Source) | 38MURAQ24AB3* |  |  | CAP**3717AL* | 926SB48080V17*** | 24200 | 17 | 8.5 | 25800 | 22200 | 86.05% | 1.84 | 0 | 10 |  |  |  |  | R-410A | 2.0167 | Residential & Commercial | USHP | Ducted CEE Tier 1
212973923 | Central HP <5.4 tons | BRYANT HEATING AND COOLING SYSTEMS | HRCU-A-CB (Split System: Heat Pump with Remote Outdoor Unit-Air-Source) | 38MURAQ24AB3* |  |  | CNPV*3621AL* | 926SB48080V17*** | 23400 | 16.5 | 8.1 | 25800 | 24200 | 93.8% | 2 | 0 | 10 |  |  |  |  | R-410A | 1.95 | Residential & Commercial | USHP | Ducted CEE Tier 1
212974093 | Central HP <5.4 tons | BRYANT HEATING AND COOLING SYSTEMS | HRCU-A-CB (Split System: Heat Pump with Remote Outdoor Unit-Air-Source) | 38MURAQ24AB3* |  |  | CAP**3621AL* | 926SB60080V21*** | 24000 | 17 | 8.5 | 26400 | 23400 | 88.64% | 1.94 | 0 | 10 |  |  |  |  | R-410A | 2 | Residential & Commercial | USHP | Ducted CEE Tier 1
212973273 | Central HP <5.4 tons | BRYANT HEATING AND COOLING SYSTEMS | HRCU-A-CB (Split System: Heat Pump with Remote Outdoor Unit-Air-Source) | 38MURAQ24AB3* |  |  | CNPV*3617AL* | 926SB36040V17*** | 23200 | 16 | 8.1 | 26200 | 24800 | 94.66% | 2.06 | 0 | 10 |  |  |  |  | R-410A | 1.9333 | Residential & Commercial | USHP | Ducted CEE Tier 1
212974926 | Central HP <5.4 tons | BRYANT HEATING AND COOLING SYSTEMS | HRCU-A-CB (Split System: Heat Pump with Remote Outdoor Unit-Air-Source) | 38MURAQ24AB3* |  |  | CAP**2417AL* | 926TC30040V14*** | 23000 | 16 | 8.5 | 27000 | 27000 | 100% | 2.28 | 0 | 9.5 |  |  |  |  | R-410A | 1.9167 | Residential & Commercial | USHP
212974978 | Central HP <5.4 tons | BRYANT HEATING AND COOLING SYSTEMS | HRCU-A-CB (Split System: Heat Pump with Remote Outdoor Unit-Air-Source) | 38MURAQ24AB3* |  |  | CAP**3617AL* | 926TC30040V14*** | 23400 | 16 | 8.5 | 26200 | 24200 | 92.37% | 2 | 0 | 10 |  |  |  |  | R-410A | 1.95 | Residential & Commercial | USHP | Ducted CEE Tier 1
211712533 | Central HP <5.4 tons | TEMPSTAR | HRCU-A-CB (Split System: Heat Pump with Remote Outdoor Unit-Air-Source) | DLCURAH30ABK |  |  | EA*4X42L21A* | *92ESN0801716A* | 29600 | 15.2 | 8.1 | 33800 | 27400 | 81.07% | 1.78 | 0 | 9 |  |  |  |  | R-410A | 2.4667 | Residential & Commercial | USHP
211713043 | Central HP <5.4 tons | DAY & NIGHT | HRCU-A-CB (Split System: Heat Pump with Remote Outdoor Unit-Air-Source) | DLCURAH30ABK |  |  | EA*4X43L21A* | *96VTN1002122A* | 30600 | 15.2 | 8.1 | 33000 | 26000 | 78.79% | 1.84 | 0 | 9 |  |  |  |  | R-410A | 2.55 | Residential & Commercial | USHP
213781461 | Central HP <5.4 tons | DAY & NIGHT | HRCU-A-CB (Split System: Heat Pump with Remote Outdoor Unit-Air-Source) | CVH837GKA2* |  |  | EA*4X48L24A*+WALLCON | *96CTN1202422B* | 32400 | 17 | 8.5 | 32400 | 24800 | 76.54% | 1.98 | 0 | 11 |  |  |  |  | R-410A | 2.7 | Residential & Commercial | USHP | Ducted CEE Tier 1
214570627 | Central HP <5.4 tons | TEMPSTAR | HRCU-A-CB (Split System: Heat Pump with Remote Outdoor Unit-Air-Source) | TVH825GKA3* |  |  | EA*4X43L21A*+WALLCON | *95CSU0802120B* | 24400 | 16.5 | 8.5 | 21200 | 16600 | 78.3% | 2.02 | 0 | 11 |  |  |  |  | R-410A | 2.0333 | Residential & Commercial | USHP | Ducted CEE Tier 1
214570787 | Central HP <5.4 tons | TEMPSTAR | HRCU-A-CB (Split System: Heat Pump with Remote Outdoor Unit-Air-Source) | TVH825GKA3* |  |  | EA*4X48L24A*+WALLCON | *96CTN0802120B* | 24200 | 17 | 8.5 | 20800 | 16500 | 79.33% | 2.02 | 0 | 11 |  |  |  |  | R-410A | 2.0167 | Residential & Commercial | USHP | Ducted CEE Tier 1
214571107 | Central HP <5.4 tons | TEMPSTAR | HRCU-A-CB (Split System: Heat Pump with Remote Outdoor Unit-Air-Source) | TVH825GKA3* |  |  | EN(A,D)4X36L21**+WALLCON | *95CSU0802120B* | 23400 | 16.5 | 8.1 | 21600 | 16700 | 77.31% | 1.92 | 0 | 11 |  |  |  |  | R-410A | 1.95 | Residential & Commercial | USHP | Ducted CEE Tier 1
214571137 | Central HP <5.4 tons | TEMPSTAR | HRCU-A-CB (Split System: Heat Pump with Remote Outdoor Unit-Air-Source) | TVH825GKA3* |  |  | EN(A,D)4X36L21**+WALLCON | *97CMN0802120B* | 23400 | 16.5 | 8.1 | 21600 | 16700 | 77.31% | 1.92 | 0 | 11 |  |  |  |  | R-410A | 1.95 | Residential & Commercial | USHP | Ducted CEE Tier 1
216763983 | Central HP <5.4 tons | TRANE | HRCU-A-CB (Split System: Heat Pump with Remote Outdoor Unit-Air-Source) | 5TWR7048A1 |  |  | 5PX*DD10AS3 | S9V2D120D5PSC | 43500 | 17.1 | 9 | 44500 | 32400 | 72.81% | 2.2 | 0 | 12 |  |  |  |  | R-454B | 3.625 | Residential & Commercial | USHP | Ducted CEE Tier 1
212974197 | Central HP <5.4 tons | DAY & NIGHT | HRCU-A-CB (Split System: Heat Pump with Remote Outdoor Unit-Air-Source) | DLCURAH36ABK |  |  | EA*4X48L24A* | *96VSN0802120B* | 35400 | 16.5 | 8.1 | 37800 | 34600 | 91.53% | 2 | 0 | 10 |  |  |  |  | R-410A | 2.95 | Residential & Commercial | USHP | Ducted CEE Tier 1
214570677 | Central HP <5.4 tons | TEMPSTAR | HRCU-A-CB (Split System: Heat Pump with Remote Outdoor Unit-Air-Source) | TVH825GKA3* |  |  | EA*4X48L21A*+WALLCON | *80CTL0702120B* | 24000 | 16.5 | 8.5 | 21000 | 16600 | 79.05% | 2.02 | 0 | 11 |  |  |  |  | R-410A | 2 | Residential & Commercial | USHP | Ducted CEE Tier 1
214571227 | Central HP <5.4 tons | TEMPSTAR | HRCU-A-CB (Split System: Heat Pump with Remote Outdoor Unit-Air-Source) | TVH825GKA3* |  |  | EN(A,D,W)4X48L21**+WALLCON | *95CSU0802120B* | 24200 | 17 | 8.1 | 21400 | 16600 | 77.57% | 2 | 0 | 11 |  |  |  |  | R-410A | 2.0167 | Residential & Commercial | USHP | Ducted CEE Tier 1
213781511 | Central HP <5.4 tons | DAY & NIGHT | HRCU-A-CB (Split System: Heat Pump with Remote Outdoor Unit-Air-Source) | CVH837GKA2* |  |  | EA*4X60L24A*+WALLCON | *97CMN1202422B* | 32800 | 17.5 | 8.1 | 31600 | 24600 | 77.85% | 1.98 | 0 | 11.5 |  |  |  |  | R-410A | 2.7333 | Residential & Commercial | USHP | Ducted CEE Tier 1
212976799 | Central HP <5.4 tons | DAY & NIGHT | HRCU-A-CB (Split System: Heat Pump with Remote Outdoor Unit-Air-Source) | DLCURAH36ABK |  |  | EA*4X48L21A* | *96VTN1002120B* | 35800 | 16.5 | 8.5 | 37800 | 34600 | 91.53% | 2.02 | 0 | 10 |  |  |  |  | R-410A | 2.9833 | Residential & Commercial | USHP | Ducted CEE Tier 1
213780901 | Central HP <5.4 tons | DAY & NIGHT | HRCU-A-CB (Split System: Heat Pump with Remote Outdoor Unit-Air-Source) | CVH837GKA2* |  |  | EA*4X37L21A*+WALLCON | *95CSU0601716B* | 32800 | 17 | 8.5 | 33000 | 25200 | 76.36% | 1.96 | 0 | 11 |  |  |  |  | R-410A | 2.7333 | Residential & Commercial | USHP | Ducted CEE Tier 1
213781021 | Central HP <5.4 tons | DAY & NIGHT | HRCU-A-CB (Split System: Heat Pump with Remote Outdoor Unit-Air-Source) | CVH837GKA2* |  |  | EA*4X42L21A*+WALLCON | *95CSU0601716B* | 31600 | 16.5 | 8.1 | 33000 | 24600 | 74.55% | 1.86 | 0 | 10.5 |  |  |  |  | R-410A | 2.6333 | Residential & Commercial | USHP | Ducted CEE Tier 1
213781071 | Central HP <5.4 tons | DAY & NIGHT | HRCU-A-CB (Split System: Heat Pump with Remote Outdoor Unit-Air-Source) | CVH837GKA2* |  |  | EA*4X42L21A*+WALLCON | *96CTN0801714B* | 31600 | 17 | 8.1 | 33000 | 24600 | 74.55% | 1.86 | 0 | 10.5 |  |  |  |  | R-410A | 2.6333 | Residential & Commercial | USHP | Ducted CEE Tier 1
213781321 | Central HP <5.4 tons | DAY & NIGHT | HRCU-A-CB (Split System: Heat Pump with Remote Outdoor Unit-Air-Source) | CVH837GKA2* |  |  | EA*4X48L21A*+WALLCON | *80CTL1102120B* | 32400 | 17 | 8.1 | 32400 | 24800 | 76.54% | 1.98 | 0 | 11 |  |  |  |  | R-410A | 2.7 | Residential & Commercial | USHP | Ducted CEE Tier 1
213781421 | Central HP <5.4 tons | DAY & NIGHT | HRCU-A-CB (Split System: Heat Pump with Remote Outdoor Unit-Air-Source) | CVH837GKA2* |  |  | EA*4X48L24A*+WALLCON | *80CTL1352422B* | 32400 | 17.5 | 8.5 | 32400 | 24800 | 76.54% | 1.98 | 0 | 11.5 |  |  |  |  | R-410A | 2.7 | Residential & Commercial | USHP | Ducted CEE Tier 1
213781521 | Central HP <5.4 tons | DAY & NIGHT | HRCU-A-CB (Split System: Heat Pump with Remote Outdoor Unit-Air-Source) | CVH837GKA2* |  |  | EA*4X60L24A*+WALLCON | *96CTN1002122B* | 32800 | 17.5 | 8.1 | 31800 | 24600 | 77.36% | 1.98 | 0 | 11.7 |  |  |  |  | R-410A | 2.7333 | Residential & Commercial | USHP | Ducted CEE Tier 1
213781671 | Central HP <5.4 tons | DAY & NIGHT | HRCU-A-CB (Split System: Heat Pump with Remote Outdoor Unit-Air-Source) | CVH837GKA2* |  |  | EA*4X61L24A*+WALLCON | *80CTL1102120B* | 33200 | 17.5 | 8.5 | 32000 | 24800 | 77.5% | 2 | 0 | 11.5 |  |  |  |  | R-410A | 2.7667 | Residential & Commercial | USHP | Ducted CEE Tier 1
213781721 | Central HP <5.4 tons | DAY & NIGHT | HRCU-A-CB (Split System: Heat Pump with Remote Outdoor Unit-Air-Source) | CVH837GKA2* |  |  | EA*4X61L24A*+WALLCON | *96CTN1202422B* | 33200 | 17.5 | 8.5 | 32000 | 24800 | 77.5% | 2 | 0 | 11.7 |  |  |  |  | R-410A | 2.7667 | Residential & Commercial | USHP | Ducted CEE Tier 1
214570447 | Central HP <5.4 tons | TEMPSTAR | HRCU-A-CB (Split System: Heat Pump with Remote Outdoor Unit-Air-Source) | TVH825GKA3* |  |  | EA*4X37L21A*+WALLCON | *95CSU0802120B* | 24400 | 16.5 | 8.5 | 21200 | 16600 | 78.3% | 2.02 | 0 | 11 |  |  |  |  | R-410A | 2.0333 | Residential & Commercial | USHP | Ducted CEE Tier 1
214570477 | Central HP <5.4 tons | TEMPSTAR | HRCU-A-CB (Split System: Heat Pump with Remote Outdoor Unit-Air-Source) | TVH825GKA3* |  |  | EA*4X37L21A*+WALLCON | *97CMN0802120B* | 24400 | 16.5 | 8.5 | 21200 | 16600 | 78.3% | 2.02 | 0 | 11 |  |  |  |  | R-410A | 2.0333 | Residential & Commercial | USHP | Ducted CEE Tier 1
215683175 | Central HP <5.4 tons | HEIL | HRCU-A-CB (Split System: Heat Pump with Remote Outdoor Unit-Air-Source) | H5H0V60*K*AAA* |  |  | EVD5X61M21A*+WALLCON | *97CTN1002122A* | 57500 | 18.5 | 9 | 64000 | 45000 | 70.31% | 2.06 | 0 | 9 |  |  |  |  | R-454B | 4.7917 | Residential & Commercial | USHP
216612207 | Central HP <5.4 tons | TRANE | HRCU-A-CB (Split System: Heat Pump with Remote Outdoor Unit-Air-Source) | 5TWV0X24A1 |  |  | 5PX*BD04AS3 | S8V2B080M4PCB | 21800 | 21.2 | 9.7 | 23200 | 18000 | 77.59% | 2.1 | 0 | 11.7 |  |  |  |  | R-454B | 1.8167 | Residential & Commercial | USHP | Ducted CEE Tier 1
214570397 | Central HP <5.4 tons | TEMPSTAR | HRCU-A-CB (Split System: Heat Pump with Remote Outdoor Unit-Air-Source) | TVH825GKA3* |  |  | EA*4X36L21A*+WALLCON | *95CSU1002122B* | 23600 | 16.5 | 8.1 | 21400 | 16600 | 77.57% | 1.94 | 0 | 10.5 |  |  |  |  | R-410A | 1.9667 | Residential & Commercial | USHP | Ducted CEE Tier 1
214570747 | Central HP <5.4 tons | TEMPSTAR | HRCU-A-CB (Split System: Heat Pump with Remote Outdoor Unit-Air-Source) | TVH825GKA3* |  |  | EA*4X48L24A*+WALLCON | *95CSU0802120B* | 24000 | 16.5 | 8.5 | 21000 | 16600 | 79.05% | 2.02 | 0 | 11 |  |  |  |  | R-410A | 2 | Residential & Commercial | USHP | Ducted CEE Tier 1
214571247 | Central HP <5.4 tons | TEMPSTAR | HRCU-A-CB (Split System: Heat Pump with Remote Outdoor Unit-Air-Source) | TVH825GKA3* |  |  | EN(A,D,W)4X48L21**+WALLCON | *97CMN0602120B* | 24000 | 16.5 | 8.1 | 21400 | 16700 | 78.04% | 2 | 0 | 11 |  |  |  |  | R-410A | 2 | Residential & Commercial | USHP | Ducted CEE Tier 1
216581451 | Central HP <5.4 tons | BRYANT HEATING AND COOLING SYSTEMS | HRCU-A-CB (Split System: Heat Pump with Remote Outdoor Unit-Air-Source) | 284ANV048*0**B* |  |  | CAP**6121AL*+UI | 987TA60080C21*** | 45000 | 21 | 9.5 | 46000 | 36000 | 78.26% | 2 | 0 | 11 |  |  |  |  | R-410A | 3.75 | Residential & Commercial | USHP | Ducted CEE Tier 1
216581403 | Central HP <5.4 tons | BRYANT HEATING AND COOLING SYSTEMS | HRCU-A-CB (Split System: Heat Pump with Remote Outdoor Unit-Air-Source) | 284ANV036*0**B* |  |  | CAP**4221AL*+UI | 987TA42080C17*** | 32400 | 18.5 | 9.5 | 35200 | 26400 | 75% | 1.88 | 0 | 11 |  |  |  |  | R-410A | 2.7 | Residential & Commercial | USHP | Ducted CEE Tier 1
212976530 | Central HP <5.4 tons | DAY & NIGHT | HRCU-A-CB (Split System: Heat Pump with Remote Outdoor Unit-Air-Source) | DLCURAH36ABK |  |  | EA*4X48L24A* | *96VTN0802120B* | 35400 | 16.5 | 8.1 | 37800 | 34600 | 91.53% | 2 | 0 | 10 |  |  |  |  | R-410A | 2.95 | Residential & Commercial | USHP | Ducted CEE Tier 1
213780701 | Central HP <5.4 tons | DAY & NIGHT | HRCU-A-CB (Split System: Heat Pump with Remote Outdoor Unit-Air-Source) | CVH837GKA2* |  |  | EA*4X36L17A*+WALLCON | *97CMN0801714B* | 31400 | 16.5 | 8.1 | 33200 | 24400 | 73.49% | 1.82 | 0 | 10.5 |  |  |  |  | R-410A | 2.6167 | Residential & Commercial | USHP | Ducted CEE Tier 1
213780971 | Central HP <5.4 tons | DAY & NIGHT | HRCU-A-CB (Split System: Heat Pump with Remote Outdoor Unit-Air-Source) | CVH837GKA2* |  |  | EA*4X42L21A*+WALLCON | *80CTL0451712B* | 31600 | 16.5 | 8.1 | 33400 | 24800 | 74.25% | 1.84 | 0 | 10.5 |  |  |  |  | R-410A | 2.6333 | Residential & Commercial | USHP | Ducted CEE Tier 1
213781001 | Central HP <5.4 tons | DAY & NIGHT | HRCU-A-CB (Split System: Heat Pump with Remote Outdoor Unit-Air-Source) | CVH837GKA2* |  |  | EA*4X42L21A*+WALLCON | *80CTL0902120B* | 31800 | 17 | 8.1 | 32800 | 24200 | 73.78% | 1.88 | 0 | 11 |  |  |  |  | R-410A | 2.65 | Residential & Commercial | USHP | Ducted CEE Tier 1
213781121 | Central HP <5.4 tons | DAY & NIGHT | HRCU-A-CB (Split System: Heat Pump with Remote Outdoor Unit-Air-Source) | CVH837GKA2* |  |  | EA*4X42L24A*+WALLCON | *97CMN1002122B* | 31800 | 17 | 8.1 | 33000 | 24200 | 73.33% | 1.88 | 0 | 11 |  |  |  |  | R-410A | 2.65 | Residential & Commercial | USHP | Ducted CEE Tier 1
214570387 | Central HP <5.4 tons | TEMPSTAR | HRCU-A-CB (Split System: Heat Pump with Remote Outdoor Unit-Air-Source) | TVH825GKA3* |  |  | EA*4X36L21A*+WALLCON | *95CSU0802120B* | 23600 | 16.5 | 8.1 | 21400 | 16700 | 78.04% | 1.94 | 0 | 10.5 |  |  |  |  | R-410A | 1.9667 | Residential & Commercial | USHP | Ducted CEE Tier 1
214570537 | Central HP <5.4 tons | TEMPSTAR | HRCU-A-CB (Split System: Heat Pump with Remote Outdoor Unit-Air-Source) | TVH825GKA3* |  |  | EA*4X42L21A*+WALLCON | *97CMN0802120B* | 23800 | 16.5 | 8.1 | 21400 | 16600 | 77.57% | 1.96 | 0 | 10.5 |  |  |  |  | R-410A | 1.9833 | Residential & Commercial | USHP | Ducted CEE Tier 1
214570687 | Central HP <5.4 tons | TEMPSTAR | HRCU-A-CB (Split System: Heat Pump with Remote Outdoor Unit-Air-Source) | TVH825GKA3* |  |  | EA*4X48L21A*+WALLCON | *95CSU0802120B* | 24000 | 16.5 | 8.5 | 21000 | 16600 | 79.05% | 2.02 | 0 | 11 |  |  |  |  | R-410A | 2 | Residential & Commercial | USHP | Ducted CEE Tier 1
214570737 | Central HP <5.4 tons | TEMPSTAR | HRCU-A-CB (Split System: Heat Pump with Remote Outdoor Unit-Air-Source) | TVH825GKA3* |  |  | EA*4X48L24A*+WALLCON | *80CTL0702120B* | 24000 | 17 | 8.5 | 21000 | 16500 | 78.57% | 2.02 | 0 | 11 |  |  |  |  | R-410A | 2 | Residential & Commercial | USHP | Ducted CEE Tier 1
213781661 | Central HP <5.4 tons | DAY & NIGHT | HRCU-A-CB (Split System: Heat Pump with Remote Outdoor Unit-Air-Source) | CVH837GKA2* |  |  | EA*4X61L24A*+WALLCON | *80CTL0902120B* | 33200 | 17.5 | 8.5 | 32000 | 24800 | 77.5% | 2 | 0 | 11.7 |  |  |  |  | R-410A | 2.7667 | Residential & Commercial | USHP | Ducted CEE Tier 1
213781711 | Central HP <5.4 tons | DAY & NIGHT | HRCU-A-CB (Split System: Heat Pump with Remote Outdoor Unit-Air-Source) | CVH837GKA2* |  |  | EA*4X61L24A*+WALLCON | *96CTN1002122B* | 33200 | 17.5 | 8.5 | 32000 | 24800 | 77.5% | 2 | 0 | 11.7 |  |  |  |  | R-410A | 2.7667 | Residential & Commercial | USHP | Ducted CEE Tier 1
214574167 | Central HP <5.4 tons | TEMPSTAR | HRCU-A-CB (Split System: Heat Pump with Remote Outdoor Unit-Air-Source) | TVH837GKA2* |  |  | EA*4X61L24A*+WALLCON | *95CSU0802120B* | 33200 | 17.5 | 8.5 | 32000 | 24800 | 77.5% | 2 | 0 | 11.5 |  |  |  |  | R-410A | 2.7667 | Residential & Commercial | USHP | Ducted CEE Tier 1
212976307 | Central HP <5.4 tons | DAY & NIGHT | HRCU-A-CB (Split System: Heat Pump with Remote Outdoor Unit-Air-Source) | DLCURAH36ABK |  |  | EA*4X48L21A* | *96VTN0801716B* | 35400 | 16 | 8.1 | 37800 | 34800 | 92.06% | 2 | 0 | 10 |  |  |  |  | R-410A | 2.95 | Residential & Commercial | USHP | Ducted CEE Tier 1
212977093 | Central HP <5.4 tons | DAY & NIGHT | HRCU-A-CB (Split System: Heat Pump with Remote Outdoor Unit-Air-Source) | DLCURAH36ABK |  |  | EA*4X48L24A* | *96VTN1002122B* | 35800 | 16.5 | 8.5 | 37800 | 34600 | 91.53% | 2.02 | 0 | 10 |  |  |  |  | R-410A | 2.9833 | Residential & Commercial | USHP | Ducted CEE Tier 1
216581417 | Central HP <5.4 tons | BRYANT HEATING AND COOLING SYSTEMS | HRCU-A-CB (Split System: Heat Pump with Remote Outdoor Unit-Air-Source) | 284ANV036*0**B* |  |  | CAP**6024AL*+UI | 987TA60080C21*** | 34000 | 19.5 | 9 | 34200 | 25000 | 73.1% | 1.85 | 0 | 11.7 |  |  |  |  | R-410A | 2.8333 | Residential & Commercial | USHP | Ducted CEE Tier 1
215682875 | Central HP <5.4 tons | HEIL | HRCU-A-CB (Split System: Heat Pump with Remote Outdoor Unit-Air-Source) | H5H0V60*K*AAA* |  |  | EVM5X60M24A*+WALLCON | *80CSU0802120B* | 57000 | 18 | 9 | 62500 | 44000 | 70.4% | 2.1 | 0 | 9.5 |  |  |  |  | R-454B | 4.75 | Residential & Commercial | USHP
215683005 | Central HP <5.4 tons | HEIL | HRCU-A-CB (Split System: Heat Pump with Remote Outdoor Unit-Air-Source) | H5H0V60*K*AAA* |  |  | EVD5X60M21A*+WALLCON | *80CSU0601716B* | 56000 | 18.5 | 8.5 | 60000 | 43000 | 71.67% | 2.12 | 0 | 9.5 |  |  |  |  | R-454B | 4.6667 | Residential & Commercial | USHP
214570457 | Central HP <5.4 tons | TEMPSTAR | HRCU-A-CB (Split System: Heat Pump with Remote Outdoor Unit-Air-Source) | TVH825GKA3* |  |  | EA*4X37L21A*+WALLCON | *95CSU1002122B* | 24400 | 16.5 | 8.5 | 21200 | 16600 | 78.3% | 2.04 | 0 | 11 |  |  |  |  | R-410A | 2.0333 | Residential & Commercial | USHP | Ducted CEE Tier 1
214570707 | Central HP <5.4 tons | TEMPSTAR | HRCU-A-CB (Split System: Heat Pump with Remote Outdoor Unit-Air-Source) | TVH825GKA3* |  |  | EA*4X48L21A*+WALLCON | *97CMN0602120B* | 24000 | 16.5 | 8.5 | 21000 | 16600 | 79.05% | 2 | 0 | 10.5 |  |  |  |  | R-410A | 2 | Residential & Commercial | USHP | Ducted CEE Tier 1
212975073 | Central HP <5.4 tons | DAY & NIGHT | HRCU-A-CB (Split System: Heat Pump with Remote Outdoor Unit-Air-Source) | DLCURAH18ABK |  |  | EA*4X19L17A* | *96VTN0401712B* | 17700 | 16 | 8.1 | 17800 | 17900 | 100.6% | 2.16 | 0 | 10.5 |  |  |  |  | R-410A | 1.475 | Residential & Commercial | USHP | Ducted CEE Tier 1
214573047 | Central HP <5.4 tons | TEMPSTAR | HRCU-A-CB (Split System: Heat Pump with Remote Outdoor Unit-Air-Source) | TVH837GKA** |  |  | EA*4X61L24A*+WALLCON | *97CMN0602120B* | 33000 | 18 | 8.5 | 32000 | 25000 | 78.12% | 1.98 | 0 | 11.5 |  |  |  |  | R-410A | 2.75 | Residential & Commercial | USHP | Ducted CEE Tier 1
214573067 | Central HP <5.4 tons | TEMPSTAR | HRCU-A-CB (Split System: Heat Pump with Remote Outdoor Unit-Air-Source) | TVH837GKA** |  |  | EA*4X61L24A*+WALLCON | *96CTN0802120B* | 33200 | 18.5 | 8.5 | 31800 | 24800 | 77.99% | 2.02 | 0 | 11.5 |  |  |  |  | R-410A | 2.7667 | Residential & Commercial | USHP | Ducted CEE Tier 1
214573197 | Central HP <5.4 tons | TEMPSTAR | HRCU-A-CB (Split System: Heat Pump with Remote Outdoor Unit-Air-Source) | TVH837GKA** |  |  | EHD4X48AAL+WALLCON | *80CTL0702120B* | 32600 | 17.5 | 8.5 | 32800 | 25000 | 76.22% | 1.98 | 0 | 11 |  |  |  |  | R-410A | 2.7167 | Residential & Commercial | USHP | Ducted CEE Tier 1
214573247 | Central HP <5.4 tons | TEMPSTAR | HRCU-A-CB (Split System: Heat Pump with Remote Outdoor Unit-Air-Source) | TVH837GKA** |  |  | EHD4X48AAL+WALLCON | *96CTN0802120B* | 32600 | 17.5 | 8.5 | 32600 | 24800 | 76.07% | 1.98 | 0 | 11 |  |  |  |  | R-410A | 2.7167 | Residential & Commercial | USHP | Ducted CEE Tier 1
216765069 | Central HP <5.4 tons | TRANE | HRCU-A-CB (Split System: Heat Pump with Remote Outdoor Unit-Air-Source) | 5TWX7048A1 |  |  | 5TXCD008AS3 | S8X2D120M5PSC | 43500 | 17.1 | 9 | 44500 | 32800 | 73.71% | 2.2 | 0 | 12 |  |  |  |  | R-454B | 3.625 | Residential & Commercial | USHP | Ducted CEE Tier 1
216764567 | Central HP <5.4 tons | TRANE | HRCU-A-CB (Split System: Heat Pump with Remote Outdoor Unit-Air-Source) | 5TWR7024A1 |  |  | 5TXCB004AS3 | S8X2B080M4PSC | 22600 | 17.1 | 8.7 | 21600 | 17000 | 78.7% | 1.9 | 0 | 12.5 |  |  |  |  | R-454B | 1.8833 | Residential & Commercial | USHP | Ducted CEE Tier 1
216765796 | Central HP <5.4 tons | TRANE | HRCU-A-CB (Split System: Heat Pump with Remote Outdoor Unit-Air-Source) | 5TWR7024A1 |  |  | 5PX*B004AS3 | S8V2A040M3PCB | 23200 | 17.1 | 8.7 | 21800 | 17300 | 79.36% | 2.02 | 0 | 12.5 |  |  |  |  | R-454B | 1.9333 | Residential & Commercial | USHP | Ducted CEE Tier 1
216765810 | Central HP <5.4 tons | TRANE | HRCU-A-CB (Split System: Heat Pump with Remote Outdoor Unit-Air-Source) | 5TWR7024A1 |  |  | 5PX*B004AS3 | S9X2B040D3PSB | 21600 | 15.2 | 8.5 | 21200 | 16800 | 79.25% | 1.93 | 0 | 11.7 |  |  |  |  | R-454B | 1.8 | Residential & Commercial | USHP | Ducted CEE Tier 1
216765812 | Central HP <5.4 tons | TRANE | HRCU-A-CB (Split System: Heat Pump with Remote Outdoor Unit-Air-Source) | 5TWR7024A1 |  |  | 5PX*B004AS3 | S9X2B060D3PSB | 21800 | 16 | 8.5 | 21200 | 16900 | 79.72% | 1.96 | 0 | 11.7 |  |  |  |  | R-454B | 1.8167 | Residential & Commercial | USHP | Ducted CEE Tier 1
216765828 | Central HP <5.4 tons | TRANE | HRCU-A-CB (Split System: Heat Pump with Remote Outdoor Unit-Air-Source) | 5TWR7024A1 |  |  | 5PX*B006AS3 | S9X1B060D3PSB | 22200 | 16 | 9 | 21400 | 17100 | 79.91% | 2.05 | 0 | 12 |  |  |  |  | R-454B | 1.85 | Residential & Commercial | USHP | Ducted CEE Tier 1
216765878 | Central HP <5.4 tons | TRANE | HRCU-A-CB (Split System: Heat Pump with Remote Outdoor Unit-Air-Source) | 5TWR7024A1 |  |  | 5PX*BD04AS3 | S8V2B080M4PDB | 23200 | 17.1 | 8.1 | 22200 | 17100 | 77.03% | 1.83 | 0 | 12.5 |  |  |  |  | R-454B | 1.9333 | Residential & Commercial | USHP | Ducted CEE Tier 1
216765962 | Central HP <5.4 tons | TRANE | HRCU-A-CB (Split System: Heat Pump with Remote Outdoor Unit-Air-Source) | 5TWR7024A1 |  |  | 5TXCB006AS3 | S8V2A040M3PDB | 23800 | 17.1 | 9 | 22000 | 17500 | 79.55% | 2.08 | 0 | 12.5 |  |  |  |  | R-454B | 1.9833 | Residential & Commercial | USHP | Ducted CEE Tier 1
213781561 | Central HP <5.4 tons | DAY & NIGHT | HRCU-A-CB (Split System: Heat Pump with Remote Outdoor Unit-Air-Source) | CVH837GKA2* |  |  | EA*4X61L21A*+WALLCON | *80CTL0901716B* | 33200 | 17.5 | 8.1 | 32000 | 24800 | 77.5% | 1.98 | 0 | 11.5 |  |  |  |  | R-410A | 2.7667 | Residential & Commercial | USHP | Ducted CEE Tier 1
212970741 | Central HP <5.4 tons | DAY & NIGHT | HRCU-A-CB (Split System: Heat Pump with Remote Outdoor Unit-Air-Source) | DLCURAH36ABK |  |  | EN(A,D)4X48L24** | *80VSL0902120B* | 36000 | 16.5 | 8.1 | 38000 | 35000 | 92.11% | 2 | 0 | 10 |  |  |  |  | R-410A | 3 | Residential & Commercial | USHP | Ducted CEE Tier 1
215682105 | Central HP <5.4 tons | HEIL | HRCU-A-CB (Split System: Heat Pump with Remote Outdoor Unit-Air-Source) | H5H0V48*K*AAA* |  |  | EVD5X48M21A*+WALLCON | *80CSU0401712B* | 47000 | 18 | 9 | 50000 | 36400 | 72.8% | 2.02 | 0 | 9.5 |  |  |  |  | R-454B | 3.9167 | Residential & Commercial | USHP
216764219 | Central HP <5.4 tons | TRANE | HRCU-A-CB (Split System: Heat Pump with Remote Outdoor Unit-Air-Source) | 5TWX7036A1 |  |  | 5PX*B004AS3 | S9V2B040U3VSB | 32200 | 17 | 8.7 | 32400 | 24000 | 74.07% | 2.1 | 0 | 11.7 |  |  |  |  | R-454B | 2.6833 | Residential & Commercial | USHP | Ducted CEE Tier 1
216764220 | Central HP <5.4 tons | TRANE | HRCU-A-CB (Split System: Heat Pump with Remote Outdoor Unit-Air-Source) | 5TWX7036A1 |  |  | 5PX*B004AS3 | S8X1B080M4PSC | 31800 | 17.1 | 8.5 | 32000 | 23800 | 74.38% | 2 | 0 | 11.7 |  |  |  |  | R-454B | 2.65 | Residential & Commercial | USHP | Ducted CEE Tier 1
216765978 | Central HP <5.4 tons | TRANE | HRCU-A-CB (Split System: Heat Pump with Remote Outdoor Unit-Air-Source) | 5TWR7024A1 |  |  | 5TXCB006AS3 | S9X1B040D3PSB | 22400 | 16.5 | 8.7 | 21200 | 17000 | 80.19% | 2.01 | 0 | 12 |  |  |  |  | R-454B | 1.8667 | Residential & Commercial | USHP | Ducted CEE Tier 1
216766014 | Central HP <5.4 tons | TRANE | HRCU-A-CB (Split System: Heat Pump with Remote Outdoor Unit-Air-Source) | 5TWR7036A1 |  |  | 5PX*B004AS3 | S9X1B040U3PSB | 32200 | 16 | 8.7 | 32400 | 24000 | 74.07% | 2.11 | 0 | 11.7 |  |  |  |  | R-454B | 2.6833 | Residential & Commercial | USHP | Ducted CEE Tier 1
216766062 | Central HP <5.4 tons | TRANE | HRCU-A-CB (Split System: Heat Pump with Remote Outdoor Unit-Air-Source) | 5TWR7036A1 |  |  | 5PX*B006AS3 | S9X2B040U3PSB | 33200 | 17 | 8.7 | 32600 | 24200 | 74.23% | 2.17 | 0 | 12 |  |  |  |  | R-454B | 2.7667 | Residential & Commercial | USHP | Ducted CEE Tier 1
216766078 | Central HP <5.4 tons | TRANE | HRCU-A-CB (Split System: Heat Pump with Remote Outdoor Unit-Air-Source) | 5TWR7036A1 |  |  | 5PX*BD04AS3 | S8V2B060M4PCB | 32600 | 16 | 8.2 | 33400 | 24600 | 73.65% | 1.98 | 0 | 11.7 |  |  |  |  | R-454B | 2.7167 | Residential & Commercial | USHP | Ducted CEE Tier 1
216766080 | Central HP <5.4 tons | TRANE | HRCU-A-CB (Split System: Heat Pump with Remote Outdoor Unit-Air-Source) | 5TWR7036A1 |  |  | 5PX*BD04AS3+P0V0B000M40SD | 0 | 32800 | 16 | 8.2 | 33200 | 24400 | 73.49% | 2 | 0 | 12 |  |  |  |  | R-454B | 2.7333 | Residential & Commercial | USHP | Ducted CEE Tier 1
216766180 | Central HP <5.4 tons | TRANE | HRCU-A-CB (Split System: Heat Pump with Remote Outdoor Unit-Air-Source) | 5TWR7036A1 |  |  | 5PX*C009AS3 | S8V2C100M5PCB | 34200 | 17.1 | 9 | 32400 | 24000 | 74.07% | 2.22 | 0 | 12 |  |  |  |  | R-454B | 2.85 | Residential & Commercial | USHP | Ducted CEE Tier 1
216766212 | Central HP <5.4 tons | TRANE | HRCU-A-CB (Split System: Heat Pump with Remote Outdoor Unit-Air-Source) | 5TWR7036A1 |  |  | 5PX*CD07AS3 | S8V2C080M5PDB | 33800 | 16.5 | 8.7 | 33400 | 24600 | 73.65% | 2.12 | 0 | 12 |  |  |  |  | R-454B | 2.8167 | Residential & Commercial | USHP | Ducted CEE Tier 1
216764252 | Central HP <5.4 tons | TRANE | HRCU-A-CB (Split System: Heat Pump with Remote Outdoor Unit-Air-Source) | 5TWX7036A1 |  |  | 5PX*B006AS3 | L9X1B070U4VSA | 33000 | 17.1 | 8.7 | 33000 | 24400 | 73.94% | 2.1 | 0 | 11.5 |  |  |  |  | R-454B | 2.75 | Residential & Commercial | USHP | Ducted CEE Tier 1
216764268 | Central HP <5.4 tons | TRANE | HRCU-A-CB (Split System: Heat Pump with Remote Outdoor Unit-Air-Source) | 5TWX7036A1 |  |  | 5PX*BD06AS3 | *DHMB080CCV3 | 32800 | 17.1 | 8.5 | 33200 | 24400 | 73.49% | 2 | 0 | 12 |  |  |  |  | R-454B | 2.7333 | Residential & Commercial | USHP | Ducted CEE Tier 1
216764270 | Central HP <5.4 tons | TRANE | HRCU-A-CB (Split System: Heat Pump with Remote Outdoor Unit-Air-Source) | 5TWX7036A1 |  |  | 5PX*BD06AS3 | S8X1A040M3PSC | 33000 | 17.5 | 8.5 | 33400 | 24400 | 73.05% | 2 | 0 | 11.7 |  |  |  |  | R-454B | 2.75 | Residential & Commercial | USHP | Ducted CEE Tier 1
216764272 | Central HP <5.4 tons | TRANE | HRCU-A-CB (Split System: Heat Pump with Remote Outdoor Unit-Air-Source) | 5TWX7036A1 |  |  | 5PX*BD06AS3 | S8X1B080M4PSC | 33600 | 17.1 | 8.7 | 33600 | 24800 | 73.81% | 2.1 | 0 | 11.7 |  |  |  |  | R-454B | 2.8 | Residential & Commercial | USHP | Ducted CEE Tier 1
216764337 | Central HP <5.4 tons | TRANE | HRCU-A-CB (Split System: Heat Pump with Remote Outdoor Unit-Air-Source) | 5TWX7036A1 |  |  | 5TEM6D07AV51+TDR | 0 | 34800 | 18 | 9 | 32200 | 23800 | 73.91% | 2.2 | 0 | 12.7 |  |  |  |  | R-454B | 2.9 | Residential & Commercial | USHP | Ducted CEE Tier 1
216764352 | Central HP <5.4 tons | TRANE | HRCU-A-CB (Split System: Heat Pump with Remote Outdoor Unit-Air-Source) | 5TWX7036A1 |  |  | 5TXCB004AS3 | S8X1B080M4PSC | 31800 | 17.1 | 8.5 | 32000 | 23800 | 74.38% | 2 | 0 | 11.7 |  |  |  |  | R-454B | 2.65 | Residential & Commercial | USHP | Ducted CEE Tier 1
215940296 | Central HP <5.4 tons | HEIL | HRCU-A-CB (Split System: Heat Pump with Remote Outdoor Unit-Air-Source) | H5H3V36*K*AAA* |  |  | EVM5X44M21A*+WALLCON | *97CTN0801716A* | 35400 | 21 | 8.5 | 38500 | 29000 | 75.32% | 2.02 | 0 | 12 |  |  |  |  | R-454B | 2.95 | Residential & Commercial | USHP | Ducted CEE Tier 1
216801823 | Central HP <5.4 tons | LUXAIRE | HRCU-A-CB (Split System: Heat Pump with Remote Outdoor Unit-Air-Source) | HH860E2S11 |  |  | CTF60C5CHS1 | Z8ET100C20LMPS1 | 54000 | 19 | 9 | 53500 | 38000 | 71.03% | 2 | 0 | 12 |  |  |  |  | R-454B | 4.5 | Residential & Commercial | USHP | Ducted CEE Tier 1
213771250 | Central HP <5.4 tons | COMFORTMAKER | HRCU-A-CB (Split System: Heat Pump with Remote Outdoor Unit-Air-Source) | CVH825GKA2* |  |  | EA*4X42L21A*+WALLCON | *80CTL0451712B* | 23600 | 16.5 | 8.1 | 21600 | 16700 | 77.31% | 1.94 | 0 | 10.5 |  |  |  |  | R-410A | 1.9667 | Residential & Commercial | USHP | Ducted CEE Tier 1
213771300 | Central HP <5.4 tons | COMFORTMAKER | HRCU-A-CB (Split System: Heat Pump with Remote Outdoor Unit-Air-Source) | CVH825GKA2* |  |  | EA*4X42L21A*+WALLCON | *95CSU0601716B* | 23600 | 16.5 | 8.1 | 21400 | 16700 | 78.04% | 1.96 | 0 | 10.5 |  |  |  |  | R-410A | 1.9667 | Residential & Commercial | USHP | Ducted CEE Tier 1
216755381 | Central HP <5.4 tons | BRYANT HEATING AND COOLING SYSTEMS | HRCU-A-CB (Split System: Heat Pump with Remote Outdoor Unit-Air-Source) | 37MUHAQ30AA3 |  |  | CAA**3721AM* | 82*SB66110V21*** | 31000 | 15.2 | 9 | 34200 | 30200 | 88.3% | 1.8 | 0 | 9.5 |  |  |  |  | R-454B | 2.5833 | Residential & Commercial | USHP
216765092 | Central HP <5.4 tons | TRANE | HRCU-A-CB (Split System: Heat Pump with Remote Outdoor Unit-Air-Source) | 5TWX7060A1 |  |  | 5PX*D010AS3 | S8X1C100M5PTC | 52500 | 16.5 | 9 | 51000 | 38500 | 75.49% | 2.1 | 0 | 11 |  |  |  |  | R-454B | 4.375 | Residential & Commercial | USHP | Ducted CEE Tier 1
212978973 | Central HP <5.4 tons | TEMPSTAR | HRCU-A-CB (Split System: Heat Pump with Remote Outdoor Unit-Air-Source) | DLCURAH36ABK |  |  | EA*4X48L21A* | *80MS(N,L)0701716A* | 35600 | 16 | 8.1 | 37800 | 34600 | 91.53% | 2 | 0 | 10 |  |  |  |  | R-410A | 2.9667 | Residential & Commercial | USHP | Ducted CEE Tier 1
215682765 | Central HP <5.4 tons | HEIL | HRCU-A-CB (Split System: Heat Pump with Remote Outdoor Unit-Air-Source) | H5H0V60*K*AAA* |  |  | ESH5X60M12A*+WALLCON | *97CTN0802120A* | 55500 | 17 | 8.5 | 60000 | 42000 | 70% | 1.9 | 0 | 8.5 |  |  |  |  | R-454B | 4.625 | Residential & Commercial | USHP
215683065 | Central HP <5.4 tons | HEIL | HRCU-A-CB (Split System: Heat Pump with Remote Outdoor Unit-Air-Source) | H5H0V60*K*AAA* |  |  | EVD5X60M24A*+WALLCON | *80CSU0802120B* | 57000 | 18 | 9 | 62500 | 44000 | 70.4% | 2.1 | 0 | 9.5 |  |  |  |  | R-454B | 4.75 | Residential & Commercial | USHP
215682175 | Central HP <5.4 tons | HEIL | HRCU-A-CB (Split System: Heat Pump with Remote Outdoor Unit-Air-Source) | H5H0V48*K*AAA* |  |  | EVD5X48M24A*+WALLCON | *96CTN0802120B* | 47000 | 18.5 | 9 | 50000 | 36400 | 72.8% | 2 | 0 | 10 |  |  |  |  | R-454B | 3.9167 | Residential & Commercial | USHP | Ducted CEE Tier 1
212973067 | Central HP <5.4 tons | DAY & NIGHT | HRCU-A-CB (Split System: Heat Pump with Remote Outdoor Unit-Air-Source) | DLCURAH18ABK |  |  | EN(A,D)4X30L17** | *96VSN0401712B* | 17300 | 16 | 8.1 | 17900 | 18600 | 103.9% | 2.22 | 0 | 10.5 |  |  |  |  | R-410A | 1.4417 | Residential & Commercial | USHP | Ducted CEE Tier 1
211386419 | Central HP <5.4 tons | LUXAIRE | HRCU-A-CB (Split System: Heat Pump with Remote Outdoor Unit-Air-Source) | HMH72B341 |  |  | XAFD48FBCN1 | TL8E100C20UH11 | 34000 | 16.5 | 8.5 | 32400 | 23800 | 73.46% | 2.1 | 0 | 9.5 |  |  |  |  | R-410A | 2.8333 | Residential & Commercial | USHP
212970888 | Central HP <5.4 tons | DAY & NIGHT | HRCU-A-CB (Split System: Heat Pump with Remote Outdoor Unit-Air-Source) | DLCURAH18ABK |  |  | EA*4X25L17A* | *80VTL0451412B* | 18300 | 16.5 | 8.5 | 18100 | 17600 | 97.24% | 2.14 | 0 | 11 |  |  |  |  | R-410A | 1.525 | Residential & Commercial | USHP | Ducted CEE Tier 1
213780721 | Central HP <5.4 tons | DAY & NIGHT | HRCU-A-CB (Split System: Heat Pump with Remote Outdoor Unit-Air-Source) | CVH837GKA2* |  |  | EA*4X36L17A*+WALLCON | *96CTN0801714B* | 31400 | 16.5 | 8.1 | 33200 | 24400 | 73.49% | 1.82 | 0 | 10.5 |  |  |  |  | R-410A | 2.6167 | Residential & Commercial | USHP | Ducted CEE Tier 1
215487480 | Central HP <5.4 tons | DAIKIN | HRCU-A-CB (Split System: Heat Pump with Remote Outdoor Unit-Air-Source) | DH6VSA1810A* |  |  | CA*EA2418*3A* | D*80VC0803B*A* | 17000 | 19 | 8.8 | 16800 | 13000 | 77.38% | 2.1 | 0 | 12 |  |  |  |  | R-32 | 1.4167 | Residential & Commercial | USHP | Ducted CEE Tier 1
216764243 | Central HP <5.4 tons | TRANE | HRCU-A-CB (Split System: Heat Pump with Remote Outdoor Unit-Air-Source) | 5TWX7036A1 |  |  | 5PX*B006AS3 | S9V2B040U3VSB | 33000 | 17.5 | 9 | 32400 | 24000 | 74.07% | 2.1 | 0 | 12 |  |  |  |  | R-454B | 2.75 | Residential & Commercial | USHP | Ducted CEE Tier 1
216764261 | Central HP <5.4 tons | TRANE | HRCU-A-CB (Split System: Heat Pump with Remote Outdoor Unit-Air-Source) | 5TWX7036A1 |  |  | 5PX*BD04AS3 | S9V2B080D4VSB | 32600 | 16.5 | 8.2 | 33600 | 24600 | 73.21% | 1.9 | 0 | 11.7 |  |  |  |  | R-454B | 2.7167 | Residential & Commercial | USHP | Ducted CEE Tier 1
216764278 | Central HP <5.4 tons | TRANE | HRCU-A-CB (Split System: Heat Pump with Remote Outdoor Unit-Air-Source) | 5TWX7036A1 |  |  | 5PX*C005AS3 | L8V1C100U5VSB | 32800 | 17.1 | 8.7 | 32600 | 24200 | 74.23% | 2.1 | 0 | 11.7 |  |  |  |  | R-454B | 2.7333 | Residential & Commercial | USHP | Ducted CEE Tier 1
216764279 | Central HP <5.4 tons | TRANE | HRCU-A-CB (Split System: Heat Pump with Remote Outdoor Unit-Air-Source) | 5TWX7036A1 |  |  | 5PX*C005AS3 | *UHMC100CCV4 | 32600 | 17.1 | 8.7 | 32200 | 24000 | 74.53% | 2.1 | 0 | 12 |  |  |  |  | R-454B | 2.7167 | Residential & Commercial | USHP | Ducted CEE Tier 1
216764330 | Central HP <5.4 tons | TRANE | HRCU-A-CB (Split System: Heat Pump with Remote Outdoor Unit-Air-Source) | 5TWX7036A1 |  |  | 5PX*D010AS3 | S9V2D120U5VSB | 34400 | 18 | 9 | 32200 | 24000 | 74.53% | 2.2 | 0 | 12.5 |  |  |  |  | R-454B | 2.8667 | Residential & Commercial | USHP | Ducted CEE Tier 1
216767028 | Central HP <5.4 tons | TRANE | HRCU-A-CB (Split System: Heat Pump with Remote Outdoor Unit-Air-Source) | 5TWX7036A1 |  |  | 5TXCB004AS3 | S9X2B040U3PSB | 32200 | 16 | 8.5 | 32400 | 24000 | 74.07% | 2.1 | 0 | 11.7 |  |  |  |  | R-454B | 2.6833 | Residential & Commercial | USHP | Ducted CEE Tier 1
216679855 | Central HP <5.4 tons | BRYANT HEATING AND COOLING SYSTEMS | HRCU-A-CB (Split System: Heat Pump with Remote Outdoor Unit-Air-Source) | 38MURAQ36AB3* |  |  | CAP**4221AL* | 927TA48080V17*** | 35000 | 15.5 | 8.5 | 38500 | 34600 | 89.87% | 1.76 | 0 | 9.8 |  |  |  |  | R-410A | 2.9167 | Residential & Commercial | USHP
211243953 | Central HP <5.4 tons | DAY & NIGHT | HRCU-A-CB (Split System: Heat Pump with Remote Outdoor Unit-Air-Source) | DLCURAH24ABK |  |  | EN(A,D)4X24L17** | *80VSL0701716A* | 23400 | 16 | 8.5 | 26600 | 24000 | 90.23% | 1.98 | 0 | 10 |  |  |  |  | R-410A | 1.95 | Residential & Commercial | USHP | Ducted CEE Tier 1
210435114 | Central HP <5.4 tons | DAIKIN | HRCU-A-CB (Split System: Heat Pump with Remote Outdoor Unit-Air-Source) | DZ6VSA1810A* |  |  | CA*EA1818*4A* | D*80VC0804C*A* | 16600 | 17.5 | 8.5 | 17400 | 13000 | 74.71% | 2.1 | 0 | 10.9 |  |  |  |  | R-410A | 1.3833 | Residential & Commercial | USHP | Ducted CEE Tier 1
216766214 | Central HP <5.4 tons | TRANE | HRCU-A-CB (Split System: Heat Pump with Remote Outdoor Unit-Air-Source) | 5TWR7036A1 |  |  | 5PX*CD07AS3 | S9X1C100D5PSB | 33800 | 16 | 8.7 | 33600 | 24600 | 73.21% | 2.12 | 0 | 12 |  |  |  |  | R-454B | 2.8167 | Residential & Commercial | USHP | Ducted CEE Tier 1
213782091 | Central HP <5.4 tons | DAY & NIGHT | HRCU-A-CB (Split System: Heat Pump with Remote Outdoor Unit-Air-Source) | CVH837GKA2* |  |  | EHD4X48AAL+WALLCON | *80CTL0902120B* | 32600 | 16.5 | 8.1 | 33000 | 24800 | 75.15% | 1.96 | 0 | 11 |  |  |  |  | R-410A | 2.7167 | Residential & Commercial | USHP | Ducted CEE Tier 1
213782221 | Central HP <5.4 tons | DAY & NIGHT | HRCU-A-CB (Split System: Heat Pump with Remote Outdoor Unit-Air-Source) | CVH837GKA2* |  |  | EHD4X60AAL+WALLCON | *80CTL0701412B* | 32800 | 16.5 | 8.1 | 32400 | 25600 | 79.01% | 2 | 0 | 11 |  |  |  |  | R-410A | 2.7333 | Residential & Commercial | USHP | Ducted CEE Tier 1
216764313 | Central HP <5.4 tons | TRANE | HRCU-A-C (Split System: Heat Pump with Remote Outdoor Unit with No Indoor Fan --Air Source) | 5TWX7036A1 |  |  | 5PX*CD07AS3 | 0 | 33200 | 16 | 8.5 | 33800 | 25000 | 73.96% | 2 | 0 | 11.2 |  |  |  |  | R-454B | 2.7667 | Residential & Commercial | USHP | Ducted CEE Tier 1
215676408 | Central HP <5.4 tons | COMFORTMAKER | HRCU-A-CB (Split System: Heat Pump with Remote Outdoor Unit-Air-Source) | C5H0V48*K*AAA* |  |  | EVD5X60M21A*+WALLCON | *80CSU0601716A* | 48000 | 19 | 9 | 50000 | 36800 | 73.6% | 2 | 0 | 10 |  |  |  |  | R-454B | 4 | Residential & Commercial | USHP | Ducted CEE Tier 1
215676458 | Central HP <5.4 tons | COMFORTMAKER | HRCU-A-CB (Split System: Heat Pump with Remote Outdoor Unit-Air-Source) | C5H0V48*K*AAA* |  |  | EVD5X60M21A*+WALLCON | *80CTL0702120B* | 48000 | 19 | 9 | 50000 | 36800 | 73.6% | 2 | 0 | 10 |  |  |  |  | R-454B | 4 | Residential & Commercial | USHP | Ducted CEE Tier 1
211259588 | Central HP <5.4 tons | TEMPSTAR | HRCU-A-CB (Split System: Heat Pump with Remote Outdoor Unit-Air-Source) | DLCURAH18ABK |  |  | EA*4X19L17A* | *80VSL0451412A* | 18200 | 16.5 | 8.5 | 18200 | 17600 | 96.7% | 2.14 | 0 | 11 |  |  |  |  | R-410A | 1.5167 | Residential & Commercial | USHP | Ducted CEE Tier 1
213771500 | Central HP <5.4 tons | COMFORTMAKER | HRCU-A-CB (Split System: Heat Pump with Remote Outdoor Unit-Air-Source) | CVH825GKA2* |  |  | EA*4X43L21A*+WALLCON | *97CMN0601714B* | 24200 | 16.5 | 8.1 | 21200 | 16700 | 78.77% | 2.02 | 0 | 10.5 |  |  |  |  | R-410A | 2.0167 | Residential & Commercial | USHP | Ducted CEE Tier 1
213771550 | Central HP <5.4 tons | COMFORTMAKER | HRCU-A-CB (Split System: Heat Pump with Remote Outdoor Unit-Air-Source) | CVH825GKA2* |  |  | EA*4X43L21A*+WALLCON | *96CTN1002122B* | 24400 | 16.5 | 8.5 | 21200 | 16600 | 78.3% | 2.04 | 0 | 11 |  |  |  |  | R-410A | 2.0333 | Residential & Commercial | USHP | Ducted CEE Tier 1
212985880 | Central HP <5.4 tons | HEIL | HRCU-A-CB (Split System: Heat Pump with Remote Outdoor Unit-Air-Source) | DLCURAH18ABK |  |  | EA*4X19L17A* | *96MSN0261410A* | 17800 | 16.5 | 8.1 | 17800 | 17900 | 100.6% | 2.16 | 0 | 10.5 |  |  |  |  | R-410A | 1.4833 | Residential & Commercial | USHP | Ducted CEE Tier 1
212975688 | Central HP <5.4 tons | COMFORTMAKER | HRCU-A-CB (Split System: Heat Pump with Remote Outdoor Unit-Air-Source) | DLCURAH24ABK |  |  | EA*4X36L17A* | *96VTN0601412B* | 23600 | 17 | 8.5 | 26200 | 24000 | 91.6% | 2 | 0 | 10 |  |  |  |  | R-410A | 1.9667 | Residential & Commercial | USHP | Ducted CEE Tier 1
212986646 | Central HP <5.4 tons | AIRQUEST | HRCU-A-CB (Split System: Heat Pump with Remote Outdoor Unit-Air-Source) | DLCURAH24ABK |  |  | EN(A,D)4X36L21** | *96MSN0401712A* | 23200 | 15.5 | 8.1 | 26000 | 24400 | 93.85% | 2.02 | 0 | 10 |  |  |  |  | R-410A | 1.9333 | Residential & Commercial | USHP | Ducted CEE Tier 1
214572560 | Central HP <5.4 tons | HEIL | HRCU-A-CB (Split System: Heat Pump with Remote Outdoor Unit-Air-Source) | HVH837GKA** |  |  | EA*4X37L21A*+WALLCON | *97CMN0602120B* | 32800 | 17 | 8.5 | 33000 | 25400 | 76.97% | 1.98 | 0 | 11 |  |  |  |  | R-410A | 2.7333 | Residential & Commercial | USHP | Ducted CEE Tier 1
216764965 | Central HP <5.4 tons | TRANE | HRCU-A-CB (Split System: Heat Pump with Remote Outdoor Unit-Air-Source) | 5TWX7036A1 |  |  | 5PX*C005AS3 | S8X1C100M5PTC | 33000 | 17.1 | 8.7 | 32800 | 24400 | 74.39% | 2.1 | 0 | 11.5 |  |  |  |  | R-454B | 2.75 | Residential & Commercial | USHP | Ducted CEE Tier 1
216764979 | Central HP <5.4 tons | TRANE | HRCU-A-CB (Split System: Heat Pump with Remote Outdoor Unit-Air-Source) | 5TWX7036A1 |  |  | 5PX*CD05AS3 | S8X1C080M5PTC | 32800 | 17.1 | 8.1 | 33400 | 24400 | 73.05% | 1.9 | 0 | 11.7 |  |  |  |  | R-454B | 2.7333 | Residential & Commercial | USHP | Ducted CEE Tier 1
216764980 | Central HP <5.4 tons | TRANE | HRCU-A-CB (Split System: Heat Pump with Remote Outdoor Unit-Air-Source) | 5TWX7036A1 |  |  | 5PX*CD07AS3 | S8X1C100M5PTC | 33200 | 17.1 | 8.7 | 33200 | 24400 | 73.49% | 2 | 0 | 12 |  |  |  |  | R-454B | 2.7667 | Residential & Commercial | USHP | Ducted CEE Tier 1
216765015 | Central HP <5.4 tons | TRANE | HRCU-A-CB (Split System: Heat Pump with Remote Outdoor Unit-Air-Source) | 5TWX7036A1 |  |  | 5TXCC005AS3 | S8X1C080M5PTC | 32600 | 17.1 | 8.7 | 32400 | 24000 | 74.07% | 2.1 | 0 | 11.7 |  |  |  |  | R-454B | 2.7167 | Residential & Commercial | USHP | Ducted CEE Tier 1
216765030 | Central HP <5.4 tons | TRANE | HRCU-A-CB (Split System: Heat Pump with Remote Outdoor Unit-Air-Source) | 5TWX7048A1 |  |  | 5PX*C009AS3 | S8X2C080M5PTC | 43500 | 16.5 | 9 | 44000 | 32200 | 73.18% | 2.2 | 0 | 12 |  |  |  |  | R-454B | 3.625 | Residential & Commercial | USHP | Ducted CEE Tier 1
215683135 | Central HP <5.4 tons | HEIL | HRCU-A-CB (Split System: Heat Pump with Remote Outdoor Unit-Air-Source) | H5H0V60*K*AAA* |  |  | EVD5X61M21A*+WALLCON | *80CSU0601716B* | 56500 | 18 | 9 | 61000 | 43500 | 71.31% | 2.1 | 0 | 9.5 |  |  |  |  | R-454B | 4.7083 | Residential & Commercial | USHP
213780791 | Central HP <5.4 tons | DAY & NIGHT | HRCU-A-CB (Split System: Heat Pump with Remote Outdoor Unit-Air-Source) | CVH837GKA2* |  |  | EA*4X36L21A*+WALLCON | *97CMN0601714B* | 31200 | 16.5 | 8.1 | 33200 | 24600 | 74.1% | 1.82 | 0 | 10.5 |  |  |  |  | R-410A | 2.6 | Residential & Commercial | USHP | Ducted CEE Tier 1
213780941 | Central HP <5.4 tons | DAY & NIGHT | HRCU-A-CB (Split System: Heat Pump with Remote Outdoor Unit-Air-Source) | CVH837GKA2* |  |  | EA*4X37L21A*+WALLCON | *96CTN0601714B* | 32600 | 17 | 8.1 | 33000 | 25400 | 76.97% | 1.94 | 0 | 11 |  |  |  |  | R-410A | 2.7167 | Residential & Commercial | USHP | Ducted CEE Tier 1
213778801 | Central HP <5.4 tons | DAY & NIGHT | HRCU-A-CB (Split System: Heat Pump with Remote Outdoor Unit-Air-Source) | CVH837GKA** |  |  | EA*4X36L17A*+WALLCON | *96CTN0601714B* | 31200 | 16.5 | 8.1 | 33400 | 24600 | 73.65% | 1.82 | 0 | 10.5 |  |  |  |  | R-410A | 2.6 | Residential & Commercial | USHP | Ducted CEE Tier 1
213779201 | Central HP <5.4 tons | DAY & NIGHT | HRCU-A-CB (Split System: Heat Pump with Remote Outdoor Unit-Air-Source) | CVH837GKA** |  |  | EA*4X42L24A*+WALLCON | *80CTL1352422B* | 31800 | 17 | 8.1 | 33000 | 24200 | 73.33% | 1.88 | 0 | 11 |  |  |  |  | R-410A | 2.65 | Residential & Commercial | USHP | Ducted CEE Tier 1
213781291 | Central HP <5.4 tons | DAY & NIGHT | HRCU-A-CB (Split System: Heat Pump with Remote Outdoor Unit-Air-Source) | CVH837GKA2* |  |  | EA*4X48L21A*+WALLCON | *80CTL0701716B* | 32200 | 17 | 8.1 | 32600 | 25000 | 76.69% | 1.96 | 0 | 11 |  |  |  |  | R-410A | 2.6833 | Residential & Commercial | USHP | Ducted CEE Tier 1
213781641 | Central HP <5.4 tons | DAY & NIGHT | HRCU-A-CB (Split System: Heat Pump with Remote Outdoor Unit-Air-Source) | CVH837GKA2* |  |  | EA*4X61L21A*+WALLCON | *96CTN0801714B* | 33000 | 17 | 8.1 | 32000 | 25000 | 78.12% | 1.96 | 0 | 11 |  |  |  |  | R-410A | 2.75 | Residential & Commercial | USHP | Ducted CEE Tier 1
213779321 | Central HP <5.4 tons | DAY & NIGHT | HRCU-A-CB (Split System: Heat Pump with Remote Outdoor Unit-Air-Source) | CVH837GKA** |  |  | EA*4X43L21A*+WALLCON | *97CMN0801714B* | 32800 | 17 | 8.1 | 33000 | 25200 | 76.36% | 1.96 | 0 | 11 |  |  |  |  | R-410A | 2.7333 | Residential & Commercial | USHP | Ducted CEE Tier 1
213779351 | Central HP <5.4 tons | DAY & NIGHT | HRCU-A-CB (Split System: Heat Pump with Remote Outdoor Unit-Air-Source) | CVH837GKA** |  |  | EA*4X43L21A*+WALLCON | *96CTN0801714B* | 32800 | 17 | 8.5 | 32800 | 25200 | 76.83% | 1.96 | 0 | 11 |  |  |  |  | R-410A | 2.7333 | Residential & Commercial | USHP | Ducted CEE Tier 1
216764370 | Central HP <5.4 tons | TRANE | HRCU-A-CB (Split System: Heat Pump with Remote Outdoor Unit-Air-Source) | 5TWX7036A1 |  |  | 5TXCB006AS3 | S8X1B080M4PSC | 32800 | 17.5 | 8.7 | 32400 | 24000 | 74.07% | 2.1 | 0 | 12 |  |  |  |  | R-454B | 2.7333 | Residential & Commercial | USHP | Ducted CEE Tier 1
212988740 | Central HP <5.4 tons | HEIL | HRCU-A-CB (Split System: Heat Pump with Remote Outdoor Unit-Air-Source) | DLCURAH24ABK |  |  | EN(A,D)4X30L17** | *95MSU0401712A* | 23600 | 16.5 | 8.1 | 26400 | 24200 | 91.67% | 2.02 | 0 | 10 |  |  |  |  | R-410A | 1.9667 | Residential & Commercial | USHP | Ducted CEE Tier 1
211259984 | Central HP <5.4 tons | COMFORTMAKER | HRCU-A-CB (Split System: Heat Pump with Remote Outdoor Unit-Air-Source) | DLCURAH18ABK |  |  | EA*4X19L17A* | *92ESN0401712A* | 18300 | 15.5 | 8.5 | 18400 | 17600 | 95.65% | 2.12 | 0 | 10.5 |  |  |  |  | R-410A | 1.525 | Residential & Commercial | USHP | Ducted CEE Tier 1
211260087 | Central HP <5.4 tons | COMFORTMAKER | HRCU-A-CB (Split System: Heat Pump with Remote Outdoor Unit-Air-Source) | DLCURAH18ABK |  |  | EA*4X24L14A* | *96VSN0401410A* | 17300 | 16 | 8.5 | 18300 | 19200 | 104.9% | 2.3 | 0 | 10.5 |  |  |  |  | R-410A | 1.4417 | Residential & Commercial | USHP | Ducted CEE Tier 1
212989208 | Central HP <5.4 tons | HEIL | HRCU-A-CB (Split System: Heat Pump with Remote Outdoor Unit-Air-Source) | DLCURAH24ABK |  |  | EA*4X37L21A* | *95MSU0601716A* | 24200 | 17.5 | 8.5 | 25200 | 21600 | 85.71% | 1.82 | 0 | 10.5 |  |  |  |  | R-410A | 2.0167 | Residential & Commercial | USHP | Ducted CEE Tier 1
211260355 | Central HP <5.4 tons | COMFORTMAKER | HRCU-A-CB (Split System: Heat Pump with Remote Outdoor Unit-Air-Source) | DLCURAH18ABK |  |  | EA*4X24L17A* | *80VSL0451716A* | 17600 | 16 | 8.5 | 18500 | 19100 | 103.2% | 2.3 | 0 | 10.5 |  |  |  |  | R-410A | 1.4667 | Residential & Commercial | USHP | Ducted CEE Tier 1
212977053 | Central HP <5.4 tons | DAY & NIGHT | HRCU-A-CB (Split System: Heat Pump with Remote Outdoor Unit-Air-Source) | DLCURAH30ABK |  |  | EA*4X43L21A* | *96VTN1002122B* | 30400 | 15.2 | 8.1 | 33000 | 26400 | 80% | 1.84 | 0 | 9 |  |  |  |  | R-410A | 2.5333 | Residential & Commercial | USHP
212971671 | Central HP <5.4 tons | DAY & NIGHT | HRCU-A-CB (Split System: Heat Pump with Remote Outdoor Unit-Air-Source) | DLCURAH24ABK |  |  | EA*4X36L21A* | *80VTL0701716B* | 23800 | 17 | 8.5 | 26200 | 23600 | 90.08% | 1.96 | 0 | 10 |  |  |  |  | R-410A | 1.9833 | Residential & Commercial | USHP | Ducted CEE Tier 1
216764386 | Central HP <5.4 tons | TRANE | HRCU-A-C (Split System: Heat Pump with Remote Outdoor Unit with No Indoor Fan --Air Source) | 5TWX7036A1 |  |  | 5TXCC005AS3 | 0 | 32200 | 15.5 | 8.5 | 32800 | 24600 | 75% | 2 | 0 | 11 |  |  |  |  | R-454B | 2.6833 | Residential & Commercial | USHP | Ducted CEE Tier 1
215434377 | Central HP <5.4 tons | DAIKIN | HRCU-A-CB (Split System: Heat Pump with Remote Outdoor Unit-Air-Source) | DH7VSA4810A* |  |  | CHPEA6030*3A* | D*80TC1005C*A* | 45500 | 16.5 | 8.5 | 46500 | 33600 | 72.26% | 2 | 0 | 10 |  |  |  |  | R-32 | 3.7917 | Residential & Commercial | USHP | Ducted CEE Tier 1
213780191 | Central HP <5.4 tons | DAY & NIGHT | HRCU-A-CB (Split System: Heat Pump with Remote Outdoor Unit-Air-Source) | CVH837GKA** |  |  | EHD4X48AAL+WALLCON | *80CTL1102120B* | 32600 | 16.5 | 8.1 | 32800 | 24800 | 75.61% | 1.96 | 0 | 11 |  |  |  |  | R-410A | 2.7167 | Residential & Commercial | USHP | Ducted CEE Tier 1
211259638 | Central HP <5.4 tons | TEMPSTAR | HRCU-A-CB (Split System: Heat Pump with Remote Outdoor Unit-Air-Source) | DLCURAH18ABK |  |  | EA*4X19L17A* | *96VSN0401712A* | 18200 | 15.5 | 8.5 | 18300 | 17600 | 96.17% | 2.12 | 0 | 10.5 |  |  |  |  | R-410A | 1.5167 | Residential & Commercial | USHP | Ducted CEE Tier 1
211259854 | Central HP <5.4 tons | TEMPSTAR | HRCU-A-CB (Split System: Heat Pump with Remote Outdoor Unit-Air-Source) | DLCURAH18ABK |  |  | EA*4X19L17A* | *96VTN0601412A* | 18400 | 16 | 8.5 | 18400 | 17600 | 95.65% | 2.12 | 0 | 11 |  |  |  |  | R-410A | 1.5333 | Residential & Commercial | USHP | Ducted CEE Tier 1
216764281 | Central HP <5.4 tons | TRANE | HRCU-A-C (Split System: Heat Pump with Remote Outdoor Unit with No Indoor Fan --Air Source) | 5TWX7036A1 |  |  | 5PX*C005AS3 | 0 | 32200 | 15.5 | 8.5 | 33000 | 24600 | 74.55% | 2 | 0 | 11 |  |  |  |  | R-454B | 2.6833 | Residential & Commercial | USHP | Ducted CEE Tier 1
212977748 | Central HP <5.4 tons | DAY & NIGHT | HRCU-A-CB (Split System: Heat Pump with Remote Outdoor Unit-Air-Source) | DLCURAH18ABK |  |  | EA*4X25L17A* | *80MS(N,L)0451412A* | 18000 | 16.5 | 8.5 | 17900 | 17700 | 98.88% | 2.14 | 0 | 11 |  |  |  |  | R-410A | 1.5 | Residential & Commercial | USHP | Ducted CEE Tier 1
211260733 | Central HP <5.4 tons | TEMPSTAR | HRCU-A-CB (Split System: Heat Pump with Remote Outdoor Unit-Air-Source) | DLCURAH18ABK |  |  | EA*4X25L17A* | *96VSN0401712A* | 18200 | 15.5 | 8.5 | 18200 | 17500 | 96.15% | 2.12 | 0 | 10.5 |  |  |  |  | R-410A | 1.5167 | Residential & Commercial | USHP | Ducted CEE Tier 1
211260801 | Central HP <5.4 tons | TEMPSTAR | HRCU-A-CB (Split System: Heat Pump with Remote Outdoor Unit-Air-Source) | DLCURAH18ABK |  |  | EA*4X25L17A* | *80VSL0451716A* | 18100 | 16 | 8.5 | 18000 | 17500 | 97.22% | 2.12 | 0 | 10.5 |  |  |  |  | R-410A | 1.5083 | Residential & Commercial | USHP | Ducted CEE Tier 1
211259898 | Central HP <5.4 tons | TEMPSTAR | HRCU-A-CB (Split System: Heat Pump with Remote Outdoor Unit-Air-Source) | DLCURAH18ABK |  |  | EA*4X19L17A* | *80ES(N,L)0451412A* | 18600 | 16.5 | 8.5 | 18500 | 17500 | 94.59% | 2.14 | 0 | 11 |  |  |  |  | R-410A | 1.55 | Residential & Commercial | USHP | Ducted CEE Tier 1
212973267 | Central HP <5.4 tons | DAY & NIGHT | HRCU-A-CB (Split System: Heat Pump with Remote Outdoor Unit-Air-Source) | DLCURAH24ABK |  |  | EN(A,D)4X30L17** | *96VSN0401712B* | 23200 | 16 | 8.1 | 26200 | 24800 | 94.66% | 2.06 | 0 | 10 |  |  |  |  | R-410A | 1.9333 | Residential & Commercial | USHP | Ducted CEE Tier 1
211260080 | Central HP <5.4 tons | TEMPSTAR | HRCU-A-CB (Split System: Heat Pump with Remote Outdoor Unit-Air-Source) | DLCURAH18ABK |  |  | EA*4X24L14A* | *80VSL0451412A* | 17700 | 16 | 8.5 | 18600 | 19100 | 102.7% | 2.3 | 0 | 10.5 |  |  |  |  | R-410A | 1.475 | Residential & Commercial | USHP | Ducted CEE Tier 1
211260516 | Central HP <5.4 tons | TEMPSTAR | HRCU-A-CB (Split System: Heat Pump with Remote Outdoor Unit-Air-Source) | DLCURAH18ABK |  |  | EA*4X24L17A* | *95ESN0261410A* | 18000 | 15.5 | 8.5 | 19000 | 18900 | 99.47% | 2.26 | 0 | 10.5 |  |  |  |  | R-410A | 1.5 | Residential & Commercial | USHP | Ducted CEE Tier 1
216764344 | Central HP <5.4 tons | TRANE | HRCU-A-CB (Split System: Heat Pump with Remote Outdoor Unit-Air-Source) | 5TWX7036A1 |  |  | 5TXCB004AS3 | L8V1A040U3VSB | 31800 | 16.5 | 8.7 | 32200 | 24000 | 74.53% | 2 | 0 | 11.5 |  |  |  |  | R-454B | 2.65 | Residential & Commercial | USHP | Ducted CEE Tier 1
216764345 | Central HP <5.4 tons | TRANE | HRCU-A-CB (Split System: Heat Pump with Remote Outdoor Unit-Air-Source) | 5TWX7036A1 |  |  | 5TXCB004AS3 | L8V1A060U3VSB | 31400 | 16.5 | 8.5 | 31800 | 23800 | 74.84% | 2 | 0 | 11.7 |  |  |  |  | R-454B | 2.6167 | Residential & Commercial | USHP | Ducted CEE Tier 1
216764380 | Central HP <5.4 tons | TRANE | HRCU-A-CB (Split System: Heat Pump with Remote Outdoor Unit-Air-Source) | 5TWX7036A1 |  |  | 5TXCB006AS3 | S9V2B060D3PSC | 31400 | 16 | 8.7 | 31600 | 23600 | 74.68% | 2.1 | 0 | 11.2 |  |  |  |  | R-454B | 2.6167 | Residential & Commercial | USHP | Ducted CEE Tier 1
216764394 | Central HP <5.4 tons | TRANE | HRCU-A-CB (Split System: Heat Pump with Remote Outdoor Unit-Air-Source) | 5TWX7036A1 |  |  | 5TXCC007AS3 | L8V1C100U5VSB | 33800 | 17.5 | 9 | 32600 | 24200 | 74.23% | 2.1 | 0 | 12 |  |  |  |  | R-454B | 2.8167 | Residential & Commercial | USHP | Ducted CEE Tier 1
215682608 | Central HP <5.4 tons | COMFORTMAKER | HRCU-A-CB (Split System: Heat Pump with Remote Outdoor Unit-Air-Source) | C5H0V60*K*AAA* |  |  | EA*5X60M24A*+WALLCON | *97CTN0802120A* | 54500 | 18.5 | 9 | 59500 | 42000 | 70.59% | 1.9 | 0 | 8.5 |  |  |  |  | R-454B | 4.5417 | Residential & Commercial | USHP
212975414 | Central HP <5.4 tons | DAY & NIGHT | HRCU-A-CB (Split System: Heat Pump with Remote Outdoor Unit-Air-Source) | DLCURAH18ABK |  |  | EA*4X25L17A* | *96VTN0601412B* | 17800 | 16.5 | 8.1 | 17600 | 17800 | 101.1% | 2.14 | 0 | 10.5 |  |  |  |  | R-410A | 1.4833 | Residential & Commercial | USHP | Ducted CEE Tier 1
211387437 | Central HP <5.4 tons | LUXAIRE | HRCU-A-CB (Split System: Heat Pump with Remote Outdoor Unit-Air-Source) | HMH72B341 |  |  | XAHC36DBCN1 | TM9V100C16MP12 | 33800 | 17 | 8.1 | 33400 | 23600 | 70.66% | 2.06 | 0 | 9.5 |  |  |  |  | R-410A | 2.8167 | Residential & Commercial | USHP
211385994 | Central HP <5.4 tons | LUXAIRE | HRCU-A-CB (Split System: Heat Pump with Remote Outdoor Unit-Air-Source) | HMH72B341 |  |  | XAFC48FBCN1 | TM8E080B12MP11 | 33400 | 17 | 8.5 | 32400 | 23800 | 73.46% | 2.04 | 0 | 9 |  |  |  |  | R-410A | 2.7833 | Residential & Commercial | USHP
211386296 | Central HP <5.4 tons | LUXAIRE | HRCU-A-CB (Split System: Heat Pump with Remote Outdoor Unit-Air-Source) | HMH72B341 |  |  | XAHC48FXXN1+TXV | TL9E060B12UH11 | 32400 | 16.5 | 8.1 | 32000 | 23600 | 73.75% | 2 | 0 | 9 |  |  |  |  | R-410A | 2.7 | Residential & Commercial | USHP
211386530 | Central HP <5.4 tons | LUXAIRE | HRCU-A-CB (Split System: Heat Pump with Remote Outdoor Unit-Air-Source) | HMH72B341 |  |  | XAFD48FXXN1+TXV | TL8E080C16UH11 | 34000 | 16.5 | 8.5 | 32600 | 24000 | 73.62% | 2.08 | 0 | 9.5 |  |  |  |  | R-410A | 2.8333 | Residential & Commercial | USHP
211387546 | Central HP <5.4 tons | LUXAIRE | HRCU-A-CB (Split System: Heat Pump with Remote Outdoor Unit-Air-Source) | HMH72B341 |  |  | XAFC30CXXN1+TXV | TM9V100C16MP12 | 33200 | 17.5 | 8.5 | 33000 | 23200 | 70.3% | 2.06 | 0 | 10 |  |  |  |  | R-410A | 2.7667 | Residential & Commercial | USHP | Ducted CEE Tier 1
212969741 | Central HP <5.4 tons | DAY & NIGHT | HRCU-A-CB (Split System: Heat Pump with Remote Outdoor Unit-Air-Source) | DLCURAH24ABK |  |  | EA*4X24L17A* | *80VSL0451412B* | 23200 | 17 | 8.5 | 26800 | 27000 | 100.7% | 2.3 | 0 | 10 |  |  |  |  | R-410A | 1.9333 | Residential & Commercial | USHP | Ducted CEE Tier 1
212971188 | Central HP <5.4 tons | DAY & NIGHT | HRCU-A-CB (Split System: Heat Pump with Remote Outdoor Unit-Air-Source) | DLCURAH24ABK |  |  | EA*4X37L17A* | *80VTL0451412B* | 24200 | 17 | 8.5 | 25200 | 22000 | 87.3% | 1.84 | 0 | 10 |  |  |  |  | R-410A | 2.0167 | Residential & Commercial | USHP | Ducted CEE Tier 1
212971649 | Central HP <5.4 tons | DAY & NIGHT | HRCU-A-CB (Split System: Heat Pump with Remote Outdoor Unit-Air-Source) | DLCURAH24ABK |  |  | EA*4X30L17A* | *80VTL0701716B* | 23600 | 17 | 8.5 | 26000 | 24000 | 92.31% | 2 | 0 | 10 |  |  |  |  | R-410A | 1.9667 | Residential & Commercial | USHP | Ducted CEE Tier 1
212971704 | Central HP <5.4 tons | DAY & NIGHT | HRCU-A-CB (Split System: Heat Pump with Remote Outdoor Unit-Air-Source) | DLCURAH24ABK |  |  | EN(A,D)4X24L17** | *80VTL0701716B* | 23200 | 16.5 | 8.5 | 26800 | 25200 | 94.03% | 2.1 | 0 | 10 |  |  |  |  | R-410A | 1.9333 | Residential & Commercial | USHP | Ducted CEE Tier 1
210692345 | Central HP <5.4 tons | DAIKIN | HRCU-A-CB (Split System: Heat Pump with Remote Outdoor Unit-Air-Source) | DZ9VCA3610A* |  |  | CHPF3743C6B*+TXV | D*80SC0805CUA* | 33400 | 18 | 8.2 | 34000 | 24400 | 71.76% | 1.8 | 0 | 11 |  |  |  |  | R-410A | 2.7833 | Residential & Commercial | USHP | Ducted CEE Tier 1
210692296 | Central HP <5.4 tons | DAIKIN | HRCU-A-CB (Split System: Heat Pump with Remote Outdoor Unit-Air-Source) | DZ9VCA3610A* |  |  | CA*F3137*6A*+TXV | D*96SC0603BUA* | 33600 | 18.5 | 8.2 | 34000 | 24400 | 71.76% | 1.8 | 0 | 11.5 |  |  |  |  | R-410A | 2.8 | Residential & Commercial | USHP | Ducted CEE Tier 1
210692313 | Central HP <5.4 tons | DAIKIN | HRCU-A-CB (Split System: Heat Pump with Remote Outdoor Unit-Air-Source) | DZ9VCA3610A* |  |  | CA*F3743*6D*+TXV | D*96SC0805CUA* | 33600 | 18.5 | 8.2 | 34000 | 24400 | 71.76% | 1.8 | 0 | 12 |  |  |  |  | R-410A | 2.8 | Residential & Commercial | USHP | Ducted CEE Tier 1
210692330 | Central HP <5.4 tons | DAIKIN | HRCU-A-CB (Split System: Heat Pump with Remote Outdoor Unit-Air-Source) | DZ9VCA3610A* |  |  | CHPF3642C6C*+TXV | D*96SC0603BUA* | 33400 | 18 | 8.2 | 34000 | 24400 | 71.76% | 1.8 | 0 | 11 |  |  |  |  | R-410A | 2.7833 | Residential & Commercial | USHP | Ducted CEE Tier 1
215682405 | Central HP <5.4 tons | HEIL | HRCU-A-CB (Split System: Heat Pump with Remote Outdoor Unit-Air-Source) | H5H0V48*K*AAA* |  |  | EVD5X60M24A*+WALLCON | *97CTN0802120A* | 48000 | 19 | 9 | 50000 | 36600 | 73.2% | 2 | 0 | 10 |  |  |  |  | R-454B | 4 | Residential & Commercial | USHP | Ducted CEE Tier 1
215682455 | Central HP <5.4 tons | HEIL | HRCU-A-CB (Split System: Heat Pump with Remote Outdoor Unit-Air-Source) | H5H0V48*K*AAA* |  |  | EVD5X61M21A*+WALLCON | *80CSU0601716B* | 48500 | 19 | 9 | 50000 | 36800 | 73.6% | 2.1 | 0 | 10 |  |  |  |  | R-454B | 4.0417 | Residential & Commercial | USHP | Ducted CEE Tier 1
215682555 | Central HP <5.4 tons | HEIL | HRCU-A-CB (Split System: Heat Pump with Remote Outdoor Unit-Air-Source) | H5H0V48*K*AAA* |  |  | EVD5X61M24A*+WALLCON | *97CTN1002122A* | 48500 | 19.5 | 9.5 | 50000 | 36600 | 73.2% | 2.12 | 0 | 10.5 |  |  |  |  | R-454B | 4.0417 | Residential & Commercial | USHP | Ducted CEE Tier 1
215682155 | Central HP <5.4 tons | HEIL | HRCU-A-CB (Split System: Heat Pump with Remote Outdoor Unit-Air-Source) | H5H0V48*K*AAA* |  |  | EVD5X48M21A*+WALLCON | *97CTN0802120A* | 47000 | 18.5 | 9 | 50000 | 36600 | 73.2% | 1.98 | 0 | 10 |  |  |  |  | R-454B | 3.9167 | Residential & Commercial | USHP | Ducted CEE Tier 1
215682925 | Central HP <5.4 tons | HEIL | HRCU-A-CB (Split System: Heat Pump with Remote Outdoor Unit-Air-Source) | H5H0V60*K*AAA* |  |  | EVM5X61M24A*+WALLCON | *96CTN0802120B* | 57500 | 18.5 | 9 | 64000 | 45000 | 70.31% | 2.08 | 0 | 9 |  |  |  |  | R-454B | 4.7917 | Residential & Commercial | USHP
216765040 | Central HP <5.4 tons | TRANE | HRCU-A-CB (Split System: Heat Pump with Remote Outdoor Unit-Air-Source) | 5TWX7048A1 |  |  | 5PX*D008AS3 | S8X2C100M5PSC | 43500 | 17 | 9 | 45000 | 33000 | 73.33% | 2.1 | 0 | 11.7 |  |  |  |  | R-454B | 3.625 | Residential & Commercial | USHP | Ducted CEE Tier 1
210692297 | Central HP <5.4 tons | DAIKIN | HRCU-A-CB (Split System: Heat Pump with Remote Outdoor Unit-Air-Source) | DZ9VCA3610A* |  |  | CA*F3137*6A*+TXV | D*96VC0603BNA* | 33600 | 18 | 8.2 | 34000 | 24400 | 71.76% | 1.8 | 0 | 11.5 |  |  |  |  | R-410A | 2.8 | Residential & Commercial | USHP | Ducted CEE Tier 1
210692329 | Central HP <5.4 tons | DAIKIN | HRCU-A-CB (Split System: Heat Pump with Remote Outdoor Unit-Air-Source) | DZ9VCA3610A* |  |  | CHPF3642C6C*+TXV | D*96VC0403BNA* | 33400 | 18 | 8.2 | 34000 | 24400 | 71.76% | 1.8 | 0 | 11 |  |  |  |  | R-410A | 2.7833 | Residential & Commercial | USHP | Ducted CEE Tier 1
210692331 | Central HP <5.4 tons | DAIKIN | HRCU-A-CB (Split System: Heat Pump with Remote Outdoor Unit-Air-Source) | DZ9VCA3610A* |  |  | CHPF3642C6C*+TXV | D*96VC0603BNA* | 33400 | 18 | 8.2 | 34000 | 24400 | 71.76% | 1.8 | 0 | 11 |  |  |  |  | R-410A | 2.7833 | Residential & Commercial | USHP | Ducted CEE Tier 1
210692379 | Central HP <5.4 tons | DAIKIN | HRCU-A-CB (Split System: Heat Pump with Remote Outdoor Unit-Air-Source) | DZ9VCA3610A* |  |  | CSCF3642N6D*+TXV | D*97MC1205DNA* | 33800 | 18.5 | 8.2 | 34000 | 24400 | 71.76% | 1.8 | 0 | 11.5 |  |  |  |  | R-410A | 2.8167 | Residential & Commercial | USHP | Ducted CEE Tier 1
214573617 | Central HP <5.4 tons | TEMPSTAR | HRCU-A-CB (Split System: Heat Pump with Remote Outdoor Unit-Air-Source) | TVH837GKA2* |  |  | EA*4X36L21A*+WALLCON | *80CTL0702120B* | 31400 | 17 | 8.1 | 33000 | 24200 | 73.33% | 1.86 | 0 | 11 |  |  |  |  | R-410A | 2.6167 | Residential & Commercial | USHP | Ducted CEE Tier 1
214570497 | Central HP <5.4 tons | TEMPSTAR | HRCU-A-CB (Split System: Heat Pump with Remote Outdoor Unit-Air-Source) | TVH825GKA3* |  |  | EA*4X42L21A*+WALLCON | *80CTL0702120B* | 23800 | 16.5 | 8.1 | 21400 | 16600 | 77.57% | 1.96 | 0 | 10.5 |  |  |  |  | R-410A | 1.9833 | Residential & Commercial | USHP | Ducted CEE Tier 1
214570547 | Central HP <5.4 tons | TEMPSTAR | HRCU-A-CB (Split System: Heat Pump with Remote Outdoor Unit-Air-Source) | TVH825GKA3* |  |  | EA*4X42L21A*+WALLCON | *96CTN0802120B* | 23800 | 16.5 | 8.1 | 21400 | 16600 | 77.57% | 1.96 | 0 | 11 |  |  |  |  | R-410A | 1.9833 | Residential & Commercial | USHP | Ducted CEE Tier 1
211260820 | Central HP <5.4 tons | COMFORTMAKER | HRCU-A-CB (Split System: Heat Pump with Remote Outdoor Unit-Air-Source) | DLCURAH18ABK |  |  | EA*4X25L17A* | *80ESU0401712A* | 19000 | 16.5 | 8.5 | 18600 | 17200 | 92.47% | 2.12 | 0 | 11 |  |  |  |  | R-410A | 1.5833 | Residential & Commercial | USHP | Ducted CEE Tier 1
211261372 | Central HP <5.4 tons | COMFORTMAKER | HRCU-A-CB (Split System: Heat Pump with Remote Outdoor Unit-Air-Source) | DLCURAH18ABK |  |  | EA*4X30L14A* | *96VTN0401410A* | 17500 | 16 | 8.5 | 18100 | 18600 | 102.8% | 2.24 | 0 | 10.5 |  |  |  |  | R-410A | 1.4583 | Residential & Commercial | USHP | Ducted CEE Tier 1
211261558 | Central HP <5.4 tons | COMFORTMAKER | HRCU-A-CB (Split System: Heat Pump with Remote Outdoor Unit-Air-Source) | DLCURAH18ABK |  |  | EA*4X30L17A* | *96VSN0601714A* | 17800 | 16 | 8.5 | 18400 | 18500 | 100.5% | 2.22 | 0 | 10.5 |  |  |  |  | R-410A | 1.4833 | Residential & Commercial | USHP | Ducted CEE Tier 1
212986566 | Central HP <5.4 tons | HEIL | HRCU-A-CB (Split System: Heat Pump with Remote Outdoor Unit-Air-Source) | DLCURAH24ABK |  |  | EA*4X36L17A* | *96MSN0401712A* | 23400 | 16 | 8.5 | 26200 | 24400 | 93.13% | 2 | 0 | 9.5 |  |  |  |  | R-410A | 1.95 | Residential & Commercial | USHP
212986934 | Central HP <5.4 tons | HEIL | HRCU-A-CB (Split System: Heat Pump with Remote Outdoor Unit-Air-Source) | DLCURAH24ABK |  |  | EN(A,D)4X24L14** | *96MSN0601412A* | 23200 | 16.5 | 8.5 | 27000 | 25200 | 93.33% | 2.1 | 0 | 10 |  |  |  |  | R-410A | 1.9333 | Residential & Commercial | USHP | Ducted CEE Tier 1
212975662 | Central HP <5.4 tons | BRYANT HEATING AND COOLING SYSTEMS | HRCU-A-CB (Split System: Heat Pump with Remote Outdoor Unit-Air-Source) | 38MURAQ24AB3* |  |  | CAP**3014AL* | 926TC36060V14*** | 23400 | 16.5 | 8.5 | 26200 | 25000 | 95.42% | 2.08 | 0 | 10 |  |  |  |  | R-410A | 1.95 | Residential & Commercial | USHP | Ducted CEE Tier 1
212975728 | Central HP <5.4 tons | BRYANT HEATING AND COOLING SYSTEMS | HRCU-A-CB (Split System: Heat Pump with Remote Outdoor Unit-Air-Source) | 38MURAQ24AB3* |  |  | CNPV*3014AL* | 926TC36060V14*** | 23400 | 16.5 | 8.1 | 26000 | 24400 | 93.85% | 2.02 | 0 | 10 |  |  |  |  | R-410A | 1.95 | Residential & Commercial | USHP | Ducted CEE Tier 1
215677315 | Central HP <5.4 tons | HEIL | HRCU-A-CB (Split System: Heat Pump with Remote Outdoor Unit-Air-Source) | H5H0V60*K*AAA* |  |  | EVD5X60M21A*+WALLCON | *80CSU0802120A* | 57000 | 18 | 9 | 63500 | 44500 | 70.08% | 2.08 | 0 | 9 |  |  |  |  | R-454B | 4.75 | Residential & Commercial | USHP
216801811 | Central HP <5.4 tons | LUXAIRE | HRCU-A-CB (Split System: Heat Pump with Remote Outdoor Unit-Air-Source) | HH836E2S11 |  |  | CTU48C5XFS1+TXV | Z8ET100C20LMPS1 | 33000 | 19 | 9 | 30600 | 23000 | 75.16% | 2 | 0 | 11.7 |  |  |  |  | R-454B | 2.75 | Residential & Commercial | USHP | Ducted CEE Tier 1
214573830 | Central HP <5.4 tons | HEIL | HRCU-A-CB (Split System: Heat Pump with Remote Outdoor Unit-Air-Source) | HVH837GKA2* |  |  | EA*4X42L24A*+WALLCON | *97CMN0802120B* | 31800 | 17 | 8.5 | 32800 | 24400 | 74.39% | 1.9 | 0 | 11 |  |  |  |  | R-410A | 2.65 | Residential & Commercial | USHP | Ducted CEE Tier 1
214573980 | Central HP <5.4 tons | HEIL | HRCU-A-CB (Split System: Heat Pump with Remote Outdoor Unit-Air-Source) | HVH837GKA2* |  |  | EA*4X48L24A*+WALLCON | *95CSU0802120B* | 32200 | 17.5 | 8.5 | 32400 | 25000 | 77.16% | 1.98 | 0 | 11 |  |  |  |  | R-410A | 2.6833 | Residential & Commercial | USHP | Ducted CEE Tier 1
214574080 | Central HP <5.4 tons | HEIL | HRCU-A-CB (Split System: Heat Pump with Remote Outdoor Unit-Air-Source) | HVH837GKA2* |  |  | EA*4X60L24A*+WALLCON | *96CTN0802120B* | 32800 | 18 | 8.5 | 31600 | 24600 | 77.85% | 2 | 0 | 11.5 |  |  |  |  | R-410A | 2.7333 | Residential & Commercial | USHP | Ducted CEE Tier 1
214574530 | Central HP <5.4 tons | HEIL | HRCU-A-CB (Split System: Heat Pump with Remote Outdoor Unit-Air-Source) | HVH837GKA2* |  |  | EN(A,D,W)4X42L21**+WALLCON | *95CSU1002122B* | 31800 | 17 | 8.1 | 33000 | 24400 | 73.94% | 1.9 | 0 | 11.5 |  |  |  |  | R-410A | 2.65 | Residential & Commercial | USHP | Ducted CEE Tier 1
212973287 | Central HP <5.4 tons | DAY & NIGHT | HRCU-A-CB (Split System: Heat Pump with Remote Outdoor Unit-Air-Source) | DLCURAH24ABK |  |  | EN(A,D)4X36L21** | *96VSN0401712B* | 23200 | 16 | 8.1 | 26200 | 24800 | 94.66% | 2.06 | 0 | 10 |  |  |  |  | R-410A | 1.9333 | Residential & Commercial | USHP | Ducted CEE Tier 1
212973887 | Central HP <5.4 tons | DAY & NIGHT | HRCU-A-CB (Split System: Heat Pump with Remote Outdoor Unit-Air-Source) | DLCURAH24ABK |  |  | EA*4X37L21A* | *96VSN0801716B* | 24600 | 17 | 8.5 | 25200 | 21200 | 84.13% | 1.78 | 0 | 10.5 |  |  |  |  | R-410A | 2.05 | Residential & Commercial | USHP | Ducted CEE Tier 1
212974957 | Central HP <5.4 tons | DAY & NIGHT | HRCU-A-CB (Split System: Heat Pump with Remote Outdoor Unit-Air-Source) | DLCURAH24ABK |  |  | EA*4X30L14A* | *96VTN0401410B* | 23200 | 16 | 8.5 | 26400 | 25000 | 94.7% | 2.08 | 0 | 10 |  |  |  |  | R-410A | 1.9333 | Residential & Commercial | USHP | Ducted CEE Tier 1
216737363 | Central HP <5.4 tons | BRYANT HEATING AND COOLING SYSTEMS | HRCU-A-CB (Split System: Heat Pump with Remote Outdoor Unit-Air-Source) | 37MUHAQ24AA3 |  |  | CSAH*3012AM* | 82*TB66110V21*** | 22400 | 15.2 | 8.1 | 21000 | 18900 | 90% | 1.85 | 0 | 10.5 |  |  |  |  | R-454B | 1.8667 | Residential & Commercial | USHP | Ducted CEE Tier 1
216738117 | Central HP <5.4 tons | BRYANT HEATING AND COOLING SYSTEMS | HRCU-A-CB (Split System: Heat Pump with Remote Outdoor Unit-Air-Source) | 37MUHAQ24AA3 |  |  | CSAH*3612AM* | 8(0,1)*SB60135M24*** | 23200 | 15.2 | 8.1 | 21200 | 18700 | 88.21% | 1.9 | 0 | 11 |  |  |  |  | R-454B | 1.9333 | Residential & Commercial | USHP | Ducted CEE Tier 1
216738199 | Central HP <5.4 tons | BRYANT HEATING AND COOLING SYSTEMS | HRCU-A-CB (Split System: Heat Pump with Remote Outdoor Unit-Air-Source) | 37MUHAQ24AA3 |  |  | CSAH*3612AM* | 83*SB36040M17*** | 22800 | 16 | 8.1 | 20800 | 18500 | 88.94% | 1.85 | 0 | 10.5 |  |  |  |  | R-454B | 1.9 | Residential & Commercial | USHP | Ducted CEE Tier 1
215677435 | Central HP <5.4 tons | HEIL | HRCU-A-CB (Split System: Heat Pump with Remote Outdoor Unit-Air-Source) | H5H0V60*K*AAA* |  |  | EVD5X60M24A*+WALLCON | *80CSU1002120A* | 56500 | 18 | 9 | 63000 | 44500 | 70.63% | 2.08 | 0 | 9 |  |  |  |  | R-454B | 4.7083 | Residential & Commercial | USHP
212978739 | Central HP <5.4 tons | TEMPSTAR | HRCU-A-CB (Split System: Heat Pump with Remote Outdoor Unit-Air-Source) | DLCURAH24ABK |  |  | EN(A,D)4X36L21** | *80MS(N,L)0701712A* | 23400 | 17.5 | 8.5 | 26200 | 24600 | 93.89% | 2.06 | 0 | 10.5 |  |  |  |  | R-410A | 1.95 | Residential & Commercial | USHP | Ducted CEE Tier 1
212973277 | Central HP <5.4 tons | DAY & NIGHT | HRCU-A-CB (Split System: Heat Pump with Remote Outdoor Unit-Air-Source) | DLCURAH24ABK |  |  | EN(A,D,W)4X36L17** | *96VSN0401712B* | 23200 | 16 | 8.1 | 26200 | 24800 | 94.66% | 2.06 | 0 | 10 |  |  |  |  | R-410A | 1.9333 | Residential & Commercial | USHP | Ducted CEE Tier 1
212973577 | Central HP <5.4 tons | DAY & NIGHT | HRCU-A-CB (Split System: Heat Pump with Remote Outdoor Unit-Air-Source) | DLCURAH24ABK |  |  | EA*4X36L17A* | *96VSN0601412B* | 23600 | 17 | 8.5 | 26200 | 24000 | 91.6% | 2 | 0 | 10 |  |  |  |  | R-410A | 1.9667 | Residential & Commercial | USHP | Ducted CEE Tier 1
212973927 | Central HP <5.4 tons | DAY & NIGHT | HRCU-A-CB (Split System: Heat Pump with Remote Outdoor Unit-Air-Source) | DLCURAH24ABK |  |  | EN(A,D)4X36L21** | *96VSN0801716B* | 23400 | 16.5 | 8.1 | 25800 | 24200 | 93.8% | 2 | 0 | 10 |  |  |  |  | R-410A | 1.95 | Residential & Commercial | USHP | Ducted CEE Tier 1
215674734 | Central HP <5.4 tons | BRYANT HEATING AND COOLING SYSTEMS | HRCU-A-CB (Split System: Heat Pump with Remote Outdoor Unit-Air-Source) | 290VAN048**AA* |  |  | CSAH*4812AM*+UI | 88*TB36045C17*** | 44000 | 15.5 | 8.5 | 50000 | 35200 | 70.4% | 1.92 | 0 | 9 |  |  |  |  | R-454B | 3.6667 | Residential & Commercial | USHP
215675854 | Central HP <5.4 tons | BRYANT HEATING AND COOLING SYSTEMS | HRCU-A-CB (Split System: Heat Pump with Remote Outdoor Unit-Air-Source) | 290VAN048**AA* |  |  | CVAMA6024XMA*+UI | 83*CA60100C21*** | 48000 | 18.5 | 9 | 50000 | 36600 | 73.2% | 2 | 0 | 10 |  |  |  |  | R-454B | 4 | Residential & Commercial | USHP | Ducted CEE Tier 1
215675434 | Central HP <5.4 tons | BRYANT HEATING AND COOLING SYSTEMS | HRCU-A-CB (Split System: Heat Pump with Remote Outdoor Unit-Air-Source) | 290VAN048**AA* |  |  | CVAMA4821XMA*+UI | 987MC60060C21*** | 46500 | 18 | 9 | 50000 | 37000 | 74% | 1.98 | 0 | 9.5 |  |  |  |  | R-454B | 3.875 | Residential & Commercial | USHP
215675604 | Central HP <5.4 tons | BRYANT HEATING AND COOLING SYSTEMS | HRCU-A-CB (Split System: Heat Pump with Remote Outdoor Unit-Air-Source) | 290VAN048**AA* |  |  | CVAMA4921XMA*+UI | 987MC60060C21*** | 47500 | 18.5 | 9 | 50000 | 37200 | 74.4% | 1.98 | 0 | 10 |  |  |  |  | R-454B | 3.9583 | Residential & Commercial | USHP | Ducted CEE Tier 1
212973217 | Central HP <5.4 tons | DAY & NIGHT | HRCU-A-CB (Split System: Heat Pump with Remote Outdoor Unit-Air-Source) | DLCURAH24ABK |  |  | EA*4X36L17A* | *96VSN0401712B* | 23400 | 16.5 | 8.5 | 26200 | 24400 | 93.13% | 2.02 | 0 | 10 |  |  |  |  | R-410A | 1.95 | Residential & Commercial | USHP | Ducted CEE Tier 1
212974996 | Central HP <5.4 tons | DAY & NIGHT | HRCU-A-CB (Split System: Heat Pump with Remote Outdoor Unit-Air-Source) | DLCURAH24ABK |  |  | EA*4X37L17A* | *96VTN0401410B* | 23800 | 16 | 8.1 | 25200 | 22400 | 88.89% | 1.84 | 0 | 10 |  |  |  |  | R-410A | 1.9833 | Residential & Commercial | USHP | Ducted CEE Tier 1
216682360 | Central HP <5.4 tons | HEIL | HRCU-A-CB (Split System: Heat Pump with Remote Outdoor Unit-Air-Source) | DLCURAH24ABK |  |  | EN(A,D)4X36L21** | *97VTN1002120A* | 23400 | 17 | 9 | 25800 | 23800 | 92.25% | 1.86 | 0 | 10.5 |  |  |  |  | R-410A | 1.95 | Residential & Commercial | USHP | Ducted CEE Tier 1
210692292 | Central HP <5.4 tons | DAIKIN | HRCU-A-CB (Split System: Heat Pump with Remote Outdoor Unit-Air-Source) | DZ9VCA3610A* |  |  | CA*F3137*6A*+MBVC1200**-1A*+TXV | 0 | 34000 | 18.5 | 8.2 | 34000 | 24400 | 71.76% | 1.8 | 0 | 12 |  |  |  |  | R-410A | 2.8333 | Residential & Commercial | USHP | Ducted CEE Tier 1
210692333 | Central HP <5.4 tons | DAIKIN | HRCU-A-CB (Split System: Heat Pump with Remote Outdoor Unit-Air-Source) | DZ9VCA3610A* |  |  | CHPF3642C6C*+TXV | D*96VC0804CNA* | 33400 | 18 | 8.2 | 34000 | 24400 | 71.76% | 1.8 | 0 | 11 |  |  |  |  | R-410A | 2.7833 | Residential & Commercial | USHP | Ducted CEE Tier 1
214719869 | Central HP <5.4 tons | LUXAIRE | HRCU-A-CB (Split System: Heat Pump with Remote Outdoor Unit-Air-Source) | HH836E2S11 |  |  | CTU48C5XFS1+TXV | TL9E080C16UH11 | 33400 | 18 | 9 | 31400 | 25400 | 80.89% | 2 | 0 | 11 |  |  |  |  | R-454B | 2.7833 | Residential & Commercial | USHP | Ducted CEE Tier 1
212987418 | Central HP <5.4 tons | HEIL | HRCU-A-CB (Split System: Heat Pump with Remote Outdoor Unit-Air-Source) | DLCURAH24ABK |  |  | EA*4X36L21A* | *96MSN0801716A* | 23400 | 17 | 8.5 | 26000 | 24200 | 93.08% | 2.02 | 0 | 10 |  |  |  |  | R-410A | 1.95 | Residential & Commercial | USHP | Ducted CEE Tier 1
211261705 | Central HP <5.4 tons | COMFORTMAKER | HRCU-A-CB (Split System: Heat Pump with Remote Outdoor Unit-Air-Source) | DLCURAH18ABK |  |  | EA*4X30L17A* | *80VSL0451716A* | 17800 | 16 | 8.5 | 18300 | 18600 | 101.6% | 2.22 | 0 | 10.5 |  |  |  |  | R-410A | 1.4833 | Residential & Commercial | USHP | Ducted CEE Tier 1
211260020 | Central HP <5.4 tons | HEIL | HRCU-A-CB (Split System: Heat Pump with Remote Outdoor Unit-Air-Source) | DLCURAH18ABK |  |  | EA*4X19L17A* | *80ESU0601716A | 19100 | 16.5 | 9 | 19000 | 17400 | 91.58% | 2.14 | 0 | 11 |  |  |  |  | R-410A | 1.5917 | Residential & Commercial | USHP | Ducted CEE Tier 1
210692349 | Central HP <5.4 tons | DAIKIN | HRCU-A-CB (Split System: Heat Pump with Remote Outdoor Unit-Air-Source) | DZ9VCA3610A* |  |  | CHPF3743C6B*+TXV | D*96SC0603BUA* | 33400 | 18 | 8.2 | 34000 | 24400 | 71.76% | 1.8 | 0 | 11 |  |  |  |  | R-410A | 2.7833 | Residential & Commercial | USHP | Ducted CEE Tier 1
210692342 | Central HP <5.4 tons | DAIKIN | HRCU-A-CB (Split System: Heat Pump with Remote Outdoor Unit-Air-Source) | DZ9VCA3610A* |  |  | CHPF3743C6B*+TXV | D*80SC0604BUA* | 33400 | 18 | 8.2 | 34000 | 24400 | 71.76% | 1.8 | 0 | 11 |  |  |  |  | R-410A | 2.7833 | Residential & Commercial | USHP | Ducted CEE Tier 1
210692299 | Central HP <5.4 tons | DAIKIN | HRCU-A-CB (Split System: Heat Pump with Remote Outdoor Unit-Air-Source) | DZ9VCA3610A* |  |  | CA*F3137*6A*+TXV | D*97MC0603BNA* | 33600 | 18.5 | 8.2 | 34000 | 24400 | 71.76% | 1.8 | 0 | 11.5 |  |  |  |  | R-410A | 2.8 | Residential & Commercial | USHP | Ducted CEE Tier 1
210692310 | Central HP <5.4 tons | DAIKIN | HRCU-A-CB (Split System: Heat Pump with Remote Outdoor Unit-Air-Source) | DZ9VCA3610A* |  |  | CA*F3743*6D*+TXV | D*96VC0603BNA* | 33600 | 18.5 | 8.2 | 34000 | 24400 | 71.76% | 1.8 | 0 | 11.5 |  |  |  |  | R-410A | 2.8 | Residential & Commercial | USHP | Ducted CEE Tier 1
210692344 | Central HP <5.4 tons | DAIKIN | HRCU-A-CB (Split System: Heat Pump with Remote Outdoor Unit-Air-Source) | DZ9VCA3610A* |  |  | CHPF3743C6B*+TXV | D*80VC0804C*A* | 33400 | 18 | 8.2 | 34000 | 24400 | 71.76% | 1.8 | 0 | 11 |  |  |  |  | R-410A | 2.7833 | Residential & Commercial | USHP | Ducted CEE Tier 1
210692317 | Central HP <5.4 tons | DAIKIN | HRCU-A-CB (Split System: Heat Pump with Remote Outdoor Unit-Air-Source) | DZ9VCA3610A* |  |  | CA*F3743*6D*+TXV | D*97MC0803BNA* | 33600 | 18.5 | 8.2 | 34000 | 24400 | 71.76% | 1.8 | 0 | 12 |  |  |  |  | R-410A | 2.8 | Residential & Commercial | USHP | Ducted CEE Tier 1
210692351 | Central HP <5.4 tons | DAIKIN | HRCU-A-CB (Split System: Heat Pump with Remote Outdoor Unit-Air-Source) | DZ9VCA3610A* |  |  | CHPF3743C6B*+TXV | D*96VC0803BNA* | 33400 | 18 | 8.2 | 34000 | 24400 | 71.76% | 1.8 | 0 | 11 |  |  |  |  | R-410A | 2.7833 | Residential & Commercial | USHP | Ducted CEE Tier 1
210692369 | Central HP <5.4 tons | DAIKIN | HRCU-A-CB (Split System: Heat Pump with Remote Outdoor Unit-Air-Source) | DZ9VCA3610A* |  |  | CSCF3642N6D*+TXV | D*96VC0603BNA* | 33800 | 18.5 | 8.2 | 34000 | 24400 | 71.76% | 1.8 | 0 | 11.5 |  |  |  |  | R-410A | 2.8167 | Residential & Commercial | USHP | Ducted CEE Tier 1
214571157 | Central HP <5.4 tons | TEMPSTAR | HRCU-A-CB (Split System: Heat Pump with Remote Outdoor Unit-Air-Source) | TVH825GKA3* |  |  | EN(A,D,W)4X42L21**+WALLCON | *80CTL0702120B* | 23800 | 16.5 | 8.1 | 21400 | 16700 | 78.04% | 1.96 | 0 | 11 |  |  |  |  | R-410A | 1.9833 | Residential & Commercial | USHP | Ducted CEE Tier 1
214573697 | Central HP <5.4 tons | TEMPSTAR | HRCU-A-CB (Split System: Heat Pump with Remote Outdoor Unit-Air-Source) | TVH837GKA2* |  |  | EA*4X37L21A*+WALLCON | *95CSU1002122B* | 33000 | 17.5 | 8.5 | 32600 | 25000 | 76.69% | 2 | 0 | 11.5 |  |  |  |  | R-410A | 2.75 | Residential & Commercial | USHP | Ducted CEE Tier 1
213780641 | Central HP <5.4 tons | DAY & NIGHT | HRCU-A-CB (Split System: Heat Pump with Remote Outdoor Unit-Air-Source) | CVH837GKA2* |  |  | EA*4X36L17A*+WALLCON | *80CTL0451712B* | 31200 | 16.5 | 8.1 | 33400 | 24600 | 73.65% | 1.8 | 0 | 10.5 |  |  |  |  | R-410A | 2.6 | Residential & Commercial | USHP | Ducted CEE Tier 1
215675174 | Central HP <5.4 tons | BRYANT HEATING AND COOLING SYSTEMS | HRCU-A-CB (Split System: Heat Pump with Remote Outdoor Unit-Air-Source) | 290VAN048**AA* |  |  | CSAH*6012AM*+UI | 88*TB48070C17*** | 45000 | 16 | 8.5 | 48500 | 34200 | 70.52% | 1.94 | 0 | 9 |  |  |  |  | R-454B | 3.75 | Residential & Commercial | USHP
216765082 | Central HP <5.4 tons | TRANE | HRCU-A-CB (Split System: Heat Pump with Remote Outdoor Unit-Air-Source) | 5TWX7060A1 |  |  | 5PX*D008AS3 | S8X2C080M5PSC | 51500 | 16 | 9 | 51500 | 39000 | 75.73% | 2.1 | 0 | 11 |  |  |  |  | R-454B | 4.2917 | Residential & Commercial | USHP | Ducted CEE Tier 1
210692368 | Central HP <5.4 tons | DAIKIN | HRCU-A-CB (Split System: Heat Pump with Remote Outdoor Unit-Air-Source) | DZ9VCA3610A* |  |  | CSCF3642N6D*+TXV | D*96SC0603BUA* | 33800 | 18.5 | 8.2 | 34000 | 24400 | 71.76% | 1.8 | 0 | 11.5 |  |  |  |  | R-410A | 2.8167 | Residential & Commercial | USHP | Ducted CEE Tier 1
212976812 | Central HP <5.4 tons | DAY & NIGHT | HRCU-A-CB (Split System: Heat Pump with Remote Outdoor Unit-Air-Source) | DLCURAH36ABK |  |  | EA*4X48L24A* | *96VTN1002120B* | 36000 | 16.5 | 8.5 | 37800 | 34800 | 92.06% | 2.04 | 0 | 10 |  |  |  |  | R-410A | 3 | Residential & Commercial | USHP | Ducted CEE Tier 1
214573797 | Central HP <5.4 tons | TEMPSTAR | HRCU-A-CB (Split System: Heat Pump with Remote Outdoor Unit-Air-Source) | TVH837GKA2* |  |  | EA*4X42L24A*+WALLCON | *80CTL0702120B* | 31800 | 18 | 8.5 | 33000 | 24400 | 73.94% | 1.9 | 0 | 11 |  |  |  |  | R-410A | 2.65 | Residential & Commercial | USHP | Ducted CEE Tier 1
214573667 | Central HP <5.4 tons | TEMPSTAR | HRCU-A-CB (Split System: Heat Pump with Remote Outdoor Unit-Air-Source) | TVH837GKA2* |  |  | EA*4X36L21A*+WALLCON | *96CTN0802120B* | 31600 | 17.5 | 8.1 | 32800 | 24200 | 73.78% | 1.86 | 0 | 11 |  |  |  |  | R-410A | 2.6333 | Residential & Commercial | USHP | Ducted CEE Tier 1
214573630 | Central HP <5.4 tons | HEIL | HRCU-A-CB (Split System: Heat Pump with Remote Outdoor Unit-Air-Source) | HVH837GKA2* |  |  | EA*4X36L21A*+WALLCON | *95CSU1002122B* | 31600 | 17 | 8.1 | 32800 | 24200 | 73.78% | 1.86 | 0 | 11 |  |  |  |  | R-410A | 2.6333 | Residential & Commercial | USHP | Ducted CEE Tier 1
214573680 | Central HP <5.4 tons | HEIL | HRCU-A-CB (Split System: Heat Pump with Remote Outdoor Unit-Air-Source) | HVH837GKA2* |  |  | EA*4X37L21A*+WALLCON | *95CSU0802120B* | 32800 | 17.5 | 8.5 | 32800 | 25200 | 76.83% | 2 | 0 | 11 |  |  |  |  | R-410A | 2.7333 | Residential & Commercial | USHP | Ducted CEE Tier 1
216738315 | Central HP <5.4 tons | BRYANT HEATING AND COOLING SYSTEMS | HRCU-A-CB (Split System: Heat Pump with Remote Outdoor Unit-Air-Source) | 37MUHAQ24AA3 |  |  | CSAH*3612AM* | 82*TB36045V14*** | 22600 | 16 | 8.1 | 20800 | 18400 | 88.46% | 1.85 | 0 | 11 |  |  |  |  | R-454B | 1.8833 | Residential & Commercial | USHP | Ducted CEE Tier 1
216738466 | Central HP <5.4 tons | BRYANT HEATING AND COOLING SYSTEMS | HRCU-A-CB (Split System: Heat Pump with Remote Outdoor Unit-Air-Source) | 37MUHAQ24AA3 |  |  | CSAH*3612AM* | 912SE48080M17*** | 22600 | 16 | 8.1 | 20800 | 18400 | 88.46% | 1.85 | 0 | 10.5 |  |  |  |  | R-454B | 1.8833 | Residential & Commercial | USHP | Ducted CEE Tier 1
216737713 | Central HP <5.4 tons | BRYANT HEATING AND COOLING SYSTEMS | HRCU-A-CB (Split System: Heat Pump with Remote Outdoor Unit-Air-Source) | 37MUHAQ24AA3 |  |  | CSAH*3012AM* | 935SB60080M21*** | 22800 | 16 | 8.5 | 21200 | 19000 | 89.62% | 1.96 | 0 | 10.5 |  |  |  |  | R-454B | 1.9 | Residential & Commercial | USHP | Ducted CEE Tier 1
216738933 | Central HP <5.4 tons | BRYANT HEATING AND COOLING SYSTEMS | HRCU-A-CB (Split System: Heat Pump with Remote Outdoor Unit-Air-Source) | 37MUHAQ24AA3 |  |  | CSAH*3612AM* | 927TA66100V21*** | 23000 | 16 | 8.1 | 21000 | 18600 | 88.57% | 1.85 | 0 | 11 |  |  |  |  | R-454B | 1.9167 | Residential & Commercial | USHP | Ducted CEE Tier 1
216739019 | Central HP <5.4 tons | BRYANT HEATING AND COOLING SYSTEMS | HRCU-A-CB (Split System: Heat Pump with Remote Outdoor Unit-Air-Source) | 37MUHAQ24AA3 |  |  | FJ5AN*B24L* | 0 | 23000 | 15.5 | 8.5 | 21400 | 19200 | 89.72% | 1.98 | 0 | 11 |  |  |  |  | R-454B | 1.9167 | Residential & Commercial | USHP | Ducted CEE Tier 1
213785006 | Central HP <5.4 tons | BRYANT HEATING AND COOLING SYSTEMS | HRCU-A-CB (Split System: Heat Pump with Remote Outdoor Unit-Air-Source) | 284ANV024*0**B* |  |  | CAP**2414AL*+UI | 88*TB36070C14*** | 23000 | 19.5 | 10 | 27000 | 20200 | 74.81% | 2.28 | 0 | 12.5 |  |  |  |  | R-410A | 1.9167 | Residential & Commercial | USHP | Ducted CEE Tier 1
213785072 | Central HP <5.4 tons | BRYANT HEATING AND COOLING SYSTEMS | HRCU-A-CB (Split System: Heat Pump with Remote Outdoor Unit-Air-Source) | 284ANV024*0**B* |  |  | CAP**3617AL*+UI | 88*TB48070C17*** | 23200 | 20 | 10 | 26600 | 19900 | 74.81% | 2.4 | 0 | 12.5 |  |  |  |  | R-410A | 1.9333 | Residential & Commercial | USHP | Ducted CEE Tier 1
211387632 | Central HP <5.4 tons | LUXAIRE | HRCU-A-CB (Split System: Heat Pump with Remote Outdoor Unit-Air-Source) | HMH72B341 |  |  | XAFC36DXXN1+TXV | TP9C080C16MP13 | 34000 | 17.5 | 8.1 | 33800 | 23800 | 70.41% | 2.08 | 0 | 10 |  |  |  |  | R-410A | 2.8333 | Residential & Commercial | USHP | Ducted CEE Tier 1
212971236 | Central HP <5.4 tons | DAY & NIGHT | HRCU-A-CB (Split System: Heat Pump with Remote Outdoor Unit-Air-Source) | DLCURAH24ABK |  |  | EN(A,D)4X30L17** | *80VTL0451412B* | 23600 | 17 | 8.5 | 26200 | 24600 | 93.89% | 2.04 | 0 | 10.5 |  |  |  |  | R-410A | 1.9667 | Residential & Commercial | USHP | Ducted CEE Tier 1
212975282 | Central HP <5.4 tons | DAY & NIGHT | HRCU-A-CB (Split System: Heat Pump with Remote Outdoor Unit-Air-Source) | DLCURAH24ABK |  |  | EA*4X30L17A* | *96VTN0401712B* | 23200 | 16 | 8.5 | 26400 | 25200 | 95.45% | 2.08 | 0 | 10 |  |  |  |  | R-410A | 1.9333 | Residential & Commercial | USHP | Ducted CEE Tier 1
212975634 | Central HP <5.4 tons | DAY & NIGHT | HRCU-A-CB (Split System: Heat Pump with Remote Outdoor Unit-Air-Source) | DLCURAH24ABK |  |  | EA*4X24L14A* | *96VTN0601412B* | 23200 | 16.5 | 8.5 | 26800 | 27000 | 100.7% | 2.3 | 0 | 10 |  |  |  |  | R-410A | 1.9333 | Residential & Commercial | USHP | Ducted CEE Tier 1
213785074 | Central HP <5.4 tons | BRYANT HEATING AND COOLING SYSTEMS | HRCU-A-CB (Split System: Heat Pump with Remote Outdoor Unit-Air-Source) | 284ANV024*0**B* |  |  | CAP**3617AL*+UI | 88*TB48090C17*** | 23000 | 20 | 10 | 26600 | 19900 | 74.81% | 2.4 | 0 | 12.5 |  |  |  |  | R-410A | 1.9167 | Residential & Commercial | USHP | Ducted CEE Tier 1
213785088 | Central HP <5.4 tons | BRYANT HEATING AND COOLING SYSTEMS | HRCU-A-CB (Split System: Heat Pump with Remote Outdoor Unit-Air-Source) | 284ANV024*0**B* |  |  | CAP**3621AL*+UI | 88*TB48070C17*** | 23000 | 20 | 10 | 26600 | 19900 | 74.81% | 2.4 | 0 | 12.5 |  |  |  |  | R-410A | 1.9167 | Residential & Commercial | USHP | Ducted CEE Tier 1
213785138 | Central HP <5.4 tons | BRYANT HEATING AND COOLING SYSTEMS | HRCU-A-CB (Split System: Heat Pump with Remote Outdoor Unit-Air-Source) | 284ANV024*0**B* |  |  | CAP**4221AL*+UI | 88*TB60110C21*** | 23400 | 20 | 10 | 26600 | 19700 | 74.06% | 2.46 | 0 | 13 |  |  |  |  | R-410A | 1.95 | Residential & Commercial | USHP | Ducted CEE Tier 1
213785172 | Central HP <5.4 tons | BRYANT HEATING AND COOLING SYSTEMS | HRCU-A-CB (Split System: Heat Pump with Remote Outdoor Unit-Air-Source) | 284ANV024*0**B* |  |  | CAP**4321AL*+UI | 88*TB60110C21*** | 24200 | 20 | 10.5 | 26400 | 19700 | 74.62% | 2.54 | 0 | 13 |  |  |  |  | R-410A | 2.0167 | Residential & Commercial | USHP | Ducted CEE Tier 1
213785190 | Central HP <5.4 tons | BRYANT HEATING AND COOLING SYSTEMS | HRCU-A-CB (Split System: Heat Pump with Remote Outdoor Unit-Air-Source) | 284ANV024*0**B* |  |  | CSPH*3012AL*+UI | 88*TB48070C17*** | 23400 | 18.5 | 9 | 27000 | 20000 | 74.07% | 2.42 | 0 | 12.5 |  |  |  |  | R-410A | 1.95 | Residential & Commercial | USHP | Ducted CEE Tier 1
210692294 | Central HP <5.4 tons | DAIKIN | HRCU-A-CB (Split System: Heat Pump with Remote Outdoor Unit-Air-Source) | DZ9VCA3610A* |  |  | CA*F3137*6A*+TXV | D*80VC0604B*A* | 33600 | 18.5 | 8.2 | 34000 | 24400 | 71.76% | 1.8 | 0 | 12 |  |  |  |  | R-410A | 2.8 | Residential & Commercial | USHP | Ducted CEE Tier 1
210692306 | Central HP <5.4 tons | DAIKIN | HRCU-A-CB (Split System: Heat Pump with Remote Outdoor Unit-Air-Source) | DZ9VCA3610A* |  |  | CA*F3743*6D*+TXV | D*80VC0805C*A* | 33600 | 19 | 8.2 | 34000 | 24400 | 71.76% | 1.8 | 0 | 12 |  |  |  |  | R-410A | 2.8 | Residential & Commercial | USHP | Ducted CEE Tier 1
210692320 | Central HP <5.4 tons | DAIKIN | HRCU-A-CB (Split System: Heat Pump with Remote Outdoor Unit-Air-Source) | DZ9VCA3610A* |  |  | CA*F3743*6D*+TXV | D*97MC1205DNA* | 33200 | 19 | 8.2 | 33600 | 24400 | 72.62% | 1.8 | 0 | 12 |  |  |  |  | R-410A | 2.7667 | Residential & Commercial | USHP | Ducted CEE Tier 1
210692321 | Central HP <5.4 tons | DAIKIN | HRCU-A-CB (Split System: Heat Pump with Remote Outdoor Unit-Air-Source) | DZ9VCA3610A* |  |  | CHPF3642C6C*+MBVC1200**-1A*+TXV | 0 | 33400 | 18 | 8.2 | 34000 | 24400 | 71.76% | 1.8 | 0 | 11 |  |  |  |  | R-410A | 2.7833 | Residential & Commercial | USHP | Ducted CEE Tier 1
210692337 | Central HP <5.4 tons | DAIKIN | HRCU-A-CB (Split System: Heat Pump with Remote Outdoor Unit-Air-Source) | DZ9VCA3610A* |  |  | CHPF3642C6C*+TXV | D*97MC0803BNA* | 33400 | 18 | 8.2 | 34000 | 24400 | 71.76% | 1.8 | 0 | 11 |  |  |  |  | R-410A | 2.7833 | Residential & Commercial | USHP | Ducted CEE Tier 1
210692357 | Central HP <5.4 tons | DAIKIN | HRCU-A-CB (Split System: Heat Pump with Remote Outdoor Unit-Air-Source) | DZ9VCA3610A* |  |  | CHPF3743C6B*+TXV | D*97MC0804CNA* | 33400 | 18 | 8.2 | 34000 | 24400 | 71.76% | 1.8 | 0 | 11 |  |  |  |  | R-410A | 2.7833 | Residential & Commercial | USHP | Ducted CEE Tier 1
210692371 | Central HP <5.4 tons | DAIKIN | HRCU-A-CB (Split System: Heat Pump with Remote Outdoor Unit-Air-Source) | DZ9VCA3610A* |  |  | CSCF3642N6D*+TXV | D*96VC0804CNA* | 33800 | 18.5 | 8.2 | 34000 | 24400 | 71.76% | 1.8 | 0 | 11.5 |  |  |  |  | R-410A | 2.8167 | Residential & Commercial | USHP | Ducted CEE Tier 1
210692372 | Central HP <5.4 tons | DAIKIN | HRCU-A-CB (Split System: Heat Pump with Remote Outdoor Unit-Air-Source) | DZ9VCA3610A* |  |  | CSCF3642N6D*+TXV | D*96SC0805CUA* | 33800 | 18.5 | 8.2 | 34000 | 24400 | 71.76% | 1.8 | 0 | 11.5 |  |  |  |  | R-410A | 2.8167 | Residential & Commercial | USHP | Ducted CEE Tier 1
212979189 | Central HP <5.4 tons | TEMPSTAR | HRCU-A-CB (Split System: Heat Pump with Remote Outdoor Unit-Air-Source) | DLCURAH24ABK |  |  | EA*4X37L17A* | *80MS(N,L)0701716A* | 24000 | 17 | 8.5 | 25200 | 22200 | 88.1% | 1.86 | 0 | 10 |  |  |  |  | R-410A | 2 | Residential & Commercial | USHP | Ducted CEE Tier 1
216448743 | Central HP <5.4 tons | AMERICAN STANDARD | HRCU-A-CB (Split System: Heat Pump with Remote Outdoor Unit-Air-Source) | 5A6V0X36A1 |  |  | 5PX*B004AS3+P0V0B000M40SD+LRP | 0 | 33200 | 18.6 | 9 | 31800 | 23800 | 74.84% | 2.1 | 0 | 12 |  |  |  |  | R-454B | 2.7667 | Residential & Commercial | USHP | Ducted CEE Tier 1
211261402 | Central HP <5.4 tons | TEMPSTAR | HRCU-A-CB (Split System: Heat Pump with Remote Outdoor Unit-Air-Source) | DLCURAH18ABK |  |  | EA*4X30L14A* | *96VTN0601412A* | 18000 | 16 | 8.5 | 18500 | 18500 | 100% | 2.22 | 0 | 10.5 |  |  |  |  | R-410A | 1.5 | Residential & Commercial | USHP | Ducted CEE Tier 1
211260036 | Central HP <5.4 tons | HEIL | HRCU-A-CB (Split System: Heat Pump with Remote Outdoor Unit-Air-Source) | DLCURAH18ABK |  |  | EA*4X19L17A* | OMV098J12* | 18800 | 16 | 8.5 | 18800 | 17500 | 93.09% | 2.12 | 0 | 11 |  |  |  |  | R-410A | 1.5667 | Residential & Commercial | USHP | Ducted CEE Tier 1
211260103 | Central HP <5.4 tons | HEIL | HRCU-A-CB (Split System: Heat Pump with Remote Outdoor Unit-Air-Source) | DLCURAH18ABK |  |  | EA*4X24L14A* | *96VSN0601412A* | 17800 | 16 | 8.5 | 18800 | 19000 | 101.1% | 2.28 | 0 | 10.5 |  |  |  |  | R-410A | 1.4833 | Residential & Commercial | USHP | Ducted CEE Tier 1
211260368 | Central HP <5.4 tons | HEIL | HRCU-A-CB (Split System: Heat Pump with Remote Outdoor Unit-Air-Source) | DLCURAH18ABK |  |  | EA*4X24L17A* | *80VSL0701716A* | 17400 | 16 | 8.5 | 18300 | 19200 | 104.9% | 2.32 | 0 | 10.5 |  |  |  |  | R-410A | 1.45 | Residential & Commercial | USHP | Ducted CEE Tier 1
211260970 | Central HP <5.4 tons | HEIL | HRCU-A-CB (Split System: Heat Pump with Remote Outdoor Unit-Air-Source) | DLCURAH18ABK |  |  | EA*4X25L17A* | *96VTN0601714A* | 18200 | 16 | 8.5 | 18100 | 17500 | 96.69% | 2.12 | 0 | 10.5 |  |  |  |  | R-410A | 1.5167 | Residential & Commercial | USHP | Ducted CEE Tier 1
210470940 | Central HP <5.4 tons | TEMPSTAR | HRCU-A-CB (Split System: Heat Pump with Remote Outdoor Unit-Air-Source) | TVH837GKA2* |  |  | EN(A,D,W)4X60L24**+WALLCON | *96CTN1202422A* | 32800 | 18 | 8.1 | 32200 | 24600 | 76.4% | 1.98 | 0 | 12 |  |  |  |  | R-410A | 2.7333 | Residential & Commercial | USHP | Ducted CEE Tier 1
212977688 | Central HP <5.4 tons | DAY & NIGHT | HRCU-A-CB (Split System: Heat Pump with Remote Outdoor Unit-Air-Source) | DLCURAH24ABK |  |  | EN(A,D)4X30L17** | *80MS(N,L)0451412A* | 23600 | 17 | 8.5 | 26400 | 24200 | 91.67% | 2 | 0 | 10.5 |  |  |  |  | R-410A | 1.9667 | Residential & Commercial | USHP | Ducted CEE Tier 1
215675184 | Central HP <5.4 tons | BRYANT HEATING AND COOLING SYSTEMS | HRCU-A-CB (Split System: Heat Pump with Remote Outdoor Unit-Air-Source) | 290VAN048**AA* |  |  | CSAH*6012AM*+UI | 88*TB60070C21*** | 45500 | 16.5 | 8.5 | 48000 | 33800 | 70.42% | 2.06 | 0 | 9.5 |  |  |  |  | R-454B | 3.7917 | Residential & Commercial | USHP
215676474 | Central HP <5.4 tons | BRYANT HEATING AND COOLING SYSTEMS | HRCU-A-CB (Split System: Heat Pump with Remote Outdoor Unit-Air-Source) | 290VAN048**AA* |  |  | CVAVA6021XMA*+UI | 88*TB60090C21*** | 48000 | 19 | 9.5 | 50000 | 36600 | 73.2% | 2.12 | 0 | 10.5 |  |  |  |  | R-454B | 4 | Residential & Commercial | USHP | Ducted CEE Tier 1
215682355 | Central HP <5.4 tons | HEIL | HRCU-A-CB (Split System: Heat Pump with Remote Outdoor Unit-Air-Source) | H5H0V48*K*AAA* |  |  | EVD5X60M21A*+WALLCON | *97CTN0802120A* | 48000 | 19 | 9 | 50000 | 36800 | 73.6% | 2 | 0 | 10 |  |  |  |  | R-454B | 4 | Residential & Commercial | USHP | Ducted CEE Tier 1
210692376 | Central HP <5.4 tons | DAIKIN | HRCU-A-CB (Split System: Heat Pump with Remote Outdoor Unit-Air-Source) | DZ9VCA3610A* |  |  | CSCF3642N6D*+TXV | D*97MC0803BNA* | 33800 | 18.5 | 8.2 | 34000 | 24400 | 71.76% | 1.8 | 0 | 11.5 |  |  |  |  | R-410A | 2.8167 | Residential & Commercial | USHP | Ducted CEE Tier 1
213778811 | Central HP <5.4 tons | DAY & NIGHT | HRCU-A-CB (Split System: Heat Pump with Remote Outdoor Unit-Air-Source) | CVH837GKA** |  |  | EA*4X36L17A*+WALLCON | *96CTN0801714B* | 31400 | 16.5 | 8.1 | 33200 | 24400 | 73.49% | 1.82 | 0 | 10.5 |  |  |  |  | R-410A | 2.6167 | Residential & Commercial | USHP | Ducted CEE Tier 1
213778861 | Central HP <5.4 tons | DAY & NIGHT | HRCU-A-CB (Split System: Heat Pump with Remote Outdoor Unit-Air-Source) | CVH837GKA** |  |  | EA*4X36L21A*+WALLCON | *80CTL1102120B* | 31600 | 17 | 8.1 | 32800 | 24200 | 73.78% | 1.86 | 0 | 11 |  |  |  |  | R-410A | 2.6333 | Residential & Commercial | USHP | Ducted CEE Tier 1
213779261 | Central HP <5.4 tons | DAY & NIGHT | HRCU-A-CB (Split System: Heat Pump with Remote Outdoor Unit-Air-Source) | CVH837GKA** |  |  | EA*4X43L21A*+WALLCON | *80CTL0701716B* | 32800 | 17 | 8.5 | 33000 | 25200 | 76.36% | 1.96 | 0 | 11 |  |  |  |  | R-410A | 2.7333 | Residential & Commercial | USHP | Ducted CEE Tier 1
213779461 | Central HP <5.4 tons | DAY & NIGHT | HRCU-A-CB (Split System: Heat Pump with Remote Outdoor Unit-Air-Source) | CVH837GKA** |  |  | EA*4X48L21A*+WALLCON | *96CTN0601714B* | 32200 | 17 | 8.1 | 32600 | 25200 | 77.3% | 1.94 | 0 | 11 |  |  |  |  | R-410A | 2.6833 | Residential & Commercial | USHP | Ducted CEE Tier 1
214279903 | Central HP <5.4 tons | CARRIER | HRCU-A-CB (Split System: Heat Pump with Remote Outdoor Unit-Air-Source) | 38MURAQ24AB3* |  |  | CAP**3617AL* | 59SC6A060M17**16 | 23400 | 16.5 | 9 | 25600 | 23800 | 92.97% | 1.96 | 0 | 10 |  |  |  |  | R-410A | 1.95 | Residential & Commercial | USHP | Ducted CEE Tier 1
212977736 | Central HP <5.4 tons | DAY & NIGHT | HRCU-A-CB (Split System: Heat Pump with Remote Outdoor Unit-Air-Source) | DLCURAH18ABK |  |  | EA*4X24L17A* | *80MS(N,L)0451412A* | 17500 | 16.5 | 8.5 | 18400 | 19400 | 105.4% | 2.34 | 0 | 10.5 |  |  |  |  | R-410A | 1.4583 | Residential & Commercial | USHP | Ducted CEE Tier 1
216764395 | Central HP <5.4 tons | TRANE | HRCU-A-CB (Split System: Heat Pump with Remote Outdoor Unit-Air-Source) | 5TWX7036A1 |  |  | 5TXCC007AS3 | L9X1C100U5VSA | 32800 | 17.1 | 8.7 | 32600 | 24200 | 74.23% | 2.1 | 0 | 12 |  |  |  |  | R-454B | 2.7333 | Residential & Commercial | USHP | Ducted CEE Tier 1
215682695 | Central HP <5.4 tons | HEIL | HRCU-A-CB (Split System: Heat Pump with Remote Outdoor Unit-Air-Source) | H5H0V60*K*AAA* |  |  | EA*5X61M24A*+WALLCON | *97CTN1002122A* | 56000 | 18.5 | 9 | 60000 | 42000 | 70% | 2.02 | 0 | 9 |  |  |  |  | R-454B | 4.6667 | Residential & Commercial | USHP
215682775 | Central HP <5.4 tons | HEIL | HRCU-A-CB (Split System: Heat Pump with Remote Outdoor Unit-Air-Source) | H5H0V60*K*AAA* |  |  | ESH5X60M12A*+WALLCON | *97CTN1002122A* | 55500 | 17 | 8.5 | 60000 | 42000 | 70% | 1.9 | 0 | 9 |  |  |  |  | R-454B | 4.625 | Residential & Commercial | USHP
215677905 | Central HP <5.4 tons | HEIL | HRCU-A-CB (Split System: Heat Pump with Remote Outdoor Unit-Air-Source) | H5H0V60*K*AAA* |  |  | EA*5X61M24A*+WALLCON | *80CSU1002120A* | 56000 | 18 | 9 | 60000 | 42000 | 70% | 2 | 0 | 9 |  |  |  |  | R-454B | 4.6667 | Residential & Commercial | USHP
214595725 | Central HP <5.4 tons | COMFORTMAKER | HRCU-A-CB (Split System: Heat Pump with Remote Outdoor Unit-Air-Source) | DLCURAH24ABK |  |  | EA*4X30L17A* | *96VTN0601716B* | 23600 | 16.5 | 9 | 26000 | 24000 | 92.31% | 2 | 0 | 10 |  |  |  |  | R-410A | 1.9667 | Residential & Commercial | USHP | Ducted CEE Tier 1
212976669 | Central HP <5.4 tons | DAY & NIGHT | HRCU-A-CB (Split System: Heat Pump with Remote Outdoor Unit-Air-Source) | DLCURAH24ABK |  |  | EA*4X36L21A* | *96VTN1002120B* | 23600 | 17.5 | 8.5 | 26200 | 23800 | 90.84% | 1.98 | 0 | 10 |  |  |  |  | R-410A | 1.9667 | Residential & Commercial | USHP | Ducted CEE Tier 1
210692336 | Central HP <5.4 tons | DAIKIN | HRCU-A-CB (Split System: Heat Pump with Remote Outdoor Unit-Air-Source) | DZ9VCA3610A* |  |  | CHPF3642C6C*+TXV | D*97MC0603BNA* | 33400 | 18 | 8.2 | 34000 | 24400 | 71.76% | 1.8 | 0 | 11 |  |  |  |  | R-410A | 2.7833 | Residential & Commercial | USHP | Ducted CEE Tier 1
211261586 | Central HP <5.4 tons | TEMPSTAR | HRCU-A-CB (Split System: Heat Pump with Remote Outdoor Unit-Air-Source) | DLCURAH18ABK |  |  | EA*4X30L17A* | *96VSN0401410A* | 17500 | 16 | 8.5 | 18100 | 18600 | 102.8% | 2.24 | 0 | 10.5 |  |  |  |  | R-410A | 1.4583 | Residential & Commercial | USHP | Ducted CEE Tier 1
215682275 | Central HP <5.4 tons | HEIL | HRCU-A-CB (Split System: Heat Pump with Remote Outdoor Unit-Air-Source) | H5H0V48*K*AAA* |  |  | EVD5X49M24A*+WALLCON | *97CTN1002122A* | 48000 | 19 | 9 | 50000 | 36600 | 73.2% | 2 | 0 | 10.5 |  |  |  |  | R-454B | 4 | Residential & Commercial | USHP | Ducted CEE Tier 1
210692301 | Central HP <5.4 tons | DAIKIN | HRCU-A-CB (Split System: Heat Pump with Remote Outdoor Unit-Air-Source) | DZ9VCA3610A* |  |  | CA*F3743*6D*+MBVC1200**-1A*+TXV | 0 | 34000 | 19 | 8.2 | 34000 | 24400 | 71.76% | 1.8 | 0 | 12 |  |  |  |  | R-410A | 2.8333 | Residential & Commercial | USHP | Ducted CEE Tier 1
210692308 | Central HP <5.4 tons | DAIKIN | HRCU-A-CB (Split System: Heat Pump with Remote Outdoor Unit-Air-Source) | DZ9VCA3610A* |  |  | CA*F3743*6D*+TXV | D*96VC0403BNA* | 33600 | 18.5 | 8.2 | 34000 | 24400 | 71.76% | 1.8 | 0 | 11.5 |  |  |  |  | R-410A | 2.8 | Residential & Commercial | USHP | Ducted CEE Tier 1
210692319 | Central HP <5.4 tons | DAIKIN | HRCU-A-CB (Split System: Heat Pump with Remote Outdoor Unit-Air-Source) | DZ9VCA3610A* |  |  | CA*F3743*6D*+TXV | D*97MC1005CNA* | 33200 | 19 | 8.2 | 33600 | 24400 | 72.62% | 1.8 | 0 | 12 |  |  |  |  | R-410A | 2.7667 | Residential & Commercial | USHP | Ducted CEE Tier 1
215681975 | Central HP <5.4 tons | HEIL | HRCU-A-CB (Split System: Heat Pump with Remote Outdoor Unit-Air-Source) | H5H0V48*K*AAA* |  |  | EVM5X60M24A*+WALLCON | *96CTN0802120B* | 48000 | 19 | 9 | 50000 | 36600 | 73.2% | 2 | 0 | 10 |  |  |  |  | R-454B | 4 | Residential & Commercial | USHP | Ducted CEE Tier 1
213779511 | Central HP <5.4 tons | DAY & NIGHT | HRCU-A-CB (Split System: Heat Pump with Remote Outdoor Unit-Air-Source) | CVH837GKA** |  |  | EA*4X48L24A*+WALLCON | *80CTL1352422B* | 32400 | 17.5 | 8.5 | 32400 | 24800 | 76.54% | 1.98 | 0 | 11.5 |  |  |  |  | R-410A | 2.7 | Residential & Commercial | USHP | Ducted CEE Tier 1
212975348 | Central HP <5.4 tons | DAY & NIGHT | HRCU-A-CB (Split System: Heat Pump with Remote Outdoor Unit-Air-Source) | DLCURAH24ABK |  |  | EN(A,D)4X30L17** | *96VTN0401712B* | 23200 | 16 | 8.1 | 26200 | 24800 | 94.66% | 2.06 | 0 | 10 |  |  |  |  | R-410A | 1.9333 | Residential & Commercial | USHP | Ducted CEE Tier 1
215681295 | Central HP <5.4 tons | HEIL | HRCU-A-CB (Split System: Heat Pump with Remote Outdoor Unit-Air-Source) | H5H0V48*K*AAA* |  |  | EA*5X48M21A*+WALLCON | *96CTN0802120B* | 44000 | 17.5 | 9 | 48500 | 34200 | 70.52% | 2.06 | 0 | 9.5 |  |  |  |  | R-454B | 3.6667 | Residential & Commercial | USHP
215681395 | Central HP <5.4 tons | HEIL | HRCU-A-CB (Split System: Heat Pump with Remote Outdoor Unit-Air-Source) | H5H0V48*K*AAA* |  |  | EA*5X60M24A*+WALLCON | *80CSU1002120B* | 45000 | 17.5 | 9 | 47500 | 33600 | 70.74% | 2.06 | 0 | 9.5 |  |  |  |  | R-454B | 3.75 | Residential & Commercial | USHP
215681495 | Central HP <5.4 tons | HEIL | HRCU-A-CB (Split System: Heat Pump with Remote Outdoor Unit-Air-Source) | H5H0V48*K*AAA* |  |  | EA*5X61M21A*+WALLCON | *97CTN0802120A* | 46000 | 18 | 9 | 48000 | 33800 | 70.42% | 2.08 | 0 | 10 |  |  |  |  | R-454B | 3.8333 | Residential & Commercial | USHP | Ducted CEE Tier 1
216765096 | Central HP <5.4 tons | TRANE | HRCU-A-CB (Split System: Heat Pump with Remote Outdoor Unit-Air-Source) | 5TWX7060A1 |  |  | 5PX*D010AS3 | S8X2C080M5PTC | 52500 | 16.5 | 9 | 51000 | 38500 | 75.49% | 2.2 | 0 | 11 |  |  |  |  | R-454B | 4.375 | Residential & Commercial | USHP | Ducted CEE Tier 1
214570717 | Central HP <5.4 tons | TEMPSTAR | HRCU-A-CB (Split System: Heat Pump with Remote Outdoor Unit-Air-Source) | TVH825GKA3* |  |  | EA*4X48L21A*+WALLCON | *97CMN0802120B* | 24000 | 16.5 | 8.5 | 21000 | 16500 | 78.57% | 2.02 | 0 | 11 |  |  |  |  | R-410A | 2 | Residential & Commercial | USHP | Ducted CEE Tier 1
214571167 | Central HP <5.4 tons | TEMPSTAR | HRCU-A-CB (Split System: Heat Pump with Remote Outdoor Unit-Air-Source) | TVH825GKA3* |  |  | EN(A,D,W)4X42L21**+WALLCON | *95CSU0802120B* | 23800 | 16.5 | 8.1 | 21400 | 16700 | 78.04% | 1.96 | 0 | 11 |  |  |  |  | R-410A | 1.9833 | Residential & Commercial | USHP | Ducted CEE Tier 1
212975678 | Central HP <5.4 tons | DAY & NIGHT | HRCU-A-CB (Split System: Heat Pump with Remote Outdoor Unit-Air-Source) | DLCURAH24ABK |  |  | EA*4X30L17A* | *96VTN0601412B* | 23400 | 16.5 | 8.5 | 26400 | 24800 | 93.94% | 2.06 | 0 | 10 |  |  |  |  | R-410A | 1.95 | Residential & Commercial | USHP | Ducted CEE Tier 1
212977616 | Central HP <5.4 tons | DAY & NIGHT | HRCU-A-CB (Split System: Heat Pump with Remote Outdoor Unit-Air-Source) | DLCURAH24ABK |  |  | EA*4X30L17A* | *80MS(N,L)0451412A* | 23600 | 17 | 8.5 | 26000 | 24000 | 92.31% | 2 | 0 | 10 |  |  |  |  | R-410A | 1.9667 | Residential & Commercial | USHP | Ducted CEE Tier 1
211260826 | Central HP <5.4 tons | TEMPSTAR | HRCU-A-CB (Split System: Heat Pump with Remote Outdoor Unit-Air-Source) | DLCURAH18ABK |  |  | EA*4X25L17A* | *80ESU0401712A* | 19000 | 16.5 | 8.5 | 18600 | 17200 | 92.47% | 2.12 | 0 | 11 |  |  |  |  | R-410A | 1.5833 | Residential & Commercial | USHP | Ducted CEE Tier 1
211261085 | Central HP <5.4 tons | TEMPSTAR | HRCU-A-CB (Split System: Heat Pump with Remote Outdoor Unit-Air-Source) | DLCURAH18ABK |  |  | EA*4X25L17A* | *92ESN0401712A* | 18400 | 15.5 | 8.5 | 18300 | 17500 | 95.63% | 2.12 | 0 | 10.5 |  |  |  |  | R-410A | 1.5333 | Residential & Commercial | USHP | Ducted CEE Tier 1
212977796 | Central HP <5.4 tons | DAY & NIGHT | HRCU-A-CB (Split System: Heat Pump with Remote Outdoor Unit-Air-Source) | DLCURAH18ABK |  |  | EN(A,D)4X24L14** | *80MS(N,L)0451412A* | 17500 | 16.5 | 8.5 | 18400 | 19200 | 104.3% | 2.3 | 0 | 11 |  |  |  |  | R-410A | 1.4583 | Residential & Commercial | USHP | Ducted CEE Tier 1
215682855 | Central HP <5.4 tons | HEIL | HRCU-A-CB (Split System: Heat Pump with Remote Outdoor Unit-Air-Source) | H5H0V60*K*AAA* |  |  | EVM5X60M21A*+WALLCON | *97CTN1002122A* | 56500 | 18.5 | 9 | 64000 | 45000 | 70.31% | 2.08 | 0 | 9 |  |  |  |  | R-454B | 4.7083 | Residential & Commercial | USHP
215676554 | Central HP <5.4 tons | BRYANT HEATING AND COOLING SYSTEMS | HRCU-A-CB (Split System: Heat Pump with Remote Outdoor Unit-Air-Source) | 290VAN048**AA* |  |  | CVAVA6021XMA*+UI | 987MC66100C21*** | 48000 | 19 | 9 | 50000 | 36600 | 73.2% | 2 | 0 | 10 |  |  |  |  | R-454B | 4 | Residential & Commercial | USHP | Ducted CEE Tier 1
216764939 | Central HP <5.4 tons | TRANE | HRCU-A-CB (Split System: Heat Pump with Remote Outdoor Unit-Air-Source) | 5TWX7036A1 |  |  | 5PX*B006AS3 | S8X1A040M3PTC | 33400 | 17.5 | 8.7 | 32800 | 24400 | 74.39% | 2.1 | 0 | 11.7 |  |  |  |  | R-454B | 2.7833 | Residential & Commercial | USHP | Ducted CEE Tier 1
215588417 | Central HP <5.4 tons | CARRIER | HRCU-A-CB (Split System: Heat Pump with Remote Outdoor Unit-Air-Source) | 27VNA154A*030* |  |  | CAA**4821AM*+UI | 58CU*B040C17**12 | 48000 | 18.5 | 10.5 | 51500 | 51000 | 99.03% | 2 | 0 | 11.5 |  |  |  |  | R-454B | 4 | Residential & Commercial | USHP | Ducted CEE Tier 1
212975491 | Central HP <5.4 tons | DAY & NIGHT | HRCU-A-CB (Split System: Heat Pump with Remote Outdoor Unit-Air-Source) | DLCURAH18ABK |  |  | EN(A,D)4X30L17** | *96VTN0601412B* | 17500 | 16.5 | 8.1 | 18000 | 18700 | 103.9% | 2.24 | 0 | 11 |  |  |  |  | R-410A | 1.4583 | Residential & Commercial | USHP | Ducted CEE Tier 1
212975359 | Central HP <5.4 tons | DAY & NIGHT | HRCU-A-CB (Split System: Heat Pump with Remote Outdoor Unit-Air-Source) | DLCURAH24ABK |  |  | EN(A,D,W)4X36L17** | *96VTN0401712B* | 23200 | 16 | 8.1 | 26200 | 24800 | 94.66% | 2.06 | 0 | 10 |  |  |  |  | R-410A | 1.9333 | Residential & Commercial | USHP | Ducted CEE Tier 1
212976116 | Central HP <5.4 tons | DAY & NIGHT | HRCU-A-CB (Split System: Heat Pump with Remote Outdoor Unit-Air-Source) | DLCURAH24ABK |  |  | EN(A,D,W)4X36L17** | *96VTN0801716B* | 23400 | 16.5 | 8.1 | 25800 | 24200 | 93.8% | 2 | 0 | 10 |  |  |  |  | R-410A | 1.95 | Residential & Commercial | USHP | Ducted CEE Tier 1
216765097 | Central HP <5.4 tons | TRANE | HRCU-A-CB (Split System: Heat Pump with Remote Outdoor Unit-Air-Source) | 5TWX7060A1 |  |  | 5PX*D010AS3 | S8X2C100M5PSC | 52500 | 16.5 | 9 | 51000 | 38500 | 75.49% | 2.1 | 0 | 11 |  |  |  |  | R-454B | 4.375 | Residential & Commercial | USHP | Ducted CEE Tier 1
216765816 | Central HP <5.4 tons | TRANE | HRCU-A-CB (Split System: Heat Pump with Remote Outdoor Unit-Air-Source) | 5TWR7024A1 |  |  | 5PX*B004AS3 | S9X1B060U4PSB | 23200 | 16.5 | 8.7 | 21800 | 17200 | 78.9% | 2.02 | 0 | 12.5 |  |  |  |  | R-454B | 1.9333 | Residential & Commercial | USHP | Ducted CEE Tier 1
216765834 | Central HP <5.4 tons | TRANE | HRCU-A-CB (Split System: Heat Pump with Remote Outdoor Unit-Air-Source) | 5TWR7024A1 |  |  | 5PX*B006AS3 | S8V2B060M4PDB | 24000 | 17.1 | 9 | 22000 | 17500 | 79.55% | 2.08 | 0 | 12.5 |  |  |  |  | R-454B | 2 | Residential & Commercial | USHP | Ducted CEE Tier 1
216765848 | Central HP <5.4 tons | TRANE | HRCU-A-CB (Split System: Heat Pump with Remote Outdoor Unit-Air-Source) | 5TWR7024A1 |  |  | 5PX*B006AS3+P0V0A000M30SD | 0 | 23800 | 17.1 | 9 | 22000 | 17400 | 79.09% | 2.08 | 0 | 12.5 |  |  |  |  | R-454B | 1.9833 | Residential & Commercial | USHP | Ducted CEE Tier 1
215681595 | Central HP <5.4 tons | HEIL | HRCU-A-CB (Split System: Heat Pump with Remote Outdoor Unit-Air-Source) | H5H0V48*K*AAA* |  |  | ESH5X48M12A*+WALLCON | *80CSU0601716B* | 45000 | 16 | 8.5 | 49000 | 34400 | 70.2% | 2.04 | 0 | 9 |  |  |  |  | R-454B | 3.75 | Residential & Commercial | USHP
215681695 | Central HP <5.4 tons | HEIL | HRCU-A-CB (Split System: Heat Pump with Remote Outdoor Unit-Air-Source) | H5H0V48*K*AAA* |  |  | ESH5X60M12A*+WALLCON | *80CSU0802120B* | 45500 | 17 | 8.5 | 48000 | 33600 | 70% | 2.06 | 0 | 9.5 |  |  |  |  | R-454B | 3.7917 | Residential & Commercial | USHP
215675524 | Central HP <5.4 tons | BRYANT HEATING AND COOLING SYSTEMS | HRCU-A-CB (Split System: Heat Pump with Remote Outdoor Unit-Air-Source) | 290VAN048**AA* |  |  | CVAMA4921XMA*+UI | 88*TB36045C17*** | 47500 | 18 | 9 | 50000 | 37600 | 75.2% | 1.98 | 0 | 9.5 |  |  |  |  | R-454B | 3.9583 | Residential & Commercial | USHP
210692350 | Central HP <5.4 tons | DAIKIN | HRCU-A-CB (Split System: Heat Pump with Remote Outdoor Unit-Air-Source) | DZ9VCA3610A* |  |  | CHPF3743C6B*+TXV | D*96VC0603BNA* | 33400 | 18 | 8.2 | 34000 | 24400 | 71.76% | 1.8 | 0 | 11 |  |  |  |  | R-410A | 2.7833 | Residential & Commercial | USHP | Ducted CEE Tier 1
210692325 | Central HP <5.4 tons | DAIKIN | HRCU-A-CB (Split System: Heat Pump with Remote Outdoor Unit-Air-Source) | DZ9VCA3610A* |  |  | CHPF3642C6C*+TXV | D*80VC0804C*A* | 33400 | 18 | 8.2 | 34000 | 24400 | 71.76% | 1.8 | 0 | 11 |  |  |  |  | R-410A | 2.7833 | Residential & Commercial | USHP | Ducted CEE Tier 1
213779551 | Central HP <5.4 tons | DAY & NIGHT | HRCU-A-CB (Split System: Heat Pump with Remote Outdoor Unit-Air-Source) | CVH837GKA** |  |  | EA*4X48L24A*+WALLCON | *96CTN1202422B* | 32400 | 17 | 8.5 | 32400 | 24800 | 76.54% | 1.98 | 0 | 11 |  |  |  |  | R-410A | 2.7 | Residential & Commercial | USHP | Ducted CEE Tier 1
213780021 | Central HP <5.4 tons | DAY & NIGHT | HRCU-A-CB (Split System: Heat Pump with Remote Outdoor Unit-Air-Source) | CVH837GKA** |  |  | EHD4X42AAL+WALLCON | *80CTL0902120B* | 32400 | 16.5 | 8.1 | 32800 | 24600 | 75% | 1.94 | 0 | 11 |  |  |  |  | R-410A | 2.7 | Residential & Commercial | USHP | Ducted CEE Tier 1
213780271 | Central HP <5.4 tons | DAY & NIGHT | HRCU-A-CB (Split System: Heat Pump with Remote Outdoor Unit-Air-Source) | CVH837GKA** |  |  | EHD4X48AAL+WALLCON | *96CTN0801714B* | 32600 | 16.5 | 8.1 | 33000 | 25000 | 75.76% | 1.94 | 0 | 11 |  |  |  |  | R-410A | 2.7167 | Residential & Commercial | USHP | Ducted CEE Tier 1
213779701 | Central HP <5.4 tons | DAY & NIGHT | HRCU-A-CB (Split System: Heat Pump with Remote Outdoor Unit-Air-Source) | CVH837GKA** |  |  | EA*4X61L21A*+WALLCON | *97CMN0801714B* | 33000 | 17 | 8.1 | 32200 | 25000 | 77.64% | 1.96 | 0 | 11 |  |  |  |  | R-410A | 2.75 | Residential & Commercial | USHP | Ducted CEE Tier 1
213779751 | Central HP <5.4 tons | DAY & NIGHT | HRCU-A-CB (Split System: Heat Pump with Remote Outdoor Unit-Air-Source) | CVH837GKA** |  |  | EA*4X61L24A*+WALLCON | *80CTL0902120B* | 33200 | 17.5 | 8.5 | 32000 | 24800 | 77.5% | 2 | 0 | 11.7 |  |  |  |  | R-410A | 2.7667 | Residential & Commercial | USHP | Ducted CEE Tier 1
216765850 | Central HP <5.4 tons | TRANE | HRCU-A-CB (Split System: Heat Pump with Remote Outdoor Unit-Air-Source) | 5TWR7024A1 |  |  | 5PX*B006AS3+P0V0B000M40SD | 0 | 23400 | 17.1 | 8.7 | 21600 | 17100 | 79.17% | 2.04 | 0 | 12.5 |  |  |  |  | R-454B | 1.95 | Residential & Commercial | USHP | Ducted CEE Tier 1
216765864 | Central HP <5.4 tons | TRANE | HRCU-A-CB (Split System: Heat Pump with Remote Outdoor Unit-Air-Source) | 5TWR7024A1 |  |  | 5PX*B006AS3 | S9V2B040D3VSB | 22200 | 16 | 9 | 21400 | 17100 | 79.91% | 2.05 | 0 | 12 |  |  |  |  | R-454B | 1.85 | Residential & Commercial | USHP | Ducted CEE Tier 1
215682888 | Central HP <5.4 tons | COMFORTMAKER | HRCU-A-CB (Split System: Heat Pump with Remote Outdoor Unit-Air-Source) | C5H0V60*K*AAA* |  |  | EVM5X60M24A*+WALLCON | *80CSU1002120B* | 57000 | 18 | 9 | 63000 | 44500 | 70.63% | 2.08 | 0 | 9 |  |  |  |  | R-454B | 4.75 | Residential & Commercial | USHP
215682958 | Central HP <5.4 tons | COMFORTMAKER | HRCU-A-CB (Split System: Heat Pump with Remote Outdoor Unit-Air-Source) | C5H0V60*K*AAA* |  |  | EVM5X61M24A*+WALLCON | *97CTN0802120A* | 57500 | 18.5 | 9 | 64000 | 45000 | 70.31% | 2.08 | 0 | 9 |  |  |  |  | R-454B | 4.7917 | Residential & Commercial | USHP
213778761 | Central HP <5.4 tons | DAY & NIGHT | HRCU-A-CB (Split System: Heat Pump with Remote Outdoor Unit-Air-Source) | CVH837GKA** |  |  | EA*4X36L17A*+WALLCON | *80CTL0901716B* | 31200 | 16.5 | 8.1 | 33200 | 24200 | 72.89% | 1.84 | 0 | 10.5 |  |  |  |  | R-410A | 2.6 | Residential & Commercial | USHP | Ducted CEE Tier 1
213778911 | Central HP <5.4 tons | DAY & NIGHT | HRCU-A-CB (Split System: Heat Pump with Remote Outdoor Unit-Air-Source) | CVH837GKA** |  |  | EA*4X36L21A*+WALLCON | *96CTN0601714B* | 31400 | 16.5 | 8.1 | 33200 | 24400 | 73.49% | 1.82 | 0 | 10.5 |  |  |  |  | R-410A | 2.6167 | Residential & Commercial | USHP | Ducted CEE Tier 1
213778961 | Central HP <5.4 tons | DAY & NIGHT | HRCU-A-CB (Split System: Heat Pump with Remote Outdoor Unit-Air-Source) | CVH837GKA** |  |  | EA*4X37L21A*+WALLCON | *80CTL0901716B* | 32600 | 17 | 8.5 | 32800 | 25000 | 76.22% | 1.98 | 0 | 11 |  |  |  |  | R-410A | 2.7167 | Residential & Commercial | USHP | Ducted CEE Tier 1
213779011 | Central HP <5.4 tons | DAY & NIGHT | HRCU-A-CB (Split System: Heat Pump with Remote Outdoor Unit-Air-Source) | CVH837GKA** |  |  | EA*4X37L21A*+WALLCON | *97CMN0801714B* | 32800 | 17 | 8.1 | 33000 | 25200 | 76.36% | 1.96 | 0 | 11 |  |  |  |  | R-410A | 2.7333 | Residential & Commercial | USHP | Ducted CEE Tier 1
214572507 | Central HP <5.4 tons | TEMPSTAR | HRCU-A-CB (Split System: Heat Pump with Remote Outdoor Unit-Air-Source) | TVH837GKA** |  |  | EA*4X36L21A*+WALLCON | *97CMN0602120B* | 31400 | 17 | 8.1 | 33200 | 24400 | 73.49% | 1.84 | 0 | 10.5 |  |  |  |  | R-410A | 2.6167 | Residential & Commercial | USHP | Ducted CEE Tier 1
215682145 | Central HP <5.4 tons | HEIL | HRCU-A-CB (Split System: Heat Pump with Remote Outdoor Unit-Air-Source) | H5H0V48*K*AAA* |  |  | EVD5X48M21A*+WALLCON | *97CTN0801716A* | 46500 | 18 | 9 | 50000 | 37000 | 74% | 1.98 | 0 | 9.5 |  |  |  |  | R-454B | 3.875 | Residential & Commercial | USHP
215682315 | Central HP <5.4 tons | HEIL | HRCU-A-CB (Split System: Heat Pump with Remote Outdoor Unit-Air-Source) | H5H0V48*K*AAA* |  |  | EVD5X60M21A*+WALLCON | *80CSU0601716B* | 48000 | 18.5 | 9 | 50000 | 36800 | 73.6% | 2 | 0 | 10 |  |  |  |  | R-454B | 4 | Residential & Commercial | USHP | Ducted CEE Tier 1
215682395 | Central HP <5.4 tons | HEIL | HRCU-A-CB (Split System: Heat Pump with Remote Outdoor Unit-Air-Source) | H5H0V48*K*AAA* |  |  | EVD5X60M24A*+WALLCON | *80CSU1002120B* | 48000 | 18.5 | 9 | 50000 | 36600 | 73.2% | 2 | 0 | 10 |  |  |  |  | R-454B | 4 | Residential & Commercial | USHP | Ducted CEE Tier 1
210791259 | Central HP <5.4 tons | DAIKIN | HRCU-A-CB (Split System: Heat Pump with Remote Outdoor Unit-Air-Source) | DZ6VSA3610A* |  |  | DV35FECC14A* | 0 | 31000 | 16.3 | 8.2 | 27400 | 19700 | 71.9% | 1.86 | 9.3 | 8.7 |  |  |  |  | R-410A | 2.5833 | Residential & Commercial | USHP
213785272 | Central HP <5.4 tons | BRYANT HEATING AND COOLING SYSTEMS | HRCU-A-CB (Split System: Heat Pump with Remote Outdoor Unit-Air-Source) | 284ANV024*0**B* |  |  | CSPH*4212AL*+UI | 986TD66100C21*** | 23600 | 19 | 10 | 26400 | 19700 | 74.62% | 2.52 | 0 | 13 |  |  |  |  | R-410A | 1.9667 | Residential & Commercial | USHP | Ducted CEE Tier 1
213785339 | Central HP <5.4 tons | BRYANT HEATING AND COOLING SYSTEMS | HRCU-A-CB (Split System: Heat Pump with Remote Outdoor Unit-Air-Source) | 284ANV036*0**B* |  |  | CAP**3617AL*+UI | 88*TB48070C17*** | 32000 | 18.5 | 8.5 | 38500 | 27000 | 70.13% | 1.94 | 0 | 11 |  |  |  |  | R-410A | 2.6667 | Residential & Commercial | USHP | Ducted CEE Tier 1
213785341 | Central HP <5.4 tons | BRYANT HEATING AND COOLING SYSTEMS | HRCU-A-CB (Split System: Heat Pump with Remote Outdoor Unit-Air-Source) | 284ANV036*0**B* |  |  | CAP**3617AL*+UI | 88*TB48090C17*** | 32200 | 19 | 8.5 | 38500 | 27000 | 70.13% | 1.94 | 0 | 11.5 |  |  |  |  | R-410A | 2.6833 | Residential & Commercial | USHP | Ducted CEE Tier 1
213785373 | Central HP <5.4 tons | BRYANT HEATING AND COOLING SYSTEMS | HRCU-A-CB (Split System: Heat Pump with Remote Outdoor Unit-Air-Source) | 284ANV036*0**B* |  |  | CAP**3621AL*+UI | 986TD42080C17*** | 32200 | 18.5 | 8.5 | 38500 | 27000 | 70.13% | 1.94 | 0 | 11 |  |  |  |  | R-410A | 2.6833 | Residential & Commercial | USHP | Ducted CEE Tier 1
213785457 | Central HP <5.4 tons | BRYANT HEATING AND COOLING SYSTEMS | HRCU-A-CB (Split System: Heat Pump with Remote Outdoor Unit-Air-Source) | 284ANV036*0**B* |  |  | CAP**4321AL*+UI | 88*TB36045C17*** | 33600 | 18.5 | 9 | 36800 | 26000 | 70.65% | 2 | 0 | 11.5 |  |  |  |  | R-410A | 2.8 | Residential & Commercial | USHP | Ducted CEE Tier 1
213785491 | Central HP <5.4 tons | BRYANT HEATING AND COOLING SYSTEMS | HRCU-A-CB (Split System: Heat Pump with Remote Outdoor Unit-Air-Source) | 284ANV036*0**B* |  |  | CAP**4821AL*+UI | 935CB48060C17*** | 33000 | 19 | 9 | 36600 | 26000 | 71.04% | 2 | 0 | 11.7 |  |  |  |  | R-410A | 2.75 | Residential & Commercial | USHP | Ducted CEE Tier 1
213354819 | Central HP <5.4 tons | DAIKIN | HRCU-A-CB (Split System: Heat Pump with Remote Outdoor Unit-Air-Source) | DZ9VCA3610A* |  |  | DV37PECC14A* | 0 | 33600 | 18.5 | 8.2 | 34000 | 24400 | 71.76% | 1.8 | 0 | 11.5 |  |  |  |  | R-410A | 2.8 | Residential & Commercial | USHP | Ducted CEE Tier 1
215682445 | Central HP <5.4 tons | HEIL | HRCU-A-CB (Split System: Heat Pump with Remote Outdoor Unit-Air-Source) | H5H0V48*K*AAA* |  |  | EVD5X61M21A*+WALLCON | *80CSU0401712B* | 48500 | 19 | 9 | 50000 | 36800 | 73.6% | 2.12 | 0 | 10 |  |  |  |  | R-454B | 4.0417 | Residential & Commercial | USHP | Ducted CEE Tier 1
215682515 | Central HP <5.4 tons | HEIL | HRCU-A-CB (Split System: Heat Pump with Remote Outdoor Unit-Air-Source) | H5H0V48*K*AAA* |  |  | EVD5X61M24A*+WALLCON | *96CTN0802120B* | 48500 | 19 | 9.5 | 50000 | 36800 | 73.6% | 2.1 | 0 | 10.5 |  |  |  |  | R-454B | 4.0417 | Residential & Commercial | USHP | Ducted CEE Tier 1
212977652 | Central HP <5.4 tons | DAY & NIGHT | HRCU-A-CB (Split System: Heat Pump with Remote Outdoor Unit-Air-Source) | DLCURAH24ABK |  |  | EN(A,D)4X24L14** | *80MS(N,L)0451412A* | 23200 | 16.5 | 8.5 | 26800 | 25000 | 93.28% | 2.08 | 0 | 10 |  |  |  |  | R-410A | 1.9333 | Residential & Commercial | USHP | Ducted CEE Tier 1
210791260 | Central HP <5.4 tons | DAIKIN | HRCU-A-CB (Split System: Heat Pump with Remote Outdoor Unit-Air-Source) | DZ6VSA4210A* |  |  | DV47FECD14A* | 0 | 37000 | 16.9 | 8.1 | 34200 | 27400 | 80.12% | 1.88 | 9 | 8.5 |  |  |  |  | R-410A | 3.0833 | Residential & Commercial | USHP
210692340 | Central HP <5.4 tons | DAIKIN | HRCU-A-CB (Split System: Heat Pump with Remote Outdoor Unit-Air-Source) | DZ9VCA3610A* |  |  | CHPF3743C6B*+MBVC1200**-1A*+TXV | 0 | 33400 | 18 | 8.2 | 34000 | 24400 | 71.76% | 1.8 | 0 | 11 |  |  |  |  | R-410A | 2.7833 | Residential & Commercial | USHP | Ducted CEE Tier 1
214239698 | Central HP <5.4 tons | COMFORTMAKER | HRCU-A-CB (Split System: Heat Pump with Remote Outdoor Unit-Air-Source) | CVH837GKA** |  |  | END4X42L17**+WALLCON | *97CMN0801714B* | 32000 | 16.5 | 8.1 | 33200 | 24800 | 74.7% | 1.88 | 0 | 11 |  |  |  |  | R-410A | 2.6667 | Residential & Commercial | USHP | Ducted CEE Tier 1
214239848 | Central HP <5.4 tons | COMFORTMAKER | HRCU-A-CB (Split System: Heat Pump with Remote Outdoor Unit-Air-Source) | CVH837GKA** |  |  | EN(A,D,W)4X48L21**+WALLCON | *80CTL0451712B* | 32200 | 16.5 | 8.1 | 33200 | 25000 | 75.3% | 1.9 | 0 | 11 |  |  |  |  | R-410A | 2.6833 | Residential & Commercial | USHP | Ducted CEE Tier 1
214239948 | Central HP <5.4 tons | COMFORTMAKER | HRCU-A-CB (Split System: Heat Pump with Remote Outdoor Unit-Air-Source) | CVH837GKA** |  |  | EN(A,D,W)4X48L21**+WALLCON | *96CTN0801714B* | 32200 | 17 | 8.1 | 32800 | 24800 | 75.61% | 1.94 | 0 | 11.5 |  |  |  |  | R-410A | 2.6833 | Residential & Commercial | USHP | Ducted CEE Tier 1
212984590 | Central HP <5.4 tons | BRYANT HEATING AND COOLING SYSTEMS | HRCU-A-CB (Split System: Heat Pump with Remote Outdoor Unit-Air-Source) | 38MURAQ24AB3* |  |  | CAP**3017AL* | 912SE48080M17*** | 23400 | 17.5 | 8.5 | 26200 | 24800 | 94.66% | 2.08 | 0 | 10 |  |  |  |  | R-410A | 1.95 | Residential & Commercial | USHP | Ducted CEE Tier 1
214239755 | Central HP <5.4 tons | HEIL | HRCU-A-CB (Split System: Heat Pump with Remote Outdoor Unit-Air-Source) | HVH837GKA** |  |  | EN(A,D,W)4X42L21**+WALLCON | *80CTL0902120B* | 31800 | 17 | 8.1 | 33000 | 24400 | 73.94% | 1.88 | 0 | 11 |  |  |  |  | R-410A | 2.65 | Residential & Commercial | USHP | Ducted CEE Tier 1
214239805 | Central HP <5.4 tons | HEIL | HRCU-A-CB (Split System: Heat Pump with Remote Outdoor Unit-Air-Source) | HVH837GKA** |  |  | EN(A,D,W)4X42L21**+WALLCON | *97CMN1002122B* | 31800 | 16.5 | 8.1 | 33000 | 24400 | 73.94% | 1.88 | 0 | 11 |  |  |  |  | R-410A | 2.65 | Residential & Commercial | USHP | Ducted CEE Tier 1
214241947 | Central HP <5.4 tons | HEIL | HRCU-A-CB (Split System: Heat Pump with Remote Outdoor Unit-Air-Source) | HVH825GKA3* |  |  | EN(A,D)4X36L21**+WALLCON | *97CMN1002122B* | 23600 | 16.5 | 8.1 | 21400 | 16700 | 78.04% | 1.92 | 0 | 11 |  |  |  |  | R-410A | 1.9667 | Residential & Commercial | USHP | Ducted CEE Tier 1
215682795 | Central HP <5.4 tons | HEIL | HRCU-A-CB (Split System: Heat Pump with Remote Outdoor Unit-Air-Source) | H5H0V60*K*AAA* |  |  | EVM5X60M21A*+WALLCON | *96CTN0802120B* | 56500 | 18 | 9 | 64000 | 45000 | 70.31% | 2.06 | 0 | 9 |  |  |  |  | R-454B | 4.7083 | Residential & Commercial | USHP
212975843 | Central HP <5.4 tons | DAY & NIGHT | HRCU-A-CB (Split System: Heat Pump with Remote Outdoor Unit-Air-Source) | DLCURAH18ABK |  |  | EN(A,D)4X30L17** | *96VTN0801716B* | 17500 | 16 | 8.1 | 18000 | 18700 | 103.9% | 2.24 | 0 | 11 |  |  |  |  | R-410A | 1.4583 | Residential & Commercial | USHP | Ducted CEE Tier 1
216764971 | Central HP <5.4 tons | TRANE | HRCU-A-CB (Split System: Heat Pump with Remote Outdoor Unit-Air-Source) | 5TWX7036A1 |  |  | 5PX*C007AS3 | S8X1C080M5PTC | 33800 | 17.5 | 8.7 | 32600 | 24200 | 74.23% | 2.1 | 0 | 12 |  |  |  |  | R-454B | 2.8167 | Residential & Commercial | USHP | Ducted CEE Tier 1
216764987 | Central HP <5.4 tons | TRANE | HRCU-A-CB (Split System: Heat Pump with Remote Outdoor Unit-Air-Source) | 5TWX7036A1 |  |  | 5PX*CD09AS3 | S8X2C080M5PTC | 34200 | 17.1 | 8.7 | 32200 | 24000 | 74.53% | 2.1 | 0 | 12 |  |  |  |  | R-454B | 2.85 | Residential & Commercial | USHP | Ducted CEE Tier 1
216765021 | Central HP <5.4 tons | TRANE | HRCU-A-CB (Split System: Heat Pump with Remote Outdoor Unit-Air-Source) | 5TWX7036A1 |  |  | 5TXCC007AS3 | S8X2C080M5PSC | 33800 | 17.5 | 8.7 | 32800 | 24200 | 73.78% | 2.1 | 0 | 12 |  |  |  |  | R-454B | 2.8167 | Residential & Commercial | USHP | Ducted CEE Tier 1
216765039 | Central HP <5.4 tons | TRANE | HRCU-A-CB (Split System: Heat Pump with Remote Outdoor Unit-Air-Source) | 5TWX7048A1 |  |  | 5PX*D008AS3 | S8X2D120M5PSC | 43500 | 17.1 | 9 | 44500 | 32800 | 73.71% | 2.2 | 0 | 12 |  |  |  |  | R-454B | 3.625 | Residential & Commercial | USHP | Ducted CEE Tier 1
213782346 | Central HP <5.4 tons | BRYANT HEATING AND COOLING SYSTEMS | HRCU-A-CB (Split System: Heat Pump with Remote Outdoor Unit-Air-Source) | 288BNV037*0**B* |  |  | CSPH*6012AL*+UI | 986TD66100C21*** | 33000 | 16.5 | 8.1 | 32200 | 24800 | 77.02% | 2 | 0 | 11.5 |  |  |  |  | R-410A | 2.75 | Residential & Commercial | USHP | Ducted CEE Tier 1
213785639 | Central HP <5.4 tons | BRYANT HEATING AND COOLING SYSTEMS | HRCU-A-CB (Split System: Heat Pump with Remote Outdoor Unit-Air-Source) | 284ANV036*0**B* |  |  | CSPH*3612AL*+UI | 88*TB48070C17*** | 33000 | 18 | 8.5 | 37200 | 26400 | 70.97% | 2 | 0 | 11.5 |  |  |  |  | R-410A | 2.75 | Residential & Commercial | USHP | Ducted CEE Tier 1
213785641 | Central HP <5.4 tons | BRYANT HEATING AND COOLING SYSTEMS | HRCU-A-CB (Split System: Heat Pump with Remote Outdoor Unit-Air-Source) | 284ANV036*0**B* |  |  | CSPH*3612AL*+UI | 88*TB48090C17*** | 33000 | 18 | 8.5 | 37000 | 26200 | 70.81% | 2 | 0 | 11.7 |  |  |  |  | R-410A | 2.75 | Residential & Commercial | USHP | Ducted CEE Tier 1
213785657 | Central HP <5.4 tons | BRYANT HEATING AND COOLING SYSTEMS | HRCU-A-CB (Split System: Heat Pump with Remote Outdoor Unit-Air-Source) | 284ANV036*0**B* |  |  | CSPH*3612AL*+UI | 987MC66120C24*** | 33000 | 18 | 8.5 | 37000 | 26200 | 70.81% | 2 | 0 | 11.7 |  |  |  |  | R-410A | 2.75 | Residential & Commercial | USHP | Ducted CEE Tier 1
215681545 | Central HP <5.4 tons | HEIL | HRCU-A-CB (Split System: Heat Pump with Remote Outdoor Unit-Air-Source) | H5H0V48*K*AAA* |  |  | EA*5X61M24A*+WALLCON | *97CTN0802120A* | 46000 | 18 | 9 | 48000 | 33800 | 70.42% | 2.08 | 0 | 10 |  |  |  |  | R-454B | 3.8333 | Residential & Commercial | USHP | Ducted CEE Tier 1
215682045 | Central HP <5.4 tons | HEIL | HRCU-A-CB (Split System: Heat Pump with Remote Outdoor Unit-Air-Source) | H5H0V48*K*AAA* |  |  | EVM5X61M24A*+WALLCON | *80CSU0802120B* | 49000 | 19 | 9 | 50000 | 36400 | 72.8% | 2.12 | 0 | 10.5 |  |  |  |  | R-454B | 4.0833 | Residential & Commercial | USHP | Ducted CEE Tier 1
215682195 | Central HP <5.4 tons | HEIL | HRCU-A-CB (Split System: Heat Pump with Remote Outdoor Unit-Air-Source) | H5H0V48*K*AAA* |  |  | EVD5X48M24A*+WALLCON | *80CSU1002120B* | 47000 | 18 | 9 | 50000 | 36400 | 72.8% | 2 | 0 | 9.5 |  |  |  |  | R-454B | 3.9167 | Residential & Commercial | USHP
215682495 | Central HP <5.4 tons | HEIL | HRCU-A-CB (Split System: Heat Pump with Remote Outdoor Unit-Air-Source) | H5H0V48*K*AAA* |  |  | EVD5X61M21A*+WALLCON | *97CTN0802120A* | 48500 | 19 | 9 | 50000 | 36800 | 73.6% | 2 | 0 | 10.5 |  |  |  |  | R-454B | 4.0417 | Residential & Commercial | USHP | Ducted CEE Tier 1
210791261 | Central HP <5.4 tons | DAIKIN | HRCU-A-CB (Split System: Heat Pump with Remote Outdoor Unit-Air-Source) | DZ6VSA6010A* |  |  | DV59FECD14A* | 0 | 49000 | 16.1 | 8.1 | 45500 | 32400 | 71.21% | 1.97 | 8.3 | 8 |  |  |  |  | R-410A | 4.0833 | Residential & Commercial | USHP
210692335 | Central HP <5.4 tons | DAIKIN | HRCU-A-CB (Split System: Heat Pump with Remote Outdoor Unit-Air-Source) | DZ9VCA3610A* |  |  | CHPF3642C6C*+TXV | D*96VC1005CNA* | 33400 | 18 | 8.2 | 34000 | 24400 | 71.76% | 1.8 | 0 | 11 |  |  |  |  | R-410A | 2.7833 | Residential & Commercial | USHP | Ducted CEE Tier 1
210692358 | Central HP <5.4 tons | DAIKIN | HRCU-A-CB (Split System: Heat Pump with Remote Outdoor Unit-Air-Source) | DZ9VCA3610A* |  |  | CHPF3743C6B*+TXV | D*97MC1005CNA* | 33400 | 18 | 8.2 | 34000 | 24400 | 71.76% | 1.8 | 0 | 11 |  |  |  |  | R-410A | 2.7833 | Residential & Commercial | USHP | Ducted CEE Tier 1
210692360 | Central HP <5.4 tons | DAIKIN | HRCU-A-CB (Split System: Heat Pump with Remote Outdoor Unit-Air-Source) | DZ9VCA3610A* |  |  | CSCF3642N6D*+MBVC1600**-1A*+TXV | 0 | 33800 | 18.5 | 8.2 | 34000 | 24400 | 71.76% | 1.8 | 0 | 11.5 |  |  |  |  | R-410A | 2.8167 | Residential & Commercial | USHP | Ducted CEE Tier 1
210692367 | Central HP <5.4 tons | DAIKIN | HRCU-A-CB (Split System: Heat Pump with Remote Outdoor Unit-Air-Source) | DZ9VCA3610A* |  |  | CSCF3642N6D*+TXV | D*96VC0403BNA* | 33800 | 18.5 | 8.2 | 34000 | 24400 | 71.76% | 1.8 | 0 | 11.5 |  |  |  |  | R-410A | 2.8167 | Residential & Commercial | USHP | Ducted CEE Tier 1
212975700 | Central HP <5.4 tons | DAY & NIGHT | HRCU-A-CB (Split System: Heat Pump with Remote Outdoor Unit-Air-Source) | DLCURAH24ABK |  |  | EA*4X37L17A* | *96VTN0601412B* | 24000 | 17 | 8.1 | 25200 | 22400 | 88.89% | 1.86 | 0 | 10 |  |  |  |  | R-410A | 2 | Residential & Commercial | USHP | Ducted CEE Tier 1
213785725 | Central HP <5.4 tons | BRYANT HEATING AND COOLING SYSTEMS | HRCU-A-CB (Split System: Heat Pump with Remote Outdoor Unit-Air-Source) | 284ANV036*0**B* |  |  | CSPH*4812AL*+UI | 986TD42080C17*** | 33400 | 18.5 | 8.5 | 36800 | 26000 | 70.65% | 2.02 | 0 | 11.5 |  |  |  |  | R-410A | 2.7833 | Residential & Commercial | USHP | Ducted CEE Tier 1
215588514 | Central HP <5.4 tons | BRYANT HEATING AND COOLING SYSTEMS | HRCU-A-CB (Split System: Heat Pump with Remote Outdoor Unit-Air-Source) | 291VAN054**AA* |  |  | CVAVA4924XMA*+UI | 986TD60080C21*** | 51500 | 19 | 8.1 | 53000 | 46500 | 87.74% | 1.85 | 0 | 11.5 |  |  |  |  | R-454B | 4.2917 | Residential & Commercial | USHP | Ducted CEE Tier 1
215588550 | Central HP <5.4 tons | BRYANT HEATING AND COOLING SYSTEMS | HRCU-A-CB (Split System: Heat Pump with Remote Outdoor Unit-Air-Source) | 291VAN054**AA* |  |  | CVAVA6124XMA*+UI | 986TD60080C21*** | 52500 | 19.5 | 8.5 | 53500 | 46500 | 86.92% | 1.95 | 0 | 12 |  |  |  |  | R-454B | 4.375 | Residential & Commercial | USHP | Ducted CEE Tier 1
216682094 | Central HP <5.4 tons | BRYANT HEATING AND COOLING SYSTEMS | HRCU-A-CB (Split System: Heat Pump with Remote Outdoor Unit-Air-Source) | 38MURAQ30AB3* |  |  | CAP**4224AL* | 927TA60100V21*** | 30200 | 15.2 | 9 | 34000 | 27200 | 80% | 1.75 | 0 | 9 |  |  |  |  | R-410A | 2.5167 | Residential & Commercial | USHP
213787630 | Central HP <5.4 tons | BRYANT HEATING AND COOLING SYSTEMS | HRCU-A-CB (Split System: Heat Pump with Remote Outdoor Unit-Air-Source) | 38MURAQ30AB3* |  |  | PF4TNXC48L* | 0 | 31600 | 15.75 | 9 | 32400 | 25800 | 79.63% | 1.88 | 0 | 9.5 |  |  |  |  | R-410A | 2.6333 | Residential & Commercial | USHP
214570437 | Central HP <5.4 tons | TEMPSTAR | HRCU-A-CB (Split System: Heat Pump with Remote Outdoor Unit-Air-Source) | TVH825GKA3* |  |  | EA*4X37L21A*+WALLCON | *80CTL0702120B* | 24400 | 16.5 | 8.5 | 21200 | 16600 | 78.3% | 2.02 | 0 | 11 |  |  |  |  | R-410A | 2.0333 | Residential & Commercial | USHP | Ducted CEE Tier 1
214570487 | Central HP <5.4 tons | TEMPSTAR | HRCU-A-CB (Split System: Heat Pump with Remote Outdoor Unit-Air-Source) | TVH825GKA3* |  |  | EA*4X37L21A*+WALLCON | *96CTN0802120B* | 24400 | 17 | 8.5 | 21200 | 16600 | 78.3% | 2.04 | 0 | 11 |  |  |  |  | R-410A | 2.0333 | Residential & Commercial | USHP | Ducted CEE Tier 1
214571187 | Central HP <5.4 tons | TEMPSTAR | HRCU-A-CB (Split System: Heat Pump with Remote Outdoor Unit-Air-Source) | TVH825GKA3* |  |  | EN(A,D,W)4X42L21**+WALLCON | *97CMN0602120B* | 23600 | 16 | 8.1 | 21600 | 16700 | 77.31% | 1.94 | 0 | 11 |  |  |  |  | R-410A | 1.9667 | Residential & Commercial | USHP | Ducted CEE Tier 1
213780671 | Central HP <5.4 tons | DAY & NIGHT | HRCU-A-CB (Split System: Heat Pump with Remote Outdoor Unit-Air-Source) | CVH837GKA2* |  |  | EA*4X36L17A*+WALLCON | *80CTL0901716B* | 31200 | 16.5 | 8.1 | 33200 | 24200 | 72.89% | 1.84 | 0 | 10.5 |  |  |  |  | R-410A | 2.6 | Residential & Commercial | USHP | Ducted CEE Tier 1
213780991 | Central HP <5.4 tons | DAY & NIGHT | HRCU-A-CB (Split System: Heat Pump with Remote Outdoor Unit-Air-Source) | CVH837GKA2* |  |  | EA*4X42L21A*+WALLCON | *80CTL0901716B* | 31800 | 17 | 8.1 | 33000 | 24400 | 73.94% | 1.88 | 0 | 11 |  |  |  |  | R-410A | 2.65 | Residential & Commercial | USHP | Ducted CEE Tier 1
214574197 | Central HP <5.4 tons | TEMPSTAR | HRCU-A-CB (Split System: Heat Pump with Remote Outdoor Unit-Air-Source) | TVH837GKA2* |  |  | EA*4X61L24A*+WALLCON | *97CMN0802120B* | 33200 | 17.5 | 8.5 | 31800 | 24800 | 77.99% | 2 | 0 | 11.5 |  |  |  |  | R-410A | 2.7667 | Residential & Commercial | USHP | Ducted CEE Tier 1
216681012 | Central HP <5.4 tons | AIRQUEST | HRCU-A-CB (Split System: Heat Pump with Remote Outdoor Unit-Air-Source) | DLCURAH36ABK |  |  | EA*4X36L21A* | *97VTN0802120A* | 34800 | 16 | 8.5 | 38500 | 34800 | 90.39% | 1.75 | 0 | 9.8 |  |  |  |  | R-410A | 2.9 | Residential & Commercial | USHP
216681078 | Central HP <5.4 tons | AIRQUEST | HRCU-A-CB (Split System: Heat Pump with Remote Outdoor Unit-Air-Source) | DLCURAH36ABK |  |  | EA*4X48L24A* | *97VTN0802120A* | 35400 | 16.5 | 8.5 | 37400 | 34200 | 91.44% | 1.94 | 0 | 10 |  |  |  |  | R-410A | 2.95 | Residential & Commercial | USHP | Ducted CEE Tier 1
212977712 | Central HP <5.4 tons | DAY & NIGHT | HRCU-A-CB (Split System: Heat Pump with Remote Outdoor Unit-Air-Source) | DLCURAH18ABK |  |  | EA*4X19L17A* | *80MS(N,L)0451412A* | 18000 | 16.5 | 8.5 | 17900 | 17800 | 99.44% | 2.16 | 0 | 11 |  |  |  |  | R-410A | 1.5 | Residential & Commercial | USHP | Ducted CEE Tier 1
216680830 | Central HP <5.4 tons | AIRQUEST | HRCU-A-CB (Split System: Heat Pump with Remote Outdoor Unit-Air-Source) | DLCURAH18ABK |  |  | EA*4X19L17A* | *97VTN0801716A* | 17700 | 16.5 | 8.5 | 17700 | 17700 | 100% | 1.96 | 0 | 10.5 |  |  |  |  | R-410A | 1.475 | Residential & Commercial | USHP | Ducted CEE Tier 1
211261660 | Central HP <5.4 tons | TEMPSTAR | HRCU-A-CB (Split System: Heat Pump with Remote Outdoor Unit-Air-Source) | DLCURAH18ABK |  |  | EA*4X30L17A* | *95ESU0401712A* | 17800 | 16 | 8.5 | 18300 | 18500 | 101.1% | 2.22 | 0 | 10.5 |  |  |  |  | R-410A | 1.4833 | Residential & Commercial | USHP | Ducted CEE Tier 1
211261928 | Central HP <5.4 tons | TEMPSTAR | HRCU-A-CB (Split System: Heat Pump with Remote Outdoor Unit-Air-Source) | DLCURAH18ABK |  |  | EA*4X30L17A* | *96VTN0401410A* | 17500 | 16 | 8.5 | 18100 | 18600 | 102.8% | 2.24 | 0 | 10.5 |  |  |  |  | R-410A | 1.4583 | Residential & Commercial | USHP | Ducted CEE Tier 1
210609965 | Central HP <5.4 tons | DAIKIN | HRCU-A-CB (Split System: Heat Pump with Remote Outdoor Unit-Air-Source) | DZ9VCA3610A* |  |  | DMVE48DP1400A* | 0 | 33600 | 19 | 8.2 | 33600 | 24400 | 72.62% | 1.8 | 0 | 12 |  |  |  |  | R-410A | 2.8 | Residential & Commercial | USHP | Ducted CEE Tier 1
210692343 | Central HP <5.4 tons | DAIKIN | HRCU-A-CB (Split System: Heat Pump with Remote Outdoor Unit-Air-Source) | DZ9VCA3610A* |  |  | CHPF3743C6B*+TXV | D*80VC0604B*A* | 33400 | 18 | 8.2 | 34000 | 24400 | 71.76% | 1.8 | 0 | 11 |  |  |  |  | R-410A | 2.7833 | Residential & Commercial | USHP | Ducted CEE Tier 1
210692366 | Central HP <5.4 tons | DAIKIN | HRCU-A-CB (Split System: Heat Pump with Remote Outdoor Unit-Air-Source) | DZ9VCA3610A* |  |  | CSCF3642N6D*+TXV | D*80VC1005C*A* | 33800 | 18.5 | 8.2 | 34000 | 24400 | 71.76% | 1.8 | 0 | 11.5 |  |  |  |  | R-410A | 2.8167 | Residential & Commercial | USHP | Ducted CEE Tier 1
210692359 | Central HP <5.4 tons | DAIKIN | HRCU-A-CB (Split System: Heat Pump with Remote Outdoor Unit-Air-Source) | DZ9VCA3610A* |  |  | CSCF3642N6D*+MBVC1200**-1A*+TXV | 0 | 33800 | 18.5 | 8.2 | 34000 | 24400 | 71.76% | 1.8 | 0 | 11.5 |  |  |  |  | R-410A | 2.8167 | Residential & Commercial | USHP | Ducted CEE Tier 1
215682565 | Central HP <5.4 tons | HEIL | HRCU-A-CB (Split System: Heat Pump with Remote Outdoor Unit-Air-Source) | H5H0V48*K*AAA* |  |  | EVD5X61M24A*+WALLCON | *97CTN1202422A* | 48500 | 19.5 | 9.5 | 50000 | 36600 | 73.2% | 2.12 | 0 | 10.5 |  |  |  |  | R-454B | 4.0417 | Residential & Commercial | USHP | Ducted CEE Tier 1
211259945 | Central HP <5.4 tons | TEMPSTAR | HRCU-A-CB (Split System: Heat Pump with Remote Outdoor Unit-Air-Source) | DLCURAH18ABK |  |  | EA*4X19L17A* | *92ESN0601412A* | 18700 | 16.5 | 8.5 | 18600 | 17500 | 94.09% | 2.14 | 0 | 11 |  |  |  |  | R-410A | 1.5583 | Residential & Commercial | USHP | Ducted CEE Tier 1
211259976 | Central HP <5.4 tons | TEMPSTAR | HRCU-A-CB (Split System: Heat Pump with Remote Outdoor Unit-Air-Source) | DLCURAH18ABK |  |  | EA*4X19L17A* | *92ESN0401410A* | 18400 | 15.5 | 8.5 | 18500 | 17600 | 95.14% | 2.12 | 0 | 10.5 |  |  |  |  | R-410A | 1.5333 | Residential & Commercial | USHP | Ducted CEE Tier 1
210472829 | Central HP <5.4 tons | TEMPSTAR | HRCU-A-CB (Split System: Heat Pump with Remote Outdoor Unit-Air-Source) | TVH825GKA3* |  |  | EA*4X42L21A*+WALLCON | *95CSU0802120A* | 23800 | 16.5 | 8.1 | 21400 | 16600 | 77.57% | 1.96 | 0 | 11 |  |  |  |  | R-410A | 1.9833 | Residential & Commercial | USHP | Ducted CEE Tier 1
213780731 | Central HP <5.4 tons | DAY & NIGHT | HRCU-A-CB (Split System: Heat Pump with Remote Outdoor Unit-Air-Source) | CVH837GKA2* |  |  | EA*4X36L21A*+WALLCON | *80CTL0451712B* | 31200 | 16.5 | 8.1 | 33400 | 24600 | 73.65% | 1.82 | 0 | 10.5 |  |  |  |  | R-410A | 2.6 | Residential & Commercial | USHP | Ducted CEE Tier 1
215588453 | Central HP <5.4 tons | CARRIER | HRCU-A-CB (Split System: Heat Pump with Remote Outdoor Unit-Air-Source) | 27VNA154A*030* |  |  | CSAH*6012AM*+UI | 58CU*B080C21**20 | 50000 | 19 | 10 | 52000 | 52500 | 101% | 1.88 | 0 | 11.7 |  |  |  |  | R-454B | 4.1667 | Residential & Commercial | USHP | Ducted CEE Tier 1
215588503 | Central HP <5.4 tons | CARRIER | HRCU-A-CB (Split System: Heat Pump with Remote Outdoor Unit-Air-Source) | 27VNA154A*030* |  |  | CVAMA6124XMA*+UI | 59TN7A100C21**22 | 52500 | 19.5 | 8.5 | 53500 | 46500 | 86.92% | 1.95 | 0 | 12 |  |  |  |  | R-454B | 4.375 | Residential & Commercial | USHP | Ducted CEE Tier 1
216732592 | Central HP <5.4 tons | ARCOAIRE | HRCU-A-CB (Split System: Heat Pump with Remote Outdoor Unit-Air-Source) | D5CUHAH24AAK |  |  | EA*5X24M14A* | *96MSN0601412A* | 22000 | 15.5 | 8.5 | 21000 | 19200 | 91.43% | 1.98 | 0 | 10.5 |  |  |  |  | R-454B | 1.8333 | Residential & Commercial | USHP | Ducted CEE Tier 1
216732710 | Central HP <5.4 tons | ARCOAIRE | HRCU-A-CB (Split System: Heat Pump with Remote Outdoor Unit-Air-Source) | D5CUHAH24AAK |  |  | EA*5X24M17A* | *80MS(N,L)0901714A* | 22000 | 16 | 8.5 | 21000 | 19100 | 90.95% | 1.98 | 0 | 10.5 |  |  |  |  | R-454B | 1.8333 | Residential & Commercial | USHP | Ducted CEE Tier 1
211259714 | Central HP <5.4 tons | TEMPSTAR | HRCU-A-CB (Split System: Heat Pump with Remote Outdoor Unit-Air-Source) | DLCURAH18ABK |  |  | EA*4X19L17A* | *80VSL0451716A* | 18100 | 16 | 8.5 | 18100 | 17700 | 97.79% | 2.14 | 0 | 10.5 |  |  |  |  | R-410A | 1.5083 | Residential & Commercial | USHP | Ducted CEE Tier 1
211259741 | Central HP <5.4 tons | TEMPSTAR | HRCU-A-CB (Split System: Heat Pump with Remote Outdoor Unit-Air-Source) | DLCURAH18ABK |  |  | EA*4X19L17A* | *80ESU0401712A* | 19000 | 17 | 8.5 | 18900 | 17400 | 92.06% | 2.14 | 0 | 11 |  |  |  |  | R-410A | 1.5833 | Residential & Commercial | USHP | Ducted CEE Tier 1
211260007 | Central HP <5.4 tons | TEMPSTAR | HRCU-A-CB (Split System: Heat Pump with Remote Outdoor Unit-Air-Source) | DLCURAH18ABK |  |  | EA*4X19L17A* | *80ES(N,L)0701412A* | 18100 | 16.5 | 8.5 | 18000 | 17700 | 98.33% | 2.14 | 0 | 11 |  |  |  |  | R-410A | 1.5083 | Residential & Commercial | USHP | Ducted CEE Tier 1
211260414 | Central HP <5.4 tons | TEMPSTAR | HRCU-A-CB (Split System: Heat Pump with Remote Outdoor Unit-Air-Source) | DLCURAH18ABK |  |  | EA*4X24L17A* | *96VTN0401712A* | 17700 | 15.5 | 8.5 | 18700 | 19100 | 102.1% | 2.28 | 0 | 10.5 |  |  |  |  | R-410A | 1.475 | Residential & Commercial | USHP | Ducted CEE Tier 1
211260648 | Central HP <5.4 tons | TEMPSTAR | HRCU-A-CB (Split System: Heat Pump with Remote Outdoor Unit-Air-Source) | DLCURAH18ABK |  |  | EA*4X24L17A* | *80ESU0601716A | 18500 | 16 | 9 | 19400 | 18600 | 95.88% | 2.26 | 0 | 10.5 |  |  |  |  | R-410A | 1.5417 | Residential & Commercial | USHP | Ducted CEE Tier 1
211260986 | Central HP <5.4 tons | TEMPSTAR | HRCU-A-CB (Split System: Heat Pump with Remote Outdoor Unit-Air-Source) | DLCURAH18ABK |  |  | EA*4X25L17A* | *80ES(N,L)0451412A* | 18600 | 16.5 | 8.5 | 18400 | 17400 | 94.57% | 2.12 | 0 | 11 |  |  |  |  | R-410A | 1.55 | Residential & Commercial | USHP | Ducted CEE Tier 1
210692355 | Central HP <5.4 tons | DAIKIN | HRCU-A-CB (Split System: Heat Pump with Remote Outdoor Unit-Air-Source) | DZ9VCA3610A* |  |  | CHPF3743C6B*+TXV | D*97MC0603BNA* | 33400 | 18 | 8.2 | 34000 | 24400 | 71.76% | 1.8 | 0 | 11 |  |  |  |  | R-410A | 2.7833 | Residential & Commercial | USHP | Ducted CEE Tier 1
210692377 | Central HP <5.4 tons | DAIKIN | HRCU-A-CB (Split System: Heat Pump with Remote Outdoor Unit-Air-Source) | DZ9VCA3610A* |  |  | CSCF3642N6D*+TXV | D*97MC0804CNA* | 33800 | 18.5 | 8.2 | 34000 | 24400 | 71.76% | 1.8 | 0 | 11.5 |  |  |  |  | R-410A | 2.8167 | Residential & Commercial | USHP | Ducted CEE Tier 1
212977580 | Central HP <5.4 tons | DAY & NIGHT | HRCU-A-CB (Split System: Heat Pump with Remote Outdoor Unit-Air-Source) | DLCURAH24ABK |  |  | EA*4X24L17A* | *80MS(N,L)0451412A* | 23400 | 17 | 9 | 27000 | 26200 | 97.04% | 2.2 | 0 | 10 |  |  |  |  | R-410A | 1.95 | Residential & Commercial | USHP | Ducted CEE Tier 1
212977664 | Central HP <5.4 tons | DAY & NIGHT | HRCU-A-CB (Split System: Heat Pump with Remote Outdoor Unit-Air-Source) | DLCURAH24ABK |  |  | EN(A,D)4X24L17** | *80MS(N,L)0451412A* | 23200 | 16.5 | 8.5 | 26800 | 25000 | 93.28% | 2.08 | 0 | 10 |  |  |  |  | R-410A | 1.9333 | Residential & Commercial | USHP | Ducted CEE Tier 1
216681507 | Central HP <5.4 tons | AIRQUEST | HRCU-A-CB (Split System: Heat Pump with Remote Outdoor Unit-Air-Source) | DLCURAH24ABK |  |  | EA*4X36L21A* | *97VTN0802120A* | 24000 | 17 | 9 | 26000 | 22800 | 87.69% | 1.78 | 0 | 10 |  |  |  |  | R-410A | 2 | Residential & Commercial | USHP | Ducted CEE Tier 1
216765898 | Central HP <5.4 tons | TRANE | HRCU-A-CB (Split System: Heat Pump with Remote Outdoor Unit-Air-Source) | 5TWR7024A1 |  |  | 5PX*BD06AS3 | S9X1B060D3PSB | 23800 | 17.1 | 8.7 | 22200 | 17400 | 78.38% | 1.99 | 0 | 12.5 |  |  |  |  | R-454B | 1.9833 | Residential & Commercial | USHP | Ducted CEE Tier 1
210692341 | Central HP <5.4 tons | DAIKIN | HRCU-A-CB (Split System: Heat Pump with Remote Outdoor Unit-Air-Source) | DZ9VCA3610A* |  |  | CHPF3743C6B*+MBVC1600**-1A*+TXV | 0 | 33400 | 18 | 8.2 | 34000 | 24400 | 71.76% | 1.8 | 0 | 11 |  |  |  |  | R-410A | 2.7833 | Residential & Commercial | USHP | Ducted CEE Tier 1
210692352 | Central HP <5.4 tons | DAIKIN | HRCU-A-CB (Split System: Heat Pump with Remote Outdoor Unit-Air-Source) | DZ9VCA3610A* |  |  | CHPF3743C6B*+TXV | D*96VC0804CNA* | 33400 | 18 | 8.2 | 34000 | 24400 | 71.76% | 1.8 | 0 | 11 |  |  |  |  | R-410A | 2.7833 | Residential & Commercial | USHP | Ducted CEE Tier 1
210692300 | Central HP <5.4 tons | DAIKIN | HRCU-A-CB (Split System: Heat Pump with Remote Outdoor Unit-Air-Source) | DZ9VCA3610A* |  |  | CA*F3137*6A*+TXV | D*97MC0803BNA* | 33600 | 18.5 | 8.2 | 34000 | 24400 | 71.76% | 1.8 | 0 | 11.5 |  |  |  |  | R-410A | 2.8 | Residential & Commercial | USHP | Ducted CEE Tier 1
210692316 | Central HP <5.4 tons | DAIKIN | HRCU-A-CB (Split System: Heat Pump with Remote Outdoor Unit-Air-Source) | DZ9VCA3610A* |  |  | CA*F3743*6D*+TXV | D*97MC0603BNA* | 33600 | 18.5 | 8.2 | 34000 | 24400 | 71.76% | 1.8 | 0 | 12 |  |  |  |  | R-410A | 2.8 | Residential & Commercial | USHP | Ducted CEE Tier 1
210692318 | Central HP <5.4 tons | DAIKIN | HRCU-A-CB (Split System: Heat Pump with Remote Outdoor Unit-Air-Source) | DZ9VCA3610A* |  |  | CA*F3743*6D*+TXV | D*97MC0804CNA* | 33200 | 19 | 8.2 | 33600 | 24400 | 72.62% | 1.8 | 0 | 12 |  |  |  |  | R-410A | 2.7667 | Residential & Commercial | USHP | Ducted CEE Tier 1
210692302 | Central HP <5.4 tons | DAIKIN | HRCU-A-CB (Split System: Heat Pump with Remote Outdoor Unit-Air-Source) | DZ9VCA3610A* |  |  | CA*F3743*6D*+TXV | D*80SC0604BUA* | 33600 | 18.5 | 8.2 | 34000 | 24400 | 71.76% | 1.8 | 0 | 12 |  |  |  |  | R-410A | 2.8 | Residential & Commercial | USHP | Ducted CEE Tier 1
210692361 | Central HP <5.4 tons | DAIKIN | HRCU-A-CB (Split System: Heat Pump with Remote Outdoor Unit-Air-Source) | DZ9VCA3610A* |  |  | CSCF3642N6D*+TXV | D*80SC0604BUA* | 33800 | 18.5 | 8.2 | 34000 | 24400 | 71.76% | 1.8 | 0 | 11.5 |  |  |  |  | R-410A | 2.8167 | Residential & Commercial | USHP | Ducted CEE Tier 1
215676585 | Central HP <5.4 tons | HEIL | HRCU-A-CB (Split System: Heat Pump with Remote Outdoor Unit-Air-Source) | H5H0V48*K*AAA* |  |  | EVD5X60M24A*+WALLCON | *80CSU0802120A* | 48000 | 19 | 9 | 50000 | 36400 | 72.8% | 2.12 | 0 | 10 |  |  |  |  | R-454B | 4 | Residential & Commercial | USHP | Ducted CEE Tier 1
216699792 | Central HP <5.4 tons | DAIKIN | HRCU-A-CB (Split System: Heat Pump with Remote Outdoor Unit-Air-Source) | DH9VSA361CA* |  |  | CAHEA3630C3A*+MBVK16CH*X00A* | 0 | 34200 | 21 | 10 | 34200 | 34200 | 100% | 2.4 | 0 | 12 |  |  |  |  | R-32 | 2.85 | Residential & Commercial | USHP | Ducted CEE Tier 1
216699827 | Central HP <5.4 tons | DAIKIN | HRCU-A-CB (Split System: Heat Pump with Remote Outdoor Unit-Air-Source) | DH9VSA361CA* |  |  | CHPEA4830*3A* | D*96TC1005CNA* | 33400 | 18.2 | 9 | 31000 | 31000 | 100% | 2 | 0 | 11 |  |  |  |  | R-32 | 2.7833 | Residential & Commercial | USHP | Ducted CEE Tier 1
215439641 | Central HP <5.4 tons | DAIKIN | HRCU-A-CB (Split System: Heat Pump with Remote Outdoor Unit-Air-Source) | DH6VSA1810A* |  |  | CA*EA2418*3A* | D*96TC0603BNA* | 17000 | 19 | 8.8 | 16800 | 13000 | 77.38% | 2.1 | 0 | 12 |  |  |  |  | R-32 | 1.4167 | Residential & Commercial | USHP | Ducted CEE Tier 1
215439658 | Central HP <5.4 tons | DAIKIN | HRCU-A-CB (Split System: Heat Pump with Remote Outdoor Unit-Air-Source) | DH6VSA1810A* |  |  | CA*EA3022*3A* | D*96SC0805CUA* | 17000 | 19 | 8.8 | 16800 | 13000 | 77.38% | 2.1 | 0 | 12 |  |  |  |  | R-32 | 1.4167 | Residential & Commercial | USHP | Ducted CEE Tier 1
215439672 | Central HP <5.4 tons | DAIKIN | HRCU-A-CB (Split System: Heat Pump with Remote Outdoor Unit-Air-Source) | DH6VSA1810A* |  |  | CA*EA2418*3A* | D*97MC0803BNA* | 17000 | 19 | 8.8 | 16800 | 13000 | 77.38% | 2.1 | 0 | 12 |  |  |  |  | R-32 | 1.4167 | Residential & Commercial | USHP | Ducted CEE Tier 1
216699842 | Central HP <5.4 tons | DAIKIN | HRCU-A-CB (Split System: Heat Pump with Remote Outdoor Unit-Air-Source) | DH9VSA361CA* |  |  | CA*EA6030*3A* | D*97MC0804CNA* | 34200 | 19 | 9.2 | 32600 | 32600 | 100% | 2 | 0 | 11.7 |  |  |  |  | R-32 | 2.85 | Residential & Commercial | USHP | Ducted CEE Tier 1
213781041 | Central HP <5.4 tons | DAY & NIGHT | HRCU-A-CB (Split System: Heat Pump with Remote Outdoor Unit-Air-Source) | CVH837GKA2* |  |  | EA*4X42L21A*+WALLCON | *97CMN0801714B* | 31600 | 16.5 | 8.1 | 33400 | 24600 | 73.65% | 1.86 | 0 | 10.5 |  |  |  |  | R-410A | 2.6333 | Residential & Commercial | USHP | Ducted CEE Tier 1
215588241 | Central HP <5.4 tons | CARRIER | HRCU-A-CB (Split System: Heat Pump with Remote Outdoor Unit-Air-Source) | 27VNA154A*030* |  |  | CVAMA6024XMA*+UI | 58CU*A100C21**20 | 51500 | 19 | 8.1 | 53000 | 46500 | 87.74% | 1.85 | 0 | 11.5 |  |  |  |  | R-454B | 4.2917 | Residential & Commercial | USHP | Ducted CEE Tier 1
214572677 | Central HP <5.4 tons | TEMPSTAR | HRCU-A-CB (Split System: Heat Pump with Remote Outdoor Unit-Air-Source) | TVH837GKA** |  |  | EA*4X42L24A*+WALLCON | *95CSU1002122B* | 31800 | 17.5 | 8.5 | 32800 | 24400 | 74.39% | 1.9 | 0 | 11 |  |  |  |  | R-410A | 2.65 | Residential & Commercial | USHP | Ducted CEE Tier 1
214572827 | Central HP <5.4 tons | TEMPSTAR | HRCU-A-CB (Split System: Heat Pump with Remote Outdoor Unit-Air-Source) | TVH837GKA** |  |  | EA*4X48L21A*+WALLCON | *96CTN0802120B* | 32400 | 17.5 | 8.5 | 32400 | 24800 | 76.54% | 2 | 0 | 11.5 |  |  |  |  | R-410A | 2.7 | Residential & Commercial | USHP | Ducted CEE Tier 1
214573277 | Central HP <5.4 tons | TEMPSTAR | HRCU-A-CB (Split System: Heat Pump with Remote Outdoor Unit-Air-Source) | TVH837GKA** |  |  | EHD4X60AAL+WALLCON | *95CSU1002122B* | 33000 | 18 | 8.5 | 32000 | 24800 | 77.5% | 2.02 | 0 | 11.5 |  |  |  |  | R-410A | 2.75 | Residential & Commercial | USHP | Ducted CEE Tier 1
214573377 | Central HP <5.4 tons | TEMPSTAR | HRCU-A-CB (Split System: Heat Pump with Remote Outdoor Unit-Air-Source) | TVH837GKA** |  |  | EN(A,D,W)4X42L21**+WALLCON | *80CTL0702120B* | 31800 | 17 | 8.1 | 33000 | 24600 | 74.55% | 1.88 | 0 | 11 |  |  |  |  | R-410A | 2.65 | Residential & Commercial | USHP | Ducted CEE Tier 1
214573427 | Central HP <5.4 tons | TEMPSTAR | HRCU-A-CB (Split System: Heat Pump with Remote Outdoor Unit-Air-Source) | TVH837GKA** |  |  | EN(A,D,W)4X42L21**+WALLCON | *96CTN0802120B* | 31800 | 17 | 8.1 | 33000 | 24400 | 73.94% | 1.9 | 0 | 11.5 |  |  |  |  | R-410A | 2.65 | Residential & Commercial | USHP | Ducted CEE Tier 1
215682845 | Central HP <5.4 tons | HEIL | HRCU-A-CB (Split System: Heat Pump with Remote Outdoor Unit-Air-Source) | H5H0V60*K*AAA* |  |  | EVM5X60M21A*+WALLCON | *97CTN0802120A* | 56500 | 18 | 9 | 64000 | 45000 | 70.31% | 2.06 | 0 | 9 |  |  |  |  | R-454B | 4.7083 | Residential & Commercial | USHP
211261043 | Central HP <5.4 tons | TEMPSTAR | HRCU-A-CB (Split System: Heat Pump with Remote Outdoor Unit-Air-Source) | DLCURAH18ABK |  |  | EA*4X25L17A* | *92ESN0601714A* | 18300 | 16.5 | 8.5 | 18000 | 17500 | 97.22% | 2.12 | 0 | 11 |  |  |  |  | R-410A | 1.525 | Residential & Commercial | USHP | Ducted CEE Tier 1
211261275 | Central HP <5.4 tons | TEMPSTAR | HRCU-A-CB (Split System: Heat Pump with Remote Outdoor Unit-Air-Source) | DLCURAH18ABK |  |  | EA*4X30L14A* | *96VSN0401410A* | 17500 | 16 | 8.5 | 18100 | 18600 | 102.8% | 2.24 | 0 | 10.5 |  |  |  |  | R-410A | 1.4583 | Residential & Commercial | USHP | Ducted CEE Tier 1
215683185 | Central HP <5.4 tons | HEIL | HRCU-A-CB (Split System: Heat Pump with Remote Outdoor Unit-Air-Source) | H5H0V60*K*AAA* |  |  | EVD5X61M24A*+WALLCON | *96CTN0802120B* | 57500 | 18.5 | 9 | 64000 | 45000 | 70.31% | 2.08 | 0 | 9 |  |  |  |  | R-454B | 4.7917 | Residential & Commercial | USHP
215683601 | Central HP <5.4 tons | CARRIER | HRCU-A-CB (Split System: Heat Pump with Remote Outdoor Unit-Air-Source) | 27VNA024A*030* |  |  | CAA**2517AM*+UI | 58TN*B070C14**12 | 24000 | 17.5 | 9 | 23200 | 16400 | 70.69% | 2 | 0 | 10.5 |  |  |  |  | R-454B | 2 | Residential & Commercial | USHP | Ducted CEE Tier 1
215681995 | Central HP <5.4 tons | HEIL | HRCU-A-CB (Split System: Heat Pump with Remote Outdoor Unit-Air-Source) | H5H0V48*K*AAA* |  |  | EVM5X60M24A*+WALLCON | *80CSU1002120B* | 48000 | 18.5 | 9 | 50000 | 36600 | 73.2% | 2 | 0 | 10 |  |  |  |  | R-454B | 4 | Residential & Commercial | USHP | Ducted CEE Tier 1
215682095 | Central HP <5.4 tons | HEIL | HRCU-A-CB (Split System: Heat Pump with Remote Outdoor Unit-Air-Source) | H5H0V48*K*AAA* |  |  | EVD5X48M21A*+WALLCON | *96CTN0802120B* | 47000 | 18.5 | 9 | 50000 | 36600 | 73.2% | 1.98 | 0 | 10 |  |  |  |  | R-454B | 3.9167 | Residential & Commercial | USHP | Ducted CEE Tier 1
215682265 | Central HP <5.4 tons | HEIL | HRCU-A-CB (Split System: Heat Pump with Remote Outdoor Unit-Air-Source) | H5H0V48*K*AAA* |  |  | EVD5X49M24A*+WALLCON | *97CTN0802120A* | 48000 | 19 | 9 | 50000 | 36600 | 73.2% | 2 | 0 | 10 |  |  |  |  | R-454B | 4 | Residential & Commercial | USHP | Ducted CEE Tier 1
214242147 | Central HP <5.4 tons | HEIL | HRCU-A-CB (Split System: Heat Pump with Remote Outdoor Unit-Air-Source) | HVH825GKA3* |  |  | EN(A,D,W)4X42L21**+WALLCON | *97CMN0601714B* | 23600 | 16 | 8.1 | 21600 | 16700 | 77.31% | 1.94 | 0 | 10.5 |  |  |  |  | R-410A | 1.9667 | Residential & Commercial | USHP | Ducted CEE Tier 1
214242197 | Central HP <5.4 tons | HEIL | HRCU-A-CB (Split System: Heat Pump with Remote Outdoor Unit-Air-Source) | HVH825GKA3* |  |  | EN(A,D,W)4X42L21**+WALLCON | *96CTN1002122B* | 23800 | 16.5 | 8.1 | 21400 | 16600 | 77.57% | 1.96 | 0 | 11 |  |  |  |  | R-410A | 1.9833 | Residential & Commercial | USHP | Ducted CEE Tier 1
214242947 | Central HP <5.4 tons | HEIL | HRCU-A-CB (Split System: Heat Pump with Remote Outdoor Unit-Air-Source) | HVH825GKA2* |  |  | END4X42L17**+WALLCON | *96CTN0801714B* | 24000 | 16.5 | 8.1 | 21400 | 16700 | 78.04% | 1.98 | 0 | 11 |  |  |  |  | R-410A | 2 | Residential & Commercial | USHP | Ducted CEE Tier 1
214243117 | Central HP <5.4 tons | HEIL | HRCU-A-CB (Split System: Heat Pump with Remote Outdoor Unit-Air-Source) | HVH825GKA2* |  |  | EN(A,D,W)4X48L21**+WALLCON | *80CTL1102120B* | 24200 | 17 | 8.1 | 21200 | 16600 | 78.3% | 2.02 | 0 | 11.5 |  |  |  |  | R-410A | 2.0167 | Residential & Commercial | USHP | Ducted CEE Tier 1
216735152 | Central HP <5.4 tons | HEIL | HRCU-A-CB (Split System: Heat Pump with Remote Outdoor Unit-Air-Source) | D5CUHAH24AAK |  |  | EA*5X37M17A* | *92MSN0801716A* | 23200 | 16 | 8.5 | 20800 | 18500 | 88.94% | 1.96 | 0 | 11 |  |  |  |  | R-454B | 1.9333 | Residential & Commercial | USHP | Ducted CEE Tier 1
215682605 | Central HP <5.4 tons | HEIL | HRCU-A-CB (Split System: Heat Pump with Remote Outdoor Unit-Air-Source) | H5H0V60*K*AAA* |  |  | EA*5X60M24A*+WALLCON | *97CTN0802120A* | 54500 | 18.5 | 9 | 59500 | 42000 | 70.59% | 1.9 | 0 | 8.5 |  |  |  |  | R-454B | 4.5417 | Residential & Commercial | USHP
213780261 | Central HP <5.4 tons | DAY & NIGHT | HRCU-A-CB (Split System: Heat Pump with Remote Outdoor Unit-Air-Source) | CVH837GKA** |  |  | EHD4X48AAL+WALLCON | *96CTN0601714B* | 32400 | 16 | 8.1 | 33000 | 25200 | 76.36% | 1.94 | 0 | 10.5 |  |  |  |  | R-410A | 2.7 | Residential & Commercial | USHP | Ducted CEE Tier 1
213780311 | Central HP <5.4 tons | DAY & NIGHT | HRCU-A-CB (Split System: Heat Pump with Remote Outdoor Unit-Air-Source) | CVH837GKA** |  |  | EHD4X60AAL+WALLCON | *80CTL0701412B* | 32800 | 16.5 | 8.1 | 32400 | 25600 | 79.01% | 2 | 0 | 11 |  |  |  |  | R-410A | 2.7333 | Residential & Commercial | USHP | Ducted CEE Tier 1
210692305 | Central HP <5.4 tons | DAIKIN | HRCU-A-CB (Split System: Heat Pump with Remote Outdoor Unit-Air-Source) | DZ9VCA3610A* |  |  | CA*F3743*6D*+TXV | D*80SC0805CUA* | 33600 | 19 | 8.2 | 34000 | 24400 | 71.76% | 1.8 | 0 | 12 |  |  |  |  | R-410A | 2.8 | Residential & Commercial | USHP | Ducted CEE Tier 1
210692322 | Central HP <5.4 tons | DAIKIN | HRCU-A-CB (Split System: Heat Pump with Remote Outdoor Unit-Air-Source) | DZ9VCA3610A* |  |  | CHPF3642C6C*+MBVC1600**-1A*+TXV | 0 | 33400 | 18 | 8.2 | 34000 | 24400 | 71.76% | 1.8 | 0 | 11 |  |  |  |  | R-410A | 2.7833 | Residential & Commercial | USHP | Ducted CEE Tier 1
210692338 | Central HP <5.4 tons | DAIKIN | HRCU-A-CB (Split System: Heat Pump with Remote Outdoor Unit-Air-Source) | DZ9VCA3610A* |  |  | CHPF3642C6C*+TXV | D*97MC0804CNA* | 33400 | 18 | 8.2 | 34000 | 24400 | 71.76% | 1.8 | 0 | 11 |  |  |  |  | R-410A | 2.7833 | Residential & Commercial | USHP | Ducted CEE Tier 1
210692323 | Central HP <5.4 tons | DAIKIN | HRCU-A-CB (Split System: Heat Pump with Remote Outdoor Unit-Air-Source) | DZ9VCA3610A* |  |  | CHPF3642C6C*+TXV | D*80SC0604BUA* | 33400 | 18 | 8.2 | 34000 | 24400 | 71.76% | 1.8 | 0 | 11 |  |  |  |  | R-410A | 2.7833 | Residential & Commercial | USHP | Ducted CEE Tier 1
213780411 | Central HP <5.4 tons | DAY & NIGHT | HRCU-A-CB (Split System: Heat Pump with Remote Outdoor Unit-Air-Source) | CVH837GKA** |  |  | EHD4X60AAL+WALLCON | *97CMN1202422B* | 33000 | 16.5 | 8.1 | 32200 | 24800 | 77.02% | 2 | 0 | 11 |  |  |  |  | R-410A | 2.75 | Residential & Commercial | USHP | Ducted CEE Tier 1
213780441 | Central HP <5.4 tons | DAY & NIGHT | HRCU-A-CB (Split System: Heat Pump with Remote Outdoor Unit-Air-Source) | CVH837GKA** |  |  | EHD4X60AAL+WALLCON | *96CTN1002122B* | 33000 | 16.5 | 8.1 | 32200 | 24800 | 77.02% | 2 | 0 | 11.5 |  |  |  |  | R-410A | 2.75 | Residential & Commercial | USHP | Ducted CEE Tier 1
212969771 | Central HP <5.4 tons | DAY & NIGHT | HRCU-A-CB (Split System: Heat Pump with Remote Outdoor Unit-Air-Source) | DLCURAH24ABK |  |  | EA*4X30L17A* | *80VSL0451412B* | 23400 | 17 | 8.5 | 26200 | 24800 | 94.66% | 2.08 | 0 | 10 |  |  |  |  | R-410A | 1.95 | Residential & Commercial | USHP | Ducted CEE Tier 1
215682465 | Central HP <5.4 tons | HEIL | HRCU-A-CB (Split System: Heat Pump with Remote Outdoor Unit-Air-Source) | H5H0V48*K*AAA* |  |  | EVD5X61M21A*+WALLCON | *80CSU0802120B* | 49000 | 19 | 9 | 50000 | 36600 | 73.2% | 2.12 | 0 | 10 |  |  |  |  | R-454B | 4.0833 | Residential & Commercial | USHP | Ducted CEE Tier 1
215683617 | Central HP <5.4 tons | CARRIER | HRCU-A-CB (Split System: Heat Pump with Remote Outdoor Unit-Air-Source) | 27VNA024A*030* |  |  | CAA**3014AM*+UI | 58TN*B070C14**12 | 23000 | 17 | 8.5 | 23800 | 16700 | 70.17% | 1.86 | 0 | 10 |  |  |  |  | R-454B | 1.9167 | Residential & Commercial | USHP | Ducted CEE Tier 1
215683633 | Central HP <5.4 tons | CARRIER | HRCU-A-CB (Split System: Heat Pump with Remote Outdoor Unit-Air-Source) | 27VNA024A*030* |  |  | CAA**3017AM*+UI | 59MN7C060C17**14 | 23000 | 16.5 | 8.5 | 24000 | 16800 | 70% | 1.86 | 0 | 10 |  |  |  |  | R-454B | 1.9167 | Residential & Commercial | USHP | Ducted CEE Tier 1
215683635 | Central HP <5.4 tons | CARRIER | HRCU-A-CB (Split System: Heat Pump with Remote Outdoor Unit-Air-Source) | 27VNA024A*030* |  |  | CAA**3017AM*+UI | 59MN7C080C17**14 | 23000 | 17 | 8.5 | 23800 | 16700 | 70.17% | 1.86 | 0 | 10 |  |  |  |  | R-454B | 1.9167 | Residential & Commercial | USHP | Ducted CEE Tier 1
215683651 | Central HP <5.4 tons | CARRIER | HRCU-A-CB (Split System: Heat Pump with Remote Outdoor Unit-Air-Source) | 27VNA024A*030* |  |  | CAA**3617AM*+UI | 58TN*B070C17**16 | 23200 | 17 | 9 | 23600 | 16600 | 70.34% | 1.98 | 0 | 10 |  |  |  |  | R-454B | 1.9333 | Residential & Commercial | USHP | Ducted CEE Tier 1
212976393 | Central HP <5.4 tons | DAY & NIGHT | HRCU-A-CB (Split System: Heat Pump with Remote Outdoor Unit-Air-Source) | DLCURAH24ABK |  |  | EA*4X36L21A* | *96VTN0802120B* | 24000 | 17 | 8.5 | 26400 | 23400 | 88.64% | 1.94 | 0 | 10 |  |  |  |  | R-410A | 2 | Residential & Commercial | USHP | Ducted CEE Tier 1
212977640 | Central HP <5.4 tons | DAY & NIGHT | HRCU-A-CB (Split System: Heat Pump with Remote Outdoor Unit-Air-Source) | DLCURAH24ABK |  |  | EA*4X37L17A* | *80MS(N,L)0451412A* | 24200 | 17 | 8.5 | 25200 | 22000 | 87.3% | 1.84 | 0 | 10 |  |  |  |  | R-410A | 2.0167 | Residential & Commercial | USHP | Ducted CEE Tier 1
210692346 | Central HP <5.4 tons | DAIKIN | HRCU-A-CB (Split System: Heat Pump with Remote Outdoor Unit-Air-Source) | DZ9VCA3610A* |  |  | CHPF3743C6B*+TXV | D*80VC0805C*A* | 33400 | 18 | 8.2 | 34000 | 24400 | 71.76% | 1.8 | 0 | 11 |  |  |  |  | R-410A | 2.7833 | Residential & Commercial | USHP | Ducted CEE Tier 1
210692295 | Central HP <5.4 tons | DAIKIN | HRCU-A-CB (Split System: Heat Pump with Remote Outdoor Unit-Air-Source) | DZ9VCA3610A* |  |  | CA*F3137*6A*+TXV | D*96VC0403BNA* | 33600 | 18 | 8.2 | 34000 | 24400 | 71.76% | 1.8 | 0 | 11.5 |  |  |  |  | R-410A | 2.8 | Residential & Commercial | USHP | Ducted CEE Tier 1
210692312 | Central HP <5.4 tons | DAIKIN | HRCU-A-CB (Split System: Heat Pump with Remote Outdoor Unit-Air-Source) | DZ9VCA3610A* |  |  | CA*F3743*6D*+TXV | D*96VC0804CNA* | 33600 | 19 | 8.2 | 34000 | 24400 | 71.76% | 1.8 | 0 | 12 |  |  |  |  | R-410A | 2.8 | Residential & Commercial | USHP | Ducted CEE Tier 1
210692315 | Central HP <5.4 tons | DAIKIN | HRCU-A-CB (Split System: Heat Pump with Remote Outdoor Unit-Air-Source) | DZ9VCA3610A* |  |  | CA*F3743*6D*+TXV | D*96VC1205DNA* | 33600 | 19 | 8.2 | 34000 | 24400 | 71.76% | 1.8 | 0 | 12 |  |  |  |  | R-410A | 2.8 | Residential & Commercial | USHP | Ducted CEE Tier 1
212975744 | Central HP <5.4 tons | DAY & NIGHT | HRCU-A-CB (Split System: Heat Pump with Remote Outdoor Unit-Air-Source) | DLCURAH24ABK |  |  | EN(A,D)4X30L17** | *96VTN0601412B* | 23400 | 16.5 | 8.1 | 26200 | 24600 | 93.89% | 2.04 | 0 | 10 |  |  |  |  | R-410A | 1.95 | Residential & Commercial | USHP | Ducted CEE Tier 1
212976012 | Central HP <5.4 tons | DAY & NIGHT | HRCU-A-CB (Split System: Heat Pump with Remote Outdoor Unit-Air-Source) | DLCURAH24ABK |  |  | EA*4X25L17A* | *96VTN0801716B* | 24400 | 17 | 8.5 | 25400 | 21600 | 85.04% | 1.8 | 0 | 10 |  |  |  |  | R-410A | 2.0333 | Residential & Commercial | USHP | Ducted CEE Tier 1
215681945 | Central HP <5.4 tons | HEIL | HRCU-A-CB (Split System: Heat Pump with Remote Outdoor Unit-Air-Source) | H5H0V48*K*AAA* |  |  | EVM5X60M21A*+WALLCON | *97CTN0801716A* | 47500 | 18.5 | 9 | 50000 | 37200 | 74.4% | 1.98 | 0 | 10 |  |  |  |  | R-454B | 3.9583 | Residential & Commercial | USHP | Ducted CEE Tier 1
215682215 | Central HP <5.4 tons | HEIL | HRCU-A-CB (Split System: Heat Pump with Remote Outdoor Unit-Air-Source) | H5H0V48*K*AAA* |  |  | EVD5X48M24A*+WALLCON | *97CTN1002122A* | 47000 | 19 | 9 | 50000 | 36400 | 72.8% | 1.98 | 0 | 10 |  |  |  |  | R-454B | 3.9167 | Residential & Commercial | USHP | Ducted CEE Tier 1
212976129 | Central HP <5.4 tons | DAY & NIGHT | HRCU-A-CB (Split System: Heat Pump with Remote Outdoor Unit-Air-Source) | DLCURAH24ABK |  |  | EN(A,D)4X36L21** | *96VTN0801716B* | 23400 | 16.5 | 8.1 | 25800 | 24200 | 93.8% | 2 | 0 | 10 |  |  |  |  | R-410A | 1.95 | Residential & Commercial | USHP | Ducted CEE Tier 1
210609964 | Central HP <5.4 tons | DAIKIN | HRCU-A-CB (Split System: Heat Pump with Remote Outdoor Unit-Air-Source) | DZ9VCA3610A* |  |  | DMVE36CP1400A* | 0 | 33600 | 18.5 | 8.2 | 34000 | 24400 | 71.76% | 1.8 | 0 | 11.5 |  |  |  |  | R-410A | 2.8 | Residential & Commercial | USHP | Ducted CEE Tier 1
211260294 | Central HP <5.4 tons | TEMPSTAR | HRCU-A-CB (Split System: Heat Pump with Remote Outdoor Unit-Air-Source) | DLCURAH18ABK |  |  | EA*4X24L17A* | *96VSN0401712A* | 17700 | 15.5 | 8.5 | 18700 | 19100 | 102.1% | 2.28 | 0 | 10.5 |  |  |  |  | R-410A | 1.475 | Residential & Commercial | USHP | Ducted CEE Tier 1
213778741 | Central HP <5.4 tons | DAY & NIGHT | HRCU-A-CB (Split System: Heat Pump with Remote Outdoor Unit-Air-Source) | CVH837GKA** |  |  | EA*4X36L17A*+WALLCON | *80CTL0701412B* | 31400 | 16.5 | 8.1 | 33400 | 24400 | 73.05% | 1.82 | 0 | 10.5 |  |  |  |  | R-410A | 2.6167 | Residential & Commercial | USHP | Ducted CEE Tier 1
213778841 | Central HP <5.4 tons | DAY & NIGHT | HRCU-A-CB (Split System: Heat Pump with Remote Outdoor Unit-Air-Source) | CVH837GKA** |  |  | EA*4X36L21A*+WALLCON | *80CTL0901716B* | 31600 | 17 | 8.1 | 33000 | 24200 | 73.33% | 1.84 | 0 | 11 |  |  |  |  | R-410A | 2.6333 | Residential & Commercial | USHP | Ducted CEE Tier 1
213778941 | Central HP <5.4 tons | DAY & NIGHT | HRCU-A-CB (Split System: Heat Pump with Remote Outdoor Unit-Air-Source) | CVH837GKA** |  |  | EA*4X37L21A*+WALLCON | *80CTL0451712B* | 32600 | 16.5 | 8.1 | 33200 | 25400 | 76.51% | 1.94 | 0 | 10.5 |  |  |  |  | R-410A | 2.7167 | Residential & Commercial | USHP | Ducted CEE Tier 1
213779111 | Central HP <5.4 tons | DAY & NIGHT | HRCU-A-CB (Split System: Heat Pump with Remote Outdoor Unit-Air-Source) | CVH837GKA** |  |  | EA*4X42L21A*+WALLCON | *95CSU0601716B* | 31600 | 16.5 | 8.1 | 33000 | 24600 | 74.55% | 1.86 | 0 | 10.5 |  |  |  |  | R-410A | 2.6333 | Residential & Commercial | USHP | Ducted CEE Tier 1
215939809 | Central HP <5.4 tons | COMFORTMAKER | HRCU-A-CB (Split System: Heat Pump with Remote Outdoor Unit-Air-Source) | C5H3V36*K*AAA* |  |  | EA*5X60M24A*+WALLCON | *97CTN1002122A* | 34000 | 20.5 | 9.5 | 34000 | 25800 | 75.88% | 2.06 | 0 | 12 |  |  |  |  | R-454B | 2.8333 | Residential & Commercial | USHP | Ducted CEE Tier 1
215940629 | Central HP <5.4 tons | COMFORTMAKER | HRCU-A-CB (Split System: Heat Pump with Remote Outdoor Unit-Air-Source) | C5H3V36*K*AAA* |  |  | EVD5X42M21A*+WALLCON | *80CSU0401712B* | 34600 | 21 | 8.5 | 38500 | 28000 | 72.73% | 2.04 | 0 | 12 |  |  |  |  | R-454B | 2.8833 | Residential & Commercial | USHP | Ducted CEE Tier 1
216733008 | Central HP <5.4 tons | ARCOAIRE | HRCU-A-CB (Split System: Heat Pump with Remote Outdoor Unit-Air-Source) | D5CUHAH24AAK |  |  | EA*5X24M17A* | *95MSU0601716A* | 22000 | 16 | 8.5 | 21000 | 19100 | 90.95% | 1.96 | 0 | 10.5 |  |  |  |  | R-454B | 1.8333 | Residential & Commercial | USHP | Ducted CEE Tier 1
216733077 | Central HP <5.4 tons | ARCOAIRE | HRCU-A-CB (Split System: Heat Pump with Remote Outdoor Unit-Air-Source) | D5CUHAH24AAK |  |  | EA*5X24M17A* | *96VTN0601716B* | 22000 | 16 | 8.5 | 21000 | 19100 | 90.95% | 1.96 | 0 | 10.5 |  |  |  |  | R-454B | 1.8333 | Residential & Commercial | USHP | Ducted CEE Tier 1
216732757 | Central HP <5.4 tons | ARCOAIRE | HRCU-A-CB (Split System: Heat Pump with Remote Outdoor Unit-Air-Source) | D5CUHAH24AAK |  |  | EA*5X24M17A* | *80MSU0401712A* | 22000 | 16.5 | 8.5 | 21000 | 19100 | 90.95% | 1.94 | 0 | 10.5 |  |  |  |  | R-454B | 1.8333 | Residential & Commercial | USHP | Ducted CEE Tier 1
216738658 | Central HP <5.4 tons | ARCOAIRE | HRCU-A-CB (Split System: Heat Pump with Remote Outdoor Unit-Air-Source) | D5CUHAH24AAK |  |  | ESH5X36M12A* | *96VSN0801716B* | 22600 | 16 | 8.1 | 20800 | 18400 | 88.46% | 1.85 | 0 | 11 |  |  |  |  | R-454B | 1.8833 | Residential & Commercial | USHP | Ducted CEE Tier 1
213772579 | Central HP <5.4 tons | ARCOAIRE | HRCU-A-CB (Split System: Heat Pump with Remote Outdoor Unit-Air-Source) | HVH825GKA2* |  |  | EHD4X48AAL+WALLCON | *96CTN1002122B* | 24200 | 16 | 8.1 | 21200 | 16600 | 78.3% | 2.02 | 0 | 11 |  |  |  |  | R-410A | 2.0167 | Residential & Commercial | USHP | Ducted CEE Tier 1
216738225 | Central HP <5.4 tons | ARCOAIRE | HRCU-A-CB (Split System: Heat Pump with Remote Outdoor Unit-Air-Source) | D5CUHAH24AAK |  |  | ESH5X36M12A* | *80MSU0802120A* | 22600 | 16 | 8.1 | 20600 | 18400 | 89.32% | 1.85 | 0 | 11 |  |  |  |  | R-454B | 1.8833 | Residential & Commercial | USHP | Ducted CEE Tier 1
215682135 | Central HP <5.4 tons | HEIL | HRCU-A-CB (Split System: Heat Pump with Remote Outdoor Unit-Air-Source) | H5H0V48*K*AAA* |  |  | EVD5X48M21A*+WALLCON | *80CSU1002120B* | 47000 | 18 | 9 | 50000 | 36400 | 72.8% | 2.02 | 0 | 9.5 |  |  |  |  | R-454B | 3.9167 | Residential & Commercial | USHP
216679858 | Central HP <5.4 tons | AIRQUEST | HRCU-A-CB (Split System: Heat Pump with Remote Outdoor Unit-Air-Source) | DLCURAH36ABK |  |  | EA*4X42L21A* | *97VTN0801716A* | 35000 | 15.5 | 8.5 | 38500 | 34600 | 89.87% | 1.76 | 0 | 9.8 |  |  |  |  | R-410A | 2.9167 | Residential & Commercial | USHP
210692332 | Central HP <5.4 tons | DAIKIN | HRCU-A-CB (Split System: Heat Pump with Remote Outdoor Unit-Air-Source) | DZ9VCA3610A* |  |  | CHPF3642C6C*+TXV | D*96VC0803BNA* | 33400 | 18 | 8.2 | 34000 | 24400 | 71.76% | 1.8 | 0 | 11 |  |  |  |  | R-410A | 2.7833 | Residential & Commercial | USHP | Ducted CEE Tier 1
210692378 | Central HP <5.4 tons | DAIKIN | HRCU-A-CB (Split System: Heat Pump with Remote Outdoor Unit-Air-Source) | DZ9VCA3610A* |  |  | CSCF3642N6D*+TXV | D*97MC1005CNA* | 33800 | 18.5 | 8.2 | 34000 | 24400 | 71.76% | 1.8 | 0 | 11.5 |  |  |  |  | R-410A | 2.8167 | Residential & Commercial | USHP | Ducted CEE Tier 1
216766012 | Central HP <5.4 tons | TRANE | HRCU-A-CB (Split System: Heat Pump with Remote Outdoor Unit-Air-Source) | 5TWR7036A1 |  |  | 5PX*B004AS3 | S9X1B060U4PSB | 32400 | 16 | 8.7 | 32600 | 24200 | 74.23% | 2.12 | 0 | 11.7 |  |  |  |  | R-454B | 2.7 | Residential & Commercial | USHP | Ducted CEE Tier 1
216766030 | Central HP <5.4 tons | TRANE | HRCU-A-CB (Split System: Heat Pump with Remote Outdoor Unit-Air-Source) | 5TWR7036A1 |  |  | 5PX*B006AS3 | S8V2A040M3PDB | 32800 | 16 | 8.7 | 32400 | 24200 | 74.69% | 2.14 | 0 | 12 |  |  |  |  | R-454B | 2.7333 | Residential & Commercial | USHP | Ducted CEE Tier 1
216766044 | Central HP <5.4 tons | TRANE | HRCU-A-CB (Split System: Heat Pump with Remote Outdoor Unit-Air-Source) | 5TWR7036A1 |  |  | 5PX*B006AS3 | S9X1B040U3PSB | 33200 | 17 | 8.7 | 32600 | 24200 | 74.23% | 2.17 | 0 | 12 |  |  |  |  | R-454B | 2.7667 | Residential & Commercial | USHP | Ducted CEE Tier 1
212971224 | Central HP <5.4 tons | DAY & NIGHT | HRCU-A-CB (Split System: Heat Pump with Remote Outdoor Unit-Air-Source) | DLCURAH24ABK |  |  | EN(A,D)4X30L14** | *80VTL0451412B* | 23400 | 17 | 8.1 | 25800 | 24400 | 94.57% | 2.04 | 0 | 10 |  |  |  |  | R-410A | 1.95 | Residential & Commercial | USHP | Ducted CEE Tier 1
214573717 | Central HP <5.4 tons | TEMPSTAR | HRCU-A-CB (Split System: Heat Pump with Remote Outdoor Unit-Air-Source) | TVH837GKA2* |  |  | EA*4X37L21A*+WALLCON | *97CMN0802120B* | 32800 | 17.5 | 8.5 | 32800 | 25200 | 76.83% | 2 | 0 | 11.5 |  |  |  |  | R-410A | 2.7333 | Residential & Commercial | USHP | Ducted CEE Tier 1
214573817 | Central HP <5.4 tons | TEMPSTAR | HRCU-A-CB (Split System: Heat Pump with Remote Outdoor Unit-Air-Source) | TVH837GKA2* |  |  | EA*4X42L24A*+WALLCON | *95CSU1002122B* | 31800 | 17.5 | 8.5 | 32800 | 24400 | 74.39% | 1.9 | 0 | 11 |  |  |  |  | R-410A | 2.65 | Residential & Commercial | USHP | Ducted CEE Tier 1
214573867 | Central HP <5.4 tons | TEMPSTAR | HRCU-A-CB (Split System: Heat Pump with Remote Outdoor Unit-Air-Source) | TVH837GKA2* |  |  | EA*4X43L21A*+WALLCON | *95CSU0802120B* | 32800 | 17.5 | 8.5 | 32800 | 25200 | 76.83% | 2 | 0 | 11 |  |  |  |  | R-410A | 2.7333 | Residential & Commercial | USHP | Ducted CEE Tier 1
214573917 | Central HP <5.4 tons | TEMPSTAR | HRCU-A-CB (Split System: Heat Pump with Remote Outdoor Unit-Air-Source) | TVH837GKA2* |  |  | EA*4X48L21A*+WALLCON | *80CTL0702120B* | 32200 | 17.5 | 8.5 | 32400 | 25000 | 77.16% | 1.98 | 0 | 11 |  |  |  |  | R-410A | 2.6833 | Residential & Commercial | USHP | Ducted CEE Tier 1
213781241 | Central HP <5.4 tons | DAY & NIGHT | HRCU-A-CB (Split System: Heat Pump with Remote Outdoor Unit-Air-Source) | CVH837GKA2* |  |  | EA*4X43L21A*+WALLCON | *97CMN1002122B* | 33000 | 17 | 8.5 | 32600 | 25000 | 76.69% | 1.98 | 0 | 11.5 |  |  |  |  | R-410A | 2.75 | Residential & Commercial | USHP | Ducted CEE Tier 1
213781441 | Central HP <5.4 tons | DAY & NIGHT | HRCU-A-CB (Split System: Heat Pump with Remote Outdoor Unit-Air-Source) | CVH837GKA2* |  |  | EA*4X48L24A*+WALLCON | *97CMN1202422B* | 32200 | 17 | 8.1 | 32600 | 24800 | 76.07% | 1.98 | 0 | 11 |  |  |  |  | R-410A | 2.6833 | Residential & Commercial | USHP | Ducted CEE Tier 1
213781911 | Central HP <5.4 tons | DAY & NIGHT | HRCU-A-CB (Split System: Heat Pump with Remote Outdoor Unit-Air-Source) | CVH837GKA2* |  |  | EHD4X42AAL+WALLCON | *80CTL0701716B* | 32400 | 16 | 8.1 | 33200 | 24800 | 74.7% | 1.92 | 0 | 11 |  |  |  |  | R-410A | 2.7 | Residential & Commercial | USHP | Ducted CEE Tier 1
213782361 | Central HP <5.4 tons | DAY & NIGHT | HRCU-A-CB (Split System: Heat Pump with Remote Outdoor Unit-Air-Source) | CVH837GKA2* |  |  | EHD4X60AAL+WALLCON | *96CTN1202422B* | 33000 | 16.5 | 8.1 | 32200 | 24800 | 77.02% | 2 | 0 | 11.5 |  |  |  |  | R-410A | 2.75 | Residential & Commercial | USHP | Ducted CEE Tier 1
214573847 | Central HP <5.4 tons | TEMPSTAR | HRCU-A-CB (Split System: Heat Pump with Remote Outdoor Unit-Air-Source) | TVH837GKA2* |  |  | EA*4X42L24A*+WALLCON | *96CTN0802120B* | 31800 | 17.5 | 8.5 | 32800 | 24400 | 74.39% | 1.9 | 0 | 11 |  |  |  |  | R-410A | 2.65 | Residential & Commercial | USHP | Ducted CEE Tier 1
214574047 | Central HP <5.4 tons | TEMPSTAR | HRCU-A-CB (Split System: Heat Pump with Remote Outdoor Unit-Air-Source) | TVH837GKA2* |  |  | EA*4X60L24A*+WALLCON | *95CSU0802120B* | 32800 | 17.5 | 8.5 | 31600 | 24800 | 78.48% | 1.98 | 0 | 11.5 |  |  |  |  | R-410A | 2.7333 | Residential & Commercial | USHP | Ducted CEE Tier 1
216738356 | Central HP <5.4 tons | ARCOAIRE | HRCU-A-CB (Split System: Heat Pump with Remote Outdoor Unit-Air-Source) | D5CUHAH24AAK |  |  | ESH5X36M12A* | *80VTL1102122B* | 22800 | 15.2 | 8.1 | 21000 | 18600 | 88.57% | 1.85 | 0 | 10.5 |  |  |  |  | R-454B | 1.9 | Residential & Commercial | USHP | Ducted CEE Tier 1
216738490 | Central HP <5.4 tons | ARCOAIRE | HRCU-A-CB (Split System: Heat Pump with Remote Outdoor Unit-Air-Source) | D5CUHAH24AAK |  |  | ESH5X36M12A* | *92MSN1002120A* | 22800 | 16 | 8.1 | 20800 | 18500 | 88.94% | 1.85 | 0 | 11 |  |  |  |  | R-454B | 1.9 | Residential & Commercial | USHP | Ducted CEE Tier 1
216737755 | Central HP <5.4 tons | ARCOAIRE | HRCU-A-CB (Split System: Heat Pump with Remote Outdoor Unit-Air-Source) | D5CUHAH24AAK |  |  | ESH5X30M12A* | *96CTN0601714B* | 22400 | 16 | 8.1 | 21000 | 18900 | 90% | 1.85 | 0 | 10.5 |  |  |  |  | R-454B | 1.8667 | Residential & Commercial | USHP | Ducted CEE Tier 1
216738291 | Central HP <5.4 tons | ARCOAIRE | HRCU-A-CB (Split System: Heat Pump with Remote Outdoor Unit-Air-Source) | D5CUHAH24AAK |  |  | ESH5X36M12A* | *80CTL0902120B* | 23000 | 15.2 | 8.1 | 21000 | 18700 | 89.05% | 1.85 | 0 | 10.5 |  |  |  |  | R-454B | 1.9167 | Residential & Commercial | USHP | Ducted CEE Tier 1
216737706 | Central HP <5.4 tons | ARCOAIRE | HRCU-A-CB (Split System: Heat Pump with Remote Outdoor Unit-Air-Source) | D5CUHAH24AAK |  |  | ESH5X30M12A* | *95MSU0601716A* | 22400 | 16 | 8.1 | 21000 | 18800 | 89.52% | 1.85 | 0 | 10.5 |  |  |  |  | R-454B | 1.8667 | Residential & Commercial | USHP | Ducted CEE Tier 1
216736937 | Central HP <5.4 tons | ARCOAIRE | HRCU-A-CB (Split System: Heat Pump with Remote Outdoor Unit-Air-Source) | D5CUHAH24AAK |  |  | ESH5X24M12A* | *97VTN1002120A* | 22400 | 15.5 | 8.1 | 21200 | 19100 | 90.09% | 1.85 | 0 | 10.5 |  |  |  |  | R-454B | 1.8667 | Residential & Commercial | USHP | Ducted CEE Tier 1
216737053 | Central HP <5.4 tons | ARCOAIRE | HRCU-A-CB (Split System: Heat Pump with Remote Outdoor Unit-Air-Source) | D5CUHAH24AAK |  |  | ESH5X30M12A* | *80MS(N,L)0701716A* | 22400 | 15.5 | 8.1 | 21000 | 18800 | 89.52% | 1.85 | 0 | 10.5 |  |  |  |  | R-454B | 1.8667 | Residential & Commercial | USHP | Ducted CEE Tier 1
216735284 | Central HP <5.4 tons | ARCOAIRE | HRCU-A-CB (Split System: Heat Pump with Remote Outdoor Unit-Air-Source) | D5CUHAH24AAK |  |  | EA*5X37M17A* | *96CTN0401410B* | 22800 | 15.2 | 8.5 | 20800 | 18600 | 89.42% | 1.96 | 0 | 10.5 |  |  |  |  | R-454B | 1.9 | Residential & Commercial | USHP | Ducted CEE Tier 1
216765055 | Central HP <5.4 tons | TRANE | HRCU-A-CB (Split System: Heat Pump with Remote Outdoor Unit-Air-Source) | 5TWX7048A1 |  |  | 5PX*DD10AS3 | S8X2D120M5PSC | 43500 | 17.1 | 9 | 44500 | 32600 | 73.26% | 2.1 | 0 | 11.7 |  |  |  |  | R-454B | 3.625 | Residential & Commercial | USHP | Ducted CEE Tier 1
216765071 | Central HP <5.4 tons | TRANE | HRCU-A-CB (Split System: Heat Pump with Remote Outdoor Unit-Air-Source) | 5TWX7048A1 |  |  | 5TXCD008AS3 | S8X1C100M5PTC | 43500 | 17 | 9 | 45000 | 33000 | 73.33% | 2.1 | 0 | 11.7 |  |  |  |  | R-454B | 3.625 | Residential & Commercial | USHP | Ducted CEE Tier 1
216765072 | Central HP <5.4 tons | TRANE | HRCU-A-CB (Split System: Heat Pump with Remote Outdoor Unit-Air-Source) | 5TWX7048A1 |  |  | 5TXCD010AS3 | S8X2C080M5PSC | 44000 | 17 | 9 | 44000 | 32200 | 73.18% | 2.2 | 0 | 12 |  |  |  |  | R-454B | 3.6667 | Residential & Commercial | USHP | Ducted CEE Tier 1
216765074 | Central HP <5.4 tons | TRANE | HRCU-A-CB (Split System: Heat Pump with Remote Outdoor Unit-Air-Source) | 5TWX7048A1 |  |  | 5TXCD010AS3 | S8X1C080M5PTC | 44000 | 17 | 9 | 44000 | 32200 | 73.18% | 2.2 | 0 | 12 |  |  |  |  | R-454B | 3.6667 | Residential & Commercial | USHP | Ducted CEE Tier 1
216765089 | Central HP <5.4 tons | TRANE | HRCU-A-CB (Split System: Heat Pump with Remote Outdoor Unit-Air-Source) | 5TWX7060A1 |  |  | 5PX*D008AS3 | S8X2D120M5PTC | 51500 | 16.5 | 8.7 | 51500 | 39000 | 75.73% | 2.1 | 0 | 11 |  |  |  |  | R-454B | 4.2917 | Residential & Commercial | USHP | Ducted CEE Tier 1
216765123 | Central HP <5.4 tons | TRANE | HRCU-A-CB (Split System: Heat Pump with Remote Outdoor Unit-Air-Source) | 5TWX7060A1 |  |  | 5TXCD010AS3 | S8X2C080M5PTC | 52500 | 16.5 | 9 | 51000 | 38500 | 75.49% | 2.2 | 0 | 11 |  |  |  |  | R-454B | 4.375 | Residential & Commercial | USHP | Ducted CEE Tier 1
215683105 | Central HP <5.4 tons | HEIL | HRCU-A-CB (Split System: Heat Pump with Remote Outdoor Unit-Air-Source) | H5H0V60*K*AAA* |  |  | EVD5X60M24A*+WALLCON | *97CTN1202422A* | 56500 | 18.5 | 9 | 63000 | 44500 | 70.63% | 2.1 | 0 | 9 |  |  |  |  | R-454B | 4.7083 | Residential & Commercial | USHP
215682915 | Central HP <5.4 tons | HEIL | HRCU-A-CB (Split System: Heat Pump with Remote Outdoor Unit-Air-Source) | H5H0V60*K*AAA* |  |  | EVM5X60M24A*+WALLCON | *97CTN1202422A* | 56500 | 18.5 | 9 | 63000 | 44500 | 70.63% | 2.1 | 0 | 9 |  |  |  |  | R-454B | 4.7083 | Residential & Commercial | USHP
215677985 | Central HP <5.4 tons | HEIL | HRCU-A-CB (Split System: Heat Pump with Remote Outdoor Unit-Air-Source) | H5H0V60*K*AAA* |  |  | EA*5X61M24A*+WALLCON | *97CMN0802120B* | 56000 | 18.5 | 9 | 60000 | 42000 | 70% | 2.02 | 0 | 9 |  |  |  |  | R-454B | 4.6667 | Residential & Commercial | USHP
216765114 | Central HP <5.4 tons | TRANE | HRCU-A-CB (Split System: Heat Pump with Remote Outdoor Unit-Air-Source) | 5TWX7060A1 |  |  | 5TXCD008AS3 | S8X2C080M5PSC | 51500 | 16 | 9 | 51500 | 39000 | 75.73% | 2.1 | 0 | 11 |  |  |  |  | R-454B | 4.2917 | Residential & Commercial | USHP | Ducted CEE Tier 1
211261854 | Central HP <5.4 tons | TEMPSTAR | HRCU-A-CB (Split System: Heat Pump with Remote Outdoor Unit-Air-Source) | DLCURAH18ABK |  |  | EA*4X30L17A* | *95ESN0401410A* | 17900 | 15.5 | 8.5 | 18500 | 18500 | 100% | 2.22 | 0 | 10.5 |  |  |  |  | R-410A | 1.4917 | Residential & Commercial | USHP | Ducted CEE Tier 1
212975791 | Central HP <5.4 tons | DAY & NIGHT | HRCU-A-CB (Split System: Heat Pump with Remote Outdoor Unit-Air-Source) | DLCURAH18ABK |  |  | EA*4X24L17A* | *96VTN0801716B* | 17200 | 16 | 8.5 | 18200 | 19400 | 106.6% | 2.34 | 0 | 10.5 |  |  |  |  | R-410A | 1.4333 | Residential & Commercial | USHP | Ducted CEE Tier 1
216766781 | Central HP <5.4 tons | TRANE | HRCU-A-CB (Split System: Heat Pump with Remote Outdoor Unit-Air-Source) | 5TWX7024A1 |  |  | 5PX*B004AS3+P0V0B000M40SD | 0 | 22800 | 16.5 | 8.5 | 21400 | 17000 | 79.44% | 1.97 | 0 | 12.5 |  |  |  |  | R-454B | 1.9 | Residential & Commercial | USHP | Ducted CEE Tier 1
216766799 | Central HP <5.4 tons | TRANE | HRCU-A-CB (Split System: Heat Pump with Remote Outdoor Unit-Air-Source) | 5TWX7024A1 |  |  | 5PX*B004AS3 | S9X1B060U4PSB | 23200 | 16 | 8.7 | 21800 | 17200 | 78.9% | 2.01 | 0 | 12.5 |  |  |  |  | R-454B | 1.9333 | Residential & Commercial | USHP | Ducted CEE Tier 1
216679510 | Central HP <5.4 tons | AIRQUEST | HRCU-A-CB (Split System: Heat Pump with Remote Outdoor Unit-Air-Source) | DLCURAH24ABK |  |  | EN(A,D)4X30L17** | *97VTN0601716A* | 23600 | 16.5 | 9 | 25800 | 23600 | 91.47% | 1.76 | 0 | 10 |  |  |  |  | R-410A | 1.9667 | Residential & Commercial | USHP | Ducted CEE Tier 1
210692347 | Central HP <5.4 tons | DAIKIN | HRCU-A-CB (Split System: Heat Pump with Remote Outdoor Unit-Air-Source) | DZ9VCA3610A* |  |  | CHPF3743C6B*+TXV | D*80VC1005C*A* | 33400 | 18 | 8.2 | 34000 | 24400 | 71.76% | 1.8 | 0 | 11 |  |  |  |  | R-410A | 2.7833 | Residential & Commercial | USHP | Ducted CEE Tier 1
210692362 | Central HP <5.4 tons | DAIKIN | HRCU-A-CB (Split System: Heat Pump with Remote Outdoor Unit-Air-Source) | DZ9VCA3610A* |  |  | CSCF3642N6D*+TXV | D*80VC0604B*A* | 33800 | 18.5 | 8.2 | 34000 | 24400 | 71.76% | 1.8 | 0 | 11.5 |  |  |  |  | R-410A | 2.8167 | Residential & Commercial | USHP | Ducted CEE Tier 1
215683085 | Central HP <5.4 tons | HEIL | HRCU-A-CB (Split System: Heat Pump with Remote Outdoor Unit-Air-Source) | H5H0V60*K*AAA* |  |  | EVD5X60M24A*+WALLCON | *97CTN0802120A* | 56500 | 18 | 9 | 63500 | 44500 | 70.08% | 2.08 | 0 | 9 |  |  |  |  | R-454B | 4.7083 | Residential & Commercial | USHP
215677955 | Central HP <5.4 tons | HEIL | HRCU-A-CB (Split System: Heat Pump with Remote Outdoor Unit-Air-Source) | H5H0V60*K*AAA* |  |  | EA*5X61M24A*+WALLCON | *95CSU0802120B* | 56000 | 18 | 8.5 | 60000 | 42000 | 70% | 2.02 | 0 | 8.5 |  |  |  |  | R-454B | 4.6667 | Residential & Commercial | USHP
215678155 | Central HP <5.4 tons | HEIL | HRCU-A-CB (Split System: Heat Pump with Remote Outdoor Unit-Air-Source) | H5H0V60*K*AAA* |  |  | ESH5X60M12A*+WALLCON | *97CMN1202422B* | 55500 | 17 | 8.5 | 60000 | 42000 | 70% | 1.9 | 0 | 8.5 |  |  |  |  | R-454B | 4.625 | Residential & Commercial | USHP
215676274 | Central HP <5.4 tons | BRYANT HEATING AND COOLING SYSTEMS | HRCU-A-CB (Split System: Heat Pump with Remote Outdoor Unit-Air-Source) | 290VAN048**AA* |  |  | CVAVA4824XMA*+UI | 986TD66120C24*** | 47000 | 18.5 | 9 | 50000 | 36400 | 72.8% | 2 | 0 | 10 |  |  |  |  | R-454B | 3.9167 | Residential & Commercial | USHP | Ducted CEE Tier 1
216755384 | Central HP <5.4 tons | ARCOAIRE | HRCU-A-CB (Split System: Heat Pump with Remote Outdoor Unit-Air-Source) | D5CUHAH30AAK |  |  | EA*5X37M21A* | *80VSL1102122B* | 31000 | 15.2 | 9 | 34200 | 30200 | 88.3% | 1.8 | 0 | 9.5 |  |  |  |  | R-454B | 2.5833 | Residential & Commercial | USHP
214574097 | Central HP <5.4 tons | TEMPSTAR | HRCU-A-CB (Split System: Heat Pump with Remote Outdoor Unit-Air-Source) | TVH837GKA2* |  |  | EA*4X61L21A*+WALLCON | *80CTL0702120B* | 33200 | 17.5 | 8.5 | 32000 | 25000 | 78.12% | 2 | 0 | 11.5 |  |  |  |  | R-410A | 2.7667 | Residential & Commercial | USHP | Ducted CEE Tier 1
211261511 | Central HP <5.4 tons | TEMPSTAR | HRCU-A-CB (Split System: Heat Pump with Remote Outdoor Unit-Air-Source) | DLCURAH18ABK |  |  | EA*4X30L14A* | *80ES(N,L)0701412A* | 17700 | 16.5 | 8.5 | 18200 | 18500 | 101.6% | 2.22 | 0 | 10.5 |  |  |  |  | R-410A | 1.475 | Residential & Commercial | USHP | Ducted CEE Tier 1
211261802 | Central HP <5.4 tons | TEMPSTAR | HRCU-A-CB (Split System: Heat Pump with Remote Outdoor Unit-Air-Source) | DLCURAH18ABK |  |  | EA*4X30L17A* | *96VTN0401712A* | 17900 | 15.5 | 8.5 | 18500 | 18500 | 100% | 2.22 | 0 | 10.5 |  |  |  |  | R-410A | 1.4917 | Residential & Commercial | USHP | Ducted CEE Tier 1
215683095 | Central HP <5.4 tons | HEIL | HRCU-A-CB (Split System: Heat Pump with Remote Outdoor Unit-Air-Source) | H5H0V60*K*AAA* |  |  | EVD5X60M24A*+WALLCON | *97CTN1002122A* | 56500 | 18.5 | 9 | 63000 | 44500 | 70.63% | 2.08 | 0 | 9 |  |  |  |  | R-454B | 4.7083 | Residential & Commercial | USHP
216766813 | Central HP <5.4 tons | TRANE | HRCU-A-CB (Split System: Heat Pump with Remote Outdoor Unit-Air-Source) | 5TWX7024A1 |  |  | 5PX*B006AS3 | S9X1B040U3PSB | 23800 | 17.1 | 9 | 21800 | 17400 | 79.82% | 2.06 | 0 | 12.7 |  |  |  |  | R-454B | 1.9833 | Residential & Commercial | USHP | Ducted CEE Tier 1
216766588 | Central HP <5.4 tons | TRANE | HRCU-A-CB (Split System: Heat Pump with Remote Outdoor Unit-Air-Source) | 5TWR7048A1 |  |  | 5TXCD008AS3 | S8V2D120M5PDB | 43000 | 16.5 | 9 | 44500 | 32400 | 72.81% | 2.23 | 0 | 12 |  |  |  |  | R-454B | 3.5833 | Residential & Commercial | USHP | Ducted CEE Tier 1
216766833 | Central HP <5.4 tons | TRANE | HRCU-A-CB (Split System: Heat Pump with Remote Outdoor Unit-Air-Source) | 5TWX7024A1 |  |  | 5PX*BD06AS3 | S9X2B080D4PSB | 23600 | 16.5 | 8.5 | 22200 | 17300 | 77.93% | 1.95 | 0 | 12.7 |  |  |  |  | R-454B | 1.9667 | Residential & Commercial | USHP | Ducted CEE Tier 1
216766840 | Central HP <5.4 tons | TRANE | HRCU-A-CB (Split System: Heat Pump with Remote Outdoor Unit-Air-Source) | 5TWX7024A1 |  |  | 5PX*BD06AS3 | S8V2B060M4PCB | 23400 | 17.1 | 8.5 | 22200 | 17300 | 77.93% | 1.94 | 0 | 12.5 |  |  |  |  | R-454B | 1.95 | Residential & Commercial | USHP | Ducted CEE Tier 1
214572517 | Central HP <5.4 tons | TEMPSTAR | HRCU-A-CB (Split System: Heat Pump with Remote Outdoor Unit-Air-Source) | TVH837GKA** |  |  | EA*4X36L21A*+WALLCON | *97CMN0802120B* | 31600 | 17 | 8.1 | 33000 | 24200 | 73.33% | 1.86 | 0 | 11 |  |  |  |  | R-410A | 2.6333 | Residential & Commercial | USHP | Ducted CEE Tier 1
213079763 | Central HP <5.4 tons | TEMPSTAR | HRCU-A-CB (Split System: Heat Pump with Remote Outdoor Unit-Air-Source) | DLCURAH36ABK |  |  | EA*4X42L21A* | *92MSN1002120A* | 35200 | 16.5 | 8.1 | 38500 | 35000 | 90.91% | 1.88 | 0 | 10 |  |  |  |  | R-410A | 2.9333 | Residential & Commercial | USHP | Ducted CEE Tier 1
215681345 | Central HP <5.4 tons | HEIL | HRCU-A-CB (Split System: Heat Pump with Remote Outdoor Unit-Air-Source) | H5H0V48*K*AAA* |  |  | EA*5X48M21A*+WALLCON | *97CTN0801716A* | 44000 | 17 | 9 | 49000 | 34600 | 70.61% | 2.04 | 0 | 9 |  |  |  |  | R-454B | 3.6667 | Residential & Commercial | USHP
215681795 | Central HP <5.4 tons | HEIL | HRCU-A-CB (Split System: Heat Pump with Remote Outdoor Unit-Air-Source) | H5H0V48*K*AAA* |  |  | EVM5X48M21A*+WALLCON | *97CTN0801716A* | 46500 | 18 | 9 | 50000 | 37000 | 74% | 2 | 0 | 9.5 |  |  |  |  | R-454B | 3.875 | Residential & Commercial | USHP
215681895 | Central HP <5.4 tons | HEIL | HRCU-A-CB (Split System: Heat Pump with Remote Outdoor Unit-Air-Source) | H5H0V48*K*AAA* |  |  | EVM5X60M21A*+WALLCON | *96CTN0802120B* | 48000 | 19 | 9 | 50000 | 36800 | 73.6% | 2 | 0 | 10 |  |  |  |  | R-454B | 4 | Residential & Commercial | USHP | Ducted CEE Tier 1
215682245 | Central HP <5.4 tons | HEIL | HRCU-A-CB (Split System: Heat Pump with Remote Outdoor Unit-Air-Source) | H5H0V48*K*AAA* |  |  | EVD5X49M24A*+WALLCON | *80CSU0802120B* | 48000 | 19 | 9 | 50000 | 36200 | 72.4% | 2.12 | 0 | 10 |  |  |  |  | R-454B | 4 | Residential & Commercial | USHP | Ducted CEE Tier 1
215681515 | Central HP <5.4 tons | HEIL | HRCU-A-CB (Split System: Heat Pump with Remote Outdoor Unit-Air-Source) | H5H0V48*K*AAA* |  |  | EA*5X61M24A*+WALLCON | *96CTN0802120B* | 46000 | 18 | 9 | 48000 | 33800 | 70.42% | 2.08 | 0 | 10 |  |  |  |  | R-454B | 3.8333 | Residential & Commercial | USHP | Ducted CEE Tier 1
215681715 | Central HP <5.4 tons | HEIL | HRCU-A-CB (Split System: Heat Pump with Remote Outdoor Unit-Air-Source) | H5H0V48*K*AAA* |  |  | ESH5X60M12A*+WALLCON | *97CTN0801716A* | 45000 | 16 | 8.5 | 48500 | 34200 | 70.52% | 1.94 | 0 | 9 |  |  |  |  | R-454B | 3.75 | Residential & Commercial | USHP
213772358 | Central HP <5.4 tons | AIRQUEST | HRCU-A-CB (Split System: Heat Pump with Remote Outdoor Unit-Air-Source) | HVH825GKA2* |  |  | EHD4X42AAL+WALLCON | *97CMN1002122B* | 24200 | 16 | 8.1 | 21400 | 16600 | 77.57% | 2 | 0 | 10.5 |  |  |  |  | R-410A | 2.0167 | Residential & Commercial | USHP | Ducted CEE Tier 1
213607732 | Central HP <5.4 tons | TEMPSTAR | HRCU-A-CB (Split System: Heat Pump with Remote Outdoor Unit-Air-Source) | DLCURAH36ABK |  |  | FTMA4B36L0C* | 0 | 35400 | 16.5 | 8.5 | 38000 | 35200 | 92.63% | 1.86 | 0 | 10 |  |  |  |  | R-410A | 2.95 | Residential & Commercial | USHP | Ducted CEE Tier 1
213781031 | Central HP <5.4 tons | DAY & NIGHT | HRCU-A-CB (Split System: Heat Pump with Remote Outdoor Unit-Air-Source) | CVH837GKA2* |  |  | EA*4X42L21A*+WALLCON | *97CMN0601714B* | 31600 | 16.5 | 8.1 | 33200 | 24600 | 74.1% | 1.84 | 0 | 10.5 |  |  |  |  | R-410A | 2.6333 | Residential & Commercial | USHP | Ducted CEE Tier 1
212971715 | Central HP <5.4 tons | DAY & NIGHT | HRCU-A-CB (Split System: Heat Pump with Remote Outdoor Unit-Air-Source) | DLCURAH24ABK |  |  | EN(A,D)4X30L17** | *80VTL0701716B* | 23600 | 17 | 8.5 | 26400 | 24200 | 91.67% | 2.02 | 0 | 10.5 |  |  |  |  | R-410A | 1.9667 | Residential & Commercial | USHP | Ducted CEE Tier 1
210692324 | Central HP <5.4 tons | DAIKIN | HRCU-A-CB (Split System: Heat Pump with Remote Outdoor Unit-Air-Source) | DZ9VCA3610A* |  |  | CHPF3642C6C*+TXV | D*80VC0604B*A* | 33400 | 18 | 8.2 | 34000 | 24400 | 71.76% | 1.8 | 0 | 11 |  |  |  |  | R-410A | 2.7833 | Residential & Commercial | USHP | Ducted CEE Tier 1
212972767 | Central HP <5.4 tons | DAY & NIGHT | HRCU-A-CB (Split System: Heat Pump with Remote Outdoor Unit-Air-Source) | DLCURAH18ABK |  |  | EN(A,D)4X30L17** | *96VSN0401410B* | 17400 | 16 | 8.1 | 18000 | 18700 | 103.9% | 2.24 | 0 | 10.5 |  |  |  |  | R-410A | 1.45 | Residential & Commercial | USHP | Ducted CEE Tier 1
212973317 | Central HP <5.4 tons | DAY & NIGHT | HRCU-A-CB (Split System: Heat Pump with Remote Outdoor Unit-Air-Source) | DLCURAH18ABK |  |  | EA*4X24L17A* | *96VSN0601412B* | 17300 | 16 | 8.5 | 18200 | 19400 | 106.6% | 2.34 | 0 | 10.5 |  |  |  |  | R-410A | 1.4417 | Residential & Commercial | USHP | Ducted CEE Tier 1
212973687 | Central HP <5.4 tons | DAY & NIGHT | HRCU-A-CB (Split System: Heat Pump with Remote Outdoor Unit-Air-Source) | DLCURAH18ABK |  |  | EA*4X30L17A* | *96VSN0801716B* | 17400 | 16 | 8.5 | 18000 | 18700 | 103.9% | 2.26 | 0 | 10.5 |  |  |  |  | R-410A | 1.45 | Residential & Commercial | USHP | Ducted CEE Tier 1
215682345 | Central HP <5.4 tons | HEIL | HRCU-A-CB (Split System: Heat Pump with Remote Outdoor Unit-Air-Source) | H5H0V48*K*AAA* |  |  | EVD5X60M21A*+WALLCON | *97CTN0801716A* | 47500 | 18.5 | 9 | 50000 | 37200 | 74.4% | 1.98 | 0 | 10 |  |  |  |  | R-454B | 3.9583 | Residential & Commercial | USHP | Ducted CEE Tier 1
213079949 | Central HP <5.4 tons | TEMPSTAR | HRCU-A-CB (Split System: Heat Pump with Remote Outdoor Unit-Air-Source) | DLCURAH36ABK |  |  | EN(A,D)4X48L24** | *92MSN1202420A* | 36400 | 16 | 8.1 | 38500 | 35000 | 90.91% | 2.02 | 0 | 10.5 |  |  |  |  | R-410A | 3.0333 | Residential & Commercial | USHP | Ducted CEE Tier 1
213080013 | Central HP <5.4 tons | TEMPSTAR | HRCU-A-CB (Split System: Heat Pump with Remote Outdoor Unit-Air-Source) | DLCURAH36ABK |  |  | EA*4X36L21A* | *96MSN0801716A* | 35200 | 15.5 | 8.1 | 39000 | 35400 | 90.77% | 1.84 | 0 | 9.5 |  |  |  |  | R-410A | 2.9333 | Residential & Commercial | USHP
213080182 | Central HP <5.4 tons | TEMPSTAR | HRCU-A-CB (Split System: Heat Pump with Remote Outdoor Unit-Air-Source) | DLCURAH36ABK |  |  | EA*4X42L24A* | *96MSN0802120A* | 35600 | 16 | 8.1 | 38500 | 34800 | 90.39% | 2.06 | 0 | 10 |  |  |  |  | R-410A | 2.9667 | Residential & Commercial | USHP | Ducted CEE Tier 1
213080383 | Central HP <5.4 tons | TEMPSTAR | HRCU-A-CB (Split System: Heat Pump with Remote Outdoor Unit-Air-Source) | DLCURAH36ABK |  |  | EA*4X36L21A* | *96MSN1002122A* | 35000 | 16 | 8.1 | 38500 | 35200 | 91.43% | 1.82 | 0 | 9.5 |  |  |  |  | R-410A | 2.9167 | Residential & Commercial | USHP
216764412 | Central HP <5.4 tons | TRANE | HRCU-A-CB (Split System: Heat Pump with Remote Outdoor Unit-Air-Source) | 5TWX7036A1 |  |  | 5TXCD008AS3 | S9V2D120U5PSC | 34000 | 18 | 9 | 32600 | 24200 | 74.23% | 2.2 | 0 | 12 |  |  |  |  | R-454B | 2.8333 | Residential & Commercial | USHP | Ducted CEE Tier 1
215677245 | Central HP <5.4 tons | HEIL | HRCU-A-CB (Split System: Heat Pump with Remote Outdoor Unit-Air-Source) | H5H0V60*K*AAA* |  |  | EVM5X61M24A*+WALLCON | *95CSU0802120B* | 57500 | 18 | 9 | 64000 | 45000 | 70.31% | 2.08 | 0 | 9 |  |  |  |  | R-454B | 4.7917 | Residential & Commercial | USHP
215677765 | Central HP <5.4 tons | HEIL | HRCU-A-CB (Split System: Heat Pump with Remote Outdoor Unit-Air-Source) | H5H0V60*K*AAA* |  |  | EA*5X60M24A*+WALLCON | *80CTL0702120B* | 54500 | 18 | 8.5 | 59500 | 42000 | 70.59% | 1.88 | 0 | 8.5 |  |  |  |  | R-454B | 4.5417 | Residential & Commercial | USHP
215677545 | Central HP <5.4 tons | HEIL | HRCU-A-CB (Split System: Heat Pump with Remote Outdoor Unit-Air-Source) | H5H0V60*K*AAA* |  |  | EVD5X60M24A*+WALLCON | *96CTN1002122B* | 56500 | 18.5 | 9 | 63000 | 44500 | 70.63% | 2.08 | 0 | 9 |  |  |  |  | R-454B | 4.7083 | Residential & Commercial | USHP
215677595 | Central HP <5.4 tons | HEIL | HRCU-A-CB (Split System: Heat Pump with Remote Outdoor Unit-Air-Source) | H5H0V60*K*AAA* |  |  | EVD5X61M21A*+WALLCON | *95CSU0802120B* | 57000 | 18 | 9 | 64000 | 45000 | 70.31% | 2.08 | 0 | 9 |  |  |  |  | R-454B | 4.75 | Residential & Commercial | USHP
215676065 | Central HP <5.4 tons | HEIL | HRCU-A-CB (Split System: Heat Pump with Remote Outdoor Unit-Air-Source) | H5H0V48*K*AAA* |  |  | EVM5X61M24A*+WALLCON | *97CMN1202422B* | 48500 | 19.5 | 9.5 | 50000 | 36800 | 73.6% | 2.12 | 0 | 10.5 |  |  |  |  | R-454B | 4.0417 | Residential & Commercial | USHP | Ducted CEE Tier 1
215683108 | Central HP <5.4 tons | COMFORTMAKER | HRCU-A-CB (Split System: Heat Pump with Remote Outdoor Unit-Air-Source) | C5H0V60*K*AAA* |  |  | EVD5X60M24A*+WALLCON | *97CTN1202422A* | 56500 | 18.5 | 9 | 63000 | 44500 | 70.63% | 2.1 | 0 | 9 |  |  |  |  | R-454B | 4.7083 | Residential & Commercial | USHP
214573577 | Central HP <5.4 tons | TEMPSTAR | HRCU-A-CB (Split System: Heat Pump with Remote Outdoor Unit-Air-Source) | TVH837GKA** |  |  | EN(A,D,W)4X60L24**+WALLCON | *95CSU1002122B* | 32800 | 19 | 8.5 | 32200 | 24600 | 76.4% | 1.98 | 0 | 12 |  |  |  |  | R-410A | 2.7333 | Residential & Commercial | USHP | Ducted CEE Tier 1
212974632 | Central HP <5.4 tons | DAY & NIGHT | HRCU-A-CB (Split System: Heat Pump with Remote Outdoor Unit-Air-Source) | DLCURAH18ABK |  |  | EA*4X24L14A* | *96VTN0401410B* | 17300 | 15.5 | 8.5 | 18400 | 19400 | 105.4% | 2.32 | 0 | 10.5 |  |  |  |  | R-410A | 1.4417 | Residential & Commercial | USHP | Ducted CEE Tier 1
213781131 | Central HP <5.4 tons | DAY & NIGHT | HRCU-A-CB (Split System: Heat Pump with Remote Outdoor Unit-Air-Source) | CVH837GKA2* |  |  | EA*4X42L24A*+WALLCON | *97CMN1202422B* | 31800 | 17 | 8.1 | 32800 | 24400 | 74.39% | 1.88 | 0 | 11 |  |  |  |  | R-410A | 2.65 | Residential & Commercial | USHP | Ducted CEE Tier 1
213781231 | Central HP <5.4 tons | DAY & NIGHT | HRCU-A-CB (Split System: Heat Pump with Remote Outdoor Unit-Air-Source) | CVH837GKA2* |  |  | EA*4X43L21A*+WALLCON | *97CMN0801714B* | 32800 | 17 | 8.1 | 33000 | 25200 | 76.36% | 1.96 | 0 | 11 |  |  |  |  | R-410A | 2.7333 | Residential & Commercial | USHP | Ducted CEE Tier 1
216766783 | Central HP <5.4 tons | TRANE | HRCU-A-CB (Split System: Heat Pump with Remote Outdoor Unit-Air-Source) | 5TWX7024A1 |  |  | 5PX*B004AS3 | S9V2B060U4VSB | 23200 | 17.1 | 8.7 | 21800 | 17200 | 78.9% | 2.01 | 0 | 12 |  |  |  |  | R-454B | 1.9333 | Residential & Commercial | USHP | Ducted CEE Tier 1
216766790 | Central HP <5.4 tons | TRANE | HRCU-A-CB (Split System: Heat Pump with Remote Outdoor Unit-Air-Source) | 5TWX7024A1 |  |  | 5PX*B004AS3 | S9X2B060D3PSB | 21800 | 15.5 | 8.5 | 21200 | 16900 | 79.72% | 1.95 | 0 | 11.5 |  |  |  |  | R-454B | 1.8167 | Residential & Commercial | USHP | Ducted CEE Tier 1
216766831 | Central HP <5.4 tons | TRANE | HRCU-A-CB (Split System: Heat Pump with Remote Outdoor Unit-Air-Source) | 5TWX7024A1 |  |  | 5PX*BD06AS3 | S9X2B040D3PSB | 23600 | 17.1 | 8.5 | 22200 | 17300 | 77.93% | 1.94 | 0 | 12.7 |  |  |  |  | R-454B | 1.9667 | Residential & Commercial | USHP | Ducted CEE Tier 1
212971693 | Central HP <5.4 tons | DAY & NIGHT | HRCU-A-CB (Split System: Heat Pump with Remote Outdoor Unit-Air-Source) | DLCURAH24ABK |  |  | EA*4X37L21A* | *80VTL0701716B* | 24200 | 17.5 | 8.5 | 25200 | 21600 | 85.71% | 1.82 | 0 | 10 |  |  |  |  | R-410A | 2.0167 | Residential & Commercial | USHP | Ducted CEE Tier 1
212971726 | Central HP <5.4 tons | DAY & NIGHT | HRCU-A-CB (Split System: Heat Pump with Remote Outdoor Unit-Air-Source) | DLCURAH24ABK |  |  | EN(A,D,W)4X36L17** | *80VTL0701716B* | 23600 | 17 | 8.5 | 26400 | 24200 | 91.67% | 2.02 | 0 | 10.5 |  |  |  |  | R-410A | 1.9667 | Residential & Commercial | USHP | Ducted CEE Tier 1
212973697 | Central HP <5.4 tons | DAY & NIGHT | HRCU-A-CB (Split System: Heat Pump with Remote Outdoor Unit-Air-Source) | DLCURAH18ABK |  |  | EN(A,D)4X24L17** | *96VSN0801716B* | 17700 | 16 | 8.5 | 18700 | 19100 | 102.1% | 2.3 | 0 | 11 |  |  |  |  | R-410A | 1.475 | Residential & Commercial | USHP | Ducted CEE Tier 1
212974736 | Central HP <5.4 tons | DAY & NIGHT | HRCU-A-CB (Split System: Heat Pump with Remote Outdoor Unit-Air-Source) | DLCURAH18ABK |  |  | EN(A,D)4X30L14** | *96VTN0401410B* | 17400 | 16 | 8.1 | 18000 | 18600 | 103.3% | 2.22 | 0 | 10.5 |  |  |  |  | R-410A | 1.45 | Residential & Commercial | USHP | Ducted CEE Tier 1
212972997 | Central HP <5.4 tons | DAY & NIGHT | HRCU-A-CB (Split System: Heat Pump with Remote Outdoor Unit-Air-Source) | DLCURAH24ABK |  |  | EN(A,D)4X30L17** | *96VSN0401410B* | 23400 | 16 | 8.1 | 26400 | 24600 | 93.18% | 2.02 | 0 | 10 |  |  |  |  | R-410A | 1.95 | Residential & Commercial | USHP | Ducted CEE Tier 1
216766112 | Central HP <5.4 tons | TRANE | HRCU-A-CB (Split System: Heat Pump with Remote Outdoor Unit-Air-Source) | 5TWR7036A1 |  |  | 5PX*BD06AS3 | S9X2B080D4PSB | 32400 | 16 | 8.5 | 33000 | 24200 | 73.33% | 2.05 | 0 | 12 |  |  |  |  | R-454B | 2.7 | Residential & Commercial | USHP | Ducted CEE Tier 1
216766162 | Central HP <5.4 tons | TRANE | HRCU-A-CB (Split System: Heat Pump with Remote Outdoor Unit-Air-Source) | 5TWR7036A1 |  |  | 5PX*C007AS3 | S8V2C080M5PCB | 33800 | 17 | 8.7 | 32800 | 24200 | 73.78% | 2.19 | 0 | 12 |  |  |  |  | R-454B | 2.8167 | Residential & Commercial | USHP | Ducted CEE Tier 1
216766178 | Central HP <5.4 tons | TRANE | HRCU-A-CB (Split System: Heat Pump with Remote Outdoor Unit-Air-Source) | 5TWR7036A1 |  |  | 5PX*C009AS3 | S9V2C080U5VSB | 34200 | 17.1 | 9 | 32200 | 24000 | 74.53% | 2.23 | 0 | 12.5 |  |  |  |  | R-454B | 2.85 | Residential & Commercial | USHP | Ducted CEE Tier 1
216765944 | Central HP <5.4 tons | TRANE | HRCU-A-CB (Split System: Heat Pump with Remote Outdoor Unit-Air-Source) | 5TWR7024A1 |  |  | 5TXCB004AS3 | S9X1B060U4PSB | 23200 | 16.5 | 8.7 | 21800 | 17200 | 78.9% | 2.02 | 0 | 12.5 |  |  |  |  | R-454B | 1.9333 | Residential & Commercial | USHP | Ducted CEE Tier 1
216766198 | Central HP <5.4 tons | TRANE | HRCU-A-CB (Split System: Heat Pump with Remote Outdoor Unit-Air-Source) | 5TWR7036A1 |  |  | 5PX*CD05AS3 | S8V2C080M5PCB | 32800 | 16 | 8.2 | 33400 | 24600 | 73.65% | 2 | 0 | 12 |  |  |  |  | R-454B | 2.7333 | Residential & Commercial | USHP | Ducted CEE Tier 1
216766264 | Central HP <5.4 tons | TRANE | HRCU-A-CB (Split System: Heat Pump with Remote Outdoor Unit-Air-Source) | 5TWR7036A1 |  |  | 5PX*DD10AS3 | S8V2D120M5PDB | 34000 | 17.1 | 9 | 32400 | 24000 | 74.07% | 2.21 | 0 | 12 |  |  |  |  | R-454B | 2.8333 | Residential & Commercial | USHP | Ducted CEE Tier 1
216764217 | Central HP <5.4 tons | TRANE | HRCU-A-CB (Split System: Heat Pump with Remote Outdoor Unit-Air-Source) | 5TWX7024A1 |  |  | 5TXCC007AS3 | *DHMC100CCV4 | 22200 | 17.1 | 8.7 | 21000 | 16800 | 80% | 1.9 | 0 | 12 |  |  |  |  | R-454B | 1.85 | Residential & Commercial | USHP | Ducted CEE Tier 1
216764430 | Central HP <5.4 tons | TRANE | HRCU-A-CB (Split System: Heat Pump with Remote Outdoor Unit-Air-Source) | 5TWX7048A1 |  |  | 5PX*CD09AS3 | *DHMC100CCV4 | 43500 | 16 | 8.7 | 44000 | 32200 | 73.18% | 2.1 | 0 | 12 |  |  |  |  | R-454B | 3.625 | Residential & Commercial | USHP | Ducted CEE Tier 1
216764529 | Central HP <5.4 tons | TRANE | HRCU-A-CB (Split System: Heat Pump with Remote Outdoor Unit-Air-Source) | 5TWX7060A1 |  |  | 5TXCD008AS3 | S9V2D120U5PSC | 51500 | 16 | 9 | 51500 | 39000 | 75.73% | 2.1 | 0 | 11 |  |  |  |  | R-454B | 4.2917 | Residential & Commercial | USHP | Ducted CEE Tier 1
216764579 | Central HP <5.4 tons | TRANE | HRCU-A-CB (Split System: Heat Pump with Remote Outdoor Unit-Air-Source) | 5TWR7036A1 |  |  | 5PX*B004AS3 | S8X2B080M4PSC | 32600 | 17.1 | 8.7 | 32800 | 24400 | 74.39% | 2.1 | 0 | 11.5 |  |  |  |  | R-454B | 2.7167 | Residential & Commercial | USHP | Ducted CEE Tier 1
216764597 | Central HP <5.4 tons | TRANE | HRCU-A-CB (Split System: Heat Pump with Remote Outdoor Unit-Air-Source) | 5TWR7036A1 |  |  | 5PX*B006AS3 | S8X1B080M4PTC | 33400 | 17.1 | 9 | 32600 | 24200 | 74.23% | 2.1 | 0 | 12 |  |  |  |  | R-454B | 2.7833 | Residential & Commercial | USHP | Ducted CEE Tier 1
216764613 | Central HP <5.4 tons | TRANE | HRCU-A-CB (Split System: Heat Pump with Remote Outdoor Unit-Air-Source) | 5TWR7036A1 |  |  | 5PX*BD04AS3 | S8X2A040M3PTC | 32400 | 17.1 | 8.2 | 33600 | 24600 | 73.21% | 1.9 | 0 | 11.5 |  |  |  |  | R-454B | 2.7 | Residential & Commercial | USHP | Ducted CEE Tier 1
216764645 | Central HP <5.4 tons | TRANE | HRCU-A-CB (Split System: Heat Pump with Remote Outdoor Unit-Air-Source) | 5TWR7036A1 |  |  | 5PX*BD06AS3 | S8X1A040M3PTC | 33200 | 17.1 | 8.7 | 33600 | 24600 | 73.21% | 2 | 0 | 11.7 |  |  |  |  | R-454B | 2.7667 | Residential & Commercial | USHP | Ducted CEE Tier 1
216764695 | Central HP <5.4 tons | TRANE | HRCU-A-CB (Split System: Heat Pump with Remote Outdoor Unit-Air-Source) | 5TWR7036A1 |  |  | 5PX*CD07AS3 | S8X1C080M5PTC | 33800 | 17.1 | 8.7 | 33400 | 24400 | 73.05% | 2.1 | 0 | 12 |  |  |  |  | R-454B | 2.8167 | Residential & Commercial | USHP | Ducted CEE Tier 1
211261354 | Central HP <5.4 tons | HEIL | HRCU-A-CB (Split System: Heat Pump with Remote Outdoor Unit-Air-Source) | DLCURAH18ABK |  |  | EA*4X30L14A* | *95ESN0601412A* | 17900 | 16 | 8.5 | 18500 | 18500 | 100% | 2.22 | 0 | 10.5 |  |  |  |  | R-410A | 1.4917 | Residential & Commercial | USHP | Ducted CEE Tier 1
215682778 | Central HP <5.4 tons | COMFORTMAKER | HRCU-A-CB (Split System: Heat Pump with Remote Outdoor Unit-Air-Source) | C5H0V60*K*AAA* |  |  | ESH5X60M12A*+WALLCON | *97CTN1002122A* | 55500 | 17 | 8.5 | 60000 | 42000 | 70% | 1.9 | 0 | 9 |  |  |  |  | R-454B | 4.625 | Residential & Commercial | USHP
215683178 | Central HP <5.4 tons | COMFORTMAKER | HRCU-A-CB (Split System: Heat Pump with Remote Outdoor Unit-Air-Source) | C5H0V60*K*AAA* |  |  | EVD5X61M21A*+WALLCON | *97CTN1002122A* | 57500 | 18.5 | 9 | 64000 | 45000 | 70.31% | 2.06 | 0 | 9 |  |  |  |  | R-454B | 4.7917 | Residential & Commercial | USHP
211260427 | Central HP <5.4 tons | TEMPSTAR | HRCU-A-CB (Split System: Heat Pump with Remote Outdoor Unit-Air-Source) | DLCURAH18ABK |  |  | EA*4X24L17A* | *96VTN0801716A* | 17400 | 16 | 8.5 | 18300 | 19200 | 104.9% | 2.3 | 0 | 10.5 |  |  |  |  | R-410A | 1.45 | Residential & Commercial | USHP | Ducted CEE Tier 1
211260744 | Central HP <5.4 tons | TEMPSTAR | HRCU-A-CB (Split System: Heat Pump with Remote Outdoor Unit-Air-Source) | DLCURAH18ABK |  |  | EA*4X25L17A* | *96VSN0601412A* | 18500 | 16 | 8.5 | 18300 | 17400 | 95.08% | 2.12 | 0 | 11 |  |  |  |  | R-410A | 1.5417 | Residential & Commercial | USHP | Ducted CEE Tier 1
211261533 | Central HP <5.4 tons | TEMPSTAR | HRCU-A-CB (Split System: Heat Pump with Remote Outdoor Unit-Air-Source) | DLCURAH18ABK |  |  | EA*4X30L17A* | *80VSL0451412A* | 17900 | 16 | 8.5 | 18400 | 18500 | 100.5% | 2.22 | 0 | 10.5 |  |  |  |  | R-410A | 1.4917 | Residential & Commercial | USHP | Ducted CEE Tier 1
215682295 | Central HP <5.4 tons | HEIL | HRCU-A-CB (Split System: Heat Pump with Remote Outdoor Unit-Air-Source) | H5H0V48*K*AAA* |  |  | EVD5X60M21A*+WALLCON | *96CTN0802120B* | 48000 | 19 | 9 | 50000 | 36800 | 73.6% | 2 | 0 | 10 |  |  |  |  | R-454B | 4 | Residential & Commercial | USHP | Ducted CEE Tier 1
215682365 | Central HP <5.4 tons | HEIL | HRCU-A-CB (Split System: Heat Pump with Remote Outdoor Unit-Air-Source) | H5H0V48*K*AAA* |  |  | EVD5X60M21A*+WALLCON | *97CTN1002122A* | 48000 | 19 | 9 | 50000 | 36600 | 73.2% | 2 | 0 | 10.5 |  |  |  |  | R-454B | 4 | Residential & Commercial | USHP | Ducted CEE Tier 1
216766856 | Central HP <5.4 tons | TRANE | HRCU-A-CB (Split System: Heat Pump with Remote Outdoor Unit-Air-Source) | 5TWX7024A1 |  |  | 5TXCB004AS3 | S8V2B060M4PDB | 23200 | 17 | 8.7 | 21800 | 17300 | 79.36% | 2.01 | 0 | 12 |  |  |  |  | R-454B | 1.9333 | Residential & Commercial | USHP | Ducted CEE Tier 1
216766872 | Central HP <5.4 tons | TRANE | HRCU-A-CB (Split System: Heat Pump with Remote Outdoor Unit-Air-Source) | 5TWX7024A1 |  |  | 5TXCB006AS3 | S9X2B060D3PSB | 22200 | 16 | 8.7 | 21200 | 16900 | 79.72% | 2 | 0 | 12 |  |  |  |  | R-454B | 1.85 | Residential & Commercial | USHP | Ducted CEE Tier 1
216766899 | Central HP <5.4 tons | TRANE | HRCU-A-CB (Split System: Heat Pump with Remote Outdoor Unit-Air-Source) | 5TWX7036A1 |  |  | 5PX*B004AS3 | S9X1B040U3PSB | 32200 | 16 | 8.5 | 32400 | 24000 | 74.07% | 2.1 | 0 | 11.7 |  |  |  |  | R-454B | 2.6833 | Residential & Commercial | USHP | Ducted CEE Tier 1
210692326 | Central HP <5.4 tons | DAIKIN | HRCU-A-CB (Split System: Heat Pump with Remote Outdoor Unit-Air-Source) | DZ9VCA3610A* |  |  | CHPF3642C6C*+TXV | D*80SC0805CUA* | 33400 | 18 | 8.2 | 34000 | 24400 | 71.76% | 1.8 | 0 | 11 |  |  |  |  | R-410A | 2.7833 | Residential & Commercial | USHP | Ducted CEE Tier 1
216735365 | Central HP <5.4 tons | ARCOAIRE | HRCU-A-CB (Split System: Heat Pump with Remote Outdoor Unit-Air-Source) | D5CUHAH24AAK |  |  | EA*5X37M17A* | *97VTN0601716A* | 22800 | 16 | 8.5 | 20600 | 18400 | 89.32% | 1.96 | 0 | 11 |  |  |  |  | R-454B | 1.9 | Residential & Commercial | USHP | Ducted CEE Tier 1
212975079 | Central HP <5.4 tons | BRYANT HEATING AND COOLING SYSTEMS | HRCU-A-CB (Split System: Heat Pump with Remote Outdoor Unit-Air-Source) | 38MURAQ18AB3* |  |  | CAP**2417AL* | 926TC36040V17*** | 17200 | 16 | 8.5 | 18200 | 19400 | 106.6% | 2.34 | 0 | 10.5 |  |  |  |  | R-410A | 1.4333 | Residential & Commercial | USHP | Ducted CEE Tier 1
215679805 | Central HP <5.4 tons | HEIL | HRCU-A-CB (Split System: Heat Pump with Remote Outdoor Unit-Air-Source) | H5H0V36*K*AAA* |  |  | ESH5X42M12A*+WALLCON | *80CSU0601716B* | 34000 | 16.5 | 8.5 | 35600 | 25200 | 70.79% | 1.78 | 0 | 9.5 |  |  |  |  | R-454B | 2.8333 | Residential & Commercial | USHP
212973547 | Central HP <5.4 tons | DAY & NIGHT | HRCU-A-CB (Split System: Heat Pump with Remote Outdoor Unit-Air-Source) | DLCURAH24ABK |  |  | EA*4X25L17A* | *96VSN0601412B* | 24000 | 17 | 8.5 | 25000 | 21800 | 87.2% | 1.82 | 0 | 10 |  |  |  |  | R-410A | 2 | Residential & Commercial | USHP | Ducted CEE Tier 1
212973567 | Central HP <5.4 tons | DAY & NIGHT | HRCU-A-CB (Split System: Heat Pump with Remote Outdoor Unit-Air-Source) | DLCURAH24ABK |  |  | EA*4X30L17A* | *96VSN0601412B* | 23400 | 16.5 | 8.5 | 26400 | 24800 | 93.94% | 2.06 | 0 | 10 |  |  |  |  | R-410A | 1.95 | Residential & Commercial | USHP | Ducted CEE Tier 1
212973597 | Central HP <5.4 tons | DAY & NIGHT | HRCU-A-CB (Split System: Heat Pump with Remote Outdoor Unit-Air-Source) | DLCURAH24ABK |  |  | EN(A,D)4X24L14** | *96VSN0601412B* | 23200 | 16.5 | 8.5 | 26800 | 25400 | 94.78% | 2.12 | 0 | 10 |  |  |  |  | R-410A | 1.9333 | Residential & Commercial | USHP | Ducted CEE Tier 1
210692298 | Central HP <5.4 tons | DAIKIN | HRCU-A-CB (Split System: Heat Pump with Remote Outdoor Unit-Air-Source) | DZ9VCA3610A* |  |  | CA*F3137*6A*+TXV | D*96VC0803BNA* | 33600 | 18.5 | 8.2 | 34000 | 24400 | 71.76% | 1.8 | 0 | 11.5 |  |  |  |  | R-410A | 2.8 | Residential & Commercial | USHP | Ducted CEE Tier 1
210692314 | Central HP <5.4 tons | DAIKIN | HRCU-A-CB (Split System: Heat Pump with Remote Outdoor Unit-Air-Source) | DZ9VCA3610A* |  |  | CA*F3743*6D*+TXV | D*96VC1005CNA* | 33600 | 19 | 8.2 | 34000 | 24400 | 71.76% | 1.8 | 0 | 12 |  |  |  |  | R-410A | 2.8 | Residential & Commercial | USHP | Ducted CEE Tier 1
211259868 | Central HP <5.4 tons | TEMPSTAR | HRCU-A-CB (Split System: Heat Pump with Remote Outdoor Unit-Air-Source) | DLCURAH18ABK |  |  | EA*4X19L17A* | *95ESN0261410A* | 18600 | 16 | 8.5 | 18600 | 17500 | 94.09% | 2.12 | 0 | 11 |  |  |  |  | R-410A | 1.55 | Residential & Commercial | USHP | Ducted CEE Tier 1
211260054 | Central HP <5.4 tons | TEMPSTAR | HRCU-A-CB (Split System: Heat Pump with Remote Outdoor Unit-Air-Source) | DLCURAH18ABK |  |  | EA*4X19L17A* | OLV098A12* | 18600 | 16 | 8.5 | 18600 | 17500 | 94.09% | 2.12 | 0 | 11 |  |  |  |  | R-410A | 1.55 | Residential & Commercial | USHP | Ducted CEE Tier 1
211260670 | Central HP <5.4 tons | TEMPSTAR | HRCU-A-CB (Split System: Heat Pump with Remote Outdoor Unit-Air-Source) | DLCURAH18ABK |  |  | EA*4X24L17A* | OLV098A12* | 18000 | 15.5 | 8.5 | 19000 | 18900 | 99.47% | 2.26 | 0 | 10.5 |  |  |  |  | R-410A | 1.5 | Residential & Commercial | USHP | Ducted CEE Tier 1
215674485 | Central HP <5.4 tons | BRYANT HEATING AND COOLING SYSTEMS | HRCU-A-CB (Split System: Heat Pump with Remote Outdoor Unit-Air-Source) | 290VAN048**AA* |  |  | CAA**6124AM*+UI | 88*TB60090C21*** | 46000 | 18.5 | 9 | 48000 | 33600 | 70% | 2.08 | 0 | 10 |  |  |  |  | R-454B | 3.8333 | Residential & Commercial | USHP | Ducted CEE Tier 1
215674617 | Central HP <5.4 tons | BRYANT HEATING AND COOLING SYSTEMS | HRCU-A-CB (Split System: Heat Pump with Remote Outdoor Unit-Air-Source) | 290VAN048**AA* |  |  | CAA**6124AM*+UI | 987MC66120C24*** | 46000 | 18 | 9 | 48000 | 33800 | 70.42% | 2.08 | 0 | 10 |  |  |  |  | R-454B | 3.8333 | Residential & Commercial | USHP | Ducted CEE Tier 1
215675154 | Central HP <5.4 tons | BRYANT HEATING AND COOLING SYSTEMS | HRCU-A-CB (Split System: Heat Pump with Remote Outdoor Unit-Air-Source) | 290VAN048**AA* |  |  | CSAH*6012AM*+UI | 88*TB36045C17*** | 45000 | 15.5 | 8.5 | 48500 | 34600 | 71.34% | 1.94 | 0 | 9 |  |  |  |  | R-454B | 3.75 | Residential & Commercial | USHP
213772286 | Central HP <5.4 tons | BRYANT HEATING AND COOLING SYSTEMS | HRCU-A-CB (Split System: Heat Pump with Remote Outdoor Unit-Air-Source) | 288BNV025*0**B* |  |  | CSPH*4212AL*+UI | 88*TB48090C17*** | 24200 | 16.5 | 8.1 | 21200 | 16600 | 78.3% | 2 | 0 | 10.5 |  |  |  |  | R-410A | 2.0167 | Residential & Commercial | USHP | Ducted CEE Tier 1
213772756 | Central HP <5.4 tons | BRYANT HEATING AND COOLING SYSTEMS | HRCU-A-CB (Split System: Heat Pump with Remote Outdoor Unit-Air-Source) | 288BNV025*0**C* |  |  | CAP**2517AL*+UI | 935CB48060C17*** | 24200 | 16.5 | 8.1 | 21400 | 16700 | 78.04% | 2 | 0 | 10.5 |  |  |  |  | R-410A | 2.0167 | Residential & Commercial | USHP | Ducted CEE Tier 1
213772956 | Central HP <5.4 tons | BRYANT HEATING AND COOLING SYSTEMS | HRCU-A-CB (Split System: Heat Pump with Remote Outdoor Unit-Air-Source) | 288BNV025*0**C* |  |  | CAP**3617AL*+UI | 88*TB48070C17*** | 23600 | 16.5 | 8.1 | 21400 | 16700 | 78.04% | 1.92 | 0 | 10.5 |  |  |  |  | R-410A | 1.9667 | Residential & Commercial | USHP | Ducted CEE Tier 1
211261055 | Central HP <5.4 tons | TEMPSTAR | HRCU-A-CB (Split System: Heat Pump with Remote Outdoor Unit-Air-Source) | DLCURAH18ABK |  |  | EA*4X25L17A* | *92ESN0401410A* | 18400 | 15.5 | 8.5 | 18400 | 17500 | 95.11% | 2.12 | 0 | 10.5 |  |  |  |  | R-410A | 1.5333 | Residential & Commercial | USHP | Ducted CEE Tier 1
211261172 | Central HP <5.4 tons | TEMPSTAR | HRCU-A-CB (Split System: Heat Pump with Remote Outdoor Unit-Air-Source) | DLCURAH18ABK |  |  | EA*4X25L17A* | *80ESU0601716A | 19100 | 16.5 | 8.5 | 18900 | 17300 | 91.53% | 2.12 | 0 | 11 |  |  |  |  | R-410A | 1.5917 | Residential & Commercial | USHP | Ducted CEE Tier 1
211261338 | Central HP <5.4 tons | TEMPSTAR | HRCU-A-CB (Split System: Heat Pump with Remote Outdoor Unit-Air-Source) | DLCURAH18ABK |  |  | EA*4X30L14A* | *95ESN0401410A* | 17900 | 15.5 | 8.5 | 18500 | 18500 | 100% | 2.22 | 0 | 10.5 |  |  |  |  | R-410A | 1.4917 | Residential & Commercial | USHP | Ducted CEE Tier 1
211261640 | Central HP <5.4 tons | TEMPSTAR | HRCU-A-CB (Split System: Heat Pump with Remote Outdoor Unit-Air-Source) | DLCURAH18ABK |  |  | EA*4X30L17A* | *96VSN0801716A* | 17600 | 16 | 8.5 | 18100 | 18600 | 102.8% | 2.24 | 0 | 10.5 |  |  |  |  | R-410A | 1.4667 | Residential & Commercial | USHP | Ducted CEE Tier 1
211262108 | Central HP <5.4 tons | TEMPSTAR | HRCU-A-CB (Split System: Heat Pump with Remote Outdoor Unit-Air-Source) | DLCURAH18ABK |  |  | EA*4X30L17A* | *92ESN0601714A* | 17900 | 16.5 | 8.5 | 18300 | 18500 | 101.1% | 2.22 | 0 | 10.5 |  |  |  |  | R-410A | 1.4917 | Residential & Commercial | USHP | Ducted CEE Tier 1
215681385 | Central HP <5.4 tons | HEIL | HRCU-A-CB (Split System: Heat Pump with Remote Outdoor Unit-Air-Source) | H5H0V48*K*AAA* |  |  | EA*5X60M24A*+WALLCON | *80CSU0802120B* | 45500 | 18 | 9 | 47000 | 33400 | 71.06% | 2.06 | 0 | 9.5 |  |  |  |  | R-454B | 3.7917 | Residential & Commercial | USHP
216734402 | Central HP <5.4 tons | COMFORTMAKER | HRCU-A-CB (Split System: Heat Pump with Remote Outdoor Unit-Air-Source) | D5CUHAH24AAK |  |  | EA*5X36M17A* | *80MS(N,L)0701716A* | 22400 | 16 | 8.1 | 20800 | 18700 | 89.9% | 1.9 | 0 | 11 |  |  |  |  | R-454B | 1.8667 | Residential & Commercial | USHP | Ducted CEE Tier 1
216734602 | Central HP <5.4 tons | COMFORTMAKER | HRCU-A-CB (Split System: Heat Pump with Remote Outdoor Unit-Air-Source) | D5CUHAH24AAK |  |  | EA*5X36M17A* | *92MSN0601714A* | 22400 | 16 | 8.1 | 20800 | 18700 | 89.9% | 1.9 | 0 | 10.5 |  |  |  |  | R-454B | 1.8667 | Residential & Commercial | USHP | Ducted CEE Tier 1
216734666 | Central HP <5.4 tons | COMFORTMAKER | HRCU-A-CB (Split System: Heat Pump with Remote Outdoor Unit-Air-Source) | D5CUHAH24AAK |  |  | EA*5X36M17A* | *96MSN0601716A* | 22200 | 15.5 | 8.1 | 20800 | 18700 | 89.9% | 1.85 | 0 | 10.5 |  |  |  |  | R-454B | 1.85 | Residential & Commercial | USHP | Ducted CEE Tier 1
214242790 | Central HP <5.4 tons | COMFORTMAKER | HRCU-A-CB (Split System: Heat Pump with Remote Outdoor Unit-Air-Source) | CVH825GKA2* |  |  | EN(A,D)4X36L21**+WALLCON | *95CSU0601716B* | 23400 | 16.5 | 8.1 | 21600 | 16700 | 77.31% | 1.92 | 0 | 10.5 |  |  |  |  | R-410A | 1.95 | Residential & Commercial | USHP | Ducted CEE Tier 1
214242940 | Central HP <5.4 tons | COMFORTMAKER | HRCU-A-CB (Split System: Heat Pump with Remote Outdoor Unit-Air-Source) | CVH825GKA2* |  |  | END4X42L17**+WALLCON | *96CTN0601714B* | 23800 | 16.5 | 8.1 | 21400 | 16700 | 78.04% | 1.98 | 0 | 11 |  |  |  |  | R-410A | 1.9833 | Residential & Commercial | USHP | Ducted CEE Tier 1
214243140 | Central HP <5.4 tons | COMFORTMAKER | HRCU-A-CB (Split System: Heat Pump with Remote Outdoor Unit-Air-Source) | CVH825GKA2* |  |  | EN(A,D,W)4X48L21**+WALLCON | *97CMN0601714B* | 24000 | 16.5 | 8.1 | 21400 | 16700 | 78.04% | 2 | 0 | 11 |  |  |  |  | R-410A | 2 | Residential & Commercial | USHP | Ducted CEE Tier 1
215679975 | Central HP <5.4 tons | HEIL | HRCU-A-CB (Split System: Heat Pump with Remote Outdoor Unit-Air-Source) | H5H0V36*K*AAA* |  |  | ESH5X60M12A*+WALLCON | *97CTN0801716A* | 34400 | 16 | 8.5 | 34800 | 25000 | 71.84% | 1.78 | 0 | 9.5 |  |  |  |  | R-454B | 2.8667 | Residential & Commercial | USHP
215680005 | Central HP <5.4 tons | HEIL | HRCU-A-CB (Split System: Heat Pump with Remote Outdoor Unit-Air-Source) | H5H0V36*K*AAA* |  |  | ESH5X60M12A*+WALLCON | *97CTN1202422A* | 34600 | 16.5 | 8.5 | 34600 | 24800 | 71.68% | 1.92 | 0 | 10 |  |  |  |  | R-454B | 2.8833 | Residential & Commercial | USHP | Ducted CEE Tier 1
215683587 | Central HP <5.4 tons | CARRIER | HRCU-A-CB (Split System: Heat Pump with Remote Outdoor Unit-Air-Source) | 27VNA024A*030* |  |  | CAA**2417AM*+UI | 58TN*B090C17**16 | 22800 | 17 | 9 | 24000 | 16800 | 70% | 1.96 | 0 | 10 |  |  |  |  | R-454B | 1.9 | Residential & Commercial | USHP | Ducted CEE Tier 1
215683655 | Central HP <5.4 tons | CARRIER | HRCU-A-CB (Split System: Heat Pump with Remote Outdoor Unit-Air-Source) | 27VNA024A*030* |  |  | CAA**3617AM*+UI | 59MN7C060C17**14 | 23000 | 17 | 9 | 23800 | 16700 | 70.17% | 1.98 | 0 | 10 |  |  |  |  | R-454B | 1.9167 | Residential & Commercial | USHP | Ducted CEE Tier 1
215683689 | Central HP <5.4 tons | CARRIER | HRCU-A-CB (Split System: Heat Pump with Remote Outdoor Unit-Air-Source) | 27VNA024A*030* |  |  | CAA**3721AM*+UI | 58CU*A060C17**16 | 24000 | 17.5 | 9 | 23200 | 16300 | 70.26% | 2.02 | 0 | 10.5 |  |  |  |  | R-454B | 2 | Residential & Commercial | USHP | Ducted CEE Tier 1
214505179 | Central HP <5.4 tons | DAIKIN | HRCU-A-CB (Split System: Heat Pump with Remote Outdoor Unit-Air-Source) | DZ6VSA241EA* |  |  | CA*EA2422*4B* | D*80VC0805C*A* | 23000 | 17 | 8.6 | 23000 | 16100 | 70% | 2 | 0 | 10 |  |  |  |  | R-410A | 1.9167 | Residential & Commercial | USHP | Ducted CEE Tier 1
215439675 | Central HP <5.4 tons | DAIKIN | HRCU-A-CB (Split System: Heat Pump with Remote Outdoor Unit-Air-Source) | DH6VSA1810A* |  |  | CA*EA2418*3A* | D*97MC0603BNA* | 17000 | 19 | 8.8 | 16800 | 13000 | 77.38% | 2.1 | 0 | 12 |  |  |  |  | R-32 | 1.4167 | Residential & Commercial | USHP | Ducted CEE Tier 1
215487386 | Central HP <5.4 tons | DAIKIN | HRCU-A-CB (Split System: Heat Pump with Remote Outdoor Unit-Air-Source) | DH7VSA2410A* |  |  | CHPEA3026*3A* | D*80VC0803B*A* | 23200 | 19 | 8.6 | 23200 | 17000 | 73.28% | 2 | 0 | 11 |  |  |  |  | R-32 | 1.9333 | Residential & Commercial | USHP | Ducted CEE Tier 1
215487389 | Central HP <5.4 tons | DAIKIN | HRCU-A-CB (Split System: Heat Pump with Remote Outdoor Unit-Air-Source) | DH7VSA2410A* |  |  | CHPEA3026*3A* | D*80VC1005C*A* | 23200 | 19 | 8.6 | 23200 | 17000 | 73.28% | 2 | 0 | 11 |  |  |  |  | R-32 | 1.9333 | Residential & Commercial | USHP | Ducted CEE Tier 1
215487421 | Central HP <5.4 tons | DAIKIN | HRCU-A-CB (Split System: Heat Pump with Remote Outdoor Unit-Air-Source) | DH7VSA4210A* |  |  | CA*EA6030*3A* | D*96VC1005DNA* | 40500 | 17 | 8.8 | 41000 | 31000 | 75.61% | 2 | 0 | 10 |  |  |  |  | R-32 | 3.375 | Residential & Commercial | USHP | Ducted CEE Tier 1
215487422 | Central HP <5.4 tons | DAIKIN | HRCU-A-CB (Split System: Heat Pump with Remote Outdoor Unit-Air-Source) | DH7VSA4210A* |  |  | CA*EA6030*3A* | D*96VC1205DNA* | 40500 | 17 | 8.8 | 41000 | 31000 | 75.61% | 2 | 0 | 10 |  |  |  |  | R-32 | 3.375 | Residential & Commercial | USHP | Ducted CEE Tier 1
215487436 | Central HP <5.4 tons | DAIKIN | HRCU-A-CB (Split System: Heat Pump with Remote Outdoor Unit-Air-Source) | DH7VSA4210A* |  |  | CHPEA6030*3A* | D*96VC1005CNA* | 40500 | 16.5 | 8.6 | 41000 | 31000 | 75.61% | 2 | 0 | 10 |  |  |  |  | R-32 | 3.375 | Residential & Commercial | USHP | Ducted CEE Tier 1
216764697 | Central HP <5.4 tons | TRANE | HRCU-A-CB (Split System: Heat Pump with Remote Outdoor Unit-Air-Source) | 5TWR7036A1 |  |  | 5PX*CD09AS3 | S8X1C080M5PTC | 34200 | 17.1 | 9 | 32200 | 24000 | 74.53% | 2.1 | 0 | 12.5 |  |  |  |  | R-454B | 2.85 | Residential & Commercial | USHP | Ducted CEE Tier 1
216764731 | Central HP <5.4 tons | TRANE | HRCU-A-CB (Split System: Heat Pump with Remote Outdoor Unit-Air-Source) | 5TWR7036A1 |  |  | 5TXCB006AS3 | S8X2A040M3PSC | 32800 | 17.1 | 8.7 | 32400 | 24000 | 74.07% | 2.1 | 0 | 12 |  |  |  |  | R-454B | 2.7333 | Residential & Commercial | USHP | Ducted CEE Tier 1
216764530 | Central HP <5.4 tons | TRANE | HRCU-A-CB (Split System: Heat Pump with Remote Outdoor Unit-Air-Source) | 5TWX7060A1 |  |  | 5TXCD008AS3 | S9V2C100U5PSC | 50500 | 15.5 | 9 | 52000 | 39500 | 75.96% | 2.1 | 0 | 10 |  |  |  |  | R-454B | 4.2083 | Residential & Commercial | USHP | Ducted CEE Tier 1
216764531 | Central HP <5.4 tons | TRANE | HRCU-A-CB (Split System: Heat Pump with Remote Outdoor Unit-Air-Source) | 5TWX7060A1 |  |  | 5TXCD010AS3 | L8V1C100U5VSB | 52500 | 16 | 9 | 51000 | 38500 | 75.49% | 2.2 | 0 | 11.2 |  |  |  |  | R-454B | 4.375 | Residential & Commercial | USHP | Ducted CEE Tier 1
216765063 | Central HP <5.4 tons | TRANE | HRCU-A-CB (Split System: Heat Pump with Remote Outdoor Unit-Air-Source) | 5TWX7048A1 |  |  | 5TXCC009AS3 | S8X2C080M5PTC | 43500 | 16.5 | 9 | 44000 | 32200 | 73.18% | 2.2 | 0 | 12 |  |  |  |  | R-454B | 3.625 | Residential & Commercial | USHP | Ducted CEE Tier 1
210791258 | Central HP <5.4 tons | DAIKIN | HRCU-A-CB (Split System: Heat Pump with Remote Outdoor Unit-Air-Source) | DZ6VSA3010A* |  |  | DV35FECC14A* | 0 | 25000 | 17.1 | 8.2 | 22800 | 16900 | 74.12% | 1.95 | 10.7 | 9.9 |  |  |  |  | R-410A | 2.0833 | Residential & Commercial | USHP
215682715 | Central HP <5.4 tons | HEIL | HRCU-A-CB (Split System: Heat Pump with Remote Outdoor Unit-Air-Source) | H5H0V60*K*AAA* |  |  | ESH5X60M12A*+WALLCON | *96CTN0802120B* | 55500 | 17 | 8.5 | 60000 | 42000 | 70% | 1.9 | 0 | 8.5 |  |  |  |  | R-454B | 4.625 | Residential & Commercial | USHP
215682815 | Central HP <5.4 tons | HEIL | HRCU-A-CB (Split System: Heat Pump with Remote Outdoor Unit-Air-Source) | H5H0V60*K*AAA* |  |  | EVM5X60M21A*+WALLCON | *80CSU0601716B* | 56000 | 18 | 8.5 | 60000 | 43000 | 71.67% | 2.12 | 0 | 9.5 |  |  |  |  | R-454B | 4.6667 | Residential & Commercial | USHP
215682865 | Central HP <5.4 tons | HEIL | HRCU-A-CB (Split System: Heat Pump with Remote Outdoor Unit-Air-Source) | H5H0V60*K*AAA* |  |  | EVM5X60M24A*+WALLCON | *96CTN0802120B* | 56500 | 18 | 9 | 63500 | 44500 | 70.08% | 2.08 | 0 | 9 |  |  |  |  | R-454B | 4.7083 | Residential & Commercial | USHP
215682348 | Central HP <5.4 tons | COMFORTMAKER | HRCU-A-CB (Split System: Heat Pump with Remote Outdoor Unit-Air-Source) | C5H0V48*K*AAA* |  |  | EVD5X60M21A*+WALLCON | *97CTN0801716A* | 47500 | 18.5 | 9 | 50000 | 37200 | 74.4% | 1.98 | 0 | 10 |  |  |  |  | R-454B | 3.9583 | Residential & Commercial | USHP | Ducted CEE Tier 1
214239398 | Central HP <5.4 tons | COMFORTMAKER | HRCU-A-CB (Split System: Heat Pump with Remote Outdoor Unit-Air-Source) | CVH837GKA2* |  |  | EN(A,D,W)4X60L24**+WALLCON | *97CMN1202422B* | 32800 | 17.5 | 8.1 | 32200 | 24600 | 76.4% | 1.96 | 0 | 11.7 |  |  |  |  | R-410A | 2.7333 | Residential & Commercial | USHP | Ducted CEE Tier 1
216735436 | Central HP <5.4 tons | COMFORTMAKER | HRCU-A-CB (Split System: Heat Pump with Remote Outdoor Unit-Air-Source) | D5CUHAH24AAK |  |  | EA*5X37M21A* | *80CSU0802120A* | 24000 | 16 | 8.5 | 21200 | 18700 | 88.21% | 1.98 | 0 | 11 |  |  |  |  | R-454B | 2 | Residential & Commercial | USHP | Ducted CEE Tier 1
216736976 | Central HP <5.4 tons | COMFORTMAKER | HRCU-A-CB (Split System: Heat Pump with Remote Outdoor Unit-Air-Source) | D5CUHAH24AAK |  |  | ESH5X30M12A* | *80CSU0401712A* | 23000 | 17 | 8.5 | 21400 | 19100 | 89.25% | 1.94 | 0 | 11 |  |  |  |  | R-454B | 1.9167 | Residential & Commercial | USHP | Ducted CEE Tier 1
216737258 | Central HP <5.4 tons | COMFORTMAKER | HRCU-A-CB (Split System: Heat Pump with Remote Outdoor Unit-Air-Source) | D5CUHAH24AAK |  |  | ESH5X30M12A* | *80CTL0451712B* | 22400 | 15.2 | 8.1 | 21000 | 18900 | 90% | 1.85 | 0 | 10.5 |  |  |  |  | R-454B | 1.8667 | Residential & Commercial | USHP | Ducted CEE Tier 1
216736347 | Central HP <5.4 tons | COMFORTMAKER | HRCU-A-CB (Split System: Heat Pump with Remote Outdoor Unit-Air-Source) | D5CUHAH24AAK |  |  | ESH5X24M12A* | *80MSU0601716A* | 22600 | 16 | 8.1 | 21200 | 19000 | 89.62% | 1.85 | 0 | 10.5 |  |  |  |  | R-454B | 1.8833 | Residential & Commercial | USHP | Ducted CEE Tier 1
213774581 | Central HP <5.4 tons | DAY & NIGHT | HRCU-A-CB (Split System: Heat Pump with Remote Outdoor Unit-Air-Source) | CVH825GKA3* |  |  | EHD4X48AAL+WALLCON | *80CTL0701716B* | 24200 | 16 | 8.1 | 21200 | 16600 | 78.3% | 2 | 0 | 10.5 |  |  |  |  | R-410A | 2.0167 | Residential & Commercial | USHP | Ducted CEE Tier 1
216728043 | Central HP <5.4 tons | ARCOAIRE | HRCU-A-CB (Split System: Heat Pump with Remote Outdoor Unit-Air-Source) | D5CUHAH24AAK |  |  | FTMA5X24L0B* | 0 | 23200 | 17 | 9 | 21400 | 19100 | 89.25% | 2 | 0 | 11 |  |  |  |  | R-454B | 1.9333 | Residential & Commercial | USHP | Ducted CEE Tier 1
213774631 | Central HP <5.4 tons | DAY & NIGHT | HRCU-A-CB (Split System: Heat Pump with Remote Outdoor Unit-Air-Source) | CVH825GKA3* |  |  | EHD4X48AAL+WALLCON | *95CSU0601716B* | 24200 | 16 | 8.1 | 21400 | 16600 | 77.57% | 2 | 0 | 10.5 |  |  |  |  | R-410A | 2.0167 | Residential & Commercial | USHP | Ducted CEE Tier 1
216736050 | Central HP <5.4 tons | ARCOAIRE | HRCU-A-CB (Split System: Heat Pump with Remote Outdoor Unit-Air-Source) | D5CUHAH24AAK |  |  | EA*5X37M21A* | *97VTN0601716A* | 23000 | 16.5 | 8.5 | 20600 | 18400 | 89.32% | 1.96 | 0 | 11 |  |  |  |  | R-454B | 1.9167 | Residential & Commercial | USHP | Ducted CEE Tier 1
216736116 | Central HP <5.4 tons | ARCOAIRE | HRCU-A-CB (Split System: Heat Pump with Remote Outdoor Unit-Air-Source) | D5CUHAH24AAK |  |  | EA*5X37M21A* | OMV112K14A | 23600 | 16 | 8.5 | 21200 | 18800 | 88.68% | 1.96 | 0 | 11 |  |  |  |  | R-454B | 1.9667 | Residential & Commercial | USHP | Ducted CEE Tier 1
216736153 | Central HP <5.4 tons | ARCOAIRE | HRCU-A-CB (Split System: Heat Pump with Remote Outdoor Unit-Air-Source) | D5CUHAH24AAK |  |  | ESH5X24M12A* | *80MS(N,L)0701412A* | 22400 | 15.2 | 8.1 | 21200 | 19000 | 89.62% | 1.85 | 0 | 10.5 |  |  |  |  | R-454B | 1.8667 | Residential & Commercial | USHP | Ducted CEE Tier 1
216735833 | Central HP <5.4 tons | ARCOAIRE | HRCU-A-CB (Split System: Heat Pump with Remote Outdoor Unit-Air-Source) | D5CUHAH24AAK |  |  | EA*5X37M21A* | *96MSN0802120A* | 23000 | 16 | 8.5 | 20600 | 18400 | 89.32% | 1.98 | 0 | 11 |  |  |  |  | R-454B | 1.9167 | Residential & Commercial | USHP | Ducted CEE Tier 1
213778881 | Central HP <5.4 tons | DAY & NIGHT | HRCU-A-CB (Split System: Heat Pump with Remote Outdoor Unit-Air-Source) | CVH837GKA** |  |  | EA*4X36L21A*+WALLCON | *97CMN0601714B* | 31200 | 16.5 | 8.1 | 33200 | 24600 | 74.1% | 1.82 | 0 | 10.5 |  |  |  |  | R-410A | 2.6 | Residential & Commercial | USHP | Ducted CEE Tier 1
213778931 | Central HP <5.4 tons | DAY & NIGHT | HRCU-A-CB (Split System: Heat Pump with Remote Outdoor Unit-Air-Source) | CVH837GKA** |  |  | EA*4X36L21A*+WALLCON | *96CTN1002122B* | 31600 | 17 | 8.1 | 32800 | 24200 | 73.78% | 1.86 | 0 | 11 |  |  |  |  | R-410A | 2.6333 | Residential & Commercial | USHP | Ducted CEE Tier 1
213779131 | Central HP <5.4 tons | DAY & NIGHT | HRCU-A-CB (Split System: Heat Pump with Remote Outdoor Unit-Air-Source) | CVH837GKA** |  |  | EA*4X42L21A*+WALLCON | *97CMN0801714B* | 31600 | 16.5 | 8.1 | 33400 | 24600 | 73.65% | 1.86 | 0 | 10.5 |  |  |  |  | R-410A | 2.6333 | Residential & Commercial | USHP | Ducted CEE Tier 1
213782271 | Central HP <5.4 tons | DAY & NIGHT | HRCU-A-CB (Split System: Heat Pump with Remote Outdoor Unit-Air-Source) | CVH837GKA2* |  |  | EHD4X60AAL+WALLCON | *80CTL1352422B* | 33000 | 16.5 | 8.1 | 32200 | 24800 | 77.02% | 2 | 0 | 11.5 |  |  |  |  | R-410A | 2.75 | Residential & Commercial | USHP | Ducted CEE Tier 1
216679966 | Central HP <5.4 tons | AIRQUEST | HRCU-A-CB (Split System: Heat Pump with Remote Outdoor Unit-Air-Source) | DLCURAH36ABK |  |  | EN(A,D,W)4X42L21** | *97VTN0801716A* | 35400 | 15.2 | 8.5 | 39000 | 34800 | 89.23% | 1.75 | 0 | 10 |  |  |  |  | R-410A | 2.95 | Residential & Commercial | USHP | Ducted CEE Tier 1
210435123 | Central HP <5.4 tons | DAIKIN | HRCU-A-CB (Split System: Heat Pump with Remote Outdoor Unit-Air-Source) | DZ6VSA1810A* |  |  | CA*EA2422*4A* | D*80VC0803B*A* | 16600 | 17.5 | 8.5 | 17400 | 13000 | 74.71% | 2.1 | 0 | 10.9 |  |  |  |  | R-410A | 1.3833 | Residential & Commercial | USHP | Ducted CEE Tier 1
210435115 | Central HP <5.4 tons | DAIKIN | HRCU-A-CB (Split System: Heat Pump with Remote Outdoor Unit-Air-Source) | DZ6VSA1810A* |  |  | CA*EA1818*4A* | D*80VC0805C*A* | 16600 | 17.5 | 8.5 | 17400 | 13000 | 74.71% | 2.1 | 0 | 10.9 |  |  |  |  | R-410A | 1.3833 | Residential & Commercial | USHP | Ducted CEE Tier 1
214500307 | Central HP <5.4 tons | DAIKIN | HRCU-A-CB (Split System: Heat Pump with Remote Outdoor Unit-Air-Source) | DZ6VSA1810A* |  |  | CA*EA2422*4B*+MBVK12BP1X00A* | 0 | 16600 | 17.5 | 8.5 | 17400 | 13000 | 74.71% | 2.1 | 0 | 10.9 |  |  |  |  | R-410A | 1.3833 | Residential & Commercial | USHP | Ducted CEE Tier 1
213779801 | Central HP <5.4 tons | DAY & NIGHT | HRCU-A-CB (Split System: Heat Pump with Remote Outdoor Unit-Air-Source) | CVH837GKA** |  |  | EA*4X61L24A*+WALLCON | *96CTN1002122B* | 33200 | 17.5 | 8.5 | 32000 | 24800 | 77.5% | 2 | 0 | 11.7 |  |  |  |  | R-410A | 2.7667 | Residential & Commercial | USHP | Ducted CEE Tier 1
213780001 | Central HP <5.4 tons | DAY & NIGHT | HRCU-A-CB (Split System: Heat Pump with Remote Outdoor Unit-Air-Source) | CVH837GKA** |  |  | EHD4X42AAL+WALLCON | *80CTL0701716B* | 32400 | 16 | 8.1 | 33200 | 24800 | 74.7% | 1.92 | 0 | 11 |  |  |  |  | R-410A | 2.7 | Residential & Commercial | USHP | Ducted CEE Tier 1
210692339 | Central HP <5.4 tons | DAIKIN | HRCU-A-CB (Split System: Heat Pump with Remote Outdoor Unit-Air-Source) | DZ9VCA3610A* |  |  | CHPF3642C6C*+TXV | D*97MC1005CNA* | 33400 | 18 | 8.2 | 34000 | 24400 | 71.76% | 1.8 | 0 | 11 |  |  |  |  | R-410A | 2.7833 | Residential & Commercial | USHP | Ducted CEE Tier 1
215681885 | Central HP <5.4 tons | HEIL | HRCU-A-CB (Split System: Heat Pump with Remote Outdoor Unit-Air-Source) | H5H0V48*K*AAA* |  |  | EVM5X49M21A*+WALLCON | *97CTN1002122A* | 48000 | 19 | 9 | 50000 | 36800 | 73.6% | 2 | 0 | 10.5 |  |  |  |  | R-454B | 4 | Residential & Commercial | USHP | Ducted CEE Tier 1
215682055 | Central HP <5.4 tons | HEIL | HRCU-A-CB (Split System: Heat Pump with Remote Outdoor Unit-Air-Source) | H5H0V48*K*AAA* |  |  | EVM5X61M24A*+WALLCON | *80CSU1002120B* | 48500 | 19 | 9 | 50000 | 36600 | 73.2% | 2.12 | 0 | 10 |  |  |  |  | R-454B | 4.0417 | Residential & Commercial | USHP | Ducted CEE Tier 1
215676975 | Central HP <5.4 tons | HEIL | HRCU-A-CB (Split System: Heat Pump with Remote Outdoor Unit-Air-Source) | H5H0V60*K*AAA* |  |  | EVM5X60M21A*+WALLCON | *80CSU1002120A* | 56500 | 18 | 9 | 64000 | 45000 | 70.31% | 2.08 | 0 | 9 |  |  |  |  | R-454B | 4.7083 | Residential & Commercial | USHP
210692374 | Central HP <5.4 tons | DAIKIN | HRCU-A-CB (Split System: Heat Pump with Remote Outdoor Unit-Air-Source) | DZ9VCA3610A* |  |  | CSCF3642N6D*+TXV | D*96VC1205DNA* | 33800 | 18.5 | 8.2 | 34000 | 24400 | 71.76% | 1.8 | 0 | 11.5 |  |  |  |  | R-410A | 2.8167 | Residential & Commercial | USHP | Ducted CEE Tier 1
210435081 | Central HP <5.4 tons | DAIKIN | HRCU-A-CB (Split System: Heat Pump with Remote Outdoor Unit-Air-Source) | DZ6VSA1810A* |  |  | DFVE24BP1400A* | 0 | 16600 | 17.5 | 8.5 | 17400 | 13000 | 74.71% | 2.1 | 0 | 10.9 |  |  |  |  | R-410A | 1.3833 | Residential & Commercial | USHP | Ducted CEE Tier 1
210435106 | Central HP <5.4 tons | DAIKIN | HRCU-A-CB (Split System: Heat Pump with Remote Outdoor Unit-Air-Source) | DZ6VSA1810A* |  |  | CA*EA1818*4A* | D*96SC0603BUA* | 16600 | 17.5 | 8.5 | 17400 | 13000 | 74.71% | 2.1 | 0 | 10.9 |  |  |  |  | R-410A | 1.3833 | Residential & Commercial | USHP | Ducted CEE Tier 1
210435129 | Central HP <5.4 tons | DAIKIN | HRCU-A-CB (Split System: Heat Pump with Remote Outdoor Unit-Air-Source) | DZ6VSA1810A* |  |  | CA*EA2422*4A* | D*97MC0803BNA* | 16600 | 17.5 | 8.5 | 17400 | 13000 | 74.71% | 2.1 | 0 | 10.9 |  |  |  |  | R-410A | 1.3833 | Residential & Commercial | USHP | Ducted CEE Tier 1
210435131 | Central HP <5.4 tons | DAIKIN | HRCU-A-CB (Split System: Heat Pump with Remote Outdoor Unit-Air-Source) | DZ6VSA1810A* |  |  | CA*EA2422*4A* | D*80SC0805CUA* | 16600 | 17.5 | 8.5 | 17400 | 13000 | 74.71% | 2.1 | 0 | 10.9 |  |  |  |  | R-410A | 1.3833 | Residential & Commercial | USHP | Ducted CEE Tier 1
216766906 | Central HP <5.4 tons | TRANE | HRCU-A-CB (Split System: Heat Pump with Remote Outdoor Unit-Air-Source) | 5TWX7036A1 |  |  | 5PX*B006AS3 | S9X1B060U4PSB | 33000 | 16 | 8.7 | 32400 | 24000 | 74.07% | 2.15 | 0 | 12 |  |  |  |  | R-454B | 2.75 | Residential & Commercial | USHP | Ducted CEE Tier 1
216766924 | Central HP <5.4 tons | TRANE | HRCU-A-CB (Split System: Heat Pump with Remote Outdoor Unit-Air-Source) | 5TWX7036A1 |  |  | 5PX*BD04AS3+P0V0B000M40SD | 0 | 32800 | 16 | 8.2 | 33200 | 24400 | 73.49% | 1.99 | 0 | 12 |  |  |  |  | R-454B | 2.7333 | Residential & Commercial | USHP | Ducted CEE Tier 1
216766931 | Central HP <5.4 tons | TRANE | HRCU-A-CB (Split System: Heat Pump with Remote Outdoor Unit-Air-Source) | 5TWX7036A1 |  |  | 5PX*BD06AS3 | S9X1B040D3PSB | 32800 | 16.5 | 8.5 | 33200 | 24400 | 73.49% | 2.06 | 0 | 11.7 |  |  |  |  | R-454B | 2.7333 | Residential & Commercial | USHP | Ducted CEE Tier 1
216766958 | Central HP <5.4 tons | TRANE | HRCU-A-CB (Split System: Heat Pump with Remote Outdoor Unit-Air-Source) | 5TWX7036A1 |  |  | 5PX*C007AS3 | S8V2C080M5PDB | 33800 | 16.5 | 8.7 | 32800 | 24200 | 73.78% | 2.18 | 0 | 12 |  |  |  |  | R-454B | 2.8167 | Residential & Commercial | USHP | Ducted CEE Tier 1
216581437 | Central HP <5.4 tons | BRYANT HEATING AND COOLING SYSTEMS | HRCU-A-CB (Split System: Heat Pump with Remote Outdoor Unit-Air-Source) | 284ANV048*0**B* |  |  | CAP**4821AL*+UI | 987TA42080C17*** | 42500 | 20 | 9 | 46500 | 36600 | 78.71% | 2 | 0 | 10.5 |  |  |  |  | R-410A | 3.5417 | Residential & Commercial | USHP | Ducted CEE Tier 1
213773206 | Central HP <5.4 tons | BRYANT HEATING AND COOLING SYSTEMS | HRCU-A-CB (Split System: Heat Pump with Remote Outdoor Unit-Air-Source) | 288BNV025*0**C* |  |  | CAP**3717AL*+UI | 987MC42060C17*** | 24000 | 16 | 8.1 | 21600 | 16800 | 77.78% | 1.98 | 0 | 10.5 |  |  |  |  | R-410A | 2 | Residential & Commercial | USHP | Ducted CEE Tier 1
213773706 | Central HP <5.4 tons | BRYANT HEATING AND COOLING SYSTEMS | HRCU-A-CB (Split System: Heat Pump with Remote Outdoor Unit-Air-Source) | 288BNV025*0**C* |  |  | CAP**4821AL*+UI | 88*TB48090C17*** | 24200 | 17 | 8.1 | 20800 | 16600 | 79.81% | 2.02 | 0 | 11 |  |  |  |  | R-410A | 2.0167 | Residential & Commercial | USHP | Ducted CEE Tier 1
215675284 | Central HP <5.4 tons | BRYANT HEATING AND COOLING SYSTEMS | HRCU-A-CB (Split System: Heat Pump with Remote Outdoor Unit-Air-Source) | 290VAN048**AA* |  |  | CSAH*6012AM*+UI | 987MC60080C21*** | 45500 | 16.5 | 8.5 | 48000 | 33800 | 70.42% | 2.06 | 0 | 9.5 |  |  |  |  | R-454B | 3.7917 | Residential & Commercial | USHP
215674700 | Central HP <5.4 tons | BRYANT HEATING AND COOLING SYSTEMS | HRCU-A-CB (Split System: Heat Pump with Remote Outdoor Unit-Air-Source) | 290VAN048**AA* |  |  | CSAH*4812AM*+UI | 83*CA60080C21*** | 45000 | 16.5 | 8.5 | 48500 | 34200 | 70.52% | 2.06 | 0 | 9.5 |  |  |  |  | R-454B | 3.75 | Residential & Commercial | USHP
215675504 | Central HP <5.4 tons | BRYANT HEATING AND COOLING SYSTEMS | HRCU-A-CB (Split System: Heat Pump with Remote Outdoor Unit-Air-Source) | 290VAN048**AA* |  |  | CVAMA4921XMA*+UI | 83*CA60080C21*** | 48000 | 19 | 9 | 50000 | 36600 | 73.2% | 2.12 | 0 | 10 |  |  |  |  | R-454B | 4 | Residential & Commercial | USHP | Ducted CEE Tier 1
210692354 | Central HP <5.4 tons | DAIKIN | HRCU-A-CB (Split System: Heat Pump with Remote Outdoor Unit-Air-Source) | DZ9VCA3610A* |  |  | CHPF3743C6B*+TXV | D*96VC1005CNA* | 33400 | 18 | 8.2 | 34000 | 24400 | 71.76% | 1.8 | 0 | 11 |  |  |  |  | R-410A | 2.7833 | Residential & Commercial | USHP | Ducted CEE Tier 1
215588455 | Central HP <5.4 tons | CARRIER | HRCU-A-CB (Split System: Heat Pump with Remote Outdoor Unit-Air-Source) | 27VNA154A*030* |  |  | CSAH*6012AM*+UI | 58CU*B100C21**20 | 50000 | 18.5 | 10 | 52500 | 53000 | 101% | 1.84 | 0 | 11.5 |  |  |  |  | R-454B | 4.1667 | Residential & Commercial | USHP | Ducted CEE Tier 1
215588457 | Central HP <5.4 tons | CARRIER | HRCU-A-CB (Split System: Heat Pump with Remote Outdoor Unit-Air-Source) | 27VNA154A*030* |  |  | CSAH*6012AM*+UI | 59TN7A080C17**16 | 48500 | 17.5 | 9.5 | 52000 | 51000 | 98.08% | 1.92 | 0 | 11 |  |  |  |  | R-454B | 4.0417 | Residential & Commercial | USHP | Ducted CEE Tier 1
210692356 | Central HP <5.4 tons | DAIKIN | HRCU-A-CB (Split System: Heat Pump with Remote Outdoor Unit-Air-Source) | DZ9VCA3610A* |  |  | CHPF3743C6B*+TXV | D*97MC0803BNA* | 33400 | 18 | 8.2 | 34000 | 24400 | 71.76% | 1.8 | 0 | 11 |  |  |  |  | R-410A | 2.7833 | Residential & Commercial | USHP | Ducted CEE Tier 1
215676945 | Central HP <5.4 tons | HEIL | HRCU-A-CB (Split System: Heat Pump with Remote Outdoor Unit-Air-Source) | H5H0V48*K*AAA* |  |  | EVD5X61M24A*+WALLCON | *96CTN1002122B* | 48500 | 19.5 | 9.5 | 50000 | 36800 | 73.6% | 2.12 | 0 | 10.5 |  |  |  |  | R-454B | 4.0417 | Residential & Commercial | USHP | Ducted CEE Tier 1
215677375 | Central HP <5.4 tons | HEIL | HRCU-A-CB (Split System: Heat Pump with Remote Outdoor Unit-Air-Source) | H5H0V60*K*AAA* |  |  | EVD5X60M21A*+WALLCON | *95CSU0802120B* | 56500 | 18 | 9 | 64000 | 45000 | 70.31% | 2.08 | 0 | 9 |  |  |  |  | R-454B | 4.7083 | Residential & Commercial | USHP
212975271 | Central HP <5.4 tons | DAY & NIGHT | HRCU-A-CB (Split System: Heat Pump with Remote Outdoor Unit-Air-Source) | DLCURAH24ABK |  |  | EA*4X25L17A* | *96VTN0401712B* | 24200 | 16 | 8.5 | 25400 | 21800 | 85.83% | 1.8 | 0 | 10 |  |  |  |  | R-410A | 2.0167 | Residential & Commercial | USHP | Ducted CEE Tier 1
212975337 | Central HP <5.4 tons | DAY & NIGHT | HRCU-A-CB (Split System: Heat Pump with Remote Outdoor Unit-Air-Source) | DLCURAH24ABK |  |  | EN(A,D)4X24L17** | *96VTN0401712B* | 23200 | 15.5 | 8.5 | 27000 | 25000 | 92.59% | 2.06 | 0 | 10 |  |  |  |  | R-410A | 1.9333 | Residential & Commercial | USHP | Ducted CEE Tier 1
212971200 | Central HP <5.4 tons | DAY & NIGHT | HRCU-A-CB (Split System: Heat Pump with Remote Outdoor Unit-Air-Source) | DLCURAH24ABK |  |  | EN(A,D)4X24L14** | *80VTL0451412B* | 23400 | 17 | 8.5 | 27000 | 25000 | 92.59% | 2.08 | 0 | 10 |  |  |  |  | R-410A | 1.95 | Residential & Commercial | USHP | Ducted CEE Tier 1
216767006 | Central HP <5.4 tons | TRANE | HRCU-A-CB (Split System: Heat Pump with Remote Outdoor Unit-Air-Source) | 5TWX7036A1 |  |  | 5PX*D008AS3 | S9X2D120U5PSB | 34000 | 16 | 9 | 32600 | 24000 | 73.62% | 2.2 | 0 | 12 |  |  |  |  | R-454B | 2.8333 | Residential & Commercial | USHP | Ducted CEE Tier 1
216767033 | Central HP <5.4 tons | TRANE | HRCU-A-CB (Split System: Heat Pump with Remote Outdoor Unit-Air-Source) | 5TWX7036A1 |  |  | 5TXCB004AS3 | S8V2A040M3PCB | 31600 | 15.5 | 8.5 | 32000 | 23800 | 74.38% | 2.07 | 0 | 11.7 |  |  |  |  | R-454B | 2.6333 | Residential & Commercial | USHP | Ducted CEE Tier 1
216767049 | Central HP <5.4 tons | TRANE | HRCU-A-CB (Split System: Heat Pump with Remote Outdoor Unit-Air-Source) | 5TWX7036A1 |  |  | 5TXCB006AS3 | S9X1B040U3PSB | 33200 | 16.5 | 8.7 | 32600 | 24200 | 74.23% | 2.16 | 0 | 12 |  |  |  |  | R-454B | 2.7667 | Residential & Commercial | USHP | Ducted CEE Tier 1
216767065 | Central HP <5.4 tons | TRANE | HRCU-A-CB (Split System: Heat Pump with Remote Outdoor Unit-Air-Source) | 5TWX7036A1 |  |  | 5TXCC005AS3 | S9X1C080U5PSB | 32600 | 16 | 8.7 | 32400 | 24000 | 74.07% | 2.12 | 0 | 11.7 |  |  |  |  | R-454B | 2.7167 | Residential & Commercial | USHP | Ducted CEE Tier 1
214573792 | Central HP <5.4 tons | ARCOAIRE | HRCU-A-CB (Split System: Heat Pump with Remote Outdoor Unit-Air-Source) | HVH837GKA2* |  |  | EA*4X42L24A*+WALLCON | *80CTL0702120B* | 31800 | 18 | 8.5 | 33000 | 24400 | 73.94% | 1.9 | 0 | 11 |  |  |  |  | R-410A | 2.65 | Residential & Commercial | USHP | Ducted CEE Tier 1
214574392 | Central HP <5.4 tons | ARCOAIRE | HRCU-A-CB (Split System: Heat Pump with Remote Outdoor Unit-Air-Source) | HVH837GKA2* |  |  | EHD4X60AAL+WALLCON | *80CTL0702120B* | 33000 | 17 | 8.5 | 32200 | 25000 | 77.64% | 2 | 0 | 11 |  |  |  |  | R-410A | 2.75 | Residential & Commercial | USHP | Ducted CEE Tier 1
213781631 | Central HP <5.4 tons | DAY & NIGHT | HRCU-A-CB (Split System: Heat Pump with Remote Outdoor Unit-Air-Source) | CVH837GKA2* |  |  | EA*4X61L21A*+WALLCON | *96CTN0601714B* | 33000 | 17 | 8.1 | 32200 | 25000 | 77.64% | 1.96 | 0 | 11 |  |  |  |  | R-410A | 2.75 | Residential & Commercial | USHP | Ducted CEE Tier 1
212975469 | Central HP <5.4 tons | DAY & NIGHT | HRCU-A-CB (Split System: Heat Pump with Remote Outdoor Unit-Air-Source) | DLCURAH18ABK |  |  | EN(A,D)4X24L17** | *96VTN0601412B* | 17500 | 16 | 8.5 | 18500 | 19200 | 103.8% | 2.3 | 0 | 10.5 |  |  |  |  | R-410A | 1.4583 | Residential & Commercial | USHP | Ducted CEE Tier 1
212969571 | Central HP <5.4 tons | DAY & NIGHT | HRCU-A-CB (Split System: Heat Pump with Remote Outdoor Unit-Air-Source) | DLCURAH18ABK |  |  | EN(A,D)4X24L14** | *80VSL0451412B* | 17700 | 16.5 | 8.5 | 18700 | 19100 | 102.1% | 2.3 | 0 | 11 |  |  |  |  | R-410A | 1.475 | Residential & Commercial | USHP | Ducted CEE Tier 1
215678225 | Central HP <5.4 tons | HEIL | HRCU-A-CB (Split System: Heat Pump with Remote Outdoor Unit-Air-Source) | H5H0V24*K*AAA* |  |  | EA*5X25M17A*+WALLCON | *80CSU0401712B* | 24000 | 17 | 9 | 23200 | 16300 | 70.26% | 2.02 | 0 | 10.5 |  |  |  |  | R-454B | 2 | Residential & Commercial | USHP | Ducted CEE Tier 1
215678295 | Central HP <5.4 tons | HEIL | HRCU-A-CB (Split System: Heat Pump with Remote Outdoor Unit-Air-Source) | H5H0V24*K*AAA* |  |  | EA*5X30M17A*+WALLCON | *97CTN0801716A* | 23000 | 16.5 | 9 | 23800 | 16700 | 70.17% | 1.86 | 0 | 10 |  |  |  |  | R-454B | 1.9167 | Residential & Commercial | USHP | Ducted CEE Tier 1
216764385 | Central HP <5.4 tons | TRANE | HRCU-A-CB (Split System: Heat Pump with Remote Outdoor Unit-Air-Source) | 5TWX7036A1 |  |  | 5TXCC005AS3 | S8X1C080M5PSC | 32600 | 17.1 | 8.7 | 32400 | 24000 | 74.07% | 2.1 | 0 | 11.7 |  |  |  |  | R-454B | 2.7167 | Residential & Commercial | USHP | Ducted CEE Tier 1
215677975 | Central HP <5.4 tons | HEIL | HRCU-A-CB (Split System: Heat Pump with Remote Outdoor Unit-Air-Source) | H5H0V60*K*AAA* |  |  | EA*5X61M24A*+WALLCON | *97CMN0602120B* | 55000 | 17.5 | 8.5 | 61000 | 43000 | 70.49% | 1.88 | 0 | 8 |  |  |  |  | R-454B | 4.5833 | Residential & Commercial | USHP
216764402 | Central HP <5.4 tons | TRANE | HRCU-A-CB (Split System: Heat Pump with Remote Outdoor Unit-Air-Source) | 5TWX7036A1 |  |  | 5TXCC007AS3 | *DHMC100CCV4 | 31800 | 16 | 9 | 31800 | 23800 | 74.84% | 2.1 | 0 | 11.5 |  |  |  |  | R-454B | 2.65 | Residential & Commercial | USHP | Ducted CEE Tier 1
216756684 | Central HP <5.4 tons | ARCOAIRE | HRCU-A-CB (Split System: Heat Pump with Remote Outdoor Unit-Air-Source) | D5CUHAH30AAK |  |  | EA*5X37M21A* | *80VTL1102122B* | 31000 | 15.2 | 9 | 34200 | 30200 | 88.3% | 1.8 | 0 | 9.5 |  |  |  |  | R-454B | 2.5833 | Residential & Commercial | USHP
215675674 | Central HP <5.4 tons | BRYANT HEATING AND COOLING SYSTEMS | HRCU-A-CB (Split System: Heat Pump with Remote Outdoor Unit-Air-Source) | 290VAN048**AA* |  |  | CVAMA6021XMA*+UI | 83*CA60080C21*** | 48000 | 19 | 9 | 50000 | 36600 | 73.2% | 2.12 | 0 | 10 |  |  |  |  | R-454B | 4 | Residential & Commercial | USHP | Ducted CEE Tier 1
215675454 | Central HP <5.4 tons | BRYANT HEATING AND COOLING SYSTEMS | HRCU-A-CB (Split System: Heat Pump with Remote Outdoor Unit-Air-Source) | 290VAN048**AA* |  |  | CVAMA4821XMA*+UI | 987MC66100C21*** | 47000 | 18.5 | 9 | 50000 | 36400 | 72.8% | 2 | 0 | 10 |  |  |  |  | R-454B | 3.9167 | Residential & Commercial | USHP | Ducted CEE Tier 1
215675554 | Central HP <5.4 tons | BRYANT HEATING AND COOLING SYSTEMS | HRCU-A-CB (Split System: Heat Pump with Remote Outdoor Unit-Air-Source) | 290VAN048**AA* |  |  | CVAMA4921XMA*+UI | 88*TB48090C17*** | 48000 | 19 | 9 | 50000 | 37000 | 74% | 1.98 | 0 | 10 |  |  |  |  | R-454B | 4 | Residential & Commercial | USHP | Ducted CEE Tier 1
215675704 | Central HP <5.4 tons | BRYANT HEATING AND COOLING SYSTEMS | HRCU-A-CB (Split System: Heat Pump with Remote Outdoor Unit-Air-Source) | 290VAN048**AA* |  |  | CVAMA6021XMA*+UI | 88*TB48070C17*** | 48000 | 18.5 | 9 | 50000 | 37200 | 74.4% | 2 | 0 | 10 |  |  |  |  | R-454B | 4 | Residential & Commercial | USHP | Ducted CEE Tier 1
210474400 | Central HP <5.4 tons | DAY & NIGHT | HRCU-A-CB (Split System: Heat Pump with Remote Outdoor Unit-Air-Source) | CVH825GKA3* |  |  | EHD4X42AAL+WALLCON | *96CTN1002122A* | 24200 | 16 | 8.1 | 21400 | 16600 | 77.57% | 2 | 0 | 10.5 |  |  |  |  | R-410A | 2.0167 | Residential & Commercial | USHP | Ducted CEE Tier 1
215681738 | Central HP <5.4 tons | COMFORTMAKER | HRCU-A-CB (Split System: Heat Pump with Remote Outdoor Unit-Air-Source) | C5H0V48*K*AAA* |  |  | ESH5X60M12A*+WALLCON | *97CTN1002122A* | 45500 | 16.5 | 8.5 | 48000 | 33800 | 70.42% | 2.08 | 0 | 9.5 |  |  |  |  | R-454B | 3.7917 | Residential & Commercial | USHP
215681768 | Central HP <5.4 tons | COMFORTMAKER | HRCU-A-CB (Split System: Heat Pump with Remote Outdoor Unit-Air-Source) | C5H0V48*K*AAA* |  |  | EVM5X48M21A*+WALLCON | *80CSU0601716B* | 47000 | 18 | 9 | 50000 | 36400 | 72.8% | 2 | 0 | 9.5 |  |  |  |  | R-454B | 3.9167 | Residential & Commercial | USHP
214574442 | Central HP <5.4 tons | ARCOAIRE | HRCU-A-CB (Split System: Heat Pump with Remote Outdoor Unit-Air-Source) | HVH837GKA2* |  |  | EHD4X60AAL+WALLCON | *96CTN0802120B* | 33000 | 18 | 8.5 | 32000 | 24800 | 77.5% | 2.02 | 0 | 11.5 |  |  |  |  | R-410A | 2.75 | Residential & Commercial | USHP | Ducted CEE Tier 1
214574612 | Central HP <5.4 tons | ARCOAIRE | HRCU-A-CB (Split System: Heat Pump with Remote Outdoor Unit-Air-Source) | HVH837GKA2* |  |  | EN(A,D,W)4X48L21**+WALLCON | *97CMN0802120B* | 32400 | 17.5 | 8.5 | 32800 | 24800 | 75.61% | 1.96 | 0 | 11.5 |  |  |  |  | R-410A | 2.7 | Residential & Commercial | USHP | Ducted CEE Tier 1
215675945 | Central HP <5.4 tons | HEIL | HRCU-A-CB (Split System: Heat Pump with Remote Outdoor Unit-Air-Source) | H5H0V48*K*AAA* |  |  | EVM5X60M24A*+WALLCON | *96CTN1002122B* | 48000 | 19 | 9 | 50000 | 36600 | 73.2% | 2 | 0 | 10.5 |  |  |  |  | R-454B | 4 | Residential & Commercial | USHP | Ducted CEE Tier 1
215674741 | Central HP <5.4 tons | ARCOAIRE | HRCU-A-CB (Split System: Heat Pump with Remote Outdoor Unit-Air-Source) | H5H0V48*K*AAA* |  |  | ESH5X48M12A*+WALLCON | *80CTL0451712B* | 44000 | 15.5 | 8.5 | 50000 | 35200 | 70.4% | 1.92 | 0 | 9 |  |  |  |  | R-454B | 3.6667 | Residential & Commercial | USHP
215675277 | Central HP <5.4 tons | ARCOAIRE | HRCU-A-CB (Split System: Heat Pump with Remote Outdoor Unit-Air-Source) | H5H0V48*K*AAA* |  |  | ESH5X60M12A*+WALLCON | *97CMN0801714B* | 45000 | 16 | 8.5 | 48500 | 34200 | 70.52% | 1.94 | 0 | 9 |  |  |  |  | R-454B | 3.75 | Residential & Commercial | USHP
215675804 | Central HP <5.4 tons | BRYANT HEATING AND COOLING SYSTEMS | HRCU-A-CB (Split System: Heat Pump with Remote Outdoor Unit-Air-Source) | 290VAN048**AA* |  |  | CVAMA6021XMA*+UI | 987MC60080C21*** | 48000 | 19 | 9 | 50000 | 36800 | 73.6% | 2 | 0 | 10 |  |  |  |  | R-454B | 4 | Residential & Commercial | USHP | Ducted CEE Tier 1
215676054 | Central HP <5.4 tons | BRYANT HEATING AND COOLING SYSTEMS | HRCU-A-CB (Split System: Heat Pump with Remote Outdoor Unit-Air-Source) | 290VAN048**AA* |  |  | CVAMA6124XMA*+UI | 987MC66100C21*** | 48500 | 19.5 | 9.5 | 50000 | 36600 | 73.2% | 2.12 | 0 | 10.5 |  |  |  |  | R-454B | 4.0417 | Residential & Commercial | USHP | Ducted CEE Tier 1
216699829 | Central HP <5.4 tons | DAIKIN | HRCU-A-CB (Split System: Heat Pump with Remote Outdoor Unit-Air-Source) | DH9VSA361CA* |  |  | CHPEA4830*3A* | D*96TC0804CNA* | 33400 | 16.9 | 8.5 | 31000 | 31000 | 100% | 2 | 0 | 11 |  |  |  |  | R-32 | 2.7833 | Residential & Commercial | USHP | Ducted CEE Tier 1
216736708 | Central HP <5.4 tons | COMFORTMAKER | HRCU-A-CB (Split System: Heat Pump with Remote Outdoor Unit-Air-Source) | D5CUHAH24AAK |  |  | ESH5X24M12A* | *96VSN0802120B* | 22200 | 15.2 | 8.1 | 21000 | 19000 | 90.48% | 1.9 | 0 | 10.5 |  |  |  |  | R-454B | 1.85 | Residential & Commercial | USHP | Ducted CEE Tier 1
216736717 | Central HP <5.4 tons | COMFORTMAKER | HRCU-A-CB (Split System: Heat Pump with Remote Outdoor Unit-Air-Source) | D5CUHAH24AAK |  |  | ESH5X24M12A* | *96VSN1002120B* | 22400 | 15.2 | 8.1 | 21200 | 19100 | 90.09% | 1.85 | 0 | 10.5 |  |  |  |  | R-454B | 1.8667 | Residential & Commercial | USHP | Ducted CEE Tier 1
216736758 | Central HP <5.4 tons | COMFORTMAKER | HRCU-A-CB (Split System: Heat Pump with Remote Outdoor Unit-Air-Source) | D5CUHAH24AAK |  |  | ESH5X24M12A* | *95MSU0802120A* | 22400 | 15.2 | 8.1 | 21200 | 19100 | 90.09% | 1.85 | 0 | 10.5 |  |  |  |  | R-454B | 1.8667 | Residential & Commercial | USHP | Ducted CEE Tier 1
216737085 | Central HP <5.4 tons | COMFORTMAKER | HRCU-A-CB (Split System: Heat Pump with Remote Outdoor Unit-Air-Source) | D5CUHAH24AAK |  |  | ESH5X30M12A* | *80MS(N,L)0902116A* | 22600 | 15.2 | 8.1 | 21000 | 18900 | 90% | 1.85 | 0 | 10.5 |  |  |  |  | R-454B | 1.8833 | Residential & Commercial | USHP | Ducted CEE Tier 1
214574017 | Central HP <5.4 tons | TEMPSTAR | HRCU-A-CB (Split System: Heat Pump with Remote Outdoor Unit-Air-Source) | TVH837GKA2* |  |  | EA*4X48L24A*+WALLCON | *97CMN0802120B* | 32400 | 17.5 | 8.5 | 32400 | 25000 | 77.16% | 1.98 | 0 | 11 |  |  |  |  | R-410A | 2.7 | Residential & Commercial | USHP | Ducted CEE Tier 1
214395059 | Central HP <5.4 tons | BRYANT HEATING AND COOLING SYSTEMS | HRCU-A-CB (Split System: Heat Pump with Remote Outdoor Unit-Air-Source) | 38MURAQ18AB3* |  |  | CNPV*2417AL* | 916SA48060M17*** | 17500 | 15.5 | 8.5 | 18500 | 19000 | 102.7% | 2.28 | 0 | 10.5 |  |  |  |  | R-410A | 1.4583 | Residential & Commercial | USHP | Ducted CEE Tier 1
215675227 | Central HP <5.4 tons | ARCOAIRE | HRCU-A-CB (Split System: Heat Pump with Remote Outdoor Unit-Air-Source) | H5H0V48*K*AAA* |  |  | ESH5X60M12A*+WALLCON | *80CTL1352422B* | 45500 | 16.5 | 8.5 | 48000 | 33600 | 70% | 2.06 | 0 | 9.5 |  |  |  |  | R-454B | 3.7917 | Residential & Commercial | USHP
215937328 | Central HP <5.4 tons | ARCOAIRE | HRCU-A-CB (Split System: Heat Pump with Remote Outdoor Unit-Air-Source) | H5H3V48*K*AAA* |  |  | EVM5X60M21A*+WALLCON | *80CTL0901716B* | 44500 | 20.5 | 8.1 | 53500 | 37600 | 70.28% | 1.95 | 0 | 11.5 |  |  |  |  | R-454B | 3.7083 | Residential & Commercial | USHP | Ducted CEE Tier 1
215937748 | Central HP <5.4 tons | ARCOAIRE | HRCU-A-CB (Split System: Heat Pump with Remote Outdoor Unit-Air-Source) | H5H3V48*K*AAA* |  |  | EVD5X48M21A*+WALLCON | *80CTL0901716B* | 43500 | 20 | 8.1 | 52500 | 37600 | 71.62% | 2 | 0 | 11.5 |  |  |  |  | R-454B | 3.625 | Residential & Commercial | USHP | Ducted CEE Tier 1
216737215 | Central HP <5.4 tons | COMFORTMAKER | HRCU-A-CB (Split System: Heat Pump with Remote Outdoor Unit-Air-Source) | D5CUHAH24AAK |  |  | ESH5X30M12A* | *80MSU0401712A* | 22400 | 16 | 8.1 | 21000 | 18800 | 89.52% | 1.85 | 0 | 10.5 |  |  |  |  | R-454B | 1.8667 | Residential & Commercial | USHP | Ducted CEE Tier 1
215938398 | Central HP <5.4 tons | ARCOAIRE | HRCU-A-CB (Split System: Heat Pump with Remote Outdoor Unit-Air-Source) | H5H3V48*K*AAA* |  |  | EVD5X60M24A*+WALLCON | *96CTN1202422B* | 45500 | 20.5 | 8.1 | 52500 | 38000 | 72.38% | 1.95 | 0 | 11.5 |  |  |  |  | R-454B | 3.7917 | Residential & Commercial | USHP | Ducted CEE Tier 1
212976046 | Central HP <5.4 tons | BRYANT HEATING AND COOLING SYSTEMS | HRCU-A-CB (Split System: Heat Pump with Remote Outdoor Unit-Air-Source) | 38MURAQ24AB3* |  |  | CAP**3621AL* | 926TC48080V17*** | 23600 | 17 | 8.5 | 26200 | 24000 | 91.6% | 2 | 0 | 10 |  |  |  |  | R-410A | 1.9667 | Residential & Commercial | USHP | Ducted CEE Tier 1
213772929 | Central HP <5.4 tons | ARCOAIRE | HRCU-A-CB (Split System: Heat Pump with Remote Outdoor Unit-Air-Source) | HVH825GKA3* |  |  | EA*4X30L17A*+WALLCON | *96CTN0801714B* | 23400 | 16.5 | 8.1 | 21600 | 16700 | 77.31% | 1.9 | 0 | 10.5 |  |  |  |  | R-410A | 1.95 | Residential & Commercial | USHP | Ducted CEE Tier 1
213772949 | Central HP <5.4 tons | ARCOAIRE | HRCU-A-CB (Split System: Heat Pump with Remote Outdoor Unit-Air-Source) | HVH825GKA3* |  |  | EA*4X36L17A*+WALLCON | *80CTL0701412B* | 23600 | 16.5 | 8.1 | 21400 | 16700 | 78.04% | 1.92 | 0 | 10.5 |  |  |  |  | R-410A | 1.9667 | Residential & Commercial | USHP | Ducted CEE Tier 1
213772979 | Central HP <5.4 tons | ARCOAIRE | HRCU-A-CB (Split System: Heat Pump with Remote Outdoor Unit-Air-Source) | HVH825GKA3* |  |  | EA*4X36L17A*+WALLCON | *95CSU0601716B* | 23400 | 16.5 | 8.1 | 21600 | 16700 | 77.31% | 1.92 | 0 | 10.5 |  |  |  |  | R-410A | 1.95 | Residential & Commercial | USHP | Ducted CEE Tier 1
213772629 | Central HP <5.4 tons | ARCOAIRE | HRCU-A-CB (Split System: Heat Pump with Remote Outdoor Unit-Air-Source) | HVH825GKA3* |  |  | EA*4X24L17A*+WALLCON | *80CTL0701412B* | 23400 | 16.5 | 8.1 | 22000 | 16800 | 76.36% | 1.88 | 0 | 10.5 |  |  |  |  | R-410A | 1.95 | Residential & Commercial | USHP | Ducted CEE Tier 1
213773049 | Central HP <5.4 tons | ARCOAIRE | HRCU-A-CB (Split System: Heat Pump with Remote Outdoor Unit-Air-Source) | HVH825GKA3* |  |  | EA*4X36L21A*+WALLCON | *80CTL0701716B* | 23600 | 16.5 | 8.1 | 21400 | 16700 | 78.04% | 1.92 | 0 | 10.5 |  |  |  |  | R-410A | 1.9667 | Residential & Commercial | USHP | Ducted CEE Tier 1
213773299 | Central HP <5.4 tons | ARCOAIRE | HRCU-A-CB (Split System: Heat Pump with Remote Outdoor Unit-Air-Source) | HVH825GKA3* |  |  | EA*4X37L21A*+WALLCON | *80CTL1102120B* | 24400 | 17 | 8.1 | 21200 | 16600 | 78.3% | 2.02 | 0 | 11 |  |  |  |  | R-410A | 2.0333 | Residential & Commercial | USHP | Ducted CEE Tier 1
213773399 | Central HP <5.4 tons | ARCOAIRE | HRCU-A-CB (Split System: Heat Pump with Remote Outdoor Unit-Air-Source) | HVH825GKA3* |  |  | EA*4X42L21A*+WALLCON | *80CTL0901716B* | 23800 | 16.5 | 8.1 | 21400 | 16600 | 77.57% | 1.96 | 0 | 10.5 |  |  |  |  | R-410A | 1.9833 | Residential & Commercial | USHP | Ducted CEE Tier 1
215937105 | Central HP <5.4 tons | BRYANT HEATING AND COOLING SYSTEMS | HRCU-A-CB (Split System: Heat Pump with Remote Outdoor Unit-Air-Source) | 293VAN048**AA* |  |  | CVAMA4821XMA*+UI | 986TD42080C17*** | 43000 | 19 | 8.1 | 53000 | 37600 | 70.94% | 2 | 0 | 11 |  |  |  |  | R-454B | 3.5833 | Residential & Commercial | USHP | Ducted CEE Tier 1
213773449 | Central HP <5.4 tons | ARCOAIRE | HRCU-A-CB (Split System: Heat Pump with Remote Outdoor Unit-Air-Source) | HVH825GKA3* |  |  | EA*4X42L21A*+WALLCON | *97CMN0801714B* | 23600 | 16.5 | 8.1 | 21400 | 16700 | 78.04% | 1.94 | 0 | 10.5 |  |  |  |  | R-410A | 1.9667 | Residential & Commercial | USHP | Ducted CEE Tier 1
213773499 | Central HP <5.4 tons | ARCOAIRE | HRCU-A-CB (Split System: Heat Pump with Remote Outdoor Unit-Air-Source) | HVH825GKA3* |  |  | EA*4X42L24A*+WALLCON | *80CTL0902120B* | 23800 | 16.5 | 8.1 | 21400 | 16600 | 77.57% | 1.96 | 0 | 10.5 |  |  |  |  | R-410A | 1.9833 | Residential & Commercial | USHP | Ducted CEE Tier 1
213773549 | Central HP <5.4 tons | ARCOAIRE | HRCU-A-CB (Split System: Heat Pump with Remote Outdoor Unit-Air-Source) | HVH825GKA3* |  |  | EA*4X42L24A*+WALLCON | *96CTN1002122B* | 23800 | 16.5 | 8.1 | 21400 | 16600 | 77.57% | 1.96 | 0 | 11 |  |  |  |  | R-410A | 1.9833 | Residential & Commercial | USHP | Ducted CEE Tier 1
214571202 | Central HP <5.4 tons | ARCOAIRE | HRCU-A-CB (Split System: Heat Pump with Remote Outdoor Unit-Air-Source) | HVH825GKA3* |  |  | EN(A,D,W)4X42L21**+WALLCON | *96CTN0802120B* | 23800 | 16.5 | 8.1 | 21400 | 16600 | 77.57% | 1.96 | 0 | 11 |  |  |  |  | R-410A | 1.9833 | Residential & Commercial | USHP | Ducted CEE Tier 1
214571252 | Central HP <5.4 tons | ARCOAIRE | HRCU-A-CB (Split System: Heat Pump with Remote Outdoor Unit-Air-Source) | HVH825GKA3* |  |  | EN(A,D,W)4X48L21**+WALLCON | *97CMN0802120B* | 24200 | 17 | 8.1 | 21200 | 16600 | 78.3% | 2.02 | 0 | 11.5 |  |  |  |  | R-410A | 2.0167 | Residential & Commercial | USHP | Ducted CEE Tier 1
214570632 | Central HP <5.4 tons | ARCOAIRE | HRCU-A-CB (Split System: Heat Pump with Remote Outdoor Unit-Air-Source) | HVH825GKA3* |  |  | EA*4X43L21A*+WALLCON | *95CSU1002122B* | 24400 | 17 | 8.5 | 21200 | 16600 | 78.3% | 2.04 | 0 | 11 |  |  |  |  | R-410A | 2.0333 | Residential & Commercial | USHP | Ducted CEE Tier 1
214572972 | Central HP <5.4 tons | ARCOAIRE | HRCU-A-CB (Split System: Heat Pump with Remote Outdoor Unit-Air-Source) | HVH837GKA** |  |  | EA*4X61L21A*+WALLCON | *95CSU1002122B* | 33200 | 18.5 | 8.5 | 31800 | 24800 | 77.99% | 2 | 0 | 11.5 |  |  |  |  | R-410A | 2.7667 | Residential & Commercial | USHP | Ducted CEE Tier 1
215487477 | Central HP <5.4 tons | DAIKIN | HRCU-A-CB (Split System: Heat Pump with Remote Outdoor Unit-Air-Source) | DH6VSA1810A* |  |  | CA*EA2418*3A* | D*80VC0804C*A* | 17000 | 19 | 8.8 | 16800 | 13000 | 77.38% | 2.1 | 0 | 12 |  |  |  |  | R-32 | 1.4167 | Residential & Commercial | USHP | Ducted CEE Tier 1
214241727 | Central HP <5.4 tons | HEIL | HRCU-A-CB (Split System: Heat Pump with Remote Outdoor Unit-Air-Source) | HVH825GKA3* |  |  | EN(A,D)4X30L17**+WALLCON | *97CMN0801714B* | 23400 | 16.5 | 8.1 | 21600 | 16700 | 77.31% | 1.9 | 0 | 10.5 |  |  |  |  | R-410A | 1.95 | Residential & Commercial | USHP | Ducted CEE Tier 1
212986548 | Central HP <5.4 tons | BRYANT HEATING AND COOLING SYSTEMS | HRCU-A-CB (Split System: Heat Pump with Remote Outdoor Unit-Air-Source) | 38MURAQ24AB3* |  |  | CAP**3017AL* | 916SA36040M17*** | 23200 | 16 | 8.5 | 26400 | 25000 | 94.7% | 2.08 | 0 | 9.5 |  |  |  |  | R-410A | 1.9333 | Residential & Commercial | USHP
212986632 | Central HP <5.4 tons | BRYANT HEATING AND COOLING SYSTEMS | HRCU-A-CB (Split System: Heat Pump with Remote Outdoor Unit-Air-Source) | 38MURAQ24AB3* |  |  | CNPV*3617AL* | 916SA36040M17*** | 23200 | 15.5 | 8.1 | 26000 | 24400 | 93.85% | 2.02 | 0 | 10 |  |  |  |  | R-410A | 1.9333 | Residential & Commercial | USHP | Ducted CEE Tier 1
212989238 | Central HP <5.4 tons | BRYANT HEATING AND COOLING SYSTEMS | HRCU-A-CB (Split System: Heat Pump with Remote Outdoor Unit-Air-Source) | 38MURAQ24AB3* |  |  | CNPV*3617AL* | 935SB48060M17*** | 23600 | 17 | 8.5 | 26400 | 24400 | 92.42% | 2.02 | 0 | 10.5 |  |  |  |  | R-410A | 1.9667 | Residential & Commercial | USHP | Ducted CEE Tier 1
215682415 | Central HP <5.4 tons | HEIL | HRCU-A-CB (Split System: Heat Pump with Remote Outdoor Unit-Air-Source) | H5H0V48*K*AAA* |  |  | EVD5X60M24A*+WALLCON | *97CTN1002122A* | 48000 | 19 | 9 | 50000 | 36600 | 73.2% | 2 | 0 | 10 |  |  |  |  | R-454B | 4 | Residential & Commercial | USHP | Ducted CEE Tier 1
215675797 | Central HP <5.4 tons | ARCOAIRE | HRCU-A-CB (Split System: Heat Pump with Remote Outdoor Unit-Air-Source) | H5H0V48*K*AAA* |  |  | EVM5X60M21A*+WALLCON | *97CMN0801714B* | 47500 | 18.5 | 9 | 50000 | 37400 | 74.8% | 1.98 | 0 | 10 |  |  |  |  | R-454B | 3.9583 | Residential & Commercial | USHP | Ducted CEE Tier 1
215675947 | Central HP <5.4 tons | ARCOAIRE | HRCU-A-CB (Split System: Heat Pump with Remote Outdoor Unit-Air-Source) | H5H0V48*K*AAA* |  |  | EVM5X60M24A*+WALLCON | *96CTN1002122B* | 48000 | 19 | 9 | 50000 | 36600 | 73.2% | 2 | 0 | 10.5 |  |  |  |  | R-454B | 4 | Residential & Commercial | USHP | Ducted CEE Tier 1
215675727 | Central HP <5.4 tons | ARCOAIRE | HRCU-A-CB (Split System: Heat Pump with Remote Outdoor Unit-Air-Source) | H5H0V48*K*AAA* |  |  | EVM5X60M21A*+WALLCON | *80CTL0901716B* | 48000 | 19 | 9 | 50000 | 37000 | 74% | 1.98 | 0 | 10 |  |  |  |  | R-454B | 4 | Residential & Commercial | USHP | Ducted CEE Tier 1
213773699 | Central HP <5.4 tons | ARCOAIRE | HRCU-A-CB (Split System: Heat Pump with Remote Outdoor Unit-Air-Source) | HVH825GKA3* |  |  | EA*4X48L21A*+WALLCON | *80CTL0701716B* | 24000 | 17 | 8.1 | 21000 | 16600 | 79.05% | 2 | 0 | 11 |  |  |  |  | R-410A | 2 | Residential & Commercial | USHP | Ducted CEE Tier 1
215487382 | Central HP <5.4 tons | DAIKIN | HRCU-A-CB (Split System: Heat Pump with Remote Outdoor Unit-Air-Source) | DH7VSA2410A* |  |  | CA*EA3626*3A* | D*96VC0804CNA* | 23200 | 19 | 8.6 | 23200 | 17000 | 73.28% | 2 | 0 | 11 |  |  |  |  | R-32 | 1.9333 | Residential & Commercial | USHP | Ducted CEE Tier 1
216699831 | Central HP <5.4 tons | DAIKIN | HRCU-A-CB (Split System: Heat Pump with Remote Outdoor Unit-Air-Source) | DH9VSA361CA* |  |  | CHPEA4830*3A* | D*80TC1005C*A* | 33400 | 18.2 | 9 | 31000 | 31000 | 100% | 2 | 0 | 11 |  |  |  |  | R-32 | 2.7833 | Residential & Commercial | USHP | Ducted CEE Tier 1
215487400 | Central HP <5.4 tons | DAIKIN | HRCU-A-CB (Split System: Heat Pump with Remote Outdoor Unit-Air-Source) | DH7VSA3610A* |  |  | CA*EA4830*3A* | D*80VC0805D*A* | 34800 | 18.5 | 8.5 | 35000 | 28400 | 81.14% | 2 | 0 | 10.5 |  |  |  |  | R-32 | 2.9 | Residential & Commercial | USHP | Ducted CEE Tier 1
214242320 | Central HP <5.4 tons | COMFORTMAKER | HRCU-A-CB (Split System: Heat Pump with Remote Outdoor Unit-Air-Source) | CVH825GKA3* |  |  | EN(A,D,W)4X48L21**+WALLCON | *96CTN1002122B* | 24200 | 17 | 8.1 | 21200 | 16500 | 77.83% | 2 | 0 | 11.5 |  |  |  |  | R-410A | 2.0167 | Residential & Commercial | USHP | Ducted CEE Tier 1
214491641 | Central HP <5.4 tons | DAIKIN | HRCU-A-CB (Split System: Heat Pump with Remote Outdoor Unit-Air-Source) | DZ6VSA1810A* |  |  | CA*EA1818*4B* | D*80VC0805C*A* | 16600 | 17.5 | 8.5 | 17400 | 13000 | 74.71% | 2.1 | 0 | 10.9 |  |  |  |  | R-410A | 1.3833 | Residential & Commercial | USHP | Ducted CEE Tier 1
214505245 | Central HP <5.4 tons | DAIKIN | HRCU-A-CB (Split System: Heat Pump with Remote Outdoor Unit-Air-Source) | DZ6VSA241EA* |  |  | CA*EA3026*4B* | D*80VC0805C*A* | 23000 | 17 | 8.6 | 23000 | 16100 | 70% | 2 | 0 | 10 |  |  |  |  | R-410A | 1.9167 | Residential & Commercial | USHP | Ducted CEE Tier 1
212972695 | Central HP <5.4 tons | ARCOAIRE | HRCU-A-CB (Split System: Heat Pump with Remote Outdoor Unit-Air-Source) | DLCURAH18ABK |  |  | EA*4X25L17A* | *96VSN0401410B* | 17700 | 16 | 8.1 | 17800 | 17800 | 100% | 2.14 | 0 | 10.5 |  |  |  |  | R-410A | 1.475 | Residential & Commercial | USHP | Ducted CEE Tier 1
213779529 | Central HP <5.4 tons | ARCOAIRE | HRCU-A-CB (Split System: Heat Pump with Remote Outdoor Unit-Air-Source) | HVH837GKA** |  |  | EA*4X48L24A*+WALLCON | *97CMN1202422B* | 32200 | 17 | 8.1 | 32600 | 24800 | 76.07% | 1.98 | 0 | 11 |  |  |  |  | R-410A | 2.6833 | Residential & Commercial | USHP | Ducted CEE Tier 1
215487482 | Central HP <5.4 tons | DAIKIN | HRCU-A-CB (Split System: Heat Pump with Remote Outdoor Unit-Air-Source) | DH6VSA1810A* |  |  | CA*EA3022*3A* | D*80VC0604B*A* | 17000 | 19 | 8.8 | 16800 | 13000 | 77.38% | 2.1 | 0 | 12 |  |  |  |  | R-32 | 1.4167 | Residential & Commercial | USHP | Ducted CEE Tier 1
215487391 | Central HP <5.4 tons | DAIKIN | HRCU-A-CB (Split System: Heat Pump with Remote Outdoor Unit-Air-Source) | DH7VSA2410A* |  |  | CHPEA3026*3A* | D*96VC0603BNA* | 23200 | 19 | 8.6 | 23200 | 17000 | 73.28% | 2 | 0 | 11 |  |  |  |  | R-32 | 1.9333 | Residential & Commercial | USHP | Ducted CEE Tier 1
214242370 | Central HP <5.4 tons | COMFORTMAKER | HRCU-A-CB (Split System: Heat Pump with Remote Outdoor Unit-Air-Source) | CVH825GKA3* |  |  | EN(A,D)4X48L24**+WALLCON | *97CMN1202422B* | 24200 | 17 | 8.1 | 21200 | 16600 | 78.3% | 2 | 0 | 11 |  |  |  |  | R-410A | 2.0167 | Residential & Commercial | USHP | Ducted CEE Tier 1
214242390 | Central HP <5.4 tons | COMFORTMAKER | HRCU-A-CB (Split System: Heat Pump with Remote Outdoor Unit-Air-Source) | CVH825GKA3* |  |  | EN(A,D)4X48L24**+WALLCON | *96CTN1202422B* | 24200 | 17 | 8.1 | 21200 | 16600 | 78.3% | 2 | 0 | 11 |  |  |  |  | R-410A | 2.0167 | Residential & Commercial | USHP | Ducted CEE Tier 1
213780699 | Central HP <5.4 tons | ARCOAIRE | HRCU-A-CB (Split System: Heat Pump with Remote Outdoor Unit-Air-Source) | HVH837GKA2* |  |  | EA*4X36L17A*+WALLCON | *97CMN0801714B* | 31400 | 16.5 | 8.1 | 33200 | 24400 | 73.49% | 1.82 | 0 | 10.5 |  |  |  |  | R-410A | 2.6167 | Residential & Commercial | USHP | Ducted CEE Tier 1
214570763 | Central HP <5.4 tons | COMFORTMAKER | HRCU-A-CB (Split System: Heat Pump with Remote Outdoor Unit-Air-Source) | CVH825GKA3* |  |  | EA*4X48L24A*+WALLCON | *97CMN0602120B* | 24000 | 16.5 | 8.5 | 21000 | 16600 | 79.05% | 2 | 0 | 10.5 |  |  |  |  | R-410A | 2 | Residential & Commercial | USHP | Ducted CEE Tier 1
214571113 | Central HP <5.4 tons | COMFORTMAKER | HRCU-A-CB (Split System: Heat Pump with Remote Outdoor Unit-Air-Source) | CVH825GKA3* |  |  | EN(A,D)4X36L21**+WALLCON | *95CSU1002122B* | 23400 | 16.5 | 8.1 | 21600 | 16700 | 77.31% | 1.92 | 0 | 11 |  |  |  |  | R-410A | 1.95 | Residential & Commercial | USHP | Ducted CEE Tier 1
213779379 | Central HP <5.4 tons | ARCOAIRE | HRCU-A-CB (Split System: Heat Pump with Remote Outdoor Unit-Air-Source) | HVH837GKA** |  |  | EA*4X48L21A*+WALLCON | *80CTL0701716B* | 32200 | 17 | 8.1 | 32600 | 25000 | 76.69% | 1.96 | 0 | 11 |  |  |  |  | R-410A | 2.6833 | Residential & Commercial | USHP | Ducted CEE Tier 1
213779429 | Central HP <5.4 tons | ARCOAIRE | HRCU-A-CB (Split System: Heat Pump with Remote Outdoor Unit-Air-Source) | HVH837GKA** |  |  | EA*4X48L21A*+WALLCON | *97CMN0601714B* | 32000 | 16.5 | 8.1 | 32800 | 25200 | 76.83% | 1.94 | 0 | 10.5 |  |  |  |  | R-410A | 2.6667 | Residential & Commercial | USHP | Ducted CEE Tier 1
213771189 | Central HP <5.4 tons | ARCOAIRE | HRCU-A-CB (Split System: Heat Pump with Remote Outdoor Unit-Air-Source) | HVH825GKA2* |  |  | EA*4X37L21A*+WALLCON | *97CMN0601714B* | 24200 | 16 | 8.1 | 21200 | 16700 | 78.77% | 2.02 | 0 | 10.5 |  |  |  |  | R-410A | 2.0167 | Residential & Commercial | USHP | Ducted CEE Tier 1
213771539 | Central HP <5.4 tons | ARCOAIRE | HRCU-A-CB (Split System: Heat Pump with Remote Outdoor Unit-Air-Source) | HVH825GKA2* |  |  | EA*4X43L21A*+WALLCON | *96CTN0801714B* | 24400 | 16.5 | 8.1 | 21200 | 16600 | 78.3% | 2.02 | 0 | 11 |  |  |  |  | R-410A | 2.0333 | Residential & Commercial | USHP | Ducted CEE Tier 1
211261184 | Central HP <5.4 tons | ARCOAIRE | HRCU-A-CB (Split System: Heat Pump with Remote Outdoor Unit-Air-Source) | DLCURAH18ABK |  |  | EA*4X25L17A* | OMV098J12* | 18800 | 16 | 8.5 | 18700 | 17300 | 92.51% | 2.12 | 0 | 11 |  |  |  |  | R-410A | 1.5667 | Residential & Commercial | USHP | Ducted CEE Tier 1
213607591 | Central HP <5.4 tons | ARCOAIRE | HRCU-A-CB (Split System: Heat Pump with Remote Outdoor Unit-Air-Source) | DLCURAH18ABK |  |  | FTMA4X24L0B* | 0 | 18100 | 16.5 | 8.5 | 18200 | 18200 | 100% | 2.2 | 0 | 11 |  |  |  |  | R-410A | 1.5083 | Residential & Commercial | USHP | Ducted CEE Tier 1
211261763 | Central HP <5.4 tons | ARCOAIRE | HRCU-A-CB (Split System: Heat Pump with Remote Outdoor Unit-Air-Source) | DLCURAH18ABK |  |  | EA*4X30L17A* | *80VTL0451412A* | 17800 | 16.5 | 8.5 | 18300 | 18500 | 101.1% | 2.22 | 0 | 10.5 |  |  |  |  | R-410A | 1.4833 | Residential & Commercial | USHP | Ducted CEE Tier 1
211260432 | Central HP <5.4 tons | ARCOAIRE | HRCU-A-CB (Split System: Heat Pump with Remote Outdoor Unit-Air-Source) | DLCURAH18ABK |  |  | EA*4X24L17A* | *80VTL0701716A* | 17300 | 16 | 8.5 | 18100 | 19200 | 106.1% | 2.32 | 0 | 10.5 |  |  |  |  | R-410A | 1.4417 | Residential & Commercial | USHP | Ducted CEE Tier 1
213770919 | Central HP <5.4 tons | ARCOAIRE | HRCU-A-CB (Split System: Heat Pump with Remote Outdoor Unit-Air-Source) | HVH825GKA2* |  |  | EA*4X36L21A*+WALLCON | *80CTL0701716B* | 23600 | 16.5 | 8.1 | 21400 | 16700 | 78.04% | 1.94 | 0 | 10.5 |  |  |  |  | R-410A | 1.9667 | Residential & Commercial | USHP | Ducted CEE Tier 1
214279864 | Central HP <5.4 tons | CARRIER | HRCU-A-CB (Split System: Heat Pump with Remote Outdoor Unit-Air-Source) | 38MURAQ24AB3* |  |  | CAP**2417AL* | 59SC6A060M17**16 | 23600 | 16.5 | 9.5 | 26600 | 24800 | 93.23% | 2.04 | 0 | 10 |  |  |  |  | R-410A | 1.9667 | Residential & Commercial | USHP | Ducted CEE Tier 1
212975392 | Central HP <5.4 tons | DAY & NIGHT | HRCU-A-CB (Split System: Heat Pump with Remote Outdoor Unit-Air-Source) | DLCURAH18ABK |  |  | EA*4X24L14A* | *96VTN0601412B* | 17200 | 16 | 8.5 | 18100 | 19400 | 107.2% | 2.34 | 0 | 10.5 |  |  |  |  | R-410A | 1.4333 | Residential & Commercial | USHP | Ducted CEE Tier 1
213782161 | Central HP <5.4 tons | DAY & NIGHT | HRCU-A-CB (Split System: Heat Pump with Remote Outdoor Unit-Air-Source) | CVH837GKA2* |  |  | EHD4X48AAL+WALLCON | *97CMN1202422B* | 32600 | 16.5 | 8.1 | 33000 | 24800 | 75.15% | 1.96 | 0 | 11 |  |  |  |  | R-410A | 2.7167 | Residential & Commercial | USHP | Ducted CEE Tier 1
216681848 | Central HP <5.4 tons | DAY & NIGHT | HRCU-A-CB (Split System: Heat Pump with Remote Outdoor Unit-Air-Source) | DLCURAH36ABK |  |  | EHD4X42AAL | *97VTN1002120A* | 36000 | 16 | 8.5 | 38500 | 34400 | 89.35% | 1.8 | 0 | 10 |  |  |  |  | R-410A | 3 | Residential & Commercial | USHP | Ducted CEE Tier 1
213779521 | Central HP <5.4 tons | DAY & NIGHT | HRCU-A-CB (Split System: Heat Pump with Remote Outdoor Unit-Air-Source) | CVH837GKA** |  |  | EA*4X48L24A*+WALLCON | *97CMN1002122B* | 32400 | 17 | 8.5 | 32200 | 24800 | 77.02% | 1.98 | 0 | 11 |  |  |  |  | R-410A | 2.7 | Residential & Commercial | USHP | Ducted CEE Tier 1
215682735 | Central HP <5.4 tons | HEIL | HRCU-A-CB (Split System: Heat Pump with Remote Outdoor Unit-Air-Source) | H5H0V60*K*AAA* |  |  | ESH5X60M12A*+WALLCON | *80CSU0601716B* | 54500 | 17 | 8.5 | 58500 | 41000 | 70.09% | 1.92 | 0 | 9 |  |  |  |  | R-454B | 4.5417 | Residential & Commercial | USHP
211259772 | Central HP <5.4 tons | TEMPSTAR | HRCU-A-CB (Split System: Heat Pump with Remote Outdoor Unit-Air-Source) | DLCURAH18ABK |  |  | EA*4X19L17A* | *96VTN0401712A* | 18200 | 15.5 | 8.5 | 18300 | 17600 | 96.17% | 2.12 | 0 | 10.5 |  |  |  |  | R-410A | 1.5167 | Residential & Commercial | USHP | Ducted CEE Tier 1
211260149 | Central HP <5.4 tons | TEMPSTAR | HRCU-A-CB (Split System: Heat Pump with Remote Outdoor Unit-Air-Source) | DLCURAH18ABK |  |  | EA*4X24L14A* | *95ESN0601412A* | 17800 | 16 | 8.5 | 18700 | 19000 | 101.6% | 2.28 | 0 | 10.5 |  |  |  |  | R-410A | 1.4833 | Residential & Commercial | USHP | Ducted CEE Tier 1
215683115 | Central HP <5.4 tons | HEIL | HRCU-A-CB (Split System: Heat Pump with Remote Outdoor Unit-Air-Source) | H5H0V60*K*AAA* |  |  | EVD5X61M21A*+WALLCON | *96CTN0802120B* | 57000 | 18.5 | 9 | 64000 | 45000 | 70.31% | 2.08 | 0 | 9 |  |  |  |  | R-454B | 4.75 | Residential & Commercial | USHP
215677785 | Central HP <5.4 tons | HEIL | HRCU-A-CB (Split System: Heat Pump with Remote Outdoor Unit-Air-Source) | H5H0V60*K*AAA* |  |  | EA*5X60M24A*+WALLCON | *80CTL1102120B* | 55000 | 18.5 | 9 | 59000 | 41500 | 70.34% | 2.02 | 0 | 9 |  |  |  |  | R-454B | 4.5833 | Residential & Commercial | USHP
215677835 | Central HP <5.4 tons | HEIL | HRCU-A-CB (Split System: Heat Pump with Remote Outdoor Unit-Air-Source) | H5H0V60*K*AAA* |  |  | EA*5X60M24A*+WALLCON | *97CMN0802120B* | 54500 | 18 | 8.5 | 59500 | 42000 | 70.59% | 1.9 | 0 | 8.5 |  |  |  |  | R-454B | 4.5417 | Residential & Commercial | USHP
215678135 | Central HP <5.4 tons | HEIL | HRCU-A-CB (Split System: Heat Pump with Remote Outdoor Unit-Air-Source) | H5H0V60*K*AAA* |  |  | ESH5X60M12A*+WALLCON | *97CMN0802120B* | 55500 | 17 | 8.5 | 60000 | 42000 | 70% | 1.9 | 0 | 8.5 |  |  |  |  | R-454B | 4.625 | Residential & Commercial | USHP
215682648 | Central HP <5.4 tons | COMFORTMAKER | HRCU-A-CB (Split System: Heat Pump with Remote Outdoor Unit-Air-Source) | C5H0V60*K*AAA* |  |  | EA*5X61M21A*+WALLCON | *80CSU0601716B* | 55500 | 18 | 8.5 | 58500 | 41000 | 70.09% | 2.04 | 0 | 9 |  |  |  |  | R-454B | 4.625 | Residential & Commercial | USHP
214570752 | Central HP <5.4 tons | ARCOAIRE | HRCU-A-CB (Split System: Heat Pump with Remote Outdoor Unit-Air-Source) | HVH825GKA3* |  |  | EA*4X48L24A*+WALLCON | *95CSU1002122B* | 24000 | 17 | 8.5 | 20800 | 16500 | 79.33% | 2.02 | 0 | 11 |  |  |  |  | R-410A | 2 | Residential & Commercial | USHP | Ducted CEE Tier 1
215935188 | Central HP <5.4 tons | ARCOAIRE | HRCU-A-CB (Split System: Heat Pump with Remote Outdoor Unit-Air-Source) | H5H3V36*K*AAA* |  |  | EVM5X60M21A*+WALLCON | *80CTL0701716B* | 35400 | 21.5 | 8.5 | 38500 | 29000 | 75.32% | 2.02 | 0 | 12 |  |  |  |  | R-454B | 2.95 | Residential & Commercial | USHP | Ducted CEE Tier 1
215936778 | Central HP <5.4 tons | ARCOAIRE | HRCU-A-CB (Split System: Heat Pump with Remote Outdoor Unit-Air-Source) | H5H3V36*K*AAA* |  |  | EVD5X60M24A*+WALLCON | *80CTL1352422B* | 35600 | 22 | 8.5 | 38000 | 28400 | 74.74% | 2.04 | 0 | 12.5 |  |  |  |  | R-454B | 2.9667 | Residential & Commercial | USHP | Ducted CEE Tier 1
215682835 | Central HP <5.4 tons | HEIL | HRCU-A-CB (Split System: Heat Pump with Remote Outdoor Unit-Air-Source) | H5H0V60*K*AAA* |  |  | EVM5X60M21A*+WALLCON | *80CSU1002120B* | 57000 | 18 | 9 | 63500 | 44500 | 70.08% | 2.08 | 0 | 9 |  |  |  |  | R-454B | 4.75 | Residential & Commercial | USHP
211260197 | Central HP <5.4 tons | TEMPSTAR | HRCU-A-CB (Split System: Heat Pump with Remote Outdoor Unit-Air-Source) | DLCURAH18ABK |  |  | EA*4X24L14A* | *80ES(N,L)0451412A* | 18000 | 16 | 8.5 | 18900 | 18900 | 100% | 2.28 | 0 | 10.5 |  |  |  |  | R-410A | 1.5 | Residential & Commercial | USHP | Ducted CEE Tier 1
211260492 | Central HP <5.4 tons | TEMPSTAR | HRCU-A-CB (Split System: Heat Pump with Remote Outdoor Unit-Air-Source) | DLCURAH18ABK |  |  | EA*4X24L17A* | *96VTN0401410A* | 17400 | 16 | 8.5 | 18300 | 19200 | 104.9% | 2.3 | 0 | 10.5 |  |  |  |  | R-410A | 1.45 | Residential & Commercial | USHP | Ducted CEE Tier 1
216765996 | Central HP <5.4 tons | TRANE | HRCU-A-CB (Split System: Heat Pump with Remote Outdoor Unit-Air-Source) | 5TWR7024A1 |  |  | 5TXCB006AS3+P0V0A000M30SD | 0 | 23800 | 17.1 | 9 | 22000 | 17400 | 79.09% | 2.08 | 0 | 12.5 |  |  |  |  | R-454B | 1.9833 | Residential & Commercial | USHP | Ducted CEE Tier 1
215683128 | Central HP <5.4 tons | COMFORTMAKER | HRCU-A-CB (Split System: Heat Pump with Remote Outdoor Unit-Air-Source) | C5H0V60*K*AAA* |  |  | EVD5X61M21A*+WALLCON | *80CSU0401712B* | 56500 | 18 | 9 | 61500 | 43500 | 70.73% | 2.12 | 0 | 9.5 |  |  |  |  | R-454B | 4.7083 | Residential & Commercial | USHP
213770469 | Central HP <5.4 tons | ARCOAIRE | HRCU-A-CB (Split System: Heat Pump with Remote Outdoor Unit-Air-Source) | HVH825GKA2* |  |  | EA*4X24L14A*+WALLCON | *80CTL0701412B* | 23400 | 16.5 | 8.1 | 22000 | 16800 | 76.36% | 1.9 | 0 | 10.5 |  |  |  |  | R-410A | 1.95 | Residential & Commercial | USHP | Ducted CEE Tier 1
212985228 | Central HP <5.4 tons | BRYANT HEATING AND COOLING SYSTEMS | HRCU-A-CB (Split System: Heat Pump with Remote Outdoor Unit-Air-Source) | 38MURAQ36AB3* |  |  | CAP**4821AL* | 912SE60100M21*** | 35800 | 16.5 | 8.5 | 37800 | 34600 | 91.53% | 2.02 | 0 | 10 |  |  |  |  | R-410A | 2.9833 | Residential & Commercial | USHP | Ducted CEE Tier 1
212988000 | Central HP <5.4 tons | BRYANT HEATING AND COOLING SYSTEMS | HRCU-A-CB (Split System: Heat Pump with Remote Outdoor Unit-Air-Source) | 38MURAQ36AB3* |  |  | CAP**4821AL* | 916SA60100M21*** | 35800 | 16.5 | 8.5 | 37800 | 34600 | 91.53% | 2.04 | 0 | 10 |  |  |  |  | R-410A | 2.9833 | Residential & Commercial | USHP | Ducted CEE Tier 1
212988318 | Central HP <5.4 tons | BRYANT HEATING AND COOLING SYSTEMS | HRCU-A-CB (Split System: Heat Pump with Remote Outdoor Unit-Air-Source) | 38MURAQ36AB3* |  |  | CAP**4824AL* | 916SA66120M24*** | 35600 | 16.5 | 8.5 | 37800 | 34600 | 91.53% | 2.02 | 0 | 10 |  |  |  |  | R-410A | 2.9667 | Residential & Commercial | USHP | Ducted CEE Tier 1
213079202 | Central HP <5.4 tons | BRYANT HEATING AND COOLING SYSTEMS | HRCU-A-CB (Split System: Heat Pump with Remote Outdoor Unit-Air-Source) | 38MURAQ36AB3* |  |  | CAP**3621AL* | 83*SB60080M21*** | 34800 | 16.5 | 8.1 | 38500 | 35200 | 91.43% | 1.82 | 0 | 9.5 |  |  |  |  | R-410A | 2.9 | Residential & Commercial | USHP
215682848 | Central HP <5.4 tons | COMFORTMAKER | HRCU-A-CB (Split System: Heat Pump with Remote Outdoor Unit-Air-Source) | C5H0V60*K*AAA* |  |  | EVM5X60M21A*+WALLCON | *97CTN0802120A* | 56500 | 18 | 9 | 64000 | 45000 | 70.31% | 2.06 | 0 | 9 |  |  |  |  | R-454B | 4.7083 | Residential & Commercial | USHP
211260542 | Central HP <5.4 tons | TEMPSTAR | HRCU-A-CB (Split System: Heat Pump with Remote Outdoor Unit-Air-Source) | DLCURAH18ABK |  |  | EA*4X24L17A* | *80ES(N,L)0451412A* | 18000 | 16 | 8.5 | 18900 | 18900 | 100% | 2.28 | 0 | 10.5 |  |  |  |  | R-410A | 1.5 | Residential & Commercial | USHP | Ducted CEE Tier 1
211260767 | Central HP <5.4 tons | TEMPSTAR | HRCU-A-CB (Split System: Heat Pump with Remote Outdoor Unit-Air-Source) | DLCURAH18ABK |  |  | EA*4X25L17A* | *95ESU0401712A* | 18200 | 16.5 | 8.5 | 18000 | 17600 | 97.78% | 2.12 | 0 | 11 |  |  |  |  | R-410A | 1.5167 | Residential & Commercial | USHP | Ducted CEE Tier 1
210692375 | Central HP <5.4 tons | DAIKIN | HRCU-A-CB (Split System: Heat Pump with Remote Outdoor Unit-Air-Source) | DZ9VCA3610A* |  |  | CSCF3642N6D*+TXV | D*97MC0603BNA* | 33800 | 18.5 | 8.2 | 34000 | 24400 | 71.76% | 1.8 | 0 | 11.5 |  |  |  |  | R-410A | 2.8167 | Residential & Commercial | USHP | Ducted CEE Tier 1
210692309 | Central HP <5.4 tons | DAIKIN | HRCU-A-CB (Split System: Heat Pump with Remote Outdoor Unit-Air-Source) | DZ9VCA3610A* |  |  | CA*F3743*6D*+TXV | D*96SC0603BUA* | 33600 | 18.5 | 8.2 | 34000 | 24400 | 71.76% | 1.8 | 0 | 11.5 |  |  |  |  | R-410A | 2.8 | Residential & Commercial | USHP | Ducted CEE Tier 1
210692311 | Central HP <5.4 tons | DAIKIN | HRCU-A-CB (Split System: Heat Pump with Remote Outdoor Unit-Air-Source) | DZ9VCA3610A* |  |  | CA*F3743*6D*+TXV | D*96VC0803BNA* | 33600 | 18.5 | 8.2 | 34000 | 24400 | 71.76% | 1.8 | 0 | 11.5 |  |  |  |  | R-410A | 2.8 | Residential & Commercial | USHP | Ducted CEE Tier 1
210692334 | Central HP <5.4 tons | DAIKIN | HRCU-A-CB (Split System: Heat Pump with Remote Outdoor Unit-Air-Source) | DZ9VCA3610A* |  |  | CHPF3642C6C*+TXV | D*96SC0805CUA* | 33400 | 18 | 8.2 | 34000 | 24400 | 71.76% | 1.8 | 0 | 11 |  |  |  |  | R-410A | 2.7833 | Residential & Commercial | USHP | Ducted CEE Tier 1
211261294 | Central HP <5.4 tons | TEMPSTAR | HRCU-A-CB (Split System: Heat Pump with Remote Outdoor Unit-Air-Source) | DLCURAH18ABK |  |  | EA*4X30L14A* | *96VSN0601412A* | 18000 | 16 | 8.5 | 18500 | 18500 | 100% | 2.22 | 0 | 10.5 |  |  |  |  | R-410A | 1.5 | Residential & Commercial | USHP | Ducted CEE Tier 1
210692293 | Central HP <5.4 tons | DAIKIN | HRCU-A-CB (Split System: Heat Pump with Remote Outdoor Unit-Air-Source) | DZ9VCA3610A* |  |  | CA*F3137*6A*+TXV | D*80SC0604BUA* | 33600 | 18.5 | 8.2 | 34000 | 24400 | 71.76% | 1.8 | 0 | 12 |  |  |  |  | R-410A | 2.8 | Residential & Commercial | USHP | Ducted CEE Tier 1
210607577 | Central HP <5.4 tons | DAIKIN | HRCU-A-CB (Split System: Heat Pump with Remote Outdoor Unit-Air-Source) | DZ9VCA3610A* |  |  | CA*F3743*6D*+MBVC1600**-1A*+TX | 0 | 34200 | 19 | 8.2 | 34200 | 24400 | 71.35% | 1.85 | 0 | 12 |  |  |  |  | R-410A | 2.85 | Residential & Commercial | USHP | Ducted CEE Tier 1
215682985 | Central HP <5.4 tons | HEIL | HRCU-A-CB (Split System: Heat Pump with Remote Outdoor Unit-Air-Source) | H5H0V60*K*AAA* |  |  | EVD5X60M21A*+WALLCON | *96CTN0802120B* | 56500 | 18 | 9 | 64000 | 45000 | 70.31% | 2.08 | 0 | 9 |  |  |  |  | R-454B | 4.7083 | Residential & Commercial | USHP
215683035 | Central HP <5.4 tons | HEIL | HRCU-A-CB (Split System: Heat Pump with Remote Outdoor Unit-Air-Source) | H5H0V60*K*AAA* |  |  | EVD5X60M21A*+WALLCON | *97CTN0802120A* | 56500 | 18 | 9 | 64000 | 45000 | 70.31% | 2.08 | 0 | 9 |  |  |  |  | R-454B | 4.7083 | Residential & Commercial | USHP
215940438 | Central HP <5.4 tons | ARCOAIRE | HRCU-A-CB (Split System: Heat Pump with Remote Outdoor Unit-Air-Source) | H5H3V36*K*AAA* |  |  | EVM5X60M21A*+WALLCON | *97CTN0801716A* | 35400 | 21 | 8.5 | 38500 | 29000 | 75.32% | 2.02 | 0 | 12 |  |  |  |  | R-454B | 2.95 | Residential & Commercial | USHP | Ducted CEE Tier 1
215940538 | Central HP <5.4 tons | ARCOAIRE | HRCU-A-CB (Split System: Heat Pump with Remote Outdoor Unit-Air-Source) | H5H3V36*K*AAA* |  |  | EVD5X36M21A*+WALLCON | *97CTN0601716A* | 34000 | 20 | 8.5 | 39500 | 28800 | 72.91% | 2.02 | 0 | 11 |  |  |  |  | R-454B | 2.8333 | Residential & Commercial | USHP | Ducted CEE Tier 1
215940738 | Central HP <5.4 tons | ARCOAIRE | HRCU-A-CB (Split System: Heat Pump with Remote Outdoor Unit-Air-Source) | H5H3V36*K*AAA* |  |  | EVD5X48M24A*+WALLCON | *97CTN0802120A* | 35000 | 21 | 8.5 | 38500 | 28400 | 73.77% | 2.04 | 0 | 12 |  |  |  |  | R-454B | 2.9167 | Residential & Commercial | USHP | Ducted CEE Tier 1
213079568 | Central HP <5.4 tons | BRYANT HEATING AND COOLING SYSTEMS | HRCU-A-CB (Split System: Heat Pump with Remote Outdoor Unit-Air-Source) | 38MURAQ36AB3* |  |  | CAP**4321AL* | 912SE48080M17*** | 36200 | 16.5 | 8.5 | 38000 | 34800 | 91.58% | 2.04 | 0 | 10 |  |  |  |  | R-410A | 3.0167 | Residential & Commercial | USHP | Ducted CEE Tier 1
213079650 | Central HP <5.4 tons | BRYANT HEATING AND COOLING SYSTEMS | HRCU-A-CB (Split System: Heat Pump with Remote Outdoor Unit-Air-Source) | 38MURAQ36AB3* |  |  | CAP**3721AL* | 912SE60080M21*** | 36800 | 16.5 | 8.5 | 38500 | 34800 | 90.39% | 2.08 | 0 | 10 |  |  |  |  | R-410A | 3.0667 | Residential & Commercial | USHP | Ducted CEE Tier 1
212975326 | Central HP <5.4 tons | DAY & NIGHT | HRCU-A-CB (Split System: Heat Pump with Remote Outdoor Unit-Air-Source) | DLCURAH24ABK |  |  | EA*4X37L21A* | *96VTN0401712B* | 24200 | 16.5 | 8.5 | 25400 | 21600 | 85.04% | 1.8 | 0 | 10 |  |  |  |  | R-410A | 2.0167 | Residential & Commercial | USHP | Ducted CEE Tier 1
212975667 | Central HP <5.4 tons | DAY & NIGHT | HRCU-A-CB (Split System: Heat Pump with Remote Outdoor Unit-Air-Source) | DLCURAH24ABK |  |  | EA*4X30L14A* | *96VTN0601412B* | 23400 | 16.5 | 8.5 | 26200 | 25000 | 95.42% | 2.08 | 0 | 10 |  |  |  |  | R-410A | 1.95 | Residential & Commercial | USHP | Ducted CEE Tier 1
212975999 | Central HP <5.4 tons | DAY & NIGHT | HRCU-A-CB (Split System: Heat Pump with Remote Outdoor Unit-Air-Source) | DLCURAH24ABK |  |  | EA*4X24L17A* | *96VTN0801716B* | 23600 | 16.5 | 8.5 | 27000 | 25600 | 94.81% | 2.14 | 0 | 10 |  |  |  |  | R-410A | 1.9667 | Residential & Commercial | USHP | Ducted CEE Tier 1
213607642 | Central HP <5.4 tons | TEMPSTAR | HRCU-A-CB (Split System: Heat Pump with Remote Outdoor Unit-Air-Source) | DLCURAH24ABK |  |  | FTMA4B36L0C* | 0 | 24600 | 17.5 | 9 | 25800 | 22400 | 86.82% | 1.86 | 0 | 10.5 |  |  |  |  | R-410A | 2.05 | Residential & Commercial | USHP | Ducted CEE Tier 1
216765980 | Central HP <5.4 tons | TRANE | HRCU-A-CB (Split System: Heat Pump with Remote Outdoor Unit-Air-Source) | 5TWR7024A1 |  |  | 5TXCB006AS3 | S9V2B040D3VSB | 22600 | 16.5 | 8.7 | 21400 | 17100 | 79.91% | 2.04 | 0 | 12 |  |  |  |  | R-454B | 1.8833 | Residential & Commercial | USHP | Ducted CEE Tier 1
215940088 | Central HP <5.4 tons | ARCOAIRE | HRCU-A-CB (Split System: Heat Pump with Remote Outdoor Unit-Air-Source) | H5H3V36*K*AAA* |  |  | ESH5X42M12A*+WALLCON | *97CTN1202422A* | 33600 | 19 | 9 | 34600 | 26600 | 76.88% | 1.94 | 0 | 11.5 |  |  |  |  | R-454B | 2.8 | Residential & Commercial | USHP | Ducted CEE Tier 1
215939988 | Central HP <5.4 tons | ARCOAIRE | HRCU-A-CB (Split System: Heat Pump with Remote Outdoor Unit-Air-Source) | H5H3V36*K*AAA* |  |  | ESH5X36M12A*+WALLCON | *97CTN0802120A* | 33200 | 19 | 9 | 35000 | 26800 | 76.57% | 1.92 | 0 | 11 |  |  |  |  | R-454B | 2.7667 | Residential & Commercial | USHP | Ducted CEE Tier 1
215940038 | Central HP <5.4 tons | ARCOAIRE | HRCU-A-CB (Split System: Heat Pump with Remote Outdoor Unit-Air-Source) | H5H3V36*K*AAA* |  |  | ESH5X42M12A*+WALLCON | *80CSU0601716B* | 33600 | 19.5 | 9 | 34800 | 26600 | 76.44% | 1.94 | 0 | 11.7 |  |  |  |  | R-454B | 2.8 | Residential & Commercial | USHP | Ducted CEE Tier 1
216766296 | Central HP <5.4 tons | TRANE | HRCU-A-CB (Split System: Heat Pump with Remote Outdoor Unit-Air-Source) | 5TWR7036A1 |  |  | 5TXCB004AS3 | S8V2A040M3PCB | 31800 | 16 | 8.5 | 32200 | 24000 | 74.53% | 2.09 | 0 | 11.7 |  |  |  |  | R-454B | 2.65 | Residential & Commercial | USHP | Ducted CEE Tier 1
216766298 | Central HP <5.4 tons | TRANE | HRCU-A-CB (Split System: Heat Pump with Remote Outdoor Unit-Air-Source) | 5TWR7036A1 |  |  | 5TXCB004AS3 | S8V2B080M4PDB | 32200 | 16 | 8.7 | 32200 | 24000 | 74.53% | 2.11 | 0 | 12 |  |  |  |  | R-454B | 2.6833 | Residential & Commercial | USHP | Ducted CEE Tier 1
216766464 | Central HP <5.4 tons | TRANE | HRCU-A-CB (Split System: Heat Pump with Remote Outdoor Unit-Air-Source) | 5TWR7048A1 |  |  | 5PX*CD09AS3 | S8V2C080M5PCB | 43500 | 16.5 | 8.5 | 43500 | 32000 | 73.56% | 2.16 | 0 | 12 |  |  |  |  | R-454B | 3.625 | Residential & Commercial | USHP | Ducted CEE Tier 1
216766482 | Central HP <5.4 tons | TRANE | HRCU-A-CB (Split System: Heat Pump with Remote Outdoor Unit-Air-Source) | 5TWR7048A1 |  |  | 5PX*D008AS3 | S8V2C100M5PDB | 43000 | 16 | 8.7 | 44500 | 32600 | 73.26% | 2.22 | 0 | 12 |  |  |  |  | R-454B | 3.5833 | Residential & Commercial | USHP | Ducted CEE Tier 1
216766498 | Central HP <5.4 tons | TRANE | HRCU-A-CB (Split System: Heat Pump with Remote Outdoor Unit-Air-Source) | 5TWR7048A1 |  |  | 5PX*D008AS3 | S8V2C080M5PCB | 43500 | 16 | 8.7 | 45000 | 32800 | 72.89% | 2.21 | 0 | 12 |  |  |  |  | R-454B | 3.625 | Residential & Commercial | USHP | Ducted CEE Tier 1
216766532 | Central HP <5.4 tons | TRANE | HRCU-A-CB (Split System: Heat Pump with Remote Outdoor Unit-Air-Source) | 5TWR7048A1 |  |  | 5PX*D010AS3 | S8V2D120M5PDB | 44000 | 17 | 9 | 44000 | 32000 | 72.73% | 2.24 | 0 | 12.5 |  |  |  |  | R-454B | 3.6667 | Residential & Commercial | USHP | Ducted CEE Tier 1
216766314 | Central HP <5.4 tons | TRANE | HRCU-A-CB (Split System: Heat Pump with Remote Outdoor Unit-Air-Source) | 5TWR7036A1 |  |  | 5TXCB006AS3 | S8V2B080M4PCB | 33400 | 16.5 | 8.7 | 32600 | 24200 | 74.23% | 2.17 | 0 | 12 |  |  |  |  | R-454B | 2.7833 | Residential & Commercial | USHP | Ducted CEE Tier 1
216766382 | Central HP <5.4 tons | TRANE | HRCU-A-CB (Split System: Heat Pump with Remote Outdoor Unit-Air-Source) | 5TWR7036A1 |  |  | 5TXCC007AS3 | S9X1C080U5PSB | 34200 | 17.1 | 9 | 33000 | 24400 | 73.94% | 2.2 | 0 | 12 |  |  |  |  | R-454B | 2.85 | Residential & Commercial | USHP | Ducted CEE Tier 1
215588461 | Central HP <5.4 tons | CARRIER | HRCU-A-CB (Split System: Heat Pump with Remote Outdoor Unit-Air-Source) | 27VNA154A*030* |  |  | CSAH*6012AM*+UI | 59TN7A100C21**22 | 49500 | 18.5 | 10.5 | 52500 | 53500 | 101.9% | 1.9 | 0 | 11 |  |  |  |  | R-454B | 4.125 | Residential & Commercial | USHP | Ducted CEE Tier 1
213607822 | Central HP <5.4 tons | TEMPSTAR | HRCU-A-CB (Split System: Heat Pump with Remote Outdoor Unit-Air-Source) | DLCURAH60ABK |  |  | FTMA4B60L0D* | 0 | 55000 | 15.2 | 8.1 | 52500 | 48000 | 91.43% | 1.84 | 0 | 8.5 |  |  |  |  | R-410A | 4.5833 | Residential & Commercial | USHP
216764899 | Central HP <5.4 tons | TRANE | HRCU-A-CB (Split System: Heat Pump with Remote Outdoor Unit-Air-Source) | 5TWR7060A1 |  |  | 5TXCD010AS3 | S8X2C100M5PTC | 52500 | 16.5 | 9 | 51000 | 38500 | 75.49% | 2.2 | 0 | 11.2 |  |  |  |  | R-454B | 4.375 | Residential & Commercial | USHP | Ducted CEE Tier 1
215682308 | Central HP <5.4 tons | COMFORTMAKER | HRCU-A-CB (Split System: Heat Pump with Remote Outdoor Unit-Air-Source) | C5H0V48*K*AAA* |  |  | EVD5X60M21A*+WALLCON | *80CSU0401712B* | 48000 | 18.5 | 9 | 50000 | 36600 | 73.2% | 2 | 0 | 10 |  |  |  |  | R-454B | 4 | Residential & Commercial | USHP | Ducted CEE Tier 1
214573467 | Central HP <5.4 tons | TEMPSTAR | HRCU-A-CB (Split System: Heat Pump with Remote Outdoor Unit-Air-Source) | TVH837GKA** |  |  | EN(A,D,W)4X48L21**+WALLCON | *97CMN0602120B* | 32200 | 17 | 8.1 | 33000 | 25000 | 75.76% | 1.94 | 0 | 11.5 |  |  |  |  | R-410A | 2.6833 | Residential & Commercial | USHP | Ducted CEE Tier 1
215676888 | Central HP <5.4 tons | COMFORTMAKER | HRCU-A-CB (Split System: Heat Pump with Remote Outdoor Unit-Air-Source) | C5H0V48*K*AAA* |  |  | EVD5X61M24A*+WALLCON | *80CTL1352422B* | 48500 | 19.5 | 9.5 | 50000 | 36600 | 73.2% | 2.1 | 0 | 10.5 |  |  |  |  | R-454B | 4.0417 | Residential & Commercial | USHP | Ducted CEE Tier 1
216764887 | Central HP <5.4 tons | TRANE | HRCU-A-CB (Split System: Heat Pump with Remote Outdoor Unit-Air-Source) | 5TWR7060A1 |  |  | 5PX*DD10AS3 | S8X1C080M5PTC | 51000 | 16 | 9 | 51000 | 38500 | 75.49% | 2.1 | 0 | 11 |  |  |  |  | R-454B | 4.25 | Residential & Commercial | USHP | Ducted CEE Tier 1
215675585 | Central HP <5.4 tons | HEIL | HRCU-A-CB (Split System: Heat Pump with Remote Outdoor Unit-Air-Source) | H5H0V48*K*AAA* |  |  | EVM5X49M21A*+WALLCON | *95CSU0601716B* | 47500 | 18 | 9 | 50000 | 37200 | 74.4% | 1.98 | 0 | 10 |  |  |  |  | R-454B | 3.9583 | Residential & Commercial | USHP | Ducted CEE Tier 1
215675635 | Central HP <5.4 tons | HEIL | HRCU-A-CB (Split System: Heat Pump with Remote Outdoor Unit-Air-Source) | H5H0V48*K*AAA* |  |  | EVM5X49M21A*+WALLCON | *97CMN1002122B* | 48000 | 19 | 9 | 50000 | 36800 | 73.6% | 2 | 0 | 10.5 |  |  |  |  | R-454B | 4 | Residential & Commercial | USHP | Ducted CEE Tier 1
215675905 | Central HP <5.4 tons | HEIL | HRCU-A-CB (Split System: Heat Pump with Remote Outdoor Unit-Air-Source) | H5H0V48*K*AAA* |  |  | EVM5X60M24A*+WALLCON | *95CSU0802120B* | 47500 | 18.5 | 9 | 50000 | 36800 | 73.6% | 2 | 0 | 10 |  |  |  |  | R-454B | 3.9583 | Residential & Commercial | USHP | Ducted CEE Tier 1
215681888 | Central HP <5.4 tons | COMFORTMAKER | HRCU-A-CB (Split System: Heat Pump with Remote Outdoor Unit-Air-Source) | C5H0V48*K*AAA* |  |  | EVM5X49M21A*+WALLCON | *97CTN1002122A* | 48000 | 19 | 9 | 50000 | 36800 | 73.6% | 2 | 0 | 10.5 |  |  |  |  | R-454B | 4 | Residential & Commercial | USHP | Ducted CEE Tier 1
215682188 | Central HP <5.4 tons | COMFORTMAKER | HRCU-A-CB (Split System: Heat Pump with Remote Outdoor Unit-Air-Source) | C5H0V48*K*AAA* |  |  | EVD5X48M24A*+WALLCON | *80CSU0802120B* | 47500 | 18.5 | 9 | 50000 | 36000 | 72% | 2.02 | 0 | 10 |  |  |  |  | R-454B | 3.9583 | Residential & Commercial | USHP | Ducted CEE Tier 1
215683038 | Central HP <5.4 tons | COMFORTMAKER | HRCU-A-CB (Split System: Heat Pump with Remote Outdoor Unit-Air-Source) | C5H0V60*K*AAA* |  |  | EVD5X60M21A*+WALLCON | *97CTN0802120A* | 56500 | 18 | 9 | 64000 | 45000 | 70.31% | 2.08 | 0 | 9 |  |  |  |  | R-454B | 4.7083 | Residential & Commercial | USHP
215682068 | Central HP <5.4 tons | COMFORTMAKER | HRCU-A-CB (Split System: Heat Pump with Remote Outdoor Unit-Air-Source) | C5H0V48*K*AAA* |  |  | EVM5X61M24A*+WALLCON | *97CTN0802120A* | 48500 | 19 | 9.5 | 50000 | 36800 | 73.6% | 2.1 | 0 | 10.5 |  |  |  |  | R-454B | 4.0417 | Residential & Commercial | USHP | Ducted CEE Tier 1
215682218 | Central HP <5.4 tons | COMFORTMAKER | HRCU-A-CB (Split System: Heat Pump with Remote Outdoor Unit-Air-Source) | C5H0V48*K*AAA* |  |  | EVD5X48M24A*+WALLCON | *97CTN1002122A* | 47000 | 19 | 9 | 50000 | 36400 | 72.8% | 1.98 | 0 | 10 |  |  |  |  | R-454B | 3.9167 | Residential & Commercial | USHP | Ducted CEE Tier 1
215679525 | Central HP <5.4 tons | HEIL | HRCU-A-CB (Split System: Heat Pump with Remote Outdoor Unit-Air-Source) | H5H0V36*K*AAA* |  |  | EA*5X48M21A*+WALLCON | *97CTN0801716A* | 33600 | 17.5 | 9 | 35200 | 25200 | 71.59% | 1.88 | 0 | 9.5 |  |  |  |  | R-454B | 2.8 | Residential & Commercial | USHP
210435112 | Central HP <5.4 tons | DAIKIN | HRCU-A-CB (Split System: Heat Pump with Remote Outdoor Unit-Air-Source) | DZ6VSA1810A* |  |  | CA*EA1818*4A*+MBVC1200**-1A* | 0 | 16600 | 17.5 | 8.5 | 17400 | 13000 | 74.71% | 2.1 | 0 | 10.9 |  |  |  |  | R-410A | 1.3833 | Residential & Commercial | USHP | Ducted CEE Tier 1
210435121 | Central HP <5.4 tons | DAIKIN | HRCU-A-CB (Split System: Heat Pump with Remote Outdoor Unit-Air-Source) | DZ6VSA1810A* |  |  | CA*EA2422*4A* | D*80VC0603B*A* | 16600 | 17.5 | 8.5 | 17400 | 13000 | 74.71% | 2.1 | 0 | 10.9 |  |  |  |  | R-410A | 1.3833 | Residential & Commercial | USHP | Ducted CEE Tier 1
215679895 | Central HP <5.4 tons | HEIL | HRCU-A-CB (Split System: Heat Pump with Remote Outdoor Unit-Air-Source) | H5H0V36*K*AAA* |  |  | ESH5X48M12A*+WALLCON | *97CTN0601716A* | 33800 | 16 | 8.5 | 35600 | 25600 | 71.91% | 1.78 | 0 | 9 |  |  |  |  | R-454B | 2.8167 | Residential & Commercial | USHP
215679265 | Central HP <5.4 tons | HEIL | HRCU-A-CB (Split System: Heat Pump with Remote Outdoor Unit-Air-Source) | H5H0V36*K*AAA* |  |  | EA*5X37M17A*+WALLCON | *97CTN0801716A* | 33800 | 17.5 | 9 | 35800 | 25600 | 71.51% | 1.86 | 0 | 9.5 |  |  |  |  | R-454B | 2.8167 | Residential & Commercial | USHP
215679465 | Central HP <5.4 tons | HEIL | HRCU-A-CB (Split System: Heat Pump with Remote Outdoor Unit-Air-Source) | H5H0V36*K*AAA* |  |  | EA*5X43M21A*+WALLCON | *97CTN0802120A* | 34400 | 18 | 9 | 35400 | 25200 | 71.19% | 1.88 | 0 | 10 |  |  |  |  | R-454B | 2.8667 | Residential & Commercial | USHP | Ducted CEE Tier 1
215679565 | Central HP <5.4 tons | HEIL | HRCU-A-CB (Split System: Heat Pump with Remote Outdoor Unit-Air-Source) | H5H0V36*K*AAA* |  |  | EA*5X60M24A*+WALLCON | *97CTN0802120A* | 34400 | 18 | 9 | 34200 | 24800 | 72.51% | 1.9 | 0 | 10 |  |  |  |  | R-454B | 2.8667 | Residential & Commercial | USHP | Ducted CEE Tier 1
215679615 | Central HP <5.4 tons | HEIL | HRCU-A-CB (Split System: Heat Pump with Remote Outdoor Unit-Air-Source) | H5H0V36*K*AAA* |  |  | EA*5X61M21A*+WALLCON | *80CSU0601716B* | 35000 | 18 | 9 | 34400 | 24800 | 72.09% | 1.92 | 0 | 10 |  |  |  |  | R-454B | 2.9167 | Residential & Commercial | USHP | Ducted CEE Tier 1
212984158 | Central HP <5.4 tons | BRYANT HEATING AND COOLING SYSTEMS | HRCU-A-CB (Split System: Heat Pump with Remote Outdoor Unit-Air-Source) | 38MURAQ18AB3* |  |  | CAP**1917AL* | 912SE42060M17*** | 18000 | 16.5 | 8.5 | 18000 | 17800 | 98.89% | 2.14 | 0 | 11 |  |  |  |  | R-410A | 1.5 | Residential & Commercial | USHP | Ducted CEE Tier 1
212986344 | Central HP <5.4 tons | BRYANT HEATING AND COOLING SYSTEMS | HRCU-A-CB (Split System: Heat Pump with Remote Outdoor Unit-Air-Source) | 38MURAQ18AB3* |  |  | CNPV*2414AL* | 916SA30040M14*** | 17400 | 15.5 | 8.5 | 18500 | 19200 | 103.8% | 2.3 | 0 | 10.5 |  |  |  |  | R-410A | 1.45 | Residential & Commercial | USHP | Ducted CEE Tier 1
212988818 | Central HP <5.4 tons | BRYANT HEATING AND COOLING SYSTEMS | HRCU-A-CB (Split System: Heat Pump with Remote Outdoor Unit-Air-Source) | 38MURAQ18AB3* |  |  | CNPV*2417AL* | 935SB36040M17*** | 17600 | 16 | 8.5 | 18700 | 19100 | 102.1% | 2.3 | 0 | 10.5 |  |  |  |  | R-410A | 1.4667 | Residential & Commercial | USHP | Ducted CEE Tier 1
212989286 | Central HP <5.4 tons | BRYANT HEATING AND COOLING SYSTEMS | HRCU-A-CB (Split System: Heat Pump with Remote Outdoor Unit-Air-Source) | 38MURAQ18AB3* |  |  | CAP**2517AL* | 935SB48060M17*** | 17800 | 16.5 | 8.1 | 17700 | 17700 | 100% | 2.14 | 0 | 10.5 |  |  |  |  | R-410A | 1.4833 | Residential & Commercial | USHP | Ducted CEE Tier 1
213773749 | Central HP <5.4 tons | ARCOAIRE | HRCU-A-CB (Split System: Heat Pump with Remote Outdoor Unit-Air-Source) | HVH825GKA3* |  |  | EA*4X48L21A*+WALLCON | *97CMN0601714B* | 24000 | 16.5 | 8.1 | 21000 | 16600 | 79.05% | 2 | 0 | 10.5 |  |  |  |  | R-410A | 2 | Residential & Commercial | USHP | Ducted CEE Tier 1
213080466 | Central HP <5.4 tons | TEMPSTAR | HRCU-A-CB (Split System: Heat Pump with Remote Outdoor Unit-Air-Source) | DLCURAH36ABK |  |  | EA*4X42L24A* | *96MSN1202422A* | 35200 | 16 | 8.1 | 38500 | 35000 | 90.91% | 1.88 | 0 | 10 |  |  |  |  | R-410A | 2.9333 | Residential & Commercial | USHP | Ducted CEE Tier 1
216765868 | Central HP <5.4 tons | TRANE | HRCU-A-CB (Split System: Heat Pump with Remote Outdoor Unit-Air-Source) | 5TWR7024A1 |  |  | 5PX*BD04AS3+P0V0A000M30SD | 0 | 23200 | 17.1 | 8.1 | 22200 | 17200 | 77.48% | 1.84 | 0 | 12.5 |  |  |  |  | R-454B | 1.9333 | Residential & Commercial | USHP | Ducted CEE Tier 1
216735333 | Central HP <5.4 tons | ARCOAIRE | HRCU-A-CB (Split System: Heat Pump with Remote Outdoor Unit-Air-Source) | D5CUHAH24AAK |  |  | EA*5X37M17A* | *96VTN0601412B* | 22600 | 16 | 8.5 | 20600 | 18400 | 89.32% | 1.96 | 0 | 11 |  |  |  |  | R-454B | 1.8833 | Residential & Commercial | USHP | Ducted CEE Tier 1
216735165 | Central HP <5.4 tons | ARCOAIRE | HRCU-A-CB (Split System: Heat Pump with Remote Outdoor Unit-Air-Source) | D5CUHAH24AAK |  |  | EA*5X37M17A* | *96MSN0261410A* | 22800 | 15.5 | 8.1 | 20800 | 18500 | 88.94% | 1.9 | 0 | 11 |  |  |  |  | R-454B | 1.9 | Residential & Commercial | USHP | Ducted CEE Tier 1
216735049 | Central HP <5.4 tons | ARCOAIRE | HRCU-A-CB (Split System: Heat Pump with Remote Outdoor Unit-Air-Source) | D5CUHAH24AAK |  |  | EA*5X37M17A* | *80CTL0901716B* | 22600 | 16 | 8.5 | 20600 | 18400 | 89.32% | 1.96 | 0 | 11 |  |  |  |  | R-454B | 1.8833 | Residential & Commercial | USHP | Ducted CEE Tier 1
216734846 | Central HP <5.4 tons | ARCOAIRE | HRCU-A-CB (Split System: Heat Pump with Remote Outdoor Unit-Air-Source) | D5CUHAH24AAK |  |  | EA*5X36M17A* | *97VTN0801716A* | 22200 | 16 | 8.1 | 20800 | 18700 | 89.9% | 1.85 | 0 | 10.5 |  |  |  |  | R-454B | 1.85 | Residential & Commercial | USHP | Ducted CEE Tier 1
216734982 | Central HP <5.4 tons | ARCOAIRE | HRCU-A-CB (Split System: Heat Pump with Remote Outdoor Unit-Air-Source) | D5CUHAH24AAK |  |  | EA*5X37M17A* | *80VSL0701716B* | 23200 | 16.5 | 8.5 | 21000 | 18600 | 88.57% | 1.96 | 0 | 11 |  |  |  |  | R-454B | 1.9333 | Residential & Commercial | USHP | Ducted CEE Tier 1
216734782 | Central HP <5.4 tons | ARCOAIRE | HRCU-A-CB (Split System: Heat Pump with Remote Outdoor Unit-Air-Source) | D5CUHAH24AAK |  |  | EA*5X36M17A* | *96VTN0401410B* | 22200 | 15.5 | 8.1 | 20800 | 18800 | 90.38% | 1.85 | 0 | 10.5 |  |  |  |  | R-454B | 1.85 | Residential & Commercial | USHP | Ducted CEE Tier 1
215682408 | Central HP <5.4 tons | COMFORTMAKER | HRCU-A-CB (Split System: Heat Pump with Remote Outdoor Unit-Air-Source) | C5H0V48*K*AAA* |  |  | EVD5X60M24A*+WALLCON | *97CTN0802120A* | 48000 | 19 | 9 | 50000 | 36600 | 73.2% | 2 | 0 | 10 |  |  |  |  | R-454B | 4 | Residential & Commercial | USHP | Ducted CEE Tier 1
215676508 | Central HP <5.4 tons | COMFORTMAKER | HRCU-A-CB (Split System: Heat Pump with Remote Outdoor Unit-Air-Source) | C5H0V48*K*AAA* |  |  | EVD5X60M21A*+WALLCON | *95CSU0802120B* | 48000 | 18.5 | 9 | 50000 | 36800 | 73.6% | 2 | 0 | 10 |  |  |  |  | R-454B | 4 | Residential & Commercial | USHP | Ducted CEE Tier 1
215679495 | Central HP <5.4 tons | HEIL | HRCU-A-CB (Split System: Heat Pump with Remote Outdoor Unit-Air-Source) | H5H0V36*K*AAA* |  |  | EA*5X48M21A*+WALLCON | *80CSU0401712B* | 34000 | 18 | 9 | 35000 | 25000 | 71.43% | 1.9 | 0 | 10 |  |  |  |  | R-454B | 2.8333 | Residential & Commercial | USHP | Ducted CEE Tier 1
216681089 | Central HP <5.4 tons | AIRQUEST | HRCU-A-CB (Split System: Heat Pump with Remote Outdoor Unit-Air-Source) | DLCURAH36ABK |  |  | EHD4X36AAL | *97VTN0802120A* | 36000 | 15.2 | 8.5 | 38500 | 34600 | 89.87% | 1.78 | 0 | 9.8 |  |  |  |  | R-410A | 3 | Residential & Commercial | USHP
215678275 | Central HP <5.4 tons | HEIL | HRCU-A-CB (Split System: Heat Pump with Remote Outdoor Unit-Air-Source) | H5H0V24*K*AAA* |  |  | EA*5X30M17A*+WALLCON | *80CSU0601716B* | 23200 | 17 | 8.5 | 23600 | 16600 | 70.34% | 1.98 | 0 | 10 |  |  |  |  | R-454B | 1.9333 | Residential & Commercial | USHP | Ducted CEE Tier 1
215678355 | Central HP <5.4 tons | HEIL | HRCU-A-CB (Split System: Heat Pump with Remote Outdoor Unit-Air-Source) | H5H0V24*K*AAA* |  |  | EA*5X37M17A*+WALLCON | *80CSU0601716B* | 23800 | 17 | 9 | 23400 | 16400 | 70.09% | 2 | 0 | 10 |  |  |  |  | R-454B | 1.9833 | Residential & Commercial | USHP | Ducted CEE Tier 1
215937755 | Central HP <5.4 tons | BRYANT HEATING AND COOLING SYSTEMS | HRCU-A-CB (Split System: Heat Pump with Remote Outdoor Unit-Air-Source) | 293VAN048**AA* |  |  | CVAVA4821XMA*+UI | 88*TB60090C21*** | 44500 | 20 | 8.1 | 52000 | 38000 | 73.08% | 1.9 | 0 | 11 |  |  |  |  | R-454B | 3.7083 | Residential & Commercial | USHP | Ducted CEE Tier 1
212971878 | Central HP <5.4 tons | ARCOAIRE | HRCU-A-CB (Split System: Heat Pump with Remote Outdoor Unit-Air-Source) | DLCURAH36ABK |  |  | EA*4X48L21A* | *80VTL0701716B* | 35600 | 16 | 8.5 | 37800 | 34800 | 92.06% | 2.02 | 0 | 10 |  |  |  |  | R-410A | 2.9667 | Residential & Commercial | USHP | Ducted CEE Tier 1
215679395 | Central HP <5.4 tons | HEIL | HRCU-A-CB (Split System: Heat Pump with Remote Outdoor Unit-Air-Source) | H5H0V36*K*AAA* |  |  | EA*5X42M21A*+WALLCON | *97CTN0802120A* | 33200 | 17.5 | 9 | 35800 | 25600 | 71.51% | 1.86 | 0 | 10 |  |  |  |  | R-454B | 2.7667 | Residential & Commercial | USHP | Ducted CEE Tier 1
215679415 | Central HP <5.4 tons | HEIL | HRCU-A-CB (Split System: Heat Pump with Remote Outdoor Unit-Air-Source) | H5H0V36*K*AAA* |  |  | EA*5X43M21A*+WALLCON | *96CTN0802120B* | 34400 | 18 | 9 | 35400 | 25200 | 71.19% | 1.88 | 0 | 10 |  |  |  |  | R-454B | 2.8667 | Residential & Commercial | USHP | Ducted CEE Tier 1
216764922 | Central HP <5.4 tons | TRANE | HRCU-A-CB (Split System: Heat Pump with Remote Outdoor Unit-Air-Source) | 5TWX7024A1 |  |  | 5TXCB004AS3 | S8X1B040M2PTC | 22800 | 17.5 | 8.7 | 21600 | 17100 | 79.17% | 1.9 | 0 | 12.5 |  |  |  |  | R-454B | 1.9 | Residential & Commercial | USHP | Ducted CEE Tier 1
215679445 | Central HP <5.4 tons | HEIL | HRCU-A-CB (Split System: Heat Pump with Remote Outdoor Unit-Air-Source) | H5H0V36*K*AAA* |  |  | EA*5X43M21A*+WALLCON | *97CTN0601716A* | 34200 | 17.5 | 9 | 35600 | 25400 | 71.35% | 1.88 | 0 | 9.5 |  |  |  |  | R-454B | 2.85 | Residential & Commercial | USHP
216764205 | Central HP <5.4 tons | TRANE | HRCU-A-CB (Split System: Heat Pump with Remote Outdoor Unit-Air-Source) | 5TWX7024A1 |  |  | 5TXCB006AS3 | S9V2B060U4PSC | 23800 | 18 | 9 | 21800 | 17400 | 79.82% | 2 | 0 | 12.7 |  |  |  |  | R-454B | 1.9833 | Residential & Commercial | USHP | Ducted CEE Tier 1
215668694 | Central HP <5.4 tons | ARCOAIRE | HRCU-A-CB (Split System: Heat Pump with Remote Outdoor Unit-Air-Source) | H5H0V36*K*AAA* |  |  | EA*5X37M21A*+WALLCON | *80CTL1102120B* | 34600 | 18 | 9 | 35200 | 25000 | 71.02% | 1.9 | 0 | 10 |  |  |  |  | R-454B | 2.8833 | Residential & Commercial | USHP | Ducted CEE Tier 1
216734480 | Central HP <5.4 tons | ARCOAIRE | HRCU-A-CB (Split System: Heat Pump with Remote Outdoor Unit-Air-Source) | D5CUHAH24AAK |  |  | EA*5X36M17A* | *80CTL0451712B* | 22200 | 16 | 8.1 | 20800 | 18700 | 89.9% | 1.85 | 0 | 10.5 |  |  |  |  | R-454B | 1.85 | Residential & Commercial | USHP | Ducted CEE Tier 1
216734498 | Central HP <5.4 tons | ARCOAIRE | HRCU-A-CB (Split System: Heat Pump with Remote Outdoor Unit-Air-Source) | D5CUHAH24AAK |  |  | EA*5X36M17A* | *80CTL0701716B* | 22400 | 16.5 | 8.5 | 20800 | 18700 | 89.9% | 1.96 | 0 | 10.5 |  |  |  |  | R-454B | 1.8667 | Residential & Commercial | USHP | Ducted CEE Tier 1
215668726 | Central HP <5.4 tons | ARCOAIRE | HRCU-A-CB (Split System: Heat Pump with Remote Outdoor Unit-Air-Source) | H5H0V36*K*AAA* |  |  | EA*5X37M21A*+WALLCON | *97CMN0601714B* | 34200 | 17.5 | 9 | 35600 | 25400 | 71.35% | 1.88 | 0 | 9.5 |  |  |  |  | R-454B | 2.85 | Residential & Commercial | USHP
215588537 | Central HP <5.4 tons | CARRIER | HRCU-A-CB (Split System: Heat Pump with Remote Outdoor Unit-Air-Source) | 27VNA154A*030* |  |  | CVAVA6024XMA*+UI | 59TN7A080C21**20 | 51500 | 19 | 8.1 | 53000 | 46500 | 87.74% | 1.85 | 0 | 11.5 |  |  |  |  | R-454B | 4.2917 | Residential & Commercial | USHP | Ducted CEE Tier 1
215588551 | Central HP <5.4 tons | CARRIER | HRCU-A-CB (Split System: Heat Pump with Remote Outdoor Unit-Air-Source) | 27VNA154A*030* |  |  | CVAVA6124XMA*+UI | 58CU*B080C21**20 | 53500 | 20 | 8.1 | 53000 | 45500 | 85.85% | 1.85 | 0 | 12.5 |  |  |  |  | R-454B | 4.4583 | Residential & Commercial | USHP | Ducted CEE Tier 1
215682575 | Central HP <5.4 tons | HEIL | HRCU-A-CB (Split System: Heat Pump with Remote Outdoor Unit-Air-Source) | H5H0V60*K*AAA* |  |  | EA*5X60M24A*+WALLCON | *96CTN0802120B* | 54500 | 18.5 | 9 | 59500 | 42000 | 70.59% | 1.9 | 0 | 8.5 |  |  |  |  | R-454B | 4.5417 | Residential & Commercial | USHP
215682595 | Central HP <5.4 tons | HEIL | HRCU-A-CB (Split System: Heat Pump with Remote Outdoor Unit-Air-Source) | H5H0V60*K*AAA* |  |  | EA*5X60M24A*+WALLCON | *80CSU1002120B* | 55000 | 18 | 8.5 | 59000 | 41500 | 70.34% | 2.02 | 0 | 9 |  |  |  |  | R-454B | 4.5833 | Residential & Commercial | USHP
215682318 | Central HP <5.4 tons | COMFORTMAKER | HRCU-A-CB (Split System: Heat Pump with Remote Outdoor Unit-Air-Source) | C5H0V48*K*AAA* |  |  | EVD5X60M21A*+WALLCON | *80CSU0601716B* | 48000 | 18.5 | 9 | 50000 | 36800 | 73.6% | 2 | 0 | 10 |  |  |  |  | R-454B | 4 | Residential & Commercial | USHP | Ducted CEE Tier 1
216766740 | Central HP <5.4 tons | TRANE | HRCU-A-CB (Split System: Heat Pump with Remote Outdoor Unit-Air-Source) | 5TWR7060A1 |  |  | 5TXCD008AS3 | S9X2C080U5PSB | 51000 | 15.2 | 8.7 | 52000 | 39000 | 75% | 2.18 | 0 | 10 |  |  |  |  | R-454B | 4.25 | Residential & Commercial | USHP | Ducted CEE Tier 1
216766754 | Central HP <5.4 tons | TRANE | HRCU-A-CB (Split System: Heat Pump with Remote Outdoor Unit-Air-Source) | 5TWR7060A1 |  |  | 5TXCD010AS3 | S9X2D120U5PSB | 52000 | 15.2 | 9 | 50500 | 38500 | 76.24% | 2.22 | 0 | 11.2 |  |  |  |  | R-454B | 4.3333 | Residential & Commercial | USHP | Ducted CEE Tier 1
216766772 | Central HP <5.4 tons | TRANE | HRCU-A-CB (Split System: Heat Pump with Remote Outdoor Unit-Air-Source) | 5TWR7060A1 |  |  | 5TXCD010AS3 | S9X1C080U5PSB | 52500 | 16 | 8.7 | 51000 | 38500 | 75.49% | 2.21 | 0 | 11 |  |  |  |  | R-454B | 4.375 | Residential & Commercial | USHP | Ducted CEE Tier 1
215670590 | Central HP <5.4 tons | ARCOAIRE | HRCU-A-CB (Split System: Heat Pump with Remote Outdoor Unit-Air-Source) | H5H0V36*K*AAA* |  |  | ESH5X60M12A*+WALLCON | *96CTN1002122B* | 34600 | 17 | 8.5 | 34600 | 24800 | 71.68% | 1.92 | 0 | 10 |  |  |  |  | R-454B | 2.8833 | Residential & Commercial | USHP | Ducted CEE Tier 1
215669936 | Central HP <5.4 tons | ARCOAIRE | HRCU-A-CB (Split System: Heat Pump with Remote Outdoor Unit-Air-Source) | H5H0V36*K*AAA* |  |  | ESH5X42M12A*+WALLCON | *80CSU0401712A* | 34000 | 16.5 | 8.5 | 35600 | 25400 | 71.35% | 1.76 | 0 | 9.5 |  |  |  |  | R-454B | 2.8333 | Residential & Commercial | USHP
215669436 | Central HP <5.4 tons | ARCOAIRE | HRCU-A-CB (Split System: Heat Pump with Remote Outdoor Unit-Air-Source) | H5H0V36*K*AAA* |  |  | EA*5X61M21A*+WALLCON | *80CSU0601716A* | 34800 | 18 | 9 | 34400 | 24800 | 72.09% | 1.9 | 0 | 10 |  |  |  |  | R-454B | 2.9 | Residential & Commercial | USHP | Ducted CEE Tier 1
215670580 | Central HP <5.4 tons | ARCOAIRE | HRCU-A-CB (Split System: Heat Pump with Remote Outdoor Unit-Air-Source) | H5H0V36*K*AAA* |  |  | ESH5X60M12A*+WALLCON | *96CTN0801714B* | 34400 | 17 | 8.5 | 34800 | 25000 | 71.84% | 1.78 | 0 | 9.5 |  |  |  |  | R-454B | 2.8667 | Residential & Commercial | USHP
216766884 | Central HP <5.4 tons | TRANE | HRCU-A-CB (Split System: Heat Pump with Remote Outdoor Unit-Air-Source) | 5TWX7024A1 |  |  | 5TXCB006AS3 | S9X1B060D3PSB | 22200 | 16 | 8.7 | 21200 | 16900 | 79.72% | 2 | 0 | 12 |  |  |  |  | R-454B | 1.85 | Residential & Commercial | USHP | Ducted CEE Tier 1
215669944 | Central HP <5.4 tons | ARCOAIRE | HRCU-A-CB (Split System: Heat Pump with Remote Outdoor Unit-Air-Source) | H5H0V36*K*AAA* |  |  | ESH5X42M12A*+WALLCON | *80CSU0601716A* | 34000 | 16.5 | 8.5 | 35600 | 25400 | 71.35% | 1.78 | 0 | 9.5 |  |  |  |  | R-454B | 2.8333 | Residential & Commercial | USHP
212972476 | Central HP <5.4 tons | DAY & NIGHT | HRCU-A-CB (Split System: Heat Pump with Remote Outdoor Unit-Air-Source) | DLCURAH30ABK |  |  | EA*4X42L24A* | *80VTL1102122B* | 29800 | 15.2 | 8.1 | 34200 | 27600 | 80.7% | 1.8 | 0 | 9 |  |  |  |  | R-410A | 2.4833 | Residential & Commercial | USHP
215670290 | Central HP <5.4 tons | ARCOAIRE | HRCU-A-CB (Split System: Heat Pump with Remote Outdoor Unit-Air-Source) | H5H0V36*K*AAA* |  |  | ESH5X48M12A*+WALLCON | *97CMN0801714B* | 34000 | 16.5 | 8.5 | 35600 | 25400 | 71.35% | 1.76 | 0 | 9 |  |  |  |  | R-454B | 2.8333 | Residential & Commercial | USHP
215670072 | Central HP <5.4 tons | ARCOAIRE | HRCU-A-CB (Split System: Heat Pump with Remote Outdoor Unit-Air-Source) | H5H0V36*K*AAA* |  |  | ESH5X42M12A*+WALLCON | *97CMN1002122B* | 34000 | 16.5 | 8.5 | 35600 | 25200 | 70.79% | 1.78 | 0 | 9.5 |  |  |  |  | R-454B | 2.8333 | Residential & Commercial | USHP
215670104 | Central HP <5.4 tons | ARCOAIRE | HRCU-A-CB (Split System: Heat Pump with Remote Outdoor Unit-Air-Source) | H5H0V36*K*AAA* |  |  | ESH5X42M12A*+WALLCON | *96CTN0801714B* | 33800 | 16.5 | 8.5 | 35600 | 25400 | 71.35% | 1.78 | 0 | 9.5 |  |  |  |  | R-454B | 2.8167 | Residential & Commercial | USHP
215670170 | Central HP <5.4 tons | ARCOAIRE | HRCU-A-CB (Split System: Heat Pump with Remote Outdoor Unit-Air-Source) | H5H0V36*K*AAA* |  |  | ESH5X48M12A*+WALLCON | *80CTL0701412B* | 34000 | 16.5 | 8.5 | 35600 | 25400 | 71.35% | 1.76 | 0 | 9.5 |  |  |  |  | R-454B | 2.8333 | Residential & Commercial | USHP
215669386 | Central HP <5.4 tons | ARCOAIRE | HRCU-A-CB (Split System: Heat Pump with Remote Outdoor Unit-Air-Source) | H5H0V36*K*AAA* |  |  | EA*5X60M24A*+WALLCON | *97CMN1002122B* | 34400 | 18 | 9 | 34200 | 24800 | 72.51% | 1.9 | 0 | 10.5 |  |  |  |  | R-454B | 2.8667 | Residential & Commercial | USHP | Ducted CEE Tier 1
216734531 | Central HP <5.4 tons | ARCOAIRE | HRCU-A-CB (Split System: Heat Pump with Remote Outdoor Unit-Air-Source) | D5CUHAH24AAK |  |  | EA*5X36M17A* | *80VTL0701716B* | 22400 | 16 | 8.5 | 20800 | 18700 | 89.9% | 1.96 | 0 | 10.5 |  |  |  |  | R-454B | 1.8667 | Residential & Commercial | USHP | Ducted CEE Tier 1
216734380 | Central HP <5.4 tons | ARCOAIRE | HRCU-A-CB (Split System: Heat Pump with Remote Outdoor Unit-Air-Source) | D5CUHAH24AAK |  |  | EA*5X36M17A* | *80MS(N,L)0701412A* | 22400 | 16.5 | 8.5 | 20800 | 18700 | 89.9% | 1.96 | 0 | 11 |  |  |  |  | R-454B | 1.8667 | Residential & Commercial | USHP | Ducted CEE Tier 1
214573642 | Central HP <5.4 tons | ARCOAIRE | HRCU-A-CB (Split System: Heat Pump with Remote Outdoor Unit-Air-Source) | HVH837GKA2* |  |  | EA*4X36L21A*+WALLCON | *97CMN0602120B* | 31400 | 17 | 8.1 | 33200 | 24400 | 73.49% | 1.84 | 0 | 10.5 |  |  |  |  | R-410A | 2.6167 | Residential & Commercial | USHP | Ducted CEE Tier 1
216679463 | Central HP <5.4 tons | ARCOAIRE | HRCU-A-CB (Split System: Heat Pump with Remote Outdoor Unit-Air-Source) | DLCURAH24ABK |  |  | EHD4X24AAL | *97VTN0601716A* | 23800 | 16 | 9 | 26400 | 23400 | 88.64% | 1.8 | 0 | 10 |  |  |  |  | R-410A | 1.9833 | Residential & Commercial | USHP | Ducted CEE Tier 1
216766829 | Central HP <5.4 tons | TRANE | HRCU-A-CB (Split System: Heat Pump with Remote Outdoor Unit-Air-Source) | 5TWX7024A1 |  |  | 5PX*BD04AS3+P0V0A000M30SD | 0 | 23200 | 17 | 8.1 | 22200 | 17200 | 77.48% | 1.83 | 0 | 12 |  |  |  |  | R-454B | 1.9333 | Residential & Commercial | USHP | Ducted CEE Tier 1
215675627 | Central HP <5.4 tons | ARCOAIRE | HRCU-A-CB (Split System: Heat Pump with Remote Outdoor Unit-Air-Source) | H5H0V48*K*AAA* |  |  | EVM5X49M21A*+WALLCON | *97CMN0802120B* | 48000 | 19 | 9 | 50000 | 36800 | 73.6% | 2 | 0 | 10 |  |  |  |  | R-454B | 4 | Residential & Commercial | USHP | Ducted CEE Tier 1
215668574 | Central HP <5.4 tons | ARCOAIRE | HRCU-A-CB (Split System: Heat Pump with Remote Outdoor Unit-Air-Source) | H5H0V36*K*AAA* |  |  | EA*5X37M17A*+WALLCON | *80CTL0901716B* | 34000 | 17.5 | 9 | 35800 | 25400 | 70.95% | 1.88 | 0 | 9.5 |  |  |  |  | R-454B | 2.8333 | Residential & Commercial | USHP
215670460 | Central HP <5.4 tons | ARCOAIRE | HRCU-A-CB (Split System: Heat Pump with Remote Outdoor Unit-Air-Source) | H5H0V36*K*AAA* |  |  | ESH5X60M12A*+WALLCON | *80CTL1102120B* | 34600 | 17 | 8.5 | 34600 | 24800 | 71.68% | 1.92 | 0 | 10 |  |  |  |  | R-454B | 2.8833 | Residential & Commercial | USHP | Ducted CEE Tier 1
215670610 | Central HP <5.4 tons | ARCOAIRE | HRCU-A-CB (Split System: Heat Pump with Remote Outdoor Unit-Air-Source) | H5H0V36*K*AAA* |  |  | FCMA5B36L0C*+WALLCON | 0 | 33400 | 18.5 | 9 | 35800 | 25600 | 71.51% | 1.86 | 0 | 10 |  |  |  |  | R-454B | 2.7833 | Residential & Commercial | USHP | Ducted CEE Tier 1
215674963 | Central HP <5.4 tons | ARCOAIRE | HRCU-A-CB (Split System: Heat Pump with Remote Outdoor Unit-Air-Source) | H5H0V48*K*AAA* |  |  | ESH5X48M12A*+WALLCON | *97CMN0602120B* | 44500 | 16 | 8.5 | 49500 | 34800 | 70.3% | 1.92 | 0 | 9 |  |  |  |  | R-454B | 3.7083 | Residential & Commercial | USHP
215675547 | Central HP <5.4 tons | ARCOAIRE | HRCU-A-CB (Split System: Heat Pump with Remote Outdoor Unit-Air-Source) | H5H0V48*K*AAA* |  |  | EVM5X49M21A*+WALLCON | *80CTL0702120B* | 48000 | 19 | 9 | 50000 | 36800 | 73.6% | 2 | 0 | 10 |  |  |  |  | R-454B | 4 | Residential & Commercial | USHP | Ducted CEE Tier 1
210435122 | Central HP <5.4 tons | DAIKIN | HRCU-A-CB (Split System: Heat Pump with Remote Outdoor Unit-Air-Source) | DZ6VSA1810A* |  |  | CA*EA2422*4A* | D*80VC0604B*A* | 16600 | 17.5 | 8.5 | 17400 | 13000 | 74.71% | 2.1 | 0 | 10.9 |  |  |  |  | R-410A | 1.3833 | Residential & Commercial | USHP | Ducted CEE Tier 1
215939818 | Central HP <5.4 tons | ARCOAIRE | HRCU-A-CB (Split System: Heat Pump with Remote Outdoor Unit-Air-Source) | H5H3V36*K*AAA* |  |  | EA*5X60M24A*+WALLCON | *97CTN1202422A* | 34000 | 20.5 | 9.5 | 34000 | 26000 | 76.47% | 2.06 | 0 | 12 |  |  |  |  | R-454B | 2.8333 | Residential & Commercial | USHP | Ducted CEE Tier 1
212976446 | Central HP <5.4 tons | ARCOAIRE | HRCU-A-CB (Split System: Heat Pump with Remote Outdoor Unit-Air-Source) | DLCURAH30ABK |  |  | EA*4X37L21A* | *96VTN0802120B* | 30400 | 15.2 | 8.5 | 33400 | 26400 | 79.04% | 1.86 | 0 | 9 |  |  |  |  | R-410A | 2.5333 | Residential & Commercial | USHP
212972905 | Central HP <5.4 tons | ARCOAIRE | HRCU-A-CB (Split System: Heat Pump with Remote Outdoor Unit-Air-Source) | DLCURAH24ABK |  |  | EA*4X24L17A* | *96VSN0401410B* | 23200 | 16 | 8.5 | 27000 | 26600 | 98.52% | 2.24 | 0 | 9.5 |  |  |  |  | R-410A | 1.9333 | Residential & Commercial | USHP
212975731 | Central HP <5.4 tons | ARCOAIRE | HRCU-A-CB (Split System: Heat Pump with Remote Outdoor Unit-Air-Source) | DLCURAH24ABK |  |  | EN(A,D)4X30L14** | *96VTN0601412B* | 23400 | 16.5 | 8.1 | 26000 | 24400 | 93.85% | 2.02 | 0 | 10 |  |  |  |  | R-410A | 1.95 | Residential & Commercial | USHP | Ducted CEE Tier 1
215941038 | Central HP <5.4 tons | ARCOAIRE | HRCU-A-CB (Split System: Heat Pump with Remote Outdoor Unit-Air-Source) | H5H3V48*K*AAA* |  |  | EA*5X61M21A*+WALLCON | *96CTN0802120B* | 45000 | 21 | 9.5 | 48500 | 37000 | 76.29% | 2 | 0 | 11 |  |  |  |  | R-454B | 3.75 | Residential & Commercial | USHP | Ducted CEE Tier 1
215941188 | Central HP <5.4 tons | ARCOAIRE | HRCU-A-CB (Split System: Heat Pump with Remote Outdoor Unit-Air-Source) | H5H3V48*K*AAA* |  |  | ESH5X48M12A*+WALLCON | *97CTN1002122A* | 44000 | 20 | 9 | 48500 | 36400 | 75.05% | 1.82 | 0 | 10.5 |  |  |  |  | R-454B | 3.6667 | Residential & Commercial | USHP | Ducted CEE Tier 1
215940938 | Central HP <5.4 tons | ARCOAIRE | HRCU-A-CB (Split System: Heat Pump with Remote Outdoor Unit-Air-Source) | H5H3V48*K*AAA* |  |  | EA*5X48M21A*+WALLCON | *96CTN0802120B* | 43500 | 20.5 | 9.5 | 48000 | 36600 | 76.25% | 2 | 0 | 10.5 |  |  |  |  | R-454B | 3.625 | Residential & Commercial | USHP | Ducted CEE Tier 1
212975379 | Central HP <5.4 tons | ARCOAIRE | HRCU-A-CB (Split System: Heat Pump with Remote Outdoor Unit-Air-Source) | DLCURAH18ABK |  |  | EA*4X19L17A* | *96VTN0601412B* | 17700 | 16.5 | 8.1 | 17700 | 17900 | 101.1% | 2.16 | 0 | 10.5 |  |  |  |  | R-410A | 1.475 | Residential & Commercial | USHP | Ducted CEE Tier 1
212975412 | Central HP <5.4 tons | ARCOAIRE | HRCU-A-CB (Split System: Heat Pump with Remote Outdoor Unit-Air-Source) | DLCURAH18ABK |  |  | EA*4X25L17A* | *96VTN0601412B* | 17800 | 16.5 | 8.1 | 17600 | 17800 | 101.1% | 2.14 | 0 | 10.5 |  |  |  |  | R-410A | 1.4833 | Residential & Commercial | USHP | Ducted CEE Tier 1
212985267 | Central HP <5.4 tons | ARCOAIRE | HRCU-A-CB (Split System: Heat Pump with Remote Outdoor Unit-Air-Source) | DLCURAH30ABK |  |  | EA*4X37L21A* | *92MSN1002120A* | 30600 | 15.2 | 8.5 | 33400 | 26400 | 79.04% | 1.86 | 0 | 9 |  |  |  |  | R-410A | 2.55 | Residential & Commercial | USHP
215670550 | Central HP <5.4 tons | ARCOAIRE | HRCU-A-CB (Split System: Heat Pump with Remote Outdoor Unit-Air-Source) | H5H0V36*K*AAA* |  |  | ESH5X60M12A*+WALLCON | *97CMN1202422B* | 34600 | 17 | 8.5 | 34600 | 24800 | 71.68% | 1.8 | 0 | 10 |  |  |  |  | R-454B | 2.8833 | Residential & Commercial | USHP | Ducted CEE Tier 1
215670570 | Central HP <5.4 tons | ARCOAIRE | HRCU-A-CB (Split System: Heat Pump with Remote Outdoor Unit-Air-Source) | H5H0V36*K*AAA* |  |  | ESH5X60M12A*+WALLCON | *96CTN0601714B* | 34200 | 16.5 | 8.5 | 34800 | 25200 | 72.41% | 1.78 | 0 | 9.5 |  |  |  |  | R-454B | 2.85 | Residential & Commercial | USHP
215670600 | Central HP <5.4 tons | ARCOAIRE | HRCU-A-CB (Split System: Heat Pump with Remote Outdoor Unit-Air-Source) | H5H0V36*K*AAA* |  |  | ESH5X60M12A*+WALLCON | *96CTN1202422B* | 34600 | 17 | 8.5 | 34600 | 24800 | 71.68% | 1.92 | 0 | 10 |  |  |  |  | R-454B | 2.8833 | Residential & Commercial | USHP | Ducted CEE Tier 1
215670470 | Central HP <5.4 tons | ARCOAIRE | HRCU-A-CB (Split System: Heat Pump with Remote Outdoor Unit-Air-Source) | H5H0V36*K*AAA* |  |  | ESH5X60M12A*+WALLCON | *80CTL1352422B* | 34600 | 17 | 8.5 | 34600 | 24800 | 71.68% | 1.92 | 0 | 10 |  |  |  |  | R-454B | 2.8833 | Residential & Commercial | USHP | Ducted CEE Tier 1
215676424 | Central HP <5.4 tons | BRYANT HEATING AND COOLING SYSTEMS | HRCU-A-CB (Split System: Heat Pump with Remote Outdoor Unit-Air-Source) | 290VAN048**AA* |  |  | CVAVA6021XMA*+UI | 83*CA60100C21*** | 48000 | 18.5 | 9 | 50000 | 36800 | 73.6% | 2 | 0 | 10 |  |  |  |  | R-454B | 4 | Residential & Commercial | USHP | Ducted CEE Tier 1
216680639 | Central HP <5.4 tons | ARCOAIRE | HRCU-A-CB (Split System: Heat Pump with Remote Outdoor Unit-Air-Source) | DLCURAH24ABK |  |  | EN(A,D,W)4X36L17** | *97VTN0801716A* | 23400 | 16.5 | 9 | 25800 | 23800 | 92.25% | 1.78 | 0 | 10 |  |  |  |  | R-410A | 1.95 | Residential & Commercial | USHP | Ducted CEE Tier 1
214395011 | Central HP <5.4 tons | ARCOAIRE | HRCU-A-CB (Split System: Heat Pump with Remote Outdoor Unit-Air-Source) | DLCURAH24ABK |  |  | EN(A,D)4X24L17** | *96MSN0601716A* | 23400 | 16 | 9 | 26600 | 24200 | 90.98% | 2 | 0 | 10 |  |  |  |  | R-410A | 1.95 | Residential & Commercial | USHP | Ducted CEE Tier 1
215670270 | Central HP <5.4 tons | ARCOAIRE | HRCU-A-CB (Split System: Heat Pump with Remote Outdoor Unit-Air-Source) | H5H0V36*K*AAA* |  |  | ESH5X48M12A*+WALLCON | *97CMN0601714B* | 33800 | 16.5 | 8.5 | 35600 | 25400 | 71.35% | 1.78 | 0 | 9 |  |  |  |  | R-454B | 2.8167 | Residential & Commercial | USHP
215670340 | Central HP <5.4 tons | ARCOAIRE | HRCU-A-CB (Split System: Heat Pump with Remote Outdoor Unit-Air-Source) | H5H0V36*K*AAA* |  |  | ESH5X48M12A*+WALLCON | *96CTN0601714B* | 33800 | 16 | 8.5 | 35600 | 25400 | 71.35% | 1.78 | 0 | 9 |  |  |  |  | R-454B | 2.8167 | Residential & Commercial | USHP
215670190 | Central HP <5.4 tons | ARCOAIRE | HRCU-A-CB (Split System: Heat Pump with Remote Outdoor Unit-Air-Source) | H5H0V36*K*AAA* |  |  | ESH5X48M12A*+WALLCON | *80CTL0702120B* | 34200 | 17 | 8.5 | 35400 | 25200 | 71.19% | 1.88 | 0 | 9.5 |  |  |  |  | R-454B | 2.85 | Residential & Commercial | USHP
215670056 | Central HP <5.4 tons | ARCOAIRE | HRCU-A-CB (Split System: Heat Pump with Remote Outdoor Unit-Air-Source) | H5H0V36*K*AAA* |  |  | ESH5X42M12A*+WALLCON | *97CMN0801714B* | 33800 | 16.5 | 8.5 | 35800 | 25400 | 70.95% | 1.78 | 0 | 9 |  |  |  |  | R-454B | 2.8167 | Residential & Commercial | USHP
215670088 | Central HP <5.4 tons | ARCOAIRE | HRCU-A-CB (Split System: Heat Pump with Remote Outdoor Unit-Air-Source) | H5H0V36*K*AAA* |  |  | ESH5X42M12A*+WALLCON | *96CTN0401410B* | 32600 | 15.2 | 8.5 | 36000 | 25600 | 71.11% | 1.76 | 0 | 9 |  |  |  |  | R-454B | 2.7167 | Residential & Commercial | USHP
215669928 | Central HP <5.4 tons | ARCOAIRE | HRCU-A-CB (Split System: Heat Pump with Remote Outdoor Unit-Air-Source) | H5H0V36*K*AAA* |  |  | ESH5X36M12A*+WALLCON | *96CTN1202422B* | 33800 | 16 | 8.5 | 35800 | 25400 | 70.95% | 1.76 | 0 | 9.5 |  |  |  |  | R-454B | 2.8167 | Residential & Commercial | USHP
215669176 | Central HP <5.4 tons | ARCOAIRE | HRCU-A-CB (Split System: Heat Pump with Remote Outdoor Unit-Air-Source) | H5H0V36*K*AAA* |  |  | EA*5X48M21A*+WALLCON | *80CTL1102120B* | 33800 | 18 | 9 | 35000 | 25000 | 71.43% | 1.9 | 0 | 10 |  |  |  |  | R-454B | 2.8167 | Residential & Commercial | USHP | Ducted CEE Tier 1
215669376 | Central HP <5.4 tons | ARCOAIRE | HRCU-A-CB (Split System: Heat Pump with Remote Outdoor Unit-Air-Source) | H5H0V36*K*AAA* |  |  | EA*5X60M24A*+WALLCON | *97CMN0802120B* | 34400 | 18 | 9 | 34200 | 24800 | 72.51% | 1.9 | 0 | 10 |  |  |  |  | R-454B | 2.8667 | Residential & Commercial | USHP | Ducted CEE Tier 1
215669476 | Central HP <5.4 tons | ARCOAIRE | HRCU-A-CB (Split System: Heat Pump with Remote Outdoor Unit-Air-Source) | H5H0V36*K*AAA* |  |  | EA*5X61M21A*+WALLCON | *80CTL0702120B* | 34800 | 18.5 | 9 | 34400 | 24800 | 72.09% | 1.92 | 0 | 10 |  |  |  |  | R-454B | 2.9 | Residential & Commercial | USHP | Ducted CEE Tier 1
215682998 | Central HP <5.4 tons | COMFORTMAKER | HRCU-A-CB (Split System: Heat Pump with Remote Outdoor Unit-Air-Source) | C5H0V60*K*AAA* |  |  | EVD5X60M21A*+WALLCON | *80CSU0401712B* | 56000 | 18 | 8.5 | 60500 | 43500 | 71.9% | 2.12 | 0 | 9.5 |  |  |  |  | R-454B | 4.6667 | Residential & Commercial | USHP
216679487 | Central HP <5.4 tons | ARCOAIRE | HRCU-A-CB (Split System: Heat Pump with Remote Outdoor Unit-Air-Source) | DLCURAH24ABK |  |  | EHD4X36AAL | *97VTN0601716A* | 24000 | 16 | 8.5 | 25400 | 22200 | 87.4% | 1.75 | 0 | 10 |  |  |  |  | R-410A | 2 | Residential & Commercial | USHP | Ducted CEE Tier 1
215670490 | Central HP <5.4 tons | ARCOAIRE | HRCU-A-CB (Split System: Heat Pump with Remote Outdoor Unit-Air-Source) | H5H0V36*K*AAA* |  |  | ESH5X60M12A*+WALLCON | *95CSU1002122B* | 34600 | 17 | 8.5 | 34600 | 24800 | 71.68% | 1.92 | 0 | 10 |  |  |  |  | R-454B | 2.8833 | Residential & Commercial | USHP | Ducted CEE Tier 1
216679739 | Central HP <5.4 tons | ARCOAIRE | HRCU-A-CB (Split System: Heat Pump with Remote Outdoor Unit-Air-Source) | DLCURAH18ABK |  |  | EHD4X24AAL | *97VTN0601716A* | 17400 | 15.5 | 8.1 | 18100 | 18400 | 101.7% | 2.05 | 0 | 10 |  |  |  |  | R-410A | 1.45 | Residential & Commercial | USHP | Ducted CEE Tier 1
215670240 | Central HP <5.4 tons | ARCOAIRE | HRCU-A-CB (Split System: Heat Pump with Remote Outdoor Unit-Air-Source) | H5H0V36*K*AAA* |  |  | ESH5X48M12A*+WALLCON | *95CSU0601716B* | 34000 | 16.5 | 8.5 | 35600 | 25400 | 71.35% | 1.76 | 0 | 9.5 |  |  |  |  | R-454B | 2.8333 | Residential & Commercial | USHP
215682538 | Central HP <5.4 tons | COMFORTMAKER | HRCU-A-CB (Split System: Heat Pump with Remote Outdoor Unit-Air-Source) | C5H0V48*K*AAA* |  |  | EVD5X61M24A*+WALLCON | *80CSU1002120B* | 48500 | 19 | 9 | 50000 | 36600 | 73.2% | 2.12 | 0 | 10 |  |  |  |  | R-454B | 4.0417 | Residential & Commercial | USHP | Ducted CEE Tier 1
215683125 | Central HP <5.4 tons | HEIL | HRCU-A-CB (Split System: Heat Pump with Remote Outdoor Unit-Air-Source) | H5H0V60*K*AAA* |  |  | EVD5X61M21A*+WALLCON | *80CSU0401712B* | 56500 | 18 | 9 | 61500 | 43500 | 70.73% | 2.12 | 0 | 9.5 |  |  |  |  | R-454B | 4.7083 | Residential & Commercial | USHP
212975346 | Central HP <5.4 tons | ARCOAIRE | HRCU-A-CB (Split System: Heat Pump with Remote Outdoor Unit-Air-Source) | DLCURAH24ABK |  |  | EN(A,D)4X30L17** | *96VTN0401712B* | 23200 | 16 | 8.1 | 26200 | 24800 | 94.66% | 2.06 | 0 | 10 |  |  |  |  | R-410A | 1.9333 | Residential & Commercial | USHP | Ducted CEE Tier 1
213772279 | Central HP <5.4 tons | ARCOAIRE | HRCU-A-CB (Split System: Heat Pump with Remote Outdoor Unit-Air-Source) | HVH825GKA2* |  |  | EHD4X42AAL+WALLCON | *80CTL0701716B* | 24200 | 16 | 8.1 | 21400 | 16600 | 77.57% | 2 | 0 | 10.5 |  |  |  |  | R-410A | 2.0167 | Residential & Commercial | USHP | Ducted CEE Tier 1
216766774 | Central HP <5.4 tons | TRANE | HRCU-A-CB (Split System: Heat Pump with Remote Outdoor Unit-Air-Source) | 5TWR7060A1 |  |  | 5TXCD010AS3 | S9V2C080U5VSB | 52500 | 15.2 | 9 | 51000 | 38500 | 75.49% | 2.22 | 0 | 11.2 |  |  |  |  | R-454B | 4.375 | Residential & Commercial | USHP | Ducted CEE Tier 1
214573767 | Central HP <5.4 tons | TEMPSTAR | HRCU-A-CB (Split System: Heat Pump with Remote Outdoor Unit-Air-Source) | TVH837GKA2* |  |  | EA*4X42L21A*+WALLCON | *97CMN0602120B* | 31600 | 17 | 8.1 | 33200 | 24800 | 74.7% | 1.88 | 0 | 10.5 |  |  |  |  | R-410A | 2.6333 | Residential & Commercial | USHP | Ducted CEE Tier 1
215670410 | Central HP <5.4 tons | ARCOAIRE | HRCU-A-CB (Split System: Heat Pump with Remote Outdoor Unit-Air-Source) | H5H0V36*K*AAA* |  |  | ESH5X60M12A*+WALLCON | *80CTL0701412B* | 34400 | 16.5 | 8.5 | 34800 | 25000 | 71.84% | 1.78 | 0 | 9.5 |  |  |  |  | R-454B | 2.8667 | Residential & Commercial | USHP
215670510 | Central HP <5.4 tons | ARCOAIRE | HRCU-A-CB (Split System: Heat Pump with Remote Outdoor Unit-Air-Source) | H5H0V36*K*AAA* |  |  | ESH5X60M12A*+WALLCON | *97CMN0602120B* | 34400 | 16 | 8.5 | 34800 | 25000 | 71.84% | 1.78 | 0 | 9.5 |  |  |  |  | R-454B | 2.8667 | Residential & Commercial | USHP
215675297 | Central HP <5.4 tons | ARCOAIRE | HRCU-A-CB (Split System: Heat Pump with Remote Outdoor Unit-Air-Source) | H5H0V48*K*AAA* |  |  | ESH5X60M12A*+WALLCON | *97CMN1002122B* | 45500 | 16.5 | 8.5 | 48000 | 33800 | 70.42% | 2.08 | 0 | 9.5 |  |  |  |  | R-454B | 3.7917 | Residential & Commercial | USHP
215675147 | Central HP <5.4 tons | ARCOAIRE | HRCU-A-CB (Split System: Heat Pump with Remote Outdoor Unit-Air-Source) | H5H0V48*K*AAA* |  |  | ESH5X60M12A*+WALLCON | *80CSU1002120A* | 45500 | 16.5 | 8.5 | 48000 | 33800 | 70.42% | 2.06 | 0 | 9.5 |  |  |  |  | R-454B | 3.7917 | Residential & Commercial | USHP
215668974 | Central HP <5.4 tons | ARCOAIRE | HRCU-A-CB (Split System: Heat Pump with Remote Outdoor Unit-Air-Source) | H5H0V36*K*AAA* |  |  | EA*5X43M21A*+WALLCON | *80CTL0451712B* | 34000 | 17.5 | 9 | 35600 | 25400 | 71.35% | 1.86 | 0 | 9.5 |  |  |  |  | R-454B | 2.8333 | Residential & Commercial | USHP
215669976 | Central HP <5.4 tons | ARCOAIRE | HRCU-A-CB (Split System: Heat Pump with Remote Outdoor Unit-Air-Source) | H5H0V36*K*AAA* |  |  | ESH5X42M12A*+WALLCON | *80CTL0701716B* | 33800 | 16.5 | 8.5 | 35600 | 25400 | 71.35% | 1.78 | 0 | 9.5 |  |  |  |  | R-454B | 2.8167 | Residential & Commercial | USHP
215669406 | Central HP <5.4 tons | ARCOAIRE | HRCU-A-CB (Split System: Heat Pump with Remote Outdoor Unit-Air-Source) | H5H0V36*K*AAA* |  |  | EA*5X60M24A*+WALLCON | *96CTN1002122B* | 34400 | 18 | 9 | 34200 | 24800 | 72.51% | 1.9 | 0 | 10.5 |  |  |  |  | R-454B | 2.8667 | Residential & Commercial | USHP | Ducted CEE Tier 1
215669006 | Central HP <5.4 tons | ARCOAIRE | HRCU-A-CB (Split System: Heat Pump with Remote Outdoor Unit-Air-Source) | H5H0V36*K*AAA* |  |  | EA*5X43M21A*+WALLCON | *80CTL0902120B* | 34600 | 18 | 9 | 35200 | 25000 | 71.02% | 1.9 | 0 | 10 |  |  |  |  | R-454B | 2.8833 | Residential & Commercial | USHP | Ducted CEE Tier 1
215669038 | Central HP <5.4 tons | ARCOAIRE | HRCU-A-CB (Split System: Heat Pump with Remote Outdoor Unit-Air-Source) | H5H0V36*K*AAA* |  |  | EA*5X43M21A*+WALLCON | *95CSU1002122B* | 34600 | 18 | 9 | 35200 | 25000 | 71.02% | 1.9 | 0 | 10 |  |  |  |  | R-454B | 2.8833 | Residential & Commercial | USHP | Ducted CEE Tier 1
215669054 | Central HP <5.4 tons | ARCOAIRE | HRCU-A-CB (Split System: Heat Pump with Remote Outdoor Unit-Air-Source) | H5H0V36*K*AAA* |  |  | EA*5X43M21A*+WALLCON | *97CMN0801714B* | 34200 | 18 | 9 | 35400 | 25400 | 71.75% | 1.88 | 0 | 9.5 |  |  |  |  | R-454B | 2.85 | Residential & Commercial | USHP
214865907 | Central HP <5.4 tons | ARMSTRONG AIR | HRCU-A-CB (Split System: Heat Pump with Remote Outdoor Unit-Air-Source) | 4SHP22LX124P-**A |  |  | 7AH2AE30PX-0* | 0 | 24200 | 22 | 9.5 | 22400 | 16100 | 71.88% | 2.34 | 0 | 13.5 |  |  |  |  | R-410A | 2.0167 | Residential & Commercial | USHP | Ducted CEE Tier 1
213770509 | Central HP <5.4 tons | ARCOAIRE | HRCU-A-CB (Split System: Heat Pump with Remote Outdoor Unit-Air-Source) | HVH825GKA2* |  |  | EA*4X24L17A*+WALLCON | *80CTL0701716B* | 23200 | 16.5 | 8.1 | 22000 | 16800 | 76.36% | 1.9 | 0 | 10.5 |  |  |  |  | R-410A | 1.9333 | Residential & Commercial | USHP | Ducted CEE Tier 1
213770589 | Central HP <5.4 tons | ARCOAIRE | HRCU-A-CB (Split System: Heat Pump with Remote Outdoor Unit-Air-Source) | HVH825GKA2* |  |  | EA*4X25L17A*+WALLCON | *80CTL0451712B* | 24200 | 16.5 | 8.1 | 21400 | 16800 | 78.5% | 2 | 0 | 11 |  |  |  |  | R-410A | 2.0167 | Residential & Commercial | USHP | Ducted CEE Tier 1
213771709 | Central HP <5.4 tons | ARCOAIRE | HRCU-A-CB (Split System: Heat Pump with Remote Outdoor Unit-Air-Source) | HVH825GKA2* |  |  | EA*4X48L24A*+WALLCON | *97CMN1002122B* | 24200 | 16.5 | 8.1 | 21000 | 16500 | 78.57% | 2.02 | 0 | 11 |  |  |  |  | R-410A | 2.0167 | Residential & Commercial | USHP | Ducted CEE Tier 1
213771729 | Central HP <5.4 tons | ARCOAIRE | HRCU-A-CB (Split System: Heat Pump with Remote Outdoor Unit-Air-Source) | HVH825GKA2* |  |  | EA*4X48L24A*+WALLCON | *96CTN1002122B* | 24200 | 16.5 | 8.1 | 21000 | 16500 | 78.57% | 2.02 | 0 | 11 |  |  |  |  | R-410A | 2.0167 | Residential & Commercial | USHP | Ducted CEE Tier 1
213771159 | Central HP <5.4 tons | ARCOAIRE | HRCU-A-CB (Split System: Heat Pump with Remote Outdoor Unit-Air-Source) | HVH825GKA2* |  |  | EA*4X37L21A*+WALLCON | *80CTL0902120B* | 24400 | 16.5 | 8.5 | 21200 | 16600 | 78.3% | 2.04 | 0 | 11 |  |  |  |  | R-410A | 2.0333 | Residential & Commercial | USHP | Ducted CEE Tier 1
213771309 | Central HP <5.4 tons | ARCOAIRE | HRCU-A-CB (Split System: Heat Pump with Remote Outdoor Unit-Air-Source) | HVH825GKA2* |  |  | EA*4X42L21A*+WALLCON | *97CMN0601714B* | 23600 | 16 | 8.1 | 21600 | 16700 | 77.31% | 1.94 | 0 | 10.5 |  |  |  |  | R-410A | 1.9667 | Residential & Commercial | USHP | Ducted CEE Tier 1
213771359 | Central HP <5.4 tons | ARCOAIRE | HRCU-A-CB (Split System: Heat Pump with Remote Outdoor Unit-Air-Source) | HVH825GKA2* |  |  | EA*4X42L21A*+WALLCON | *96CTN1002122B* | 23800 | 16.5 | 8.1 | 21400 | 16600 | 77.57% | 1.96 | 0 | 11 |  |  |  |  | R-410A | 1.9833 | Residential & Commercial | USHP | Ducted CEE Tier 1
215678285 | Central HP <5.4 tons | HEIL | HRCU-A-CB (Split System: Heat Pump with Remote Outdoor Unit-Air-Source) | H5H0V24*K*AAA* |  |  | EA*5X30M17A*+WALLCON | *97CTN0601716A* | 23000 | 16.5 | 9 | 24000 | 16800 | 70% | 1.86 | 0 | 10 |  |  |  |  | R-454B | 1.9167 | Residential & Commercial | USHP | Ducted CEE Tier 1
216681134 | Central HP <5.4 tons | ARCOAIRE | HRCU-A-CB (Split System: Heat Pump with Remote Outdoor Unit-Air-Source) | DLCURAH36ABK |  |  | EN(A,D,W)4X42L21** | *97VTN0802120A* | 35600 | 15.5 | 8.5 | 39000 | 34800 | 89.23% | 1.75 | 0 | 10 |  |  |  |  | R-410A | 2.9667 | Residential & Commercial | USHP | Ducted CEE Tier 1
216733847 | Central HP <5.4 tons | ARCOAIRE | HRCU-A-CB (Split System: Heat Pump with Remote Outdoor Unit-Air-Source) | D5CUHAH24AAK |  |  | EA*5X30M17A* | *80MS(N,L)0701412A* | 22200 | 16.5 | 8.1 | 20800 | 18800 | 90.38% | 1.85 | 0 | 10.5 |  |  |  |  | R-454B | 1.85 | Residential & Commercial | USHP | Ducted CEE Tier 1
215669086 | Central HP <5.4 tons | ARCOAIRE | HRCU-A-CB (Split System: Heat Pump with Remote Outdoor Unit-Air-Source) | H5H0V36*K*AAA* |  |  | EA*5X43M21A*+WALLCON | *96CTN1002122B* | 34600 | 18 | 9 | 35200 | 25000 | 71.02% | 1.9 | 0 | 10 |  |  |  |  | R-454B | 2.8833 | Residential & Commercial | USHP | Ducted CEE Tier 1
215676707 | Central HP <5.4 tons | ARCOAIRE | HRCU-A-CB (Split System: Heat Pump with Remote Outdoor Unit-Air-Source) | H5H0V48*K*AAA* |  |  | EVD5X61M21A*+WALLCON | *80CTL0451712B* | 48000 | 18.5 | 9 | 50000 | 37600 | 75.2% | 1.98 | 0 | 9.5 |  |  |  |  | R-454B | 4 | Residential & Commercial | USHP
215676287 | Central HP <5.4 tons | ARCOAIRE | HRCU-A-CB (Split System: Heat Pump with Remote Outdoor Unit-Air-Source) | H5H0V48*K*AAA* |  |  | EVD5X49M24A*+WALLCON | *80CSU0802120A* | 48000 | 19 | 9 | 50000 | 36400 | 72.8% | 2.12 | 0 | 10 |  |  |  |  | R-454B | 4 | Residential & Commercial | USHP | Ducted CEE Tier 1
215676237 | Central HP <5.4 tons | ARCOAIRE | HRCU-A-CB (Split System: Heat Pump with Remote Outdoor Unit-Air-Source) | H5H0V48*K*AAA* |  |  | EVD5X48M24A*+WALLCON | *95CSU0802120B* | 47000 | 18 | 9 | 50000 | 36600 | 73.2% | 2.02 | 0 | 10 |  |  |  |  | R-454B | 3.9167 | Residential & Commercial | USHP | Ducted CEE Tier 1
215676257 | Central HP <5.4 tons | ARCOAIRE | HRCU-A-CB (Split System: Heat Pump with Remote Outdoor Unit-Air-Source) | H5H0V48*K*AAA* |  |  | EVD5X48M24A*+WALLCON | *97CMN0802120B* | 47000 | 18.5 | 9 | 50000 | 36400 | 72.8% | 2 | 0 | 10 |  |  |  |  | R-454B | 3.9167 | Residential & Commercial | USHP | Ducted CEE Tier 1
215676437 | Central HP <5.4 tons | ARCOAIRE | HRCU-A-CB (Split System: Heat Pump with Remote Outdoor Unit-Air-Source) | H5H0V48*K*AAA* |  |  | EVD5X60M21A*+WALLCON | *80CTL0451712B* | 47500 | 18 | 9 | 50000 | 37600 | 75.2% | 1.98 | 0 | 9.5 |  |  |  |  | R-454B | 3.9583 | Residential & Commercial | USHP
215675837 | Central HP <5.4 tons | ARCOAIRE | HRCU-A-CB (Split System: Heat Pump with Remote Outdoor Unit-Air-Source) | H5H0V48*K*AAA* |  |  | EVM5X60M21A*+WALLCON | *96CTN1002122B* | 48000 | 19 | 9 | 50000 | 36800 | 73.6% | 2 | 0 | 10 |  |  |  |  | R-454B | 4 | Residential & Commercial | USHP | Ducted CEE Tier 1
215676087 | Central HP <5.4 tons | ARCOAIRE | HRCU-A-CB (Split System: Heat Pump with Remote Outdoor Unit-Air-Source) | H5H0V48*K*AAA* |  |  | EVM5X61M24A*+WALLCON | *96CTN1202422B* | 48500 | 19.5 | 9.5 | 50000 | 36600 | 73.2% | 2.12 | 0 | 10.5 |  |  |  |  | R-454B | 4.0417 | Residential & Commercial | USHP | Ducted CEE Tier 1
215676187 | Central HP <5.4 tons | ARCOAIRE | HRCU-A-CB (Split System: Heat Pump with Remote Outdoor Unit-Air-Source) | H5H0V48*K*AAA* |  |  | EVD5X48M24A*+WALLCON | *80CSU1002120A* | 47000 | 18.5 | 9 | 50000 | 36600 | 73.2% | 2.02 | 0 | 10 |  |  |  |  | R-454B | 3.9167 | Residential & Commercial | USHP | Ducted CEE Tier 1
215675187 | Central HP <5.4 tons | ARCOAIRE | HRCU-A-CB (Split System: Heat Pump with Remote Outdoor Unit-Air-Source) | H5H0V48*K*AAA* |  |  | ESH5X60M12A*+WALLCON | *80CTL0702120B* | 45500 | 16.5 | 8.5 | 48000 | 33800 | 70.42% | 2.06 | 0 | 9.5 |  |  |  |  | R-454B | 3.7917 | Residential & Commercial | USHP
215675237 | Central HP <5.4 tons | ARCOAIRE | HRCU-A-CB (Split System: Heat Pump with Remote Outdoor Unit-Air-Source) | H5H0V48*K*AAA* |  |  | ESH5X60M12A*+WALLCON | *95CSU0601716B* | 45000 | 16 | 8.5 | 48500 | 34200 | 70.52% | 1.94 | 0 | 9 |  |  |  |  | R-454B | 3.75 | Residential & Commercial | USHP
215675287 | Central HP <5.4 tons | ARCOAIRE | HRCU-A-CB (Split System: Heat Pump with Remote Outdoor Unit-Air-Source) | H5H0V48*K*AAA* |  |  | ESH5X60M12A*+WALLCON | *97CMN0802120B* | 45500 | 16.5 | 8.5 | 48000 | 33800 | 70.42% | 2.06 | 0 | 9.5 |  |  |  |  | R-454B | 3.7917 | Residential & Commercial | USHP
215670040 | Central HP <5.4 tons | ARCOAIRE | HRCU-A-CB (Split System: Heat Pump with Remote Outdoor Unit-Air-Source) | H5H0V36*K*AAA* |  |  | ESH5X42M12A*+WALLCON | *95CSU1002122B* | 34000 | 16.5 | 8.5 | 35600 | 25200 | 70.79% | 1.78 | 0 | 9.5 |  |  |  |  | R-454B | 2.8333 | Residential & Commercial | USHP
215669286 | Central HP <5.4 tons | ARCOAIRE | HRCU-A-CB (Split System: Heat Pump with Remote Outdoor Unit-Air-Source) | H5H0V36*K*AAA* |  |  | EA*5X48M21A*+WALLCON | *96CTN1002122B* | 33800 | 18 | 9 | 35000 | 25000 | 71.43% | 1.9 | 0 | 10 |  |  |  |  | R-454B | 2.8167 | Residential & Commercial | USHP | Ducted CEE Tier 1
215669904 | Central HP <5.4 tons | ARCOAIRE | HRCU-A-CB (Split System: Heat Pump with Remote Outdoor Unit-Air-Source) | H5H0V36*K*AAA* |  |  | ESH5X36M12A*+WALLCON | *96CTN0401410B* | 32200 | 15.2 | 8.5 | 36200 | 25800 | 71.27% | 1.76 | 0 | 9 |  |  |  |  | R-454B | 2.6833 | Residential & Commercial | USHP
216581453 | Central HP <5.4 tons | BRYANT HEATING AND COOLING SYSTEMS | HRCU-A-CB (Split System: Heat Pump with Remote Outdoor Unit-Air-Source) | 284ANV048*0**B* |  |  | CAP**6121AL*+UI | 987TA66100C21*** | 45000 | 21 | 9.5 | 46000 | 36000 | 78.26% | 2 | 0 | 11 |  |  |  |  | R-410A | 3.75 | Residential & Commercial | USHP | Ducted CEE Tier 1
216679955 | Central HP <5.4 tons | ARCOAIRE | HRCU-A-CB (Split System: Heat Pump with Remote Outdoor Unit-Air-Source) | DLCURAH36ABK |  |  | END4X42L17** | *97VTN0801716A* | 35600 | 15.2 | 8.5 | 39000 | 34600 | 88.72% | 1.8 | 0 | 10 |  |  |  |  | R-410A | 2.9667 | Residential & Commercial | USHP | Ducted CEE Tier 1
215670120 | Central HP <5.4 tons | ARCOAIRE | HRCU-A-CB (Split System: Heat Pump with Remote Outdoor Unit-Air-Source) | H5H0V36*K*AAA* |  |  | ESH5X42M12A*+WALLCON | *96CTN1202422B* | 34000 | 16.5 | 8.5 | 35600 | 25200 | 70.79% | 1.78 | 0 | 9.5 |  |  |  |  | R-454B | 2.8333 | Residential & Commercial | USHP
215669336 | Central HP <5.4 tons | ARCOAIRE | HRCU-A-CB (Split System: Heat Pump with Remote Outdoor Unit-Air-Source) | H5H0V36*K*AAA* |  |  | EA*5X60M24A*+WALLCON | *80CTL1352422B* | 34400 | 18.5 | 9 | 34200 | 24600 | 71.93% | 1.92 | 0 | 10.5 |  |  |  |  | R-454B | 2.8667 | Residential & Commercial | USHP | Ducted CEE Tier 1
215669186 | Central HP <5.4 tons | ARCOAIRE | HRCU-A-CB (Split System: Heat Pump with Remote Outdoor Unit-Air-Source) | H5H0V36*K*AAA* |  |  | EA*5X48M21A*+WALLCON | *95CSU0601716B* | 33600 | 17.5 | 9 | 35200 | 25200 | 71.59% | 1.88 | 0 | 9.5 |  |  |  |  | R-454B | 2.8 | Residential & Commercial | USHP
215669486 | Central HP <5.4 tons | ARCOAIRE | HRCU-A-CB (Split System: Heat Pump with Remote Outdoor Unit-Air-Source) | H5H0V36*K*AAA* |  |  | EA*5X61M21A*+WALLCON | *80CTL0901716B* | 34800 | 18.5 | 9 | 34400 | 24800 | 72.09% | 1.92 | 0 | 10 |  |  |  |  | R-454B | 2.9 | Residential & Commercial | USHP | Ducted CEE Tier 1
212984149 | Central HP <5.4 tons | ARCOAIRE | HRCU-A-CB (Split System: Heat Pump with Remote Outdoor Unit-Air-Source) | DLCURAH24ABK |  |  | EN(A,D)4X36L21** | *92MSN0601714A* | 23600 | 17 | 8.5 | 26400 | 24200 | 91.67% | 2.02 | 0 | 10.5 |  |  |  |  | R-410A | 1.9667 | Residential & Commercial | USHP | Ducted CEE Tier 1
211260684 | Central HP <5.4 tons | ARCOAIRE | HRCU-A-CB (Split System: Heat Pump with Remote Outdoor Unit-Air-Source) | DLCURAH18ABK |  |  | EA*4X25L17A* | *80VSL0451412A* | 18300 | 16.5 | 8.5 | 18100 | 17500 | 96.69% | 2.12 | 0 | 11 |  |  |  |  | R-410A | 1.525 | Residential & Commercial | USHP | Ducted CEE Tier 1
212984701 | Central HP <5.4 tons | ARCOAIRE | HRCU-A-CB (Split System: Heat Pump with Remote Outdoor Unit-Air-Source) | DLCURAH18ABK |  |  | EA*4X19L17A* | *92MSN0801716A* | 18300 | 16.5 | 8.5 | 18200 | 17700 | 97.25% | 2.14 | 0 | 11 |  |  |  |  | R-410A | 1.525 | Residential & Commercial | USHP | Ducted CEE Tier 1
212971210 | Central HP <5.4 tons | ARCOAIRE | HRCU-A-CB (Split System: Heat Pump with Remote Outdoor Unit-Air-Source) | DLCURAH24ABK |  |  | EN(A,D)4X24L17** | *80VTL0451412B* | 23400 | 17 | 8.5 | 27000 | 25000 | 92.59% | 2.08 | 0 | 10 |  |  |  |  | R-410A | 1.95 | Residential & Commercial | USHP | Ducted CEE Tier 1
214239017 | Central HP <5.4 tons | ARCOAIRE | HRCU-A-CB (Split System: Heat Pump with Remote Outdoor Unit-Air-Source) | HVH837GKA2* |  |  | END4X42L17**+WALLCON | *97CMN0801714B* | 32000 | 16.5 | 8.1 | 33200 | 24800 | 74.7% | 1.88 | 0 | 11 |  |  |  |  | R-410A | 2.6667 | Residential & Commercial | USHP | Ducted CEE Tier 1
214239887 | Central HP <5.4 tons | ARCOAIRE | HRCU-A-CB (Split System: Heat Pump with Remote Outdoor Unit-Air-Source) | HVH837GKA** |  |  | EN(A,D,W)4X48L21**+WALLCON | *80CTL1102120B* | 32400 | 17 | 8.1 | 32600 | 24600 | 75.46% | 1.96 | 0 | 11.5 |  |  |  |  | R-410A | 2.7 | Residential & Commercial | USHP | Ducted CEE Tier 1
215669952 | Central HP <5.4 tons | ARCOAIRE | HRCU-A-CB (Split System: Heat Pump with Remote Outdoor Unit-Air-Source) | H5H0V36*K*AAA* |  |  | ESH5X42M12A*+WALLCON | *80CSU1002120A* | 34000 | 16 | 8.5 | 35600 | 25400 | 71.35% | 1.78 | 0 | 9.5 |  |  |  |  | R-454B | 2.8333 | Residential & Commercial | USHP
215669968 | Central HP <5.4 tons | ARCOAIRE | HRCU-A-CB (Split System: Heat Pump with Remote Outdoor Unit-Air-Source) | H5H0V36*K*AAA* |  |  | ESH5X42M12A*+WALLCON | *80CTL0701412B* | 33800 | 16.5 | 8.5 | 35800 | 25400 | 70.95% | 1.78 | 0 | 9 |  |  |  |  | R-454B | 2.8167 | Residential & Commercial | USHP
215669984 | Central HP <5.4 tons | ARCOAIRE | HRCU-A-CB (Split System: Heat Pump with Remote Outdoor Unit-Air-Source) | H5H0V36*K*AAA* |  |  | ESH5X42M12A*+WALLCON | *80CTL0702120B* | 34000 | 16.5 | 8.5 | 35600 | 25400 | 71.35% | 1.76 | 0 | 9.5 |  |  |  |  | R-454B | 2.8333 | Residential & Commercial | USHP
215670032 | Central HP <5.4 tons | ARCOAIRE | HRCU-A-CB (Split System: Heat Pump with Remote Outdoor Unit-Air-Source) | H5H0V36*K*AAA* |  |  | ESH5X42M12A*+WALLCON | *95CSU0802120B* | 34000 | 16 | 8.5 | 35600 | 25400 | 71.35% | 1.78 | 0 | 9.5 |  |  |  |  | R-454B | 2.8333 | Residential & Commercial | USHP
215669848 | Central HP <5.4 tons | ARCOAIRE | HRCU-A-CB (Split System: Heat Pump with Remote Outdoor Unit-Air-Source) | H5H0V36*K*AAA* |  |  | ESH5X36M12A*+WALLCON | *95CSU1002122B* | 33800 | 16.5 | 8.5 | 35800 | 25400 | 70.95% | 1.76 | 0 | 9.5 |  |  |  |  | R-454B | 2.8167 | Residential & Commercial | USHP
215669416 | Central HP <5.4 tons | ARCOAIRE | HRCU-A-CB (Split System: Heat Pump with Remote Outdoor Unit-Air-Source) | H5H0V36*K*AAA* |  |  | EA*5X60M24A*+WALLCON | *96CTN1202422B* | 34400 | 18.5 | 9 | 34200 | 24800 | 72.51% | 1.9 | 0 | 10.5 |  |  |  |  | R-454B | 2.8667 | Residential & Commercial | USHP | Ducted CEE Tier 1
215669466 | Central HP <5.4 tons | ARCOAIRE | HRCU-A-CB (Split System: Heat Pump with Remote Outdoor Unit-Air-Source) | H5H0V36*K*AAA* |  |  | EA*5X61M21A*+WALLCON | *80CTL0701716B* | 34600 | 18 | 9 | 34600 | 25000 | 72.25% | 1.9 | 0 | 10 |  |  |  |  | R-454B | 2.8833 | Residential & Commercial | USHP | Ducted CEE Tier 1
213773029 | Central HP <5.4 tons | ARCOAIRE | HRCU-A-CB (Split System: Heat Pump with Remote Outdoor Unit-Air-Source) | HVH825GKA3* |  |  | EA*4X36L17A*+WALLCON | *96CTN0801714B* | 23600 | 16.5 | 8.1 | 21600 | 16700 | 77.31% | 1.92 | 0 | 10.5 |  |  |  |  | R-410A | 1.9667 | Residential & Commercial | USHP | Ducted CEE Tier 1
213773099 | Central HP <5.4 tons | ARCOAIRE | HRCU-A-CB (Split System: Heat Pump with Remote Outdoor Unit-Air-Source) | HVH825GKA3* |  |  | EA*4X36L21A*+WALLCON | *97CMN0601714B* | 23400 | 16 | 8.1 | 21600 | 16700 | 77.31% | 1.92 | 0 | 10.5 |  |  |  |  | R-410A | 1.95 | Residential & Commercial | USHP | Ducted CEE Tier 1
216683407 | Central HP <5.4 tons | ARCOAIRE | HRCU-A-CB (Split System: Heat Pump with Remote Outdoor Unit-Air-Source) | DLCURAH24ABK |  |  | EHD4X36AAL | *97VTN1202422A* | 23800 | 16 | 8.5 | 25400 | 22400 | 88.19% | 1.75 | 0 | 10 |  |  |  |  | R-410A | 1.9833 | Residential & Commercial | USHP | Ducted CEE Tier 1
215935138 | Central HP <5.4 tons | ARCOAIRE | HRCU-A-CB (Split System: Heat Pump with Remote Outdoor Unit-Air-Source) | H5H3V36*K*AAA* |  |  | EVM5X49M21A*+WALLCON | *96CTN1002122B* | 35600 | 22 | 8.5 | 38000 | 28600 | 75.26% | 2.02 | 0 | 12.5 |  |  |  |  | R-454B | 2.9667 | Residential & Commercial | USHP | Ducted CEE Tier 1
214572757 | Central HP <5.4 tons | TEMPSTAR | HRCU-A-CB (Split System: Heat Pump with Remote Outdoor Unit-Air-Source) | TVH837GKA** |  |  | EA*4X43L21A*+WALLCON | *97CMN0802120B* | 32800 | 17.5 | 8.5 | 32800 | 25200 | 76.83% | 2 | 0 | 11.5 |  |  |  |  | R-410A | 2.7333 | Residential & Commercial | USHP | Ducted CEE Tier 1
214239967 | Central HP <5.4 tons | ARCOAIRE | HRCU-A-CB (Split System: Heat Pump with Remote Outdoor Unit-Air-Source) | HVH837GKA** |  |  | EN(A,D)4X48L24**+WALLCON | *80CTL0902120B* | 32400 | 17 | 8.1 | 32600 | 24600 | 75.46% | 1.96 | 0 | 11.7 |  |  |  |  | R-410A | 2.7 | Residential & Commercial | USHP | Ducted CEE Tier 1
214239717 | Central HP <5.4 tons | ARCOAIRE | HRCU-A-CB (Split System: Heat Pump with Remote Outdoor Unit-Air-Source) | HVH837GKA** |  |  | END4X42L17**+WALLCON | *96CTN0801714B* | 32000 | 16.5 | 8.1 | 33000 | 24800 | 75.15% | 1.9 | 0 | 11 |  |  |  |  | R-410A | 2.6667 | Residential & Commercial | USHP | Ducted CEE Tier 1
214239767 | Central HP <5.4 tons | ARCOAIRE | HRCU-A-CB (Split System: Heat Pump with Remote Outdoor Unit-Air-Source) | HVH837GKA** |  |  | EN(A,D,W)4X42L21**+WALLCON | *80CTL1102120B* | 31800 | 17 | 8.1 | 33000 | 24400 | 73.94% | 1.88 | 0 | 11 |  |  |  |  | R-410A | 2.65 | Residential & Commercial | USHP | Ducted CEE Tier 1
216681023 | Central HP <5.4 tons | AIRQUEST | HRCU-A-CB (Split System: Heat Pump with Remote Outdoor Unit-Air-Source) | DLCURAH36ABK |  |  | EA*4X37L21A* | *97VTN0802120A* | 36600 | 16 | 9 | 38500 | 34400 | 89.35% | 1.96 | 0 | 10 |  |  |  |  | R-410A | 3.05 | Residential & Commercial | USHP | Ducted CEE Tier 1
216679535 | Central HP <5.4 tons | ARCOAIRE | HRCU-A-CB (Split System: Heat Pump with Remote Outdoor Unit-Air-Source) | DLCURAH24ABK |  |  | EN(A,D)4X36L21** | *97VTN0601716A* | 23600 | 16.5 | 9 | 25800 | 23600 | 91.47% | 1.76 | 0 | 10 |  |  |  |  | R-410A | 1.9667 | Residential & Commercial | USHP | Ducted CEE Tier 1
216678815 | Central HP <5.4 tons | ARCOAIRE | HRCU-A-CB (Split System: Heat Pump with Remote Outdoor Unit-Air-Source) | DLCURAH36ABK |  |  | END4X42L17** | *97VTN0601716A* | 35400 | 15.5 | 8.5 | 38500 | 34600 | 89.87% | 1.78 | 0 | 10 |  |  |  |  | R-410A | 2.95 | Residential & Commercial | USHP | Ducted CEE Tier 1
215935288 | Central HP <5.4 tons | ARCOAIRE | HRCU-A-CB (Split System: Heat Pump with Remote Outdoor Unit-Air-Source) | H5H3V36*K*AAA* |  |  | EVM5X60M21A*+WALLCON | *97CMN0802120B* | 35600 | 21.5 | 8.5 | 38000 | 28600 | 75.26% | 2.02 | 0 | 12 |  |  |  |  | R-454B | 2.9667 | Residential & Commercial | USHP | Ducted CEE Tier 1
215935308 | Central HP <5.4 tons | ARCOAIRE | HRCU-A-CB (Split System: Heat Pump with Remote Outdoor Unit-Air-Source) | H5H3V36*K*AAA* |  |  | EVM5X60M21A*+WALLCON | *96CTN0801714B* | 35400 | 21.5 | 8.5 | 38000 | 28800 | 75.79% | 2.02 | 0 | 12 |  |  |  |  | R-454B | 2.95 | Residential & Commercial | USHP | Ducted CEE Tier 1
215935338 | Central HP <5.4 tons | ARCOAIRE | HRCU-A-CB (Split System: Heat Pump with Remote Outdoor Unit-Air-Source) | H5H3V36*K*AAA* |  |  | EVM5X60M24A*+WALLCON | *80CTL0702120B* | 35400 | 21.5 | 8.5 | 38000 | 28600 | 75.26% | 2.04 | 0 | 12 |  |  |  |  | R-454B | 2.95 | Residential & Commercial | USHP | Ducted CEE Tier 1
215669236 | Central HP <5.4 tons | ARCOAIRE | HRCU-A-CB (Split System: Heat Pump with Remote Outdoor Unit-Air-Source) | H5H0V36*K*AAA* |  |  | EA*5X48M21A*+WALLCON | *97CMN0801714B* | 33600 | 17.5 | 9 | 35200 | 25200 | 71.59% | 1.88 | 0 | 9.5 |  |  |  |  | R-454B | 2.8 | Residential & Commercial | USHP
215669070 | Central HP <5.4 tons | ARCOAIRE | HRCU-A-CB (Split System: Heat Pump with Remote Outdoor Unit-Air-Source) | H5H0V36*K*AAA* |  |  | EA*5X43M21A*+WALLCON | *97CMN1002122B* | 34600 | 18 | 9 | 35200 | 25000 | 71.02% | 1.9 | 0 | 10 |  |  |  |  | R-454B | 2.8833 | Residential & Commercial | USHP | Ducted CEE Tier 1
215669566 | Central HP <5.4 tons | ARCOAIRE | HRCU-A-CB (Split System: Heat Pump with Remote Outdoor Unit-Air-Source) | H5H0V36*K*AAA* |  |  | EA*5X61M21A*+WALLCON | *97CMN0802120B* | 34800 | 18 | 9 | 34400 | 24800 | 72.09% | 1.92 | 0 | 10 |  |  |  |  | R-454B | 2.9 | Residential & Commercial | USHP | Ducted CEE Tier 1
215669166 | Central HP <5.4 tons | ARCOAIRE | HRCU-A-CB (Split System: Heat Pump with Remote Outdoor Unit-Air-Source) | H5H0V36*K*AAA* |  |  | EA*5X48M21A*+WALLCON | *80CTL0902120B* | 33800 | 18 | 9 | 35000 | 25000 | 71.43% | 1.9 | 0 | 10 |  |  |  |  | R-454B | 2.8167 | Residential & Commercial | USHP | Ducted CEE Tier 1
212977724 | Central HP <5.4 tons | DAY & NIGHT | HRCU-A-CB (Split System: Heat Pump with Remote Outdoor Unit-Air-Source) | DLCURAH18ABK |  |  | EA*4X24L14A* | *80MS(N,L)0451412A* | 17500 | 16.5 | 8.5 | 18400 | 19500 | 106% | 2.34 | 0 | 10.5 |  |  |  |  | R-410A | 1.4583 | Residential & Commercial | USHP | Ducted CEE Tier 1
215433911 | Central HP <5.4 tons | DAIKIN | HRCU-A-CB (Split System: Heat Pump with Remote Outdoor Unit-Air-Source) | DH7VSA3610A* |  |  | CA*EA4830*3A*+MBVK20DP1X00A* | 0 | 35000 | 19 | 8.5 | 35000 | 28400 | 81.14% | 2 | 0 | 10.5 |  |  |  |  | R-32 | 2.9167 | Residential & Commercial | USHP | Ducted CEE Tier 1
212984581 | Central HP <5.4 tons | ARCOAIRE | HRCU-A-CB (Split System: Heat Pump with Remote Outdoor Unit-Air-Source) | DLCURAH24ABK |  |  | EA*4X25L17A* | *92MSN0801716A* | 24000 | 17.5 | 8.5 | 25000 | 21800 | 87.2% | 1.84 | 0 | 10 |  |  |  |  | R-410A | 2 | Residential & Commercial | USHP | Ducted CEE Tier 1
212985787 | Central HP <5.4 tons | ARCOAIRE | HRCU-A-CB (Split System: Heat Pump with Remote Outdoor Unit-Air-Source) | DLCURAH24ABK |  |  | EA*4X30L14A* | *96MSN0261410A* | 23400 | 16.5 | 8.5 | 26400 | 24600 | 93.18% | 2.04 | 0 | 10 |  |  |  |  | R-410A | 1.95 | Residential & Commercial | USHP | Ducted CEE Tier 1
212988977 | Central HP <5.4 tons | ARCOAIRE | HRCU-A-CB (Split System: Heat Pump with Remote Outdoor Unit-Air-Source) | DLCURAH36ABK |  |  | EA*4X48L21A* | *95MSU0601716A* | 35400 | 16 | 8.1 | 37800 | 34600 | 91.53% | 2 | 0 | 10 |  |  |  |  | R-410A | 2.95 | Residential & Commercial | USHP | Ducted CEE Tier 1
212985937 | Central HP <5.4 tons | ARCOAIRE | HRCU-A-CB (Split System: Heat Pump with Remote Outdoor Unit-Air-Source) | DLCURAH18ABK |  |  | EN(A,D)4X18L14** | *96MSN0261410A* | 17300 | 15.5 | 8.5 | 18600 | 19800 | 106.5% | 2.38 | 0 | 10.5 |  |  |  |  | R-410A | 1.4417 | Residential & Commercial | USHP | Ducted CEE Tier 1
212986707 | Central HP <5.4 tons | ARCOAIRE | HRCU-A-CB (Split System: Heat Pump with Remote Outdoor Unit-Air-Source) | DLCURAH18ABK |  |  | EN(A,D)4X24L17** | *96MSN0401712A* | 17500 | 15.2 | 8.5 | 18700 | 19200 | 102.7% | 2.3 | 0 | 10.5 |  |  |  |  | R-410A | 1.4583 | Residential & Commercial | USHP | Ducted CEE Tier 1
213770619 | Central HP <5.4 tons | ARCOAIRE | HRCU-A-CB (Split System: Heat Pump with Remote Outdoor Unit-Air-Source) | HVH825GKA2* |  |  | EA*4X25L17A*+WALLCON | *80CTL0901716B* | 24400 | 16.5 | 8.5 | 21200 | 16700 | 78.77% | 2.02 | 0 | 11 |  |  |  |  | R-410A | 2.0333 | Residential & Commercial | USHP | Ducted CEE Tier 1
215678395 | Central HP <5.4 tons | HEIL | HRCU-A-CB (Split System: Heat Pump with Remote Outdoor Unit-Air-Source) | H5H0V24*K*AAA* |  |  | EA*5X37M21A*+WALLCON | *80CSU0601716B* | 24200 | 17.5 | 9 | 23200 | 16300 | 70.26% | 2.02 | 0 | 10.5 |  |  |  |  | R-454B | 2.0167 | Residential & Commercial | USHP | Ducted CEE Tier 1
215675507 | Central HP <5.4 tons | ARCOAIRE | HRCU-A-CB (Split System: Heat Pump with Remote Outdoor Unit-Air-Source) | H5H0V48*K*AAA* |  |  | EVM5X49M21A*+WALLCON | *80CSU0802120A* | 48000 | 19 | 9 | 50000 | 36600 | 73.2% | 2.12 | 0 | 10 |  |  |  |  | R-454B | 4 | Residential & Commercial | USHP | Ducted CEE Tier 1
213773219 | Central HP <5.4 tons | ARCOAIRE | HRCU-A-CB (Split System: Heat Pump with Remote Outdoor Unit-Air-Source) | HVH825GKA3* |  |  | EA*4X37L17A*+WALLCON | *97CMN0801714B* | 24200 | 16 | 8.1 | 21400 | 16700 | 78.04% | 1.98 | 0 | 10.5 |  |  |  |  | R-410A | 2.0167 | Residential & Commercial | USHP | Ducted CEE Tier 1
213773269 | Central HP <5.4 tons | ARCOAIRE | HRCU-A-CB (Split System: Heat Pump with Remote Outdoor Unit-Air-Source) | HVH825GKA3* |  |  | EA*4X37L21A*+WALLCON | *80CTL0701716B* | 24400 | 16.5 | 8.1 | 21200 | 16600 | 78.3% | 2.02 | 0 | 11 |  |  |  |  | R-410A | 2.0333 | Residential & Commercial | USHP | Ducted CEE Tier 1
213773119 | Central HP <5.4 tons | ARCOAIRE | HRCU-A-CB (Split System: Heat Pump with Remote Outdoor Unit-Air-Source) | HVH825GKA3* |  |  | EA*4X36L21A*+WALLCON | *97CMN1002122B* | 23600 | 16.5 | 8.1 | 21400 | 16600 | 77.57% | 1.94 | 0 | 10.5 |  |  |  |  | R-410A | 1.9667 | Residential & Commercial | USHP | Ducted CEE Tier 1
213773169 | Central HP <5.4 tons | ARCOAIRE | HRCU-A-CB (Split System: Heat Pump with Remote Outdoor Unit-Air-Source) | HVH825GKA3* |  |  | EA*4X37L17A*+WALLCON | *80CTL0701412B* | 24200 | 16.5 | 8.1 | 21400 | 16700 | 78.04% | 2 | 0 | 10.5 |  |  |  |  | R-410A | 2.0167 | Residential & Commercial | USHP | Ducted CEE Tier 1
213773569 | Central HP <5.4 tons | ARCOAIRE | HRCU-A-CB (Split System: Heat Pump with Remote Outdoor Unit-Air-Source) | HVH825GKA3* |  |  | EA*4X43L21A*+WALLCON | *80CTL0451712B* | 24200 | 16.5 | 8.1 | 21200 | 16700 | 78.77% | 2 | 0 | 10.5 |  |  |  |  | R-410A | 2.0167 | Residential & Commercial | USHP | Ducted CEE Tier 1
213773319 | Central HP <5.4 tons | ARCOAIRE | HRCU-A-CB (Split System: Heat Pump with Remote Outdoor Unit-Air-Source) | HVH825GKA3* |  |  | EA*4X37L21A*+WALLCON | *97CMN0601714B* | 24200 | 16 | 8.1 | 21200 | 16700 | 78.77% | 2 | 0 | 10.5 |  |  |  |  | R-410A | 2.0167 | Residential & Commercial | USHP | Ducted CEE Tier 1
215674488 | Central HP <5.4 tons | ARCOAIRE | HRCU-A-CB (Split System: Heat Pump with Remote Outdoor Unit-Air-Source) | H5H0V48*K*AAA* |  |  | EA*5X61M24A*+WALLCON | *80CTL0902120B* | 46000 | 18.5 | 9 | 48000 | 33600 | 70% | 2.08 | 0 | 10 |  |  |  |  | R-454B | 3.8333 | Residential & Commercial | USHP | Ducted CEE Tier 1
216769919 | Central HP <5.4 tons | AMERICAN STANDARD | HRCU-A-CB (Split System: Heat Pump with Remote Outdoor Unit-Air-Source) | 5A6H7036A1 |  |  | 5PX*C009AS3 | S8X1C100M5PSC | 34400 | 17 | 9 | 32600 | 24200 | 74.23% | 2.22 | 0 | 12 |  |  |  |  | R-454B | 2.8667 | Residential & Commercial | USHP | Ducted CEE Tier 1
215669206 | Central HP <5.4 tons | ARCOAIRE | HRCU-A-CB (Split System: Heat Pump with Remote Outdoor Unit-Air-Source) | H5H0V36*K*AAA* |  |  | EA*5X48M21A*+WALLCON | *95CSU1002122B* | 33800 | 18 | 9 | 35000 | 25000 | 71.43% | 1.9 | 0 | 10 |  |  |  |  | R-454B | 2.8167 | Residential & Commercial | USHP | Ducted CEE Tier 1
215669526 | Central HP <5.4 tons | ARCOAIRE | HRCU-A-CB (Split System: Heat Pump with Remote Outdoor Unit-Air-Source) | H5H0V36*K*AAA* |  |  | EA*5X61M21A*+WALLCON | *95CSU1002122B* | 35000 | 18 | 9 | 34400 | 24800 | 72.09% | 1.92 | 0 | 10 |  |  |  |  | R-454B | 2.9167 | Residential & Commercial | USHP | Ducted CEE Tier 1
215669606 | Central HP <5.4 tons | ARCOAIRE | HRCU-A-CB (Split System: Heat Pump with Remote Outdoor Unit-Air-Source) | H5H0V36*K*AAA* |  |  | EA*5X61M21A*+WALLCON | *96CTN1002122B* | 34800 | 18.5 | 9 | 34400 | 24800 | 72.09% | 1.92 | 0 | 10.5 |  |  |  |  | R-454B | 2.9 | Residential & Commercial | USHP | Ducted CEE Tier 1
215669792 | Central HP <5.4 tons | ARCOAIRE | HRCU-A-CB (Split System: Heat Pump with Remote Outdoor Unit-Air-Source) | H5H0V36*K*AAA* |  |  | ESH5X36M12A*+WALLCON | *80CTL0702120B* | 33600 | 16.5 | 8.5 | 35800 | 25400 | 70.95% | 1.76 | 0 | 9.5 |  |  |  |  | R-454B | 2.8 | Residential & Commercial | USHP
215669808 | Central HP <5.4 tons | ARCOAIRE | HRCU-A-CB (Split System: Heat Pump with Remote Outdoor Unit-Air-Source) | H5H0V36*K*AAA* |  |  | ESH5X36M12A*+WALLCON | *80CTL0902120B* | 33800 | 16.5 | 8.5 | 35600 | 25400 | 71.35% | 1.76 | 0 | 9.5 |  |  |  |  | R-454B | 2.8167 | Residential & Commercial | USHP
215669256 | Central HP <5.4 tons | ARCOAIRE | HRCU-A-CB (Split System: Heat Pump with Remote Outdoor Unit-Air-Source) | H5H0V36*K*AAA* |  |  | EA*5X48M21A*+WALLCON | *97CMN1002122B* | 33800 | 18 | 9 | 35000 | 25000 | 71.43% | 1.9 | 0 | 10 |  |  |  |  | R-454B | 2.8167 | Residential & Commercial | USHP | Ducted CEE Tier 1
215669306 | Central HP <5.4 tons | ARCOAIRE | HRCU-A-CB (Split System: Heat Pump with Remote Outdoor Unit-Air-Source) | H5H0V36*K*AAA* |  |  | EA*5X60M24A*+WALLCON | *80CTL0702120B* | 34400 | 18 | 9 | 34200 | 24800 | 72.51% | 1.9 | 0 | 10 |  |  |  |  | R-454B | 2.8667 | Residential & Commercial | USHP | Ducted CEE Tier 1
215679545 | Central HP <5.4 tons | HEIL | HRCU-A-CB (Split System: Heat Pump with Remote Outdoor Unit-Air-Source) | H5H0V36*K*AAA* |  |  | EA*5X48M21A*+WALLCON | *97CTN1002122A* | 33800 | 18 | 9 | 35000 | 25000 | 71.43% | 1.9 | 0 | 10 |  |  |  |  | R-454B | 2.8167 | Residential & Commercial | USHP | Ducted CEE Tier 1
212977003 | Central HP <5.4 tons | DAY & NIGHT | HRCU-A-CB (Split System: Heat Pump with Remote Outdoor Unit-Air-Source) | DLCURAH24ABK |  |  | EN(A,D)4X36L21** | *96VTN1002122B* | 23800 | 17 | 8.5 | 26400 | 23800 | 90.15% | 1.98 | 0 | 10.5 |  |  |  |  | R-410A | 1.9833 | Residential & Commercial | USHP | Ducted CEE Tier 1
216681530 | Central HP <5.4 tons | ARCOAIRE | HRCU-A-CB (Split System: Heat Pump with Remote Outdoor Unit-Air-Source) | DLCURAH24ABK |  |  | EHD4X24AAL | *97VTN0802120A* | 23400 | 16 | 9 | 26000 | 23800 | 91.54% | 1.86 | 0 | 9.8 |  |  |  |  | R-410A | 1.95 | Residential & Commercial | USHP
214574567 | Central HP <5.4 tons | TEMPSTAR | HRCU-A-CB (Split System: Heat Pump with Remote Outdoor Unit-Air-Source) | TVH837GKA2* |  |  | EN(A,D,W)4X42L21**+WALLCON | *96CTN0802120B* | 31800 | 17 | 8.1 | 33000 | 24400 | 73.94% | 1.9 | 0 | 11.5 |  |  |  |  | R-410A | 2.65 | Residential & Commercial | USHP | Ducted CEE Tier 1
212977604 | Central HP <5.4 tons | DAY & NIGHT | HRCU-A-CB (Split System: Heat Pump with Remote Outdoor Unit-Air-Source) | DLCURAH24ABK |  |  | EA*4X30L14A* | *80MS(N,L)0451412A* | 23600 | 17 | 8.5 | 26400 | 24600 | 93.18% | 2.04 | 0 | 10 |  |  |  |  | R-410A | 1.9667 | Residential & Commercial | USHP | Ducted CEE Tier 1
214395063 | Central HP <5.4 tons | ARCOAIRE | HRCU-A-CB (Split System: Heat Pump with Remote Outdoor Unit-Air-Source) | DLCURAH18ABK |  |  | EN(A,D)4X24L17** | *96MSN0601716A* | 17500 | 15.5 | 8.5 | 18500 | 19000 | 102.7% | 2.28 | 0 | 10.5 |  |  |  |  | R-410A | 1.4583 | Residential & Commercial | USHP | Ducted CEE Tier 1
212977784 | Central HP <5.4 tons | DAY & NIGHT | HRCU-A-CB (Split System: Heat Pump with Remote Outdoor Unit-Air-Source) | DLCURAH18ABK |  |  | EN(A,D)4X18L14** | *80MS(N,L)0451412A* | 17200 | 16 | 8.5 | 18400 | 19800 | 107.6% | 2.4 | 0 | 10.5 |  |  |  |  | R-410A | 1.4333 | Residential & Commercial | USHP | Ducted CEE Tier 1
216683451 | Central HP <5.4 tons | ARCOAIRE | HRCU-A-CB (Split System: Heat Pump with Remote Outdoor Unit-Air-Source) | DLCURAH18ABK |  |  | EHD4X24AAL | *97VTN1202422A* | 17400 | 15.2 | 8.1 | 18100 | 18400 | 101.7% | 2.05 | 0 | 10 |  |  |  |  | R-410A | 1.45 | Residential & Commercial | USHP | Ducted CEE Tier 1
215934158 | Central HP <5.4 tons | ARCOAIRE | HRCU-A-CB (Split System: Heat Pump with Remote Outdoor Unit-Air-Source) | H5H3V48*K*AAA* |  |  | EA*5X61M21A*+WALLCON | *80CTL0701716B* | 44500 | 20.5 | 9 | 49000 | 37400 | 76.33% | 2 | 0 | 11 |  |  |  |  | R-454B | 3.7083 | Residential & Commercial | USHP | Ducted CEE Tier 1
215934258 | Central HP <5.4 tons | ARCOAIRE | HRCU-A-CB (Split System: Heat Pump with Remote Outdoor Unit-Air-Source) | H5H3V48*K*AAA* |  |  | EA*5X61M21A*+WALLCON | *97CMN0802120B* | 45000 | 21 | 9.5 | 48500 | 37000 | 76.29% | 2 | 0 | 11 |  |  |  |  | R-454B | 3.75 | Residential & Commercial | USHP | Ducted CEE Tier 1
213770819 | Central HP <5.4 tons | ARCOAIRE | HRCU-A-CB (Split System: Heat Pump with Remote Outdoor Unit-Air-Source) | HVH825GKA2* |  |  | EA*4X36L17A*+WALLCON | *80CTL0701412B* | 23600 | 16.5 | 8.1 | 21400 | 16700 | 78.04% | 1.94 | 0 | 10.5 |  |  |  |  | R-410A | 1.9667 | Residential & Commercial | USHP | Ducted CEE Tier 1
212988218 | Central HP <5.4 tons | ARCOAIRE | HRCU-A-CB (Split System: Heat Pump with Remote Outdoor Unit-Air-Source) | DLCURAH36ABK |  |  | EA*4X48L21A* | *96MSN1002122A* | 35600 | 16 | 8.5 | 37800 | 34600 | 91.53% | 2.04 | 0 | 10 |  |  |  |  | R-410A | 2.9667 | Residential & Commercial | USHP | Ducted CEE Tier 1
213079643 | Central HP <5.4 tons | ARCOAIRE | HRCU-A-CB (Split System: Heat Pump with Remote Outdoor Unit-Air-Source) | DLCURAH36ABK |  |  | EA*4X36L21A* | *92MSN0802120A* | 35000 | 16.5 | 8.1 | 38500 | 35200 | 91.43% | 1.82 | 0 | 9.5 |  |  |  |  | R-410A | 2.9167 | Residential & Commercial | USHP
213079511 | Central HP <5.4 tons | ARCOAIRE | HRCU-A-CB (Split System: Heat Pump with Remote Outdoor Unit-Air-Source) | DLCURAH36ABK |  |  | EA*4X36L17A* | *92MSN0801716A* | 35000 | 16 | 8.1 | 38500 | 35200 | 91.43% | 1.82 | 0 | 9.5 |  |  |  |  | R-410A | 2.9167 | Residential & Commercial | USHP
213079325 | Central HP <5.4 tons | ARCOAIRE | HRCU-A-CB (Split System: Heat Pump with Remote Outdoor Unit-Air-Source) | DLCURAH36ABK |  |  | EN(A,D)4X48L24** | *80MSU0802120A* | 35800 | 17 | 8.1 | 38000 | 34800 | 91.58% | 2.04 | 0 | 10.5 |  |  |  |  | R-410A | 2.9833 | Residential & Commercial | USHP | Ducted CEE Tier 1
212986871 | Central HP <5.4 tons | ARCOAIRE | HRCU-A-CB (Split System: Heat Pump with Remote Outdoor Unit-Air-Source) | DLCURAH24ABK |  |  | EA*4X24L17A* | *96MSN0601412A* | 23400 | 16.5 | 8.5 | 27000 | 26400 | 97.78% | 2.22 | 0 | 10 |  |  |  |  | R-410A | 1.95 | Residential & Commercial | USHP | Ducted CEE Tier 1
212986539 | Central HP <5.4 tons | ARCOAIRE | HRCU-A-CB (Split System: Heat Pump with Remote Outdoor Unit-Air-Source) | DLCURAH24ABK |  |  | EA*4X25L17A* | *96MSN0401712A* | 24200 | 15.5 | 8.1 | 25400 | 21600 | 85.04% | 1.8 | 0 | 10 |  |  |  |  | R-410A | 2.0167 | Residential & Commercial | USHP | Ducted CEE Tier 1
216732978 | Central HP <5.4 tons | ARCOAIRE | HRCU-A-CB (Split System: Heat Pump with Remote Outdoor Unit-Air-Source) | D5CUHAH24AAK |  |  | EA*5X24M17A* | *96VSN0601716B* | 22000 | 16 | 8.5 | 21000 | 19100 | 90.95% | 1.96 | 0 | 10.5 |  |  |  |  | R-454B | 1.8333 | Residential & Commercial | USHP | Ducted CEE Tier 1
216733389 | Central HP <5.4 tons | ARCOAIRE | HRCU-A-CB (Split System: Heat Pump with Remote Outdoor Unit-Air-Source) | D5CUHAH24AAK |  |  | EA*5X25M17A* | *92MSN0601412A* | 23200 | 16 | 8.5 | 20800 | 18500 | 88.94% | 1.96 | 0 | 11 |  |  |  |  | R-454B | 1.9333 | Residential & Commercial | USHP | Ducted CEE Tier 1
216733916 | Central HP <5.4 tons | ARCOAIRE | HRCU-A-CB (Split System: Heat Pump with Remote Outdoor Unit-Air-Source) | D5CUHAH24AAK |  |  | EA*5X30M17A* | *80VSL0901716B* | 22200 | 16 | 8.1 | 20800 | 18800 | 90.38% | 1.85 | 0 | 10.5 |  |  |  |  | R-454B | 1.85 | Residential & Commercial | USHP | Ducted CEE Tier 1
216733639 | Central HP <5.4 tons | ARCOAIRE | HRCU-A-CB (Split System: Heat Pump with Remote Outdoor Unit-Air-Source) | D5CUHAH24AAK |  |  | EA*5X25M17A* | OMV098J12* | 23000 | 15.2 | 8.5 | 20800 | 18500 | 88.94% | 1.98 | 0 | 11 |  |  |  |  | R-454B | 1.9167 | Residential & Commercial | USHP | Ducted CEE Tier 1
216733707 | Central HP <5.4 tons | ARCOAIRE | HRCU-A-CB (Split System: Heat Pump with Remote Outdoor Unit-Air-Source) | D5CUHAH24AAK |  |  | EA*5X30M14A* | *80VTL0451412B* | 22000 | 16 | 8.1 | 20800 | 18700 | 89.9% | 1.85 | 0 | 10.5 |  |  |  |  | R-454B | 1.8333 | Residential & Commercial | USHP | Ducted CEE Tier 1
216733984 | Central HP <5.4 tons | ARCOAIRE | HRCU-A-CB (Split System: Heat Pump with Remote Outdoor Unit-Air-Source) | D5CUHAH24AAK |  |  | EA*5X30M17A* | *80VTL0451412B* | 22200 | 16.5 | 8.1 | 20800 | 18700 | 89.9% | 1.85 | 0 | 10.5 |  |  |  |  | R-454B | 1.85 | Residential & Commercial | USHP | Ducted CEE Tier 1
216734068 | Central HP <5.4 tons | ARCOAIRE | HRCU-A-CB (Split System: Heat Pump with Remote Outdoor Unit-Air-Source) | D5CUHAH24AAK |  |  | EA*5X30M17A* | *92MSN0601714A* | 22200 | 16 | 8.1 | 20800 | 18800 | 90.38% | 1.85 | 0 | 10.5 |  |  |  |  | R-454B | 1.85 | Residential & Commercial | USHP | Ducted CEE Tier 1
216679523 | Central HP <5.4 tons | ARCOAIRE | HRCU-A-CB (Split System: Heat Pump with Remote Outdoor Unit-Air-Source) | DLCURAH24ABK |  |  | EN(A,D,W)4X36L17** | *97VTN0601716A* | 23600 | 16.5 | 9 | 25800 | 23600 | 91.47% | 1.76 | 0 | 10 |  |  |  |  | R-410A | 1.9667 | Residential & Commercial | USHP | Ducted CEE Tier 1
215675497 | Central HP <5.4 tons | ARCOAIRE | HRCU-A-CB (Split System: Heat Pump with Remote Outdoor Unit-Air-Source) | H5H0V48*K*AAA* |  |  | EVM5X49M21A*+WALLCON | *80CSU0601716A* | 48000 | 19 | 9 | 50000 | 36800 | 73.6% | 2 | 0 | 10 |  |  |  |  | R-454B | 4 | Residential & Commercial | USHP | Ducted CEE Tier 1
215675467 | Central HP <5.4 tons | ARCOAIRE | HRCU-A-CB (Split System: Heat Pump with Remote Outdoor Unit-Air-Source) | H5H0V48*K*AAA* |  |  | EVM5X48M21A*+WALLCON | *96CTN0801714B* | 46500 | 18 | 9 | 50000 | 35600 | 71.2% | 2 | 0 | 9.5 |  |  |  |  | R-454B | 3.875 | Residential & Commercial | USHP
216733267 | Central HP <5.4 tons | ARCOAIRE | HRCU-A-CB (Split System: Heat Pump with Remote Outdoor Unit-Air-Source) | D5CUHAH24AAK |  |  | EA*5X25M17A* | *80MSU0601716A* | 23400 | 17 | 8.5 | 21000 | 18600 | 88.57% | 1.96 | 0 | 11 |  |  |  |  | R-454B | 1.95 | Residential & Commercial | USHP | Ducted CEE Tier 1
216734010 | Central HP <5.4 tons | ARCOAIRE | HRCU-A-CB (Split System: Heat Pump with Remote Outdoor Unit-Air-Source) | D5CUHAH24AAK |  |  | EA*5X30M17A* | *95CSU0601716B* | 22200 | 16 | 8.1 | 20800 | 18800 | 90.38% | 1.85 | 0 | 10.5 |  |  |  |  | R-454B | 1.85 | Residential & Commercial | USHP | Ducted CEE Tier 1
216734212 | Central HP <5.4 tons | ARCOAIRE | HRCU-A-CB (Split System: Heat Pump with Remote Outdoor Unit-Air-Source) | D5CUHAH24AAK |  |  | EA*5X30M17A* | *96CTN0401410B* | 22000 | 15.2 | 8.1 | 21000 | 18900 | 90% | 1.85 | 0 | 10.5 |  |  |  |  | R-454B | 1.8333 | Residential & Commercial | USHP | Ducted CEE Tier 1
216734230 | Central HP <5.4 tons | ARCOAIRE | HRCU-A-CB (Split System: Heat Pump with Remote Outdoor Unit-Air-Source) | D5CUHAH24AAK |  |  | EA*5X30M17A* | *96CTN0801714B* | 22200 | 16 | 8.1 | 20800 | 18800 | 90.38% | 1.85 | 0 | 10.5 |  |  |  |  | R-454B | 1.85 | Residential & Commercial | USHP | Ducted CEE Tier 1
215675747 | Central HP <5.4 tons | ARCOAIRE | HRCU-A-CB (Split System: Heat Pump with Remote Outdoor Unit-Air-Source) | H5H0V48*K*AAA* |  |  | EVM5X60M21A*+WALLCON | *80CTL1102120B* | 48000 | 19 | 9 | 50000 | 36600 | 73.2% | 2 | 0 | 10.5 |  |  |  |  | R-454B | 4 | Residential & Commercial | USHP | Ducted CEE Tier 1
215675777 | Central HP <5.4 tons | ARCOAIRE | HRCU-A-CB (Split System: Heat Pump with Remote Outdoor Unit-Air-Source) | H5H0V48*K*AAA* |  |  | EVM5X60M21A*+WALLCON | *95CSU1002122B* | 48000 | 19 | 9 | 50000 | 36600 | 73.2% | 2.12 | 0 | 10 |  |  |  |  | R-454B | 4 | Residential & Commercial | USHP | Ducted CEE Tier 1
215675827 | Central HP <5.4 tons | ARCOAIRE | HRCU-A-CB (Split System: Heat Pump with Remote Outdoor Unit-Air-Source) | H5H0V48*K*AAA* |  |  | EVM5X60M21A*+WALLCON | *96CTN0801714B* | 47500 | 18.5 | 9 | 50000 | 36200 | 72.4% | 2.02 | 0 | 10 |  |  |  |  | R-454B | 3.9583 | Residential & Commercial | USHP | Ducted CEE Tier 1
215675877 | Central HP <5.4 tons | ARCOAIRE | HRCU-A-CB (Split System: Heat Pump with Remote Outdoor Unit-Air-Source) | H5H0V48*K*AAA* |  |  | EVM5X60M24A*+WALLCON | *80CTL0902120B* | 48000 | 19 | 9 | 50000 | 36400 | 72.8% | 2 | 0 | 10.5 |  |  |  |  | R-454B | 4 | Residential & Commercial | USHP | Ducted CEE Tier 1
215681828 | Central HP <5.4 tons | COMFORTMAKER | HRCU-A-CB (Split System: Heat Pump with Remote Outdoor Unit-Air-Source) | C5H0V48*K*AAA* |  |  | EVM5X49M21A*+WALLCON | *80CSU0401712B* | 48000 | 18.5 | 9 | 50000 | 36600 | 73.2% | 2 | 0 | 10 |  |  |  |  | R-454B | 4 | Residential & Commercial | USHP | Ducted CEE Tier 1
215682128 | Central HP <5.4 tons | COMFORTMAKER | HRCU-A-CB (Split System: Heat Pump with Remote Outdoor Unit-Air-Source) | C5H0V48*K*AAA* |  |  | EVD5X48M21A*+WALLCON | *80CSU0802120B* | 47000 | 18.5 | 9 | 50000 | 36200 | 72.4% | 2.02 | 0 | 10 |  |  |  |  | R-454B | 3.9167 | Residential & Commercial | USHP | Ducted CEE Tier 1
215682248 | Central HP <5.4 tons | COMFORTMAKER | HRCU-A-CB (Split System: Heat Pump with Remote Outdoor Unit-Air-Source) | C5H0V48*K*AAA* |  |  | EVD5X49M24A*+WALLCON | *80CSU0802120B* | 48000 | 19 | 9 | 50000 | 36200 | 72.4% | 2.12 | 0 | 10 |  |  |  |  | R-454B | 4 | Residential & Commercial | USHP | Ducted CEE Tier 1
216681343 | Central HP <5.4 tons | ARCOAIRE | HRCU-A-CB (Split System: Heat Pump with Remote Outdoor Unit-Air-Source) | DLCURAH30ABK |  |  | EA*4X43L21A* | *97VTN0802120A* | 30600 | 15.2 | 9 | 33000 | 26000 | 78.79% | 1.78 | 0 | 9 |  |  |  |  | R-410A | 2.55 | Residential & Commercial | USHP
215938255 | Central HP <5.4 tons | BRYANT HEATING AND COOLING SYSTEMS | HRCU-A-CB (Split System: Heat Pump with Remote Outdoor Unit-Air-Source) | 293VAN048**AA* |  |  | CVAVA6021XMA*+UI | 986TD42080C17*** | 44000 | 20 | 8.1 | 53500 | 37600 | 70.28% | 2 | 0 | 11.5 |  |  |  |  | R-454B | 3.6667 | Residential & Commercial | USHP | Ducted CEE Tier 1
215674706 | Central HP <5.4 tons | ARCOAIRE | HRCU-A-CB (Split System: Heat Pump with Remote Outdoor Unit-Air-Source) | H5H0V48*K*AAA* |  |  | ESH5X48M12A*+WALLCON | *80CSU0802120A* | 45000 | 16.5 | 8.5 | 48500 | 34200 | 70.52% | 2.06 | 0 | 9.5 |  |  |  |  | R-454B | 3.75 | Residential & Commercial | USHP
215675517 | Central HP <5.4 tons | ARCOAIRE | HRCU-A-CB (Split System: Heat Pump with Remote Outdoor Unit-Air-Source) | H5H0V48*K*AAA* |  |  | EVM5X49M21A*+WALLCON | *80CSU1002120A* | 48000 | 18.5 | 9 | 50000 | 36800 | 73.6% | 2 | 0 | 10 |  |  |  |  | R-454B | 4 | Residential & Commercial | USHP | Ducted CEE Tier 1
215675967 | Central HP <5.4 tons | ARCOAIRE | HRCU-A-CB (Split System: Heat Pump with Remote Outdoor Unit-Air-Source) | H5H0V48*K*AAA* |  |  | EVM5X61M24A*+WALLCON | *80CSU1002120A* | 48500 | 19 | 9 | 50000 | 36800 | 73.6% | 2.1 | 0 | 10 |  |  |  |  | R-454B | 4.0417 | Residential & Commercial | USHP | Ducted CEE Tier 1
213773819 | Central HP <5.4 tons | ARCOAIRE | HRCU-A-CB (Split System: Heat Pump with Remote Outdoor Unit-Air-Source) | HVH825GKA3* |  |  | EA*4X48L24A*+WALLCON | *80CTL1102120B* | 24200 | 17 | 8.1 | 21000 | 16500 | 78.57% | 2.02 | 0 | 11 |  |  |  |  | R-410A | 2.0167 | Residential & Commercial | USHP | Ducted CEE Tier 1
213773869 | Central HP <5.4 tons | ARCOAIRE | HRCU-A-CB (Split System: Heat Pump with Remote Outdoor Unit-Air-Source) | HVH825GKA3* |  |  | EA*4X48L24A*+WALLCON | *96CTN1202422B* | 24200 | 17 | 8.1 | 21000 | 16500 | 78.57% | 2.02 | 0 | 11 |  |  |  |  | R-410A | 2.0167 | Residential & Commercial | USHP | Ducted CEE Tier 1
215676017 | Central HP <5.4 tons | ARCOAIRE | HRCU-A-CB (Split System: Heat Pump with Remote Outdoor Unit-Air-Source) | H5H0V48*K*AAA* |  |  | EVM5X61M24A*+WALLCON | *95CSU0802120B* | 48500 | 19 | 9 | 50000 | 36800 | 73.6% | 2 | 0 | 10 |  |  |  |  | R-454B | 4.0417 | Residential & Commercial | USHP | Ducted CEE Tier 1
216680603 | Central HP <5.4 tons | ARCOAIRE | HRCU-A-CB (Split System: Heat Pump with Remote Outdoor Unit-Air-Source) | DLCURAH24ABK |  |  | EHD4X36AAL | *97VTN0801716A* | 23800 | 16 | 8.5 | 25200 | 22400 | 88.89% | 1.75 | 0 | 10 |  |  |  |  | R-410A | 1.9833 | Residential & Commercial | USHP | Ducted CEE Tier 1
216681541 | Central HP <5.4 tons | ARCOAIRE | HRCU-A-CB (Split System: Heat Pump with Remote Outdoor Unit-Air-Source) | DLCURAH24ABK |  |  | EHD4X30AAL | *97VTN0802120A* | 23800 | 16 | 9 | 26000 | 22800 | 87.69% | 1.78 | 0 | 10 |  |  |  |  | R-410A | 1.9833 | Residential & Commercial | USHP | Ducted CEE Tier 1
215676427 | Central HP <5.4 tons | ARCOAIRE | HRCU-A-CB (Split System: Heat Pump with Remote Outdoor Unit-Air-Source) | H5H0V48*K*AAA* |  |  | EVD5X60M21A*+WALLCON | *80CSU1002120A* | 48000 | 18.5 | 9 | 50000 | 36800 | 73.6% | 2 | 0 | 10 |  |  |  |  | R-454B | 4 | Residential & Commercial | USHP | Ducted CEE Tier 1
214865948 | Central HP <5.4 tons | ARMSTRONG AIR | HRCU-A-CB (Split System: Heat Pump with Remote Outdoor Unit-Air-Source) | 4SHP22LX124P-**A |  |  | 7AH1AE24PX-0* | 0 | 24000 | 20.5 | 8.7 | 21000 | 15500 | 73.81% | 2.16 | 0 | 13.5 |  |  |  |  | R-410A | 2 | Residential & Commercial | USHP | Ducted CEE Tier 1
215675567 | Central HP <5.4 tons | ARCOAIRE | HRCU-A-CB (Split System: Heat Pump with Remote Outdoor Unit-Air-Source) | H5H0V48*K*AAA* |  |  | EVM5X49M21A*+WALLCON | *80CTL0902120B* | 48000 | 19 | 9 | 50000 | 36600 | 73.2% | 2 | 0 | 10.5 |  |  |  |  | R-454B | 4 | Residential & Commercial | USHP | Ducted CEE Tier 1
215675447 | Central HP <5.4 tons | ARCOAIRE | HRCU-A-CB (Split System: Heat Pump with Remote Outdoor Unit-Air-Source) | H5H0V48*K*AAA* |  |  | EVM5X48M21A*+WALLCON | *97CMN0802120B* | 47000 | 18.5 | 9 | 50000 | 36600 | 73.2% | 2 | 0 | 10 |  |  |  |  | R-454B | 3.9167 | Residential & Commercial | USHP | Ducted CEE Tier 1
216680519 | Central HP <5.4 tons | ARCOAIRE | HRCU-A-CB (Split System: Heat Pump with Remote Outdoor Unit-Air-Source) | DLCURAH24ABK |  |  | EA*4X30L17A* | *97VTN0801716A* | 23400 | 16.5 | 9 | 25800 | 24000 | 93.02% | 1.9 | 0 | 10 |  |  |  |  | R-410A | 1.95 | Residential & Commercial | USHP | Ducted CEE Tier 1
216682350 | Central HP <5.4 tons | ARCOAIRE | HRCU-A-CB (Split System: Heat Pump with Remote Outdoor Unit-Air-Source) | DLCURAH24ABK |  |  | EHD4X36AAL | *97VTN1002120A* | 23800 | 16.5 | 8.5 | 25200 | 22400 | 88.89% | 1.75 | 0 | 10 |  |  |  |  | R-410A | 1.9833 | Residential & Commercial | USHP | Ducted CEE Tier 1
216675446 | Central HP <5.4 tons | COMFORTMAKER | HRCU-A-CB (Split System: Heat Pump with Remote Outdoor Unit-Air-Source) | D5CURAH24AAK |  |  | EA*5X25M17A* | *80CSU0401712A* | 25200 | 16.5 | 9 | 23600 | 19200 | 81.36% | 2.06 | 0 | 10 |  |  |  |  | R-454B | 2.1 | Residential & Commercial | USHP | Ducted CEE Tier 1
212970898 | Central HP <5.4 tons | ARCOAIRE | HRCU-A-CB (Split System: Heat Pump with Remote Outdoor Unit-Air-Source) | DLCURAH18ABK |  |  | EA*4X30L14A* | *80VTL0451412B* | 17800 | 16.5 | 8.5 | 18400 | 18800 | 102.2% | 2.26 | 0 | 10.5 |  |  |  |  | R-410A | 1.4833 | Residential & Commercial | USHP | Ducted CEE Tier 1
212970934 | Central HP <5.4 tons | ARCOAIRE | HRCU-A-CB (Split System: Heat Pump with Remote Outdoor Unit-Air-Source) | DLCURAH18ABK |  |  | EN(A,D)4X24L17** | *80VTL0451412B* | 17700 | 16.5 | 8.5 | 18700 | 19100 | 102.1% | 2.3 | 0 | 11 |  |  |  |  | R-410A | 1.475 | Residential & Commercial | USHP | Ducted CEE Tier 1
212971449 | Central HP <5.4 tons | ARCOAIRE | HRCU-A-CB (Split System: Heat Pump with Remote Outdoor Unit-Air-Source) | DLCURAH18ABK |  |  | EA*4X24L17A* | *80VTL0701716B* | 17500 | 16 | 8.5 | 18500 | 19500 | 105.4% | 2.34 | 0 | 10.5 |  |  |  |  | R-410A | 1.4583 | Residential & Commercial | USHP | Ducted CEE Tier 1
215675677 | Central HP <5.4 tons | ARCOAIRE | HRCU-A-CB (Split System: Heat Pump with Remote Outdoor Unit-Air-Source) | H5H0V48*K*AAA* |  |  | EVM5X60M21A*+WALLCON | *80CSU0802120A* | 48000 | 19 | 9 | 50000 | 36600 | 73.2% | 2.12 | 0 | 10 |  |  |  |  | R-454B | 4 | Residential & Commercial | USHP | Ducted CEE Tier 1
215676447 | Central HP <5.4 tons | ARCOAIRE | HRCU-A-CB (Split System: Heat Pump with Remote Outdoor Unit-Air-Source) | H5H0V48*K*AAA* |  |  | EVD5X60M21A*+WALLCON | *80CTL0701716B* | 48000 | 18.5 | 9 | 50000 | 37200 | 74.4% | 2 | 0 | 10 |  |  |  |  | R-454B | 4 | Residential & Commercial | USHP | Ducted CEE Tier 1
215676347 | Central HP <5.4 tons | ARCOAIRE | HRCU-A-CB (Split System: Heat Pump with Remote Outdoor Unit-Air-Source) | H5H0V48*K*AAA* |  |  | EVD5X49M24A*+WALLCON | *97CMN0602120B* | 47500 | 18.5 | 9 | 50000 | 37000 | 74% | 1.98 | 0 | 10 |  |  |  |  | R-454B | 3.9583 | Residential & Commercial | USHP | Ducted CEE Tier 1
215676097 | Central HP <5.4 tons | ARCOAIRE | HRCU-A-CB (Split System: Heat Pump with Remote Outdoor Unit-Air-Source) | H5H0V48*K*AAA* |  |  | EVD5X48M21A*+WALLCON | *80CSU0601716A* | 47000 | 18 | 9 | 50000 | 36400 | 72.8% | 2 | 0 | 9.5 |  |  |  |  | R-454B | 3.9167 | Residential & Commercial | USHP
215675997 | Central HP <5.4 tons | ARCOAIRE | HRCU-A-CB (Split System: Heat Pump with Remote Outdoor Unit-Air-Source) | H5H0V48*K*AAA* |  |  | EVM5X61M24A*+WALLCON | *80CTL1102120B* | 48500 | 19.5 | 9.5 | 50000 | 36600 | 73.2% | 2.1 | 0 | 10.5 |  |  |  |  | R-454B | 4.0417 | Residential & Commercial | USHP | Ducted CEE Tier 1
216643529 | Central HP <5.4 tons | ARCOAIRE | HRCU-A-CB (Split System: Heat Pump with Remote Outdoor Unit-Air-Source) | D5CUHAH18AAK |  |  | EA*5X30M17A* | *80MSU0401712A* | 17800 | 15.2 | 9.5 | 20000 | 18100 | 90.5% | 1.92 | 0 | 11 |  |  |  |  | R-454B | 1.4833 | Residential & Commercial | USHP | Ducted CEE Tier 1
215682628 | Central HP <5.4 tons | COMFORTMAKER | HRCU-A-CB (Split System: Heat Pump with Remote Outdoor Unit-Air-Source) | C5H0V60*K*AAA* |  |  | EA*5X60M24A*+WALLCON | *97CTN1202422A* | 55000 | 18.5 | 9 | 59000 | 41500 | 70.34% | 2.02 | 0 | 9 |  |  |  |  | R-454B | 4.5833 | Residential & Commercial | USHP
215678305 | Central HP <5.4 tons | HEIL | HRCU-A-CB (Split System: Heat Pump with Remote Outdoor Unit-Air-Source) | H5H0V24*K*AAA* |  |  | EA*5X36M17A*+WALLCON | *80CSU0401712B* | 23200 | 17 | 8.5 | 23400 | 16500 | 70.51% | 2 | 0 | 10 |  |  |  |  | R-454B | 1.9333 | Residential & Commercial | USHP | Ducted CEE Tier 1
215678375 | Central HP <5.4 tons | HEIL | HRCU-A-CB (Split System: Heat Pump with Remote Outdoor Unit-Air-Source) | H5H0V24*K*AAA* |  |  | EA*5X37M17A*+WALLCON | *97CTN0801716A* | 23800 | 17 | 9 | 23400 | 16500 | 70.51% | 2 | 0 | 10 |  |  |  |  | R-454B | 1.9833 | Residential & Commercial | USHP | Ducted CEE Tier 1
215678405 | Central HP <5.4 tons | HEIL | HRCU-A-CB (Split System: Heat Pump with Remote Outdoor Unit-Air-Source) | H5H0V24*K*AAA* |  |  | EA*5X37M21A*+WALLCON | *97CTN0601716A* | 24000 | 17 | 9 | 23400 | 16400 | 70.09% | 2.02 | 0 | 10.5 |  |  |  |  | R-454B | 2 | Residential & Commercial | USHP | Ducted CEE Tier 1
215682428 | Central HP <5.4 tons | COMFORTMAKER | HRCU-A-CB (Split System: Heat Pump with Remote Outdoor Unit-Air-Source) | C5H0V48*K*AAA* |  |  | EVD5X60M24A*+WALLCON | *97CTN1202422A* | 48000 | 19 | 9 | 50000 | 36600 | 73.2% | 2 | 0 | 10.5 |  |  |  |  | R-454B | 4 | Residential & Commercial | USHP | Ducted CEE Tier 1
216679751 | Central HP <5.4 tons | ARCOAIRE | HRCU-A-CB (Split System: Heat Pump with Remote Outdoor Unit-Air-Source) | DLCURAH18ABK |  |  | EHD4X30AAL | *97VTN0601716A* | 17600 | 15.5 | 8.5 | 18100 | 18000 | 99.45% | 1.96 | 0 | 10.5 |  |  |  |  | R-410A | 1.4667 | Residential & Commercial | USHP | Ducted CEE Tier 1
213772649 | Central HP <5.4 tons | ARCOAIRE | HRCU-A-CB (Split System: Heat Pump with Remote Outdoor Unit-Air-Source) | HVH825GKA3* |  |  | EA*4X24L17A*+WALLCON | *80CTL0901716B* | 23400 | 16.5 | 8.1 | 21800 | 16800 | 77.06% | 1.88 | 0 | 10.5 |  |  |  |  | R-410A | 1.95 | Residential & Commercial | USHP | Ducted CEE Tier 1
215674563 | Central HP <5.4 tons | ARCOAIRE | HRCU-A-CB (Split System: Heat Pump with Remote Outdoor Unit-Air-Source) | H5H0V48*K*AAA* |  |  | EA*5X61M24A*+WALLCON | *97CMN0602120B* | 45500 | 17.5 | 9 | 48000 | 34200 | 71.25% | 2.06 | 0 | 9.5 |  |  |  |  | R-454B | 3.7917 | Residential & Commercial | USHP
216681640 | Central HP <5.4 tons | ARCOAIRE | HRCU-A-CB (Split System: Heat Pump with Remote Outdoor Unit-Air-Source) | DLCURAH18ABK |  |  | EHD4X30AAL | *97VTN0802120A* | 17600 | 15.5 | 8.5 | 18100 | 18000 | 99.45% | 1.96 | 0 | 10.5 |  |  |  |  | R-410A | 1.4667 | Residential & Commercial | USHP | Ducted CEE Tier 1
215676527 | Central HP <5.4 tons | ARCOAIRE | HRCU-A-CB (Split System: Heat Pump with Remote Outdoor Unit-Air-Source) | H5H0V48*K*AAA* |  |  | EVD5X60M21A*+WALLCON | *97CMN0602120B* | 47500 | 18.5 | 9 | 50000 | 37200 | 74.4% | 1.98 | 0 | 10 |  |  |  |  | R-454B | 3.9583 | Residential & Commercial | USHP | Ducted CEE Tier 1
215675717 | Central HP <5.4 tons | ARCOAIRE | HRCU-A-CB (Split System: Heat Pump with Remote Outdoor Unit-Air-Source) | H5H0V48*K*AAA* |  |  | EVM5X60M21A*+WALLCON | *80CTL0702120B* | 48000 | 19 | 9 | 50000 | 36800 | 73.6% | 2 | 0 | 10 |  |  |  |  | R-454B | 4 | Residential & Commercial | USHP | Ducted CEE Tier 1
215675917 | Central HP <5.4 tons | ARCOAIRE | HRCU-A-CB (Split System: Heat Pump with Remote Outdoor Unit-Air-Source) | H5H0V48*K*AAA* |  |  | EVM5X60M24A*+WALLCON | *95CSU1002122B* | 48000 | 19 | 9 | 50000 | 36400 | 72.8% | 2.02 | 0 | 10 |  |  |  |  | R-454B | 4 | Residential & Commercial | USHP | Ducted CEE Tier 1
215675667 | Central HP <5.4 tons | ARCOAIRE | HRCU-A-CB (Split System: Heat Pump with Remote Outdoor Unit-Air-Source) | H5H0V48*K*AAA* |  |  | EVM5X60M21A*+WALLCON | *80CSU0601716A* | 48000 | 19 | 9 | 50000 | 36800 | 73.6% | 2 | 0 | 10 |  |  |  |  | R-454B | 4 | Residential & Commercial | USHP | Ducted CEE Tier 1
215676067 | Central HP <5.4 tons | ARCOAIRE | HRCU-A-CB (Split System: Heat Pump with Remote Outdoor Unit-Air-Source) | H5H0V48*K*AAA* |  |  | EVM5X61M24A*+WALLCON | *97CMN1202422B* | 48500 | 19.5 | 9.5 | 50000 | 36800 | 73.6% | 2.12 | 0 | 10.5 |  |  |  |  | R-454B | 4.0417 | Residential & Commercial | USHP | Ducted CEE Tier 1
215676117 | Central HP <5.4 tons | ARCOAIRE | HRCU-A-CB (Split System: Heat Pump with Remote Outdoor Unit-Air-Source) | H5H0V48*K*AAA* |  |  | EVD5X48M21A*+WALLCON | *80CTL0701716B* | 46500 | 18 | 9 | 50000 | 36800 | 73.6% | 1.98 | 0 | 9.5 |  |  |  |  | R-454B | 3.875 | Residential & Commercial | USHP
212973675 | Central HP <5.4 tons | ARCOAIRE | HRCU-A-CB (Split System: Heat Pump with Remote Outdoor Unit-Air-Source) | DLCURAH18ABK |  |  | EA*4X25L17A* | *96VSN0801716B* | 17800 | 16.5 | 8.1 | 17600 | 17800 | 101.1% | 2.14 | 0 | 10.5 |  |  |  |  | R-410A | 1.4833 | Residential & Commercial | USHP | Ducted CEE Tier 1
212974643 | Central HP <5.4 tons | ARCOAIRE | HRCU-A-CB (Split System: Heat Pump with Remote Outdoor Unit-Air-Source) | DLCURAH18ABK |  |  | EA*4X24L17A* | *96VTN0401410B* | 17200 | 16.5 | 8.5 | 18200 | 19400 | 106.6% | 2.34 | 0 | 10 |  |  |  |  | R-410A | 1.4333 | Residential & Commercial | USHP | Ducted CEE Tier 1
212973055 | Central HP <5.4 tons | ARCOAIRE | HRCU-A-CB (Split System: Heat Pump with Remote Outdoor Unit-Air-Source) | DLCURAH18ABK |  |  | EN(A,D)4X24L17** | *96VSN0401712B* | 17500 | 15.5 | 8.5 | 18600 | 19200 | 103.2% | 2.3 | 0 | 10.5 |  |  |  |  | R-410A | 1.4583 | Residential & Commercial | USHP | Ducted CEE Tier 1
212971234 | Central HP <5.4 tons | ARCOAIRE | HRCU-A-CB (Split System: Heat Pump with Remote Outdoor Unit-Air-Source) | DLCURAH24ABK |  |  | EN(A,D)4X30L17** | *80VTL0451412B* | 23600 | 17 | 8.5 | 26200 | 24600 | 93.89% | 2.04 | 0 | 10.5 |  |  |  |  | R-410A | 1.9667 | Residential & Commercial | USHP | Ducted CEE Tier 1
213772969 | Central HP <5.4 tons | ARCOAIRE | HRCU-A-CB (Split System: Heat Pump with Remote Outdoor Unit-Air-Source) | HVH825GKA3* |  |  | EA*4X36L17A*+WALLCON | *80CTL0901716B* | 23600 | 16.5 | 8.1 | 21400 | 16700 | 78.04% | 1.92 | 0 | 10.5 |  |  |  |  | R-410A | 1.9667 | Residential & Commercial | USHP | Ducted CEE Tier 1
213773369 | Central HP <5.4 tons | ARCOAIRE | HRCU-A-CB (Split System: Heat Pump with Remote Outdoor Unit-Air-Source) | HVH825GKA3* |  |  | EA*4X37L21A*+WALLCON | *96CTN1002122B* | 24400 | 16.5 | 8.5 | 21200 | 16600 | 78.3% | 2.02 | 0 | 11 |  |  |  |  | R-410A | 2.0333 | Residential & Commercial | USHP | Ducted CEE Tier 1
213773469 | Central HP <5.4 tons | ARCOAIRE | HRCU-A-CB (Split System: Heat Pump with Remote Outdoor Unit-Air-Source) | HVH825GKA3* |  |  | EA*4X42L21A*+WALLCON | *96CTN0601714B* | 23600 | 16.5 | 8.1 | 21400 | 16700 | 78.04% | 1.94 | 0 | 10.5 |  |  |  |  | R-410A | 1.9667 | Residential & Commercial | USHP | Ducted CEE Tier 1
213772519 | Central HP <5.4 tons | ARCOAIRE | HRCU-A-CB (Split System: Heat Pump with Remote Outdoor Unit-Air-Source) | HVH825GKA2* |  |  | EHD4X48AAL+WALLCON | *97CMN0801714B* | 24200 | 16 | 8.1 | 21400 | 16600 | 77.57% | 2.02 | 0 | 10.5 |  |  |  |  | R-410A | 2.0167 | Residential & Commercial | USHP | Ducted CEE Tier 1
215675867 | Central HP <5.4 tons | ARCOAIRE | HRCU-A-CB (Split System: Heat Pump with Remote Outdoor Unit-Air-Source) | H5H0V48*K*AAA* |  |  | EVM5X60M24A*+WALLCON | *80CTL0702120B* | 47500 | 19 | 9 | 50000 | 36800 | 73.6% | 2 | 0 | 10 |  |  |  |  | R-454B | 3.9583 | Residential & Commercial | USHP | Ducted CEE Tier 1
215675597 | Central HP <5.4 tons | ARCOAIRE | HRCU-A-CB (Split System: Heat Pump with Remote Outdoor Unit-Air-Source) | H5H0V48*K*AAA* |  |  | EVM5X49M21A*+WALLCON | *95CSU1002122B* | 48000 | 19 | 9 | 50000 | 36600 | 73.2% | 2.02 | 0 | 10 |  |  |  |  | R-454B | 4 | Residential & Commercial | USHP | Ducted CEE Tier 1
215675767 | Central HP <5.4 tons | ARCOAIRE | HRCU-A-CB (Split System: Heat Pump with Remote Outdoor Unit-Air-Source) | H5H0V48*K*AAA* |  |  | EVM5X60M21A*+WALLCON | *95CSU0802120B* | 48000 | 18.5 | 9 | 50000 | 36800 | 73.6% | 2 | 0 | 10 |  |  |  |  | R-454B | 4 | Residential & Commercial | USHP | Ducted CEE Tier 1
215675397 | Central HP <5.4 tons | ARCOAIRE | HRCU-A-CB (Split System: Heat Pump with Remote Outdoor Unit-Air-Source) | H5H0V48*K*AAA* |  |  | EVM5X48M21A*+WALLCON | *80CTL1102120B* | 47000 | 18.5 | 9 | 50000 | 36400 | 72.8% | 2 | 0 | 10 |  |  |  |  | R-454B | 3.9167 | Residential & Commercial | USHP | Ducted CEE Tier 1
215675417 | Central HP <5.4 tons | ARCOAIRE | HRCU-A-CB (Split System: Heat Pump with Remote Outdoor Unit-Air-Source) | H5H0V48*K*AAA* |  |  | EVM5X48M21A*+WALLCON | *95CSU0802120B* | 47000 | 18 | 9 | 50000 | 36600 | 73.2% | 1.98 | 0 | 9.5 |  |  |  |  | R-454B | 3.9167 | Residential & Commercial | USHP
216682302 | Central HP <5.4 tons | ARCOAIRE | HRCU-A-CB (Split System: Heat Pump with Remote Outdoor Unit-Air-Source) | DLCURAH24ABK |  |  | EA*4X36L21A* | *97VTN1002120A* | 23600 | 17 | 9 | 25600 | 23200 | 90.62% | 1.82 | 0 | 10 |  |  |  |  | R-410A | 1.9667 | Residential & Commercial | USHP | Ducted CEE Tier 1
215675207 | Central HP <5.4 tons | ARCOAIRE | HRCU-A-CB (Split System: Heat Pump with Remote Outdoor Unit-Air-Source) | H5H0V48*K*AAA* |  |  | ESH5X60M12A*+WALLCON | *80CTL0902120B* | 45500 | 16.5 | 8.5 | 48000 | 33600 | 70% | 2.06 | 0 | 9.5 |  |  |  |  | R-454B | 3.7917 | Residential & Commercial | USHP
215675757 | Central HP <5.4 tons | ARCOAIRE | HRCU-A-CB (Split System: Heat Pump with Remote Outdoor Unit-Air-Source) | H5H0V48*K*AAA* |  |  | EVM5X60M21A*+WALLCON | *95CSU0601716B* | 47500 | 18 | 9 | 50000 | 37200 | 74.4% | 1.98 | 0 | 9.5 |  |  |  |  | R-454B | 3.9583 | Residential & Commercial | USHP
215675357 | Central HP <5.4 tons | ARCOAIRE | HRCU-A-CB (Split System: Heat Pump with Remote Outdoor Unit-Air-Source) | H5H0V48*K*AAA* |  |  | EVM5X48M21A*+WALLCON | *80CSU0601716A* | 47000 | 18 | 9 | 50000 | 36400 | 72.8% | 1.98 | 0 | 9.5 |  |  |  |  | R-454B | 3.9167 | Residential & Commercial | USHP
215676127 | Central HP <5.4 tons | ARCOAIRE | HRCU-A-CB (Split System: Heat Pump with Remote Outdoor Unit-Air-Source) | H5H0V48*K*AAA* |  |  | EVD5X48M21A*+WALLCON | *80CTL1102120B* | 47000 | 18.5 | 9 | 50000 | 36400 | 72.8% | 2 | 0 | 10 |  |  |  |  | R-454B | 3.9167 | Residential & Commercial | USHP | Ducted CEE Tier 1
216571329 | Central HP <5.4 tons | AMERICAN STANDARD | HRCU-A-CB (Split System: Heat Pump with Remote Outdoor Unit-Air-Source) | 5A6V8X60A1 |  |  | 5PX*D008AS3 | S8V2C080M5PCB | 53000 | 18.1 | 8.5 | 55500 | 40000 | 72.07% | 2 | 0 | 10 |  |  |  |  | R-454B | 4.4167 | Residential & Commercial | USHP | Ducted CEE Tier 1
215429724 | Central HP <5.4 tons | DAIKIN | HRCU-A-CB (Split System: Heat Pump with Remote Outdoor Unit-Air-Source) | DH7VSA3610A* |  |  | DFVE48DP0300A* | 0 | 35000 | 19 | 8.8 | 35000 | 29000 | 82.86% | 2 | 0 | 10.5 |  |  |  |  | R-32 | 2.9167 | Residential & Commercial | USHP | Ducted CEE Tier 1
216733420 | Central HP <5.4 tons | ARCOAIRE | HRCU-A-CB (Split System: Heat Pump with Remote Outdoor Unit-Air-Source) | D5CUHAH24AAK |  |  | EA*5X25M17A* | *96MSN0261410A* | 23000 | 15.5 | 8.5 | 20800 | 18500 | 88.94% | 1.98 | 0 | 11 |  |  |  |  | R-454B | 1.9167 | Residential & Commercial | USHP | Ducted CEE Tier 1
216733587 | Central HP <5.4 tons | ARCOAIRE | HRCU-A-CB (Split System: Heat Pump with Remote Outdoor Unit-Air-Source) | D5CUHAH24AAK |  |  | EA*5X25M17A* | *96VTN0601716B* | 23000 | 16.5 | 8.5 | 20600 | 18400 | 89.32% | 1.98 | 0 | 11 |  |  |  |  | R-454B | 1.9167 | Residential & Commercial | USHP | Ducted CEE Tier 1
216733518 | Central HP <5.4 tons | ARCOAIRE | HRCU-A-CB (Split System: Heat Pump with Remote Outdoor Unit-Air-Source) | D5CUHAH24AAK |  |  | EA*5X25M17A* | *95MSU0401712A* | 23000 | 16.5 | 8.5 | 20800 | 18500 | 88.94% | 1.96 | 0 | 11 |  |  |  |  | R-454B | 1.9167 | Residential & Commercial | USHP | Ducted CEE Tier 1
216679403 | Central HP <5.4 tons | ARCOAIRE | HRCU-A-CB (Split System: Heat Pump with Remote Outdoor Unit-Air-Source) | DLCURAH24ABK |  |  | EA*4X30L17A* | *97VTN0601716A* | 23600 | 16.5 | 9 | 25800 | 23800 | 92.25% | 1.86 | 0 | 10 |  |  |  |  | R-410A | 1.9667 | Residential & Commercial | USHP | Ducted CEE Tier 1
216680591 | Central HP <5.4 tons | ARCOAIRE | HRCU-A-CB (Split System: Heat Pump with Remote Outdoor Unit-Air-Source) | DLCURAH24ABK |  |  | EHD4X30AAL | *97VTN0801716A* | 23800 | 16 | 9 | 26000 | 22800 | 87.69% | 1.76 | 0 | 10 |  |  |  |  | R-410A | 1.9833 | Residential & Commercial | USHP | Ducted CEE Tier 1
216733669 | Central HP <5.4 tons | ARCOAIRE | HRCU-A-CB (Split System: Heat Pump with Remote Outdoor Unit-Air-Source) | D5CUHAH24AAK |  |  | EA*5X30M14A* | *80MS(N,L)0701412A* | 22200 | 16 | 8.1 | 20800 | 18700 | 89.9% | 1.85 | 0 | 10.5 |  |  |  |  | R-454B | 1.85 | Residential & Commercial | USHP | Ducted CEE Tier 1
216733752 | Central HP <5.4 tons | ARCOAIRE | HRCU-A-CB (Split System: Heat Pump with Remote Outdoor Unit-Air-Source) | D5CUHAH24AAK |  |  | EA*5X30M14A* | *96MSN0601412A* | 22200 | 15.5 | 8.1 | 20800 | 18800 | 90.38% | 1.9 | 0 | 10.5 |  |  |  |  | R-454B | 1.85 | Residential & Commercial | USHP | Ducted CEE Tier 1
211262010 | Central HP <5.4 tons | TEMPSTAR | HRCU-A-CB (Split System: Heat Pump with Remote Outdoor Unit-Air-Source) | DLCURAH18ABK |  |  | EA*4X30L17A* | *80ES(N,L)0451412A* | 18200 | 16.5 | 8.5 | 18700 | 18400 | 98.4% | 2.22 | 0 | 11 |  |  |  |  | R-410A | 1.5167 | Residential & Commercial | USHP | Ducted CEE Tier 1
213773519 | Central HP <5.4 tons | ARCOAIRE | HRCU-A-CB (Split System: Heat Pump with Remote Outdoor Unit-Air-Source) | HVH825GKA3* |  |  | EA*4X42L24A*+WALLCON | *80CTL1352422B* | 23800 | 16.5 | 8.1 | 21400 | 16600 | 77.57% | 1.96 | 0 | 10.5 |  |  |  |  | R-410A | 1.9833 | Residential & Commercial | USHP | Ducted CEE Tier 1
214573027 | Central HP <5.4 tons | TEMPSTAR | HRCU-A-CB (Split System: Heat Pump with Remote Outdoor Unit-Air-Source) | TVH837GKA** |  |  | EA*4X61L24A*+WALLCON | *95CSU0802120B* | 33200 | 17.5 | 8.5 | 32000 | 24800 | 77.5% | 2 | 0 | 11.5 |  |  |  |  | R-410A | 2.7667 | Residential & Commercial | USHP | Ducted CEE Tier 1
216680855 | Central HP <5.4 tons | ARCOAIRE | HRCU-A-CB (Split System: Heat Pump with Remote Outdoor Unit-Air-Source) | DLCURAH18ABK |  |  | EA*4X25L17A* | *97VTN0801716A* | 17700 | 16.5 | 8.5 | 17600 | 17500 | 99.43% | 1.94 | 0 | 10.5 |  |  |  |  | R-410A | 1.475 | Residential & Commercial | USHP | Ducted CEE Tier 1
213781019 | Central HP <5.4 tons | ARCOAIRE | HRCU-A-CB (Split System: Heat Pump with Remote Outdoor Unit-Air-Source) | HVH837GKA2* |  |  | EA*4X42L21A*+WALLCON | *95CSU0601716B* | 31600 | 16.5 | 8.1 | 33000 | 24600 | 74.55% | 1.86 | 0 | 10.5 |  |  |  |  | R-410A | 2.6333 | Residential & Commercial | USHP | Ducted CEE Tier 1
213780399 | Central HP <5.4 tons | ARCOAIRE | HRCU-A-CB (Split System: Heat Pump with Remote Outdoor Unit-Air-Source) | HVH837GKA** |  |  | EHD4X60AAL+WALLCON | *97CMN1002122B* | 33000 | 16.5 | 8.1 | 32200 | 24800 | 77.02% | 2 | 0 | 11.5 |  |  |  |  | R-410A | 2.75 | Residential & Commercial | USHP | Ducted CEE Tier 1
213780869 | Central HP <5.4 tons | ARCOAIRE | HRCU-A-CB (Split System: Heat Pump with Remote Outdoor Unit-Air-Source) | HVH837GKA2* |  |  | EA*4X37L21A*+WALLCON | *80CTL0901716B* | 32600 | 17 | 8.5 | 32800 | 25000 | 76.22% | 1.98 | 0 | 11 |  |  |  |  | R-410A | 2.7167 | Residential & Commercial | USHP | Ducted CEE Tier 1
213780919 | Central HP <5.4 tons | ARCOAIRE | HRCU-A-CB (Split System: Heat Pump with Remote Outdoor Unit-Air-Source) | HVH837GKA2* |  |  | EA*4X37L21A*+WALLCON | *97CMN0801714B* | 32800 | 17 | 8.1 | 33000 | 25200 | 76.36% | 1.96 | 0 | 11 |  |  |  |  | R-410A | 2.7333 | Residential & Commercial | USHP | Ducted CEE Tier 1
213771949 | Central HP <5.4 tons | ARCOAIRE | HRCU-A-CB (Split System: Heat Pump with Remote Outdoor Unit-Air-Source) | HVH825GKA2* |  |  | EHD4X30AAL+WALLCON | *80CTL0901716B* | 23800 | 16 | 8.1 | 21800 | 16800 | 77.06% | 1.96 | 0 | 10.5 |  |  |  |  | R-410A | 1.9833 | Residential & Commercial | USHP | Ducted CEE Tier 1
213772099 | Central HP <5.4 tons | ARCOAIRE | HRCU-A-CB (Split System: Heat Pump with Remote Outdoor Unit-Air-Source) | HVH825GKA2* |  |  | EHD4X36AAL+WALLCON | *80CTL0701412B* | 24000 | 16.5 | 8.1 | 21400 | 16600 | 77.57% | 1.98 | 0 | 10.5 |  |  |  |  | R-410A | 2 | Residential & Commercial | USHP | Ducted CEE Tier 1
216681508 | Central HP <5.4 tons | ARCOAIRE | HRCU-A-CB (Split System: Heat Pump with Remote Outdoor Unit-Air-Source) | DLCURAH24ABK |  |  | EA*4X36L21A* | *97VTN0802120A* | 24000 | 17 | 9 | 26000 | 22800 | 87.69% | 1.78 | 0 | 10 |  |  |  |  | R-410A | 2 | Residential & Commercial | USHP | Ducted CEE Tier 1
216732899 | Central HP <5.4 tons | ARCOAIRE | HRCU-A-CB (Split System: Heat Pump with Remote Outdoor Unit-Air-Source) | D5CUHAH24AAK |  |  | EA*5X24M17A* | *96MSN0261410A* | 22000 | 15.2 | 8.5 | 21200 | 19200 | 90.57% | 1.98 | 0 | 10.5 |  |  |  |  | R-454B | 1.8333 | Residential & Commercial | USHP | Ducted CEE Tier 1
216733769 | Central HP <5.4 tons | ARCOAIRE | HRCU-A-CB (Split System: Heat Pump with Remote Outdoor Unit-Air-Source) | D5CUHAH24AAK |  |  | EA*5X30M14A* | *96VSN0601412B* | 22000 | 16 | 8.1 | 20800 | 18800 | 90.38% | 1.85 | 0 | 10.5 |  |  |  |  | R-454B | 1.8333 | Residential & Commercial | USHP | Ducted CEE Tier 1
215675657 | Central HP <5.4 tons | ARCOAIRE | HRCU-A-CB (Split System: Heat Pump with Remote Outdoor Unit-Air-Source) | H5H0V48*K*AAA* |  |  | EVM5X49M21A*+WALLCON | *96CTN1002122B* | 48000 | 19 | 9 | 50000 | 36800 | 73.6% | 2 | 0 | 10.5 |  |  |  |  | R-454B | 4 | Residential & Commercial | USHP | Ducted CEE Tier 1
212989313 | Central HP <5.4 tons | ARCOAIRE | HRCU-A-CB (Split System: Heat Pump with Remote Outdoor Unit-Air-Source) | DLCURAH18ABK |  |  | EN(A,D)4X24L17** | *95MSU0601716A* | 17300 | 16 | 8.1 | 18300 | 19200 | 104.9% | 2.32 | 0 | 10.5 |  |  |  |  | R-410A | 1.4417 | Residential & Commercial | USHP | Ducted CEE Tier 1
212983254 | Central HP <5.4 tons | ARCOAIRE | HRCU-A-CB (Split System: Heat Pump with Remote Outdoor Unit-Air-Source) | DLCURAH18ABK |  |  | EA*4X19L17A* | *92MSN0401712A* | 17700 | 16 | 8.1 | 17900 | 18000 | 100.6% | 2.16 | 0 | 10.5 |  |  |  |  | R-410A | 1.475 | Residential & Commercial | USHP | Ducted CEE Tier 1
212983177 | Central HP <5.4 tons | ARCOAIRE | HRCU-A-CB (Split System: Heat Pump with Remote Outdoor Unit-Air-Source) | DLCURAH24ABK |  |  | EA*4X36L21A* | *92MSN0401712A* | 23600 | 16 | 8.5 | 26400 | 24000 | 90.91% | 1.96 | 0 | 10 |  |  |  |  | R-410A | 1.9667 | Residential & Commercial | USHP | Ducted CEE Tier 1
212983570 | Central HP <5.4 tons | ARCOAIRE | HRCU-A-CB (Split System: Heat Pump with Remote Outdoor Unit-Air-Source) | DLCURAH24ABK |  |  | EA*4X37L17A* | *92MSN0601412A* | 24200 | 17 | 8.5 | 25800 | 22200 | 86.05% | 1.84 | 0 | 10 |  |  |  |  | R-410A | 2.0167 | Residential & Commercial | USHP | Ducted CEE Tier 1
213080472 | Central HP <5.4 tons | ARCOAIRE | HRCU-A-CB (Split System: Heat Pump with Remote Outdoor Unit-Air-Source) | DLCURAH36ABK |  |  | EN(A,D)4X48L24** | *96MSN1202422A* | 35800 | 16.5 | 8.1 | 38500 | 35000 | 90.91% | 2 | 0 | 10 |  |  |  |  | R-410A | 2.9833 | Residential & Commercial | USHP | Ducted CEE Tier 1
213781689 | Central HP <5.4 tons | ARCOAIRE | HRCU-A-CB (Split System: Heat Pump with Remote Outdoor Unit-Air-Source) | HVH837GKA2* |  |  | EA*4X61L24A*+WALLCON | *97CMN1002122B* | 33200 | 17.5 | 8.5 | 32000 | 24800 | 77.5% | 2 | 0 | 11.7 |  |  |  |  | R-410A | 2.7667 | Residential & Commercial | USHP | Ducted CEE Tier 1
213781539 | Central HP <5.4 tons | ARCOAIRE | HRCU-A-CB (Split System: Heat Pump with Remote Outdoor Unit-Air-Source) | HVH837GKA2* |  |  | EA*4X61L21A*+WALLCON | *80CTL0451712B* | 33000 | 17 | 8.1 | 32400 | 25200 | 77.78% | 1.94 | 0 | 11 |  |  |  |  | R-410A | 2.75 | Residential & Commercial | USHP | Ducted CEE Tier 1
213782089 | Central HP <5.4 tons | ARCOAIRE | HRCU-A-CB (Split System: Heat Pump with Remote Outdoor Unit-Air-Source) | HVH837GKA2* |  |  | EHD4X48AAL+WALLCON | *80CTL0902120B* | 32600 | 16.5 | 8.1 | 33000 | 24800 | 75.15% | 1.96 | 0 | 11 |  |  |  |  | R-410A | 2.7167 | Residential & Commercial | USHP | Ducted CEE Tier 1
213782189 | Central HP <5.4 tons | ARCOAIRE | HRCU-A-CB (Split System: Heat Pump with Remote Outdoor Unit-Air-Source) | HVH837GKA2* |  |  | EHD4X48AAL+WALLCON | *96CTN1002122B* | 32600 | 16.5 | 8.1 | 33000 | 24800 | 75.15% | 1.96 | 0 | 11 |  |  |  |  | R-410A | 2.7167 | Residential & Commercial | USHP | Ducted CEE Tier 1
212973255 | Central HP <5.4 tons | ARCOAIRE | HRCU-A-CB (Split System: Heat Pump with Remote Outdoor Unit-Air-Source) | DLCURAH24ABK |  |  | EN(A,D)4X24L17** | *96VSN0401712B* | 23200 | 15.5 | 8.5 | 27000 | 25000 | 92.59% | 2.06 | 0 | 10 |  |  |  |  | R-410A | 1.9333 | Residential & Commercial | USHP | Ducted CEE Tier 1
213771409 | Central HP <5.4 tons | ARCOAIRE | HRCU-A-CB (Split System: Heat Pump with Remote Outdoor Unit-Air-Source) | HVH825GKA2* |  |  | EA*4X42L24A*+WALLCON | *97CMN1202422B* | 23800 | 16.5 | 8.1 | 21400 | 16600 | 77.57% | 1.96 | 0 | 11 |  |  |  |  | R-410A | 1.9833 | Residential & Commercial | USHP | Ducted CEE Tier 1
214242499 | Central HP <5.4 tons | ARCOAIRE | HRCU-A-CB (Split System: Heat Pump with Remote Outdoor Unit-Air-Source) | HVH825GKA2* |  |  | EN(A,D)4X24L17**+WALLCON | *96CTN0601714B* | 23200 | 15.5 | 8.1 | 22200 | 16900 | 76.13% | 1.92 | 0 | 10.5 |  |  |  |  | R-410A | 1.9333 | Residential & Commercial | USHP | Ducted CEE Tier 1
212971669 | Central HP <5.4 tons | ARCOAIRE | HRCU-A-CB (Split System: Heat Pump with Remote Outdoor Unit-Air-Source) | DLCURAH24ABK |  |  | EA*4X36L21A* | *80VTL0701716B* | 23800 | 17 | 8.5 | 26200 | 23600 | 90.08% | 1.96 | 0 | 10 |  |  |  |  | R-410A | 1.9833 | Residential & Commercial | USHP | Ducted CEE Tier 1
212972402 | Central HP <5.4 tons | ARCOAIRE | HRCU-A-CB (Split System: Heat Pump with Remote Outdoor Unit-Air-Source) | DLCURAH24ABK |  |  | EA*4X36L21A* | *80VTL1102122B* | 24000 | 17.5 | 8.5 | 26400 | 23200 | 87.88% | 1.94 | 0 | 10 |  |  |  |  | R-410A | 2 | Residential & Commercial | USHP | Ducted CEE Tier 1
212983133 | Central HP <5.4 tons | ARCOAIRE | HRCU-A-CB (Split System: Heat Pump with Remote Outdoor Unit-Air-Source) | DLCURAH24ABK |  |  | EA*4X24L17A* | *92MSN0401712A* | 23200 | 15.5 | 8.5 | 27000 | 26600 | 98.52% | 2.24 | 0 | 9.5 |  |  |  |  | R-410A | 1.9333 | Residential & Commercial | USHP
212983166 | Central HP <5.4 tons | ARCOAIRE | HRCU-A-CB (Split System: Heat Pump with Remote Outdoor Unit-Air-Source) | DLCURAH24ABK |  |  | EA*4X36L17A* | *92MSN0401712A* | 23400 | 16 | 8.5 | 26400 | 24000 | 90.91% | 1.98 | 0 | 10 |  |  |  |  | R-410A | 1.95 | Residential & Commercial | USHP | Ducted CEE Tier 1
213779781 | Central HP <5.4 tons | DAY & NIGHT | HRCU-A-CB (Split System: Heat Pump with Remote Outdoor Unit-Air-Source) | CVH837GKA** |  |  | EA*4X61L24A*+WALLCON | *97CMN1002122B* | 33200 | 17.5 | 8.5 | 32000 | 24800 | 77.5% | 2 | 0 | 11.7 |  |  |  |  | R-410A | 2.7667 | Residential & Commercial | USHP | Ducted CEE Tier 1
212984569 | Central HP <5.4 tons | ARCOAIRE | HRCU-A-CB (Split System: Heat Pump with Remote Outdoor Unit-Air-Source) | DLCURAH24ABK |  |  | EA*4X24L17A* | *92MSN0801716A* | 23200 | 17 | 9 | 26800 | 26800 | 100% | 2.3 | 0 | 10 |  |  |  |  | R-410A | 1.9333 | Residential & Commercial | USHP | Ducted CEE Tier 1
216682999 | Central HP <5.4 tons | ARCOAIRE | HRCU-A-CB (Split System: Heat Pump with Remote Outdoor Unit-Air-Source) | DLCURAH24ABK |  |  | EHD4X30AAL | *97VTN1002122A* | 23800 | 16 | 9 | 26000 | 22800 | 87.69% | 1.76 | 0 | 10 |  |  |  |  | R-410A | 1.9833 | Residential & Commercial | USHP | Ducted CEE Tier 1
213773859 | Central HP <5.4 tons | ARCOAIRE | HRCU-A-CB (Split System: Heat Pump with Remote Outdoor Unit-Air-Source) | HVH825GKA3* |  |  | EA*4X48L24A*+WALLCON | *96CTN1002122B* | 24200 | 16.5 | 8.1 | 21000 | 16500 | 78.57% | 2.02 | 0 | 11 |  |  |  |  | R-410A | 2.0167 | Residential & Commercial | USHP | Ducted CEE Tier 1
212977760 | Central HP <5.4 tons | DAY & NIGHT | HRCU-A-CB (Split System: Heat Pump with Remote Outdoor Unit-Air-Source) | DLCURAH18ABK |  |  | EA*4X30L14A* | *80MS(N,L)0451412A* | 17600 | 16.5 | 8.5 | 18100 | 18700 | 103.3% | 2.24 | 0 | 10.5 |  |  |  |  | R-410A | 1.4667 | Residential & Commercial | USHP | Ducted CEE Tier 1
216680843 | Central HP <5.4 tons | ARCOAIRE | HRCU-A-CB (Split System: Heat Pump with Remote Outdoor Unit-Air-Source) | DLCURAH18ABK |  |  | EA*4X24L17A* | *97VTN0801716A* | 17200 | 16 | 8.5 | 18100 | 19200 | 106.1% | 2.2 | 0 | 10.5 |  |  |  |  | R-410A | 1.4333 | Residential & Commercial | USHP | Ducted CEE Tier 1
216683209 | Central HP <5.4 tons | ARCOAIRE | HRCU-A-CB (Split System: Heat Pump with Remote Outdoor Unit-Air-Source) | DLCURAH36ABK |  |  | EHD4X42AAL | *97VTN1202422A* | 35800 | 15.5 | 8.5 | 38500 | 34400 | 89.35% | 1.82 | 0 | 9.8 |  |  |  |  | R-410A | 2.9833 | Residential & Commercial | USHP
216683220 | Central HP <5.4 tons | ARCOAIRE | HRCU-A-CB (Split System: Heat Pump with Remote Outdoor Unit-Air-Source) | DLCURAH36ABK |  |  | EHD4X48AAL | *97VTN1202422A* | 35800 | 16 | 8.5 | 38000 | 34400 | 90.53% | 1.82 | 0 | 10 |  |  |  |  | R-410A | 2.9833 | Residential & Commercial | USHP | Ducted CEE Tier 1
213773239 | Central HP <5.4 tons | ARCOAIRE | HRCU-A-CB (Split System: Heat Pump with Remote Outdoor Unit-Air-Source) | HVH825GKA3* |  |  | EA*4X37L17A*+WALLCON | *96CTN0601714B* | 24000 | 16 | 8.1 | 21400 | 16700 | 78.04% | 1.98 | 0 | 10.5 |  |  |  |  | R-410A | 2 | Residential & Commercial | USHP | Ducted CEE Tier 1
213773289 | Central HP <5.4 tons | ARCOAIRE | HRCU-A-CB (Split System: Heat Pump with Remote Outdoor Unit-Air-Source) | HVH825GKA3* |  |  | EA*4X37L21A*+WALLCON | *80CTL0902120B* | 24400 | 16.5 | 8.1 | 21200 | 16600 | 78.3% | 2.02 | 0 | 11 |  |  |  |  | R-410A | 2.0333 | Residential & Commercial | USHP | Ducted CEE Tier 1
213772989 | Central HP <5.4 tons | ARCOAIRE | HRCU-A-CB (Split System: Heat Pump with Remote Outdoor Unit-Air-Source) | HVH825GKA3* |  |  | EA*4X36L17A*+WALLCON | *97CMN0601714B* | 23400 | 16 | 8.1 | 21600 | 16700 | 77.31% | 1.92 | 0 | 10.5 |  |  |  |  | R-410A | 1.95 | Residential & Commercial | USHP | Ducted CEE Tier 1
213773139 | Central HP <5.4 tons | ARCOAIRE | HRCU-A-CB (Split System: Heat Pump with Remote Outdoor Unit-Air-Source) | HVH825GKA3* |  |  | EA*4X36L21A*+WALLCON | *96CTN0801714B* | 23600 | 16.5 | 8.1 | 21400 | 16700 | 78.04% | 1.92 | 0 | 10.5 |  |  |  |  | R-410A | 1.9667 | Residential & Commercial | USHP | Ducted CEE Tier 1
215676337 | Central HP <5.4 tons | ARCOAIRE | HRCU-A-CB (Split System: Heat Pump with Remote Outdoor Unit-Air-Source) | H5H0V48*K*AAA* |  |  | EVD5X49M24A*+WALLCON | *95CSU1002122B* | 48000 | 19 | 9 | 50000 | 36400 | 72.8% | 2.02 | 0 | 10 |  |  |  |  | R-454B | 4 | Residential & Commercial | USHP | Ducted CEE Tier 1
215675687 | Central HP <5.4 tons | ARCOAIRE | HRCU-A-CB (Split System: Heat Pump with Remote Outdoor Unit-Air-Source) | H5H0V48*K*AAA* |  |  | EVM5X60M21A*+WALLCON | *80CSU1002120A* | 48000 | 18.5 | 9 | 50000 | 36800 | 73.6% | 2 | 0 | 10 |  |  |  |  | R-454B | 4 | Residential & Commercial | USHP | Ducted CEE Tier 1
212983265 | Central HP <5.4 tons | ARCOAIRE | HRCU-A-CB (Split System: Heat Pump with Remote Outdoor Unit-Air-Source) | DLCURAH18ABK |  |  | EA*4X24L17A* | *92MSN0401712A* | 17200 | 15.5 | 8.5 | 18300 | 19400 | 106% | 2.32 | 0 | 10 |  |  |  |  | R-410A | 1.4333 | Residential & Commercial | USHP | Ducted CEE Tier 1
212984221 | Central HP <5.4 tons | ARCOAIRE | HRCU-A-CB (Split System: Heat Pump with Remote Outdoor Unit-Air-Source) | DLCURAH18ABK |  |  | EN(A,D)4X30L17** | *92MSN0601714A* | 17700 | 16.5 | 8.1 | 18300 | 18600 | 101.6% | 2.24 | 0 | 11 |  |  |  |  | R-410A | 1.475 | Residential & Commercial | USHP | Ducted CEE Tier 1
212984653 | Central HP <5.4 tons | ARCOAIRE | HRCU-A-CB (Split System: Heat Pump with Remote Outdoor Unit-Air-Source) | DLCURAH24ABK |  |  | EN(A,D)4X24L17** | *92MSN0801716A* | 23600 | 17 | 8.5 | 27000 | 24400 | 90.37% | 2.02 | 0 | 10 |  |  |  |  | R-410A | 1.9667 | Residential & Commercial | USHP | Ducted CEE Tier 1
212984689 | Central HP <5.4 tons | ARCOAIRE | HRCU-A-CB (Split System: Heat Pump with Remote Outdoor Unit-Air-Source) | DLCURAH24ABK |  |  | EN(A,D)4X36L21** | *92MSN0801716A* | 23600 | 17.5 | 8.5 | 26200 | 24600 | 93.89% | 2.04 | 0 | 10.5 |  |  |  |  | R-410A | 1.9667 | Residential & Commercial | USHP | Ducted CEE Tier 1
215675437 | Central HP <5.4 tons | ARCOAIRE | HRCU-A-CB (Split System: Heat Pump with Remote Outdoor Unit-Air-Source) | H5H0V48*K*AAA* |  |  | EVM5X48M21A*+WALLCON | *97CMN0602120B* | 46500 | 18 | 9 | 50000 | 37000 | 74% | 1.98 | 0 | 9.5 |  |  |  |  | R-454B | 3.875 | Residential & Commercial | USHP
213772439 | Central HP <5.4 tons | ARCOAIRE | HRCU-A-CB (Split System: Heat Pump with Remote Outdoor Unit-Air-Source) | HVH825GKA2* |  |  | EHD4X48AAL+WALLCON | *80CTL0701412B* | 24400 | 17 | 8.1 | 21200 | 16600 | 78.3% | 2.02 | 0 | 11 |  |  |  |  | R-410A | 2.0333 | Residential & Commercial | USHP | Ducted CEE Tier 1
213772289 | Central HP <5.4 tons | ARCOAIRE | HRCU-A-CB (Split System: Heat Pump with Remote Outdoor Unit-Air-Source) | HVH825GKA2* |  |  | EHD4X42AAL+WALLCON | *80CTL0901716B* | 24200 | 16.5 | 8.1 | 21200 | 16600 | 78.3% | 2 | 0 | 10.5 |  |  |  |  | R-410A | 2.0167 | Residential & Commercial | USHP | Ducted CEE Tier 1
215936718 | Central HP <5.4 tons | ARCOAIRE | HRCU-A-CB (Split System: Heat Pump with Remote Outdoor Unit-Air-Source) | H5H3V36*K*AAA* |  |  | EVD5X60M21A*+WALLCON | *96CTN0801714B* | 35400 | 21.5 | 8.5 | 38000 | 28800 | 75.79% | 2.02 | 0 | 12 |  |  |  |  | R-454B | 2.95 | Residential & Commercial | USHP | Ducted CEE Tier 1
214242997 | Central HP <5.4 tons | HEIL | HRCU-A-CB (Split System: Heat Pump with Remote Outdoor Unit-Air-Source) | HVH825GKA2* |  |  | EN(A,D,W)4X42L21**+WALLCON | *80CTL1102120B* | 23800 | 16.5 | 8.1 | 21400 | 16600 | 77.57% | 1.96 | 0 | 11 |  |  |  |  | R-410A | 1.9833 | Residential & Commercial | USHP | Ducted CEE Tier 1
213772359 | Central HP <5.4 tons | ARCOAIRE | HRCU-A-CB (Split System: Heat Pump with Remote Outdoor Unit-Air-Source) | HVH825GKA2* |  |  | EHD4X42AAL+WALLCON | *97CMN1002122B* | 24200 | 16 | 8.1 | 21400 | 16600 | 77.57% | 2 | 0 | 10.5 |  |  |  |  | R-410A | 2.0167 | Residential & Commercial | USHP | Ducted CEE Tier 1
216678767 | Central HP <5.4 tons | ARCOAIRE | HRCU-A-CB (Split System: Heat Pump with Remote Outdoor Unit-Air-Source) | DLCURAH36ABK |  |  | EHD4X42AAL | *97VTN0601716A* | 35800 | 15.2 | 8.5 | 38500 | 34600 | 89.87% | 1.82 | 0 | 9.8 |  |  |  |  | R-410A | 2.9833 | Residential & Commercial | USHP
216681090 | Central HP <5.4 tons | ARCOAIRE | HRCU-A-CB (Split System: Heat Pump with Remote Outdoor Unit-Air-Source) | DLCURAH36ABK |  |  | EHD4X36AAL | *97VTN0802120A* | 36000 | 15.2 | 8.5 | 38500 | 34600 | 89.87% | 1.78 | 0 | 9.8 |  |  |  |  | R-410A | 3 | Residential & Commercial | USHP
216679871 | Central HP <5.4 tons | ARCOAIRE | HRCU-A-CB (Split System: Heat Pump with Remote Outdoor Unit-Air-Source) | DLCURAH36ABK |  |  | EA*4X43L21A* | *97VTN0801716A* | 36400 | 15.5 | 9 | 38500 | 34400 | 89.35% | 1.96 | 0 | 10 |  |  |  |  | R-410A | 3.0333 | Residential & Commercial | USHP | Ducted CEE Tier 1
216679907 | Central HP <5.4 tons | ARCOAIRE | HRCU-A-CB (Split System: Heat Pump with Remote Outdoor Unit-Air-Source) | DLCURAH36ABK |  |  | EHD4X42AAL | *97VTN0801716A* | 35600 | 15.2 | 8.5 | 38500 | 34600 | 89.87% | 1.8 | 0 | 9.8 |  |  |  |  | R-410A | 2.9667 | Residential & Commercial | USHP
212984137 | Central HP <5.4 tons | ARCOAIRE | HRCU-A-CB (Split System: Heat Pump with Remote Outdoor Unit-Air-Source) | DLCURAH24ABK |  |  | EN(A,D,W)4X36L17** | *92MSN0601714A* | 23600 | 17 | 8.5 | 26400 | 24400 | 92.42% | 2.02 | 0 | 10.5 |  |  |  |  | R-410A | 1.9667 | Residential & Commercial | USHP | Ducted CEE Tier 1
212981764 | Central HP <5.4 tons | ARCOAIRE | HRCU-A-CB (Split System: Heat Pump with Remote Outdoor Unit-Air-Source) | DLCURAH24ABK |  |  | EA*4X37L21A* | *80MSU1002120A* | 24400 | 17 | 8.5 | 25200 | 21400 | 84.92% | 1.78 | 0 | 10 |  |  |  |  | R-410A | 2.0333 | Residential & Commercial | USHP | Ducted CEE Tier 1
216678827 | Central HP <5.4 tons | ARCOAIRE | HRCU-A-CB (Split System: Heat Pump with Remote Outdoor Unit-Air-Source) | DLCURAH36ABK |  |  | EN(A,D,W)4X48L21** | *97VTN0601716A* | 35800 | 15.5 | 8.5 | 38500 | 34600 | 89.87% | 1.8 | 0 | 10 |  |  |  |  | R-410A | 2.9833 | Residential & Commercial | USHP | Ducted CEE Tier 1
216734282 | Central HP <5.4 tons | ARCOAIRE | HRCU-A-CB (Split System: Heat Pump with Remote Outdoor Unit-Air-Source) | D5CUHAH24AAK |  |  | EA*5X30M17A* | *96VTN0801716B* | 22000 | 16 | 8.1 | 20800 | 18800 | 90.38% | 1.85 | 0 | 10.5 |  |  |  |  | R-454B | 1.8333 | Residential & Commercial | USHP | Ducted CEE Tier 1
215675557 | Central HP <5.4 tons | ARCOAIRE | HRCU-A-CB (Split System: Heat Pump with Remote Outdoor Unit-Air-Source) | H5H0V48*K*AAA* |  |  | EVM5X49M21A*+WALLCON | *80CTL0901716B* | 48000 | 19 | 9 | 50000 | 37000 | 74% | 1.98 | 0 | 10 |  |  |  |  | R-454B | 4 | Residential & Commercial | USHP | Ducted CEE Tier 1
215675257 | Central HP <5.4 tons | ARCOAIRE | HRCU-A-CB (Split System: Heat Pump with Remote Outdoor Unit-Air-Source) | H5H0V48*K*AAA* |  |  | ESH5X60M12A*+WALLCON | *95CSU1002122B* | 45500 | 16.5 | 8.5 | 48000 | 33600 | 70% | 2.06 | 0 | 9.5 |  |  |  |  | R-454B | 3.7917 | Residential & Commercial | USHP
215675457 | Central HP <5.4 tons | ARCOAIRE | HRCU-A-CB (Split System: Heat Pump with Remote Outdoor Unit-Air-Source) | H5H0V48*K*AAA* |  |  | EVM5X48M21A*+WALLCON | *97CMN1002122B* | 47000 | 18.5 | 9 | 50000 | 36400 | 72.8% | 2 | 0 | 10 |  |  |  |  | R-454B | 3.9167 | Residential & Commercial | USHP | Ducted CEE Tier 1
215675957 | Central HP <5.4 tons | ARCOAIRE | HRCU-A-CB (Split System: Heat Pump with Remote Outdoor Unit-Air-Source) | H5H0V48*K*AAA* |  |  | EVM5X61M24A*+WALLCON | *80CSU0802120A* | 49000 | 19.5 | 9 | 50000 | 36600 | 73.2% | 2.1 | 0 | 10.5 |  |  |  |  | R-454B | 4.0833 | Residential & Commercial | USHP | Ducted CEE Tier 1
215676007 | Central HP <5.4 tons | ARCOAIRE | HRCU-A-CB (Split System: Heat Pump with Remote Outdoor Unit-Air-Source) | H5H0V48*K*AAA* |  |  | EVM5X61M24A*+WALLCON | *80CTL1352422B* | 48500 | 19.5 | 9.5 | 50000 | 36600 | 73.2% | 2.1 | 0 | 10.5 |  |  |  |  | R-454B | 4.0417 | Residential & Commercial | USHP | Ducted CEE Tier 1
213782239 | Central HP <5.4 tons | ARCOAIRE | HRCU-A-CB (Split System: Heat Pump with Remote Outdoor Unit-Air-Source) | HVH837GKA2* |  |  | EHD4X60AAL+WALLCON | *80CTL0901716B* | 33000 | 16.5 | 8.1 | 32200 | 24800 | 77.02% | 1.98 | 0 | 11 |  |  |  |  | R-410A | 2.75 | Residential & Commercial | USHP | Ducted CEE Tier 1
213781219 | Central HP <5.4 tons | ARCOAIRE | HRCU-A-CB (Split System: Heat Pump with Remote Outdoor Unit-Air-Source) | HVH837GKA2* |  |  | EA*4X43L21A*+WALLCON | *97CMN0601714B* | 32600 | 16.5 | 8.1 | 33000 | 25400 | 76.97% | 1.94 | 0 | 11 |  |  |  |  | R-410A | 2.7167 | Residential & Commercial | USHP | Ducted CEE Tier 1
213771929 | Central HP <5.4 tons | ARCOAIRE | HRCU-A-CB (Split System: Heat Pump with Remote Outdoor Unit-Air-Source) | HVH825GKA2* |  |  | EHD4X30AAL+WALLCON | *80CTL0701412B* | 23800 | 16 | 8.1 | 21800 | 16800 | 77.06% | 1.98 | 0 | 10.5 |  |  |  |  | R-410A | 1.9833 | Residential & Commercial | USHP | Ducted CEE Tier 1
213771629 | Central HP <5.4 tons | ARCOAIRE | HRCU-A-CB (Split System: Heat Pump with Remote Outdoor Unit-Air-Source) | HVH825GKA2* |  |  | EA*4X48L21A*+WALLCON | *97CMN0801714B* | 24000 | 16.5 | 8.1 | 21000 | 16600 | 79.05% | 2 | 0 | 11 |  |  |  |  | R-410A | 2 | Residential & Commercial | USHP | Ducted CEE Tier 1
212985957 | Central HP <5.4 tons | ARCOAIRE | HRCU-A-CB (Split System: Heat Pump with Remote Outdoor Unit-Air-Source) | DLCURAH18ABK |  |  | EN(A,D)4X24L17** | *96MSN0261410A* | 17300 | 20 | 8.1 | 18300 | 19200 | 104.9% | 2.3 | 0 | 10.5 |  |  |  |  | R-410A | 1.4417 | Residential & Commercial | USHP | Ducted CEE Tier 1
212985907 | Central HP <5.4 tons | ARCOAIRE | HRCU-A-CB (Split System: Heat Pump with Remote Outdoor Unit-Air-Source) | DLCURAH18ABK |  |  | EA*4X25L17A* | *96MSN0261410A* | 17800 | 16.5 | 8.1 | 17700 | 17700 | 100% | 2.14 | 0 | 10.5 |  |  |  |  | R-410A | 1.4833 | Residential & Commercial | USHP | Ducted CEE Tier 1
212985339 | Central HP <5.4 tons | ARCOAIRE | HRCU-A-CB (Split System: Heat Pump with Remote Outdoor Unit-Air-Source) | DLCURAH24ABK |  |  | EA*4X36L21A* | *92MSN1002120A* | 23800 | 17.5 | 8.5 | 26200 | 23600 | 90.08% | 1.96 | 0 | 10 |  |  |  |  | R-410A | 1.9833 | Residential & Commercial | USHP | Ducted CEE Tier 1
212985857 | Central HP <5.4 tons | ARCOAIRE | HRCU-A-CB (Split System: Heat Pump with Remote Outdoor Unit-Air-Source) | DLCURAH24ABK |  |  | EN(A,D)4X30L17** | *96MSN0261410A* | 23400 | 16.5 | 8.1 | 26000 | 24400 | 93.85% | 2.02 | 0 | 10 |  |  |  |  | R-410A | 1.95 | Residential & Commercial | USHP | Ducted CEE Tier 1
212988665 | Central HP <5.4 tons | ARCOAIRE | HRCU-A-CB (Split System: Heat Pump with Remote Outdoor Unit-Air-Source) | DLCURAH24ABK |  |  | EA*4X30L17A* | *95MSU0401712A* | 23600 | 16.5 | 8.5 | 26400 | 24400 | 92.42% | 2.02 | 0 | 10 |  |  |  |  | R-410A | 1.9667 | Residential & Commercial | USHP | Ducted CEE Tier 1
212988713 | Central HP <5.4 tons | ARCOAIRE | HRCU-A-CB (Split System: Heat Pump with Remote Outdoor Unit-Air-Source) | DLCURAH24ABK |  |  | EA*4X37L21A* | *95MSU0401712A* | 24200 | 17 | 8.5 | 25200 | 21400 | 84.92% | 1.8 | 0 | 10 |  |  |  |  | R-410A | 2.0167 | Residential & Commercial | USHP | Ducted CEE Tier 1
212988749 | Central HP <5.4 tons | ARCOAIRE | HRCU-A-CB (Split System: Heat Pump with Remote Outdoor Unit-Air-Source) | DLCURAH24ABK |  |  | EN(A,D,W)4X36L17** | *95MSU0401712A* | 23600 | 16.5 | 8.1 | 26400 | 24200 | 91.67% | 2.02 | 0 | 10 |  |  |  |  | R-410A | 1.9667 | Residential & Commercial | USHP | Ducted CEE Tier 1
215588555 | Central HP <5.4 tons | CARRIER | HRCU-A-CB (Split System: Heat Pump with Remote Outdoor Unit-Air-Source) | 27VNA154A*030* |  |  | CVAVA6124XMA*+UI | 59TN7A080C21**20 | 52500 | 19.5 | 8.5 | 53500 | 46500 | 86.92% | 1.95 | 0 | 12 |  |  |  |  | R-454B | 4.375 | Residential & Commercial | USHP | Ducted CEE Tier 1
216732969 | Central HP <5.4 tons | ARCOAIRE | HRCU-A-CB (Split System: Heat Pump with Remote Outdoor Unit-Air-Source) | D5CUHAH24AAK |  |  | EA*5X24M17A* | *96VSN0601412B* | 21800 | 16 | 8.5 | 21000 | 19200 | 91.43% | 1.98 | 0 | 10.5 |  |  |  |  | R-454B | 1.8167 | Residential & Commercial | USHP | Ducted CEE Tier 1
215674985 | Central HP <5.4 tons | ARCOAIRE | HRCU-A-CB (Split System: Heat Pump with Remote Outdoor Unit-Air-Source) | H5H0V48*K*AAA* |  |  | ESH5X48M12A*+WALLCON | *97CMN0801714B* | 44500 | 16 | 8.5 | 49500 | 34800 | 70.3% | 1.92 | 0 | 9 |  |  |  |  | R-454B | 3.7083 | Residential & Commercial | USHP
216733168 | Central HP <5.4 tons | ARCOAIRE | HRCU-A-CB (Split System: Heat Pump with Remote Outdoor Unit-Air-Source) | D5CUHAH24AAK |  |  | EA*5X25M17A* | *80MS(N,L)0451714A* | 22800 | 15.5 | 8.5 | 20600 | 18400 | 89.32% | 1.96 | 0 | 11 |  |  |  |  | R-454B | 1.9 | Residential & Commercial | USHP | Ducted CEE Tier 1
216732699 | Central HP <5.4 tons | ARCOAIRE | HRCU-A-CB (Split System: Heat Pump with Remote Outdoor Unit-Air-Source) | D5CUHAH24AAK |  |  | EA*5X24M17A* | *80MS(N,L)0701716A* | 22000 | 16 | 8.5 | 21000 | 19100 | 90.95% | 1.96 | 0 | 10.5 |  |  |  |  | R-454B | 1.8333 | Residential & Commercial | USHP | Ducted CEE Tier 1
215936768 | Central HP <5.4 tons | ARCOAIRE | HRCU-A-CB (Split System: Heat Pump with Remote Outdoor Unit-Air-Source) | H5H3V36*K*AAA* |  |  | EVD5X60M24A*+WALLCON | *80CTL1102120B* | 35600 | 22 | 8.5 | 38000 | 28400 | 74.74% | 2.04 | 0 | 12.5 |  |  |  |  | R-454B | 2.9667 | Residential & Commercial | USHP | Ducted CEE Tier 1
215936818 | Central HP <5.4 tons | ARCOAIRE | HRCU-A-CB (Split System: Heat Pump with Remote Outdoor Unit-Air-Source) | H5H3V36*K*AAA* |  |  | EVD5X60M24A*+WALLCON | *97CMN0802120B* | 35400 | 21.5 | 8.5 | 38000 | 28400 | 74.74% | 2.04 | 0 | 12.5 |  |  |  |  | R-454B | 2.95 | Residential & Commercial | USHP | Ducted CEE Tier 1
216732768 | Central HP <5.4 tons | ARCOAIRE | HRCU-A-CB (Split System: Heat Pump with Remote Outdoor Unit-Air-Source) | D5CUHAH24AAK |  |  | EA*5X24M17A* | *80MSU0601716A* | 21800 | 16 | 8.5 | 21000 | 19100 | 90.95% | 1.98 | 0 | 10.5 |  |  |  |  | R-454B | 1.8167 | Residential & Commercial | USHP | Ducted CEE Tier 1
216733788 | Central HP <5.4 tons | ARCOAIRE | HRCU-A-CB (Split System: Heat Pump with Remote Outdoor Unit-Air-Source) | D5CUHAH24AAK |  |  | EA*5X30M14A* | *96VTN0401410B* | 22000 | 15.5 | 8.1 | 20800 | 18900 | 90.87% | 1.9 | 0 | 10.5 |  |  |  |  | R-454B | 1.8333 | Residential & Commercial | USHP | Ducted CEE Tier 1
215674602 | Central HP <5.4 tons | ARCOAIRE | HRCU-A-CB (Split System: Heat Pump with Remote Outdoor Unit-Air-Source) | H5H0V48*K*AAA* |  |  | EA*5X61M24A*+WALLCON | *97CMN1002122B* | 46000 | 18.5 | 9 | 47500 | 33600 | 70.74% | 2.06 | 0 | 10 |  |  |  |  | R-454B | 3.8333 | Residential & Commercial | USHP | Ducted CEE Tier 1
216733868 | Central HP <5.4 tons | ARCOAIRE | HRCU-A-CB (Split System: Heat Pump with Remote Outdoor Unit-Air-Source) | D5CUHAH24AAK |  |  | EA*5X30M17A* | *80MS(N,L)0701716A* | 22200 | 16 | 8.1 | 20800 | 18800 | 90.38% | 1.85 | 0 | 10.5 |  |  |  |  | R-454B | 1.85 | Residential & Commercial | USHP | Ducted CEE Tier 1
216681112 | Central HP <5.4 tons | ARCOAIRE | HRCU-A-CB (Split System: Heat Pump with Remote Outdoor Unit-Air-Source) | DLCURAH36ABK |  |  | EHD4X48AAL | *97VTN0802120A* | 36400 | 15.5 | 8.5 | 38500 | 34400 | 89.35% | 1.84 | 0 | 10 |  |  |  |  | R-410A | 3.0333 | Residential & Commercial | USHP | Ducted CEE Tier 1
213079049 | Central HP <5.4 tons | ARCOAIRE | HRCU-A-CB (Split System: Heat Pump with Remote Outdoor Unit-Air-Source) | DLCURAH36ABK |  |  | END4X42L17** | *80MSU0401712A* | 35400 | 15.5 | 8.5 | 39000 | 34800 | 89.23% | 1.94 | 0 | 10 |  |  |  |  | R-410A | 2.95 | Residential & Commercial | USHP | Ducted CEE Tier 1
213079217 | Central HP <5.4 tons | ARCOAIRE | HRCU-A-CB (Split System: Heat Pump with Remote Outdoor Unit-Air-Source) | DLCURAH36ABK |  |  | EA*4X37L21A* | *80MSU0802120A* | 36600 | 16.5 | 8.5 | 38000 | 34600 | 91.05% | 2.08 | 0 | 10 |  |  |  |  | R-410A | 3.05 | Residential & Commercial | USHP | Ducted CEE Tier 1
213078801 | Central HP <5.4 tons | ARCOAIRE | HRCU-A-CB (Split System: Heat Pump with Remote Outdoor Unit-Air-Source) | DLCURAH36ABK |  |  | EA*4X48L24A* | *80MS(N,L)1552420A* | 36200 | 16.5 | 8.5 | 38000 | 34800 | 91.58% | 2.04 | 0 | 10 |  |  |  |  | R-410A | 3.0167 | Residential & Commercial | USHP | Ducted CEE Tier 1
213078833 | Central HP <5.4 tons | ARCOAIRE | HRCU-A-CB (Split System: Heat Pump with Remote Outdoor Unit-Air-Source) | DLCURAH36ABK |  |  | EA*4X36L21A* | *80MSU1002120A* | 35000 | 16 | 8.5 | 38500 | 35200 | 91.43% | 1.8 | 0 | 9.5 |  |  |  |  | R-410A | 2.9167 | Residential & Commercial | USHP
213772859 | Central HP <5.4 tons | ARCOAIRE | HRCU-A-CB (Split System: Heat Pump with Remote Outdoor Unit-Air-Source) | HVH825GKA3* |  |  | EA*4X30L17A*+WALLCON | *80CTL0701716B* | 23400 | 16.5 | 8.1 | 21600 | 16700 | 77.31% | 1.9 | 0 | 10.5 |  |  |  |  | R-410A | 1.95 | Residential & Commercial | USHP | Ducted CEE Tier 1
216754784 | Central HP <5.4 tons | ARCOAIRE | HRCU-A-CB (Split System: Heat Pump with Remote Outdoor Unit-Air-Source) | D5CUHAH30AAK |  |  | EA*5X37M21A* | *80CSU0601716A* | 31800 | 15.2 | 9 | 34400 | 30200 | 87.79% | 1.8 | 0 | 9.5 |  |  |  |  | R-454B | 2.65 | Residential & Commercial | USHP
212987463 | Central HP <5.4 tons | ARCOAIRE | HRCU-A-CB (Split System: Heat Pump with Remote Outdoor Unit-Air-Source) | DLCURAH24ABK |  |  | EN(A,D)4X30L17** | *96MSN0801716A* | 23800 | 17 | 8.5 | 26400 | 24000 | 90.91% | 2 | 0 | 10.5 |  |  |  |  | R-410A | 1.9833 | Residential & Commercial | USHP | Ducted CEE Tier 1
212987427 | Central HP <5.4 tons | ARCOAIRE | HRCU-A-CB (Split System: Heat Pump with Remote Outdoor Unit-Air-Source) | DLCURAH24ABK |  |  | EA*4X37L17A* | *96MSN0801716A* | 24200 | 17 | 8.5 | 25200 | 22000 | 87.3% | 1.84 | 0 | 10 |  |  |  |  | R-410A | 2.0167 | Residential & Commercial | USHP | Ducted CEE Tier 1
212987379 | Central HP <5.4 tons | ARCOAIRE | HRCU-A-CB (Split System: Heat Pump with Remote Outdoor Unit-Air-Source) | DLCURAH24ABK |  |  | EA*4X25L17A* | *96MSN0801716A* | 24400 | 17 | 8.5 | 25200 | 21600 | 85.71% | 1.8 | 0 | 10 |  |  |  |  | R-410A | 2.0333 | Residential & Commercial | USHP | Ducted CEE Tier 1
215933308 | Central HP <5.4 tons | ARCOAIRE | HRCU-A-CB (Split System: Heat Pump with Remote Outdoor Unit-Air-Source) | H5H3V36*K*AAA* |  |  | ESH5X42M12A*+WALLCON | *80CTL0701412B* | 33400 | 19 | 9 | 35200 | 27000 | 76.7% | 1.92 | 0 | 11 |  |  |  |  | R-454B | 2.7833 | Residential & Commercial | USHP | Ducted CEE Tier 1
215933278 | Central HP <5.4 tons | ARCOAIRE | HRCU-A-CB (Split System: Heat Pump with Remote Outdoor Unit-Air-Source) | H5H3V36*K*AAA* |  |  | ESH5X42M12A*+WALLCON | *80CSU0601716A* | 33400 | 19.5 | 9 | 34800 | 26600 | 76.44% | 1.94 | 0 | 11 |  |  |  |  | R-454B | 2.7833 | Residential & Commercial | USHP | Ducted CEE Tier 1
215933928 | Central HP <5.4 tons | ARCOAIRE | HRCU-A-CB (Split System: Heat Pump with Remote Outdoor Unit-Air-Source) | H5H3V36*K*AAA* |  |  | ESH5X60M12A*+WALLCON | *96CTN0801714B* | 34000 | 19.5 | 9 | 34600 | 26400 | 76.3% | 1.94 | 0 | 11.5 |  |  |  |  | R-454B | 2.8333 | Residential & Commercial | USHP | Ducted CEE Tier 1
215933828 | Central HP <5.4 tons | ARCOAIRE | HRCU-A-CB (Split System: Heat Pump with Remote Outdoor Unit-Air-Source) | H5H3V36*K*AAA* |  |  | ESH5X60M12A*+WALLCON | *95CSU0601716B* | 34000 | 19 | 9 | 34800 | 26400 | 75.86% | 1.92 | 0 | 11 |  |  |  |  | R-454B | 2.8333 | Residential & Commercial | USHP | Ducted CEE Tier 1
215933978 | Central HP <5.4 tons | ARCOAIRE | HRCU-A-CB (Split System: Heat Pump with Remote Outdoor Unit-Air-Source) | H5H3V48*K*AAA* |  |  | EA*5X48M21A*+WALLCON | *80CSU1002120A* | 43500 | 20.5 | 9.5 | 48000 | 36600 | 76.25% | 2 | 0 | 10.5 |  |  |  |  | R-454B | 3.625 | Residential & Commercial | USHP | Ducted CEE Tier 1
216679967 | Central HP <5.4 tons | ARCOAIRE | HRCU-A-CB (Split System: Heat Pump with Remote Outdoor Unit-Air-Source) | DLCURAH36ABK |  |  | EN(A,D,W)4X42L21** | *97VTN0801716A* | 35400 | 15.2 | 8.5 | 39000 | 34800 | 89.23% | 1.75 | 0 | 10 |  |  |  |  | R-410A | 2.95 | Residential & Commercial | USHP | Ducted CEE Tier 1
216682609 | Central HP <5.4 tons | ARCOAIRE | HRCU-A-CB (Split System: Heat Pump with Remote Outdoor Unit-Air-Source) | DLCURAH36ABK |  |  | EHD4X36AAL | *97VTN1002122A* | 35600 | 16 | 8.5 | 38500 | 34400 | 89.35% | 1.78 | 0 | 10 |  |  |  |  | R-410A | 2.9667 | Residential & Commercial | USHP | Ducted CEE Tier 1
215678055 | Central HP <5.4 tons | HEIL | HRCU-A-CB (Split System: Heat Pump with Remote Outdoor Unit-Air-Source) | H5H0V60*K*AAA* |  |  | ESH5X60M12A*+WALLCON | *80CTL0701716B* | 54000 | 16.5 | 8.5 | 59000 | 41500 | 70.34% | 1.9 | 0 | 9 |  |  |  |  | R-454B | 4.5 | Residential & Commercial | USHP
213080494 | Central HP <5.4 tons | ARCOAIRE | HRCU-A-CB (Split System: Heat Pump with Remote Outdoor Unit-Air-Source) | DLCURAH36ABK |  |  | EN(A,D)4X48L24** | *96MSN1402422A* | 35800 | 16.5 | 8.1 | 38500 | 35000 | 90.91% | 2 | 0 | 10 |  |  |  |  | R-410A | 2.9833 | Residential & Commercial | USHP | Ducted CEE Tier 1
216681563 | Central HP <5.4 tons | ARCOAIRE | HRCU-A-CB (Split System: Heat Pump with Remote Outdoor Unit-Air-Source) | DLCURAH24ABK |  |  | EN(A,D)4X36L21** | *97VTN0802120A* | 23800 | 17 | 9 | 26000 | 23200 | 89.23% | 1.82 | 0 | 10.5 |  |  |  |  | R-410A | 1.9833 | Residential & Commercial | USHP | Ducted CEE Tier 1
214229193 | Central HP <5.4 tons | ARCOAIRE | HRCU-A-CB (Split System: Heat Pump with Remote Outdoor Unit-Air-Source) | DLCURAH24ABK |  |  | EN(A,D)4X30L17** | *80MSU0601716A* | 23600 | 17 | 8.5 | 25600 | 24000 | 93.75% | 2 | 0 | 10.5 |  |  |  |  | R-410A | 1.9667 | Residential & Commercial | USHP | Ducted CEE Tier 1
216681786 | Central HP <5.4 tons | ARCOAIRE | HRCU-A-CB (Split System: Heat Pump with Remote Outdoor Unit-Air-Source) | DLCURAH36ABK |  |  | EA*4X42L24A* | *97VTN1002120A* | 35400 | 16 | 8.5 | 38500 | 34600 | 89.87% | 1.76 | 0 | 10 |  |  |  |  | R-410A | 2.95 | Residential & Commercial | USHP | Ducted CEE Tier 1
211230164 | Central HP <5.4 tons | ARCOAIRE | HRCU-A-CB (Split System: Heat Pump with Remote Outdoor Unit-Air-Source) | DLCURAH36ABK |  |  | EN(A,D,W)4X48L21** | *95ESN0601714A* | 35600 | 15.5 | 8.1 | 38500 | 35000 | 90.91% | 2 | 0 | 10 |  |  |  |  | R-410A | 2.9667 | Residential & Commercial | USHP | Ducted CEE Tier 1
211229494 | Central HP <5.4 tons | ARCOAIRE | HRCU-A-CB (Split System: Heat Pump with Remote Outdoor Unit-Air-Source) | DLCURAH36ABK |  |  | EA*4X48L24A* | *95ESN1002120A* | 36600 | 16 | 8.5 | 38500 | 34800 | 90.39% | 2.08 | 0 | 10 |  |  |  |  | R-410A | 3.05 | Residential & Commercial | USHP | Ducted CEE Tier 1
211229261 | Central HP <5.4 tons | ARCOAIRE | HRCU-A-CB (Split System: Heat Pump with Remote Outdoor Unit-Air-Source) | DLCURAH36ABK |  |  | EA*4X48L24A* | *80ES(N,L)0902116A* | 36400 | 16 | 8.5 | 38500 | 34600 | 89.87% | 2.08 | 0 | 10 |  |  |  |  | R-410A | 3.0333 | Residential & Commercial | USHP | Ducted CEE Tier 1
211229360 | Central HP <5.4 tons | ARCOAIRE | HRCU-A-CB (Split System: Heat Pump with Remote Outdoor Unit-Air-Source) | DLCURAH36ABK |  |  | EA*4X48L24A* | *80VSL0902420A* | 35800 | 16.5 | 8.5 | 37800 | 34600 | 91.53% | 2.04 | 0 | 10 |  |  |  |  | R-410A | 2.9833 | Residential & Commercial | USHP | Ducted CEE Tier 1
212986911 | Central HP <5.4 tons | ARCOAIRE | HRCU-A-CB (Split System: Heat Pump with Remote Outdoor Unit-Air-Source) | DLCURAH24ABK |  |  | EA*4X36L17A* | *96MSN0601412A* | 23600 | 16.5 | 8.5 | 26200 | 23800 | 90.84% | 1.98 | 0 | 10 |  |  |  |  | R-410A | 1.9667 | Residential & Commercial | USHP | Ducted CEE Tier 1
212986611 | Central HP <5.4 tons | ARCOAIRE | HRCU-A-CB (Split System: Heat Pump with Remote Outdoor Unit-Air-Source) | DLCURAH24ABK |  |  | EN(A,D)4X24L17** | *96MSN0401712A* | 23200 | 15.2 | 8.5 | 27200 | 24800 | 91.18% | 2.04 | 0 | 10 |  |  |  |  | R-410A | 1.9333 | Residential & Commercial | USHP | Ducted CEE Tier 1
214242399 | Central HP <5.4 tons | ARCOAIRE | HRCU-A-CB (Split System: Heat Pump with Remote Outdoor Unit-Air-Source) | HVH825GKA2* |  |  | EN(A,D)4X24L14**+WALLCON | *80CTL0701412B* | 23200 | 16 | 8.1 | 22000 | 16800 | 76.36% | 1.94 | 0 | 10.5 |  |  |  |  | R-410A | 1.9333 | Residential & Commercial | USHP | Ducted CEE Tier 1
214243069 | Central HP <5.4 tons | ARCOAIRE | HRCU-A-CB (Split System: Heat Pump with Remote Outdoor Unit-Air-Source) | HVH825GKA2* |  |  | EN(A,D,W)4X42L21**+WALLCON | *96CTN1002122B* | 23800 | 16.5 | 8.1 | 21400 | 16600 | 77.57% | 1.96 | 0 | 11 |  |  |  |  | R-410A | 1.9833 | Residential & Commercial | USHP | Ducted CEE Tier 1
215934848 | Central HP <5.4 tons | ARCOAIRE | HRCU-A-CB (Split System: Heat Pump with Remote Outdoor Unit-Air-Source) | H5H3V36*K*AAA* |  |  | EVM5X44M21A*+WALLCON | *80CTL0902120B* | 35600 | 22 | 8.5 | 38000 | 28400 | 74.74% | 2.02 | 0 | 12.5 |  |  |  |  | R-454B | 2.9667 | Residential & Commercial | USHP | Ducted CEE Tier 1
215669062 | Central HP <5.4 tons | ARCOAIRE | HRCU-A-CB (Split System: Heat Pump with Remote Outdoor Unit-Air-Source) | H5H0V36*K*AAA* |  |  | EA*5X43M21A*+WALLCON | *97CMN0802120B* | 34600 | 18 | 9 | 35200 | 25000 | 71.02% | 1.88 | 0 | 10 |  |  |  |  | R-454B | 2.8833 | Residential & Commercial | USHP | Ducted CEE Tier 1
214229369 | Central HP <5.4 tons | ARCOAIRE | HRCU-A-CB (Split System: Heat Pump with Remote Outdoor Unit-Air-Source) | DLCURAH24ABK |  |  | EA*4X36L21A* | *80MSU0802120A* | 23600 | 17.5 | 8.5 | 25600 | 23400 | 91.41% | 1.94 | 0 | 10 |  |  |  |  | R-410A | 1.9667 | Residential & Commercial | USHP | Ducted CEE Tier 1
215669156 | Central HP <5.4 tons | ARCOAIRE | HRCU-A-CB (Split System: Heat Pump with Remote Outdoor Unit-Air-Source) | H5H0V36*K*AAA* |  |  | EA*5X48M21A*+WALLCON | *80CTL0901716B* | 33800 | 18 | 9 | 35000 | 25000 | 71.43% | 1.88 | 0 | 10 |  |  |  |  | R-454B | 2.8167 | Residential & Commercial | USHP | Ducted CEE Tier 1
213080828 | Central HP <5.4 tons | ARCOAIRE | HRCU-A-CB (Split System: Heat Pump with Remote Outdoor Unit-Air-Source) | DLCURAH36ABK |  |  | EA*4X43L21A* | *95MSU0802120A* | 36600 | 16 | 8.5 | 38500 | 35000 | 90.91% | 2.08 | 0 | 10 |  |  |  |  | R-410A | 3.05 | Residential & Commercial | USHP | Ducted CEE Tier 1
213080696 | Central HP <5.4 tons | ARCOAIRE | HRCU-A-CB (Split System: Heat Pump with Remote Outdoor Unit-Air-Source) | DLCURAH36ABK |  |  | EA*4X42L21A* | *95MSU0601716A* | 35000 | 16 | 8.1 | 38500 | 35000 | 90.91% | 1.86 | 0 | 9.5 |  |  |  |  | R-410A | 2.9167 | Residential & Commercial | USHP
213079733 | Central HP <5.4 tons | ARCOAIRE | HRCU-A-CB (Split System: Heat Pump with Remote Outdoor Unit-Air-Source) | DLCURAH36ABK |  |  | EA*4X36L21A* | *92MSN1002120A* | 35000 | 16.5 | 8.1 | 38500 | 35200 | 91.43% | 1.82 | 0 | 9.5 |  |  |  |  | R-410A | 2.9167 | Residential & Commercial | USHP
213079817 | Central HP <5.4 tons | ARCOAIRE | HRCU-A-CB (Split System: Heat Pump with Remote Outdoor Unit-Air-Source) | DLCURAH36ABK |  |  | EN(A,D,W)4X48L21** | *92MSN1002120A* | 36000 | 16.5 | 8.1 | 38500 | 34800 | 90.39% | 2 | 0 | 10.5 |  |  |  |  | R-410A | 3 | Residential & Commercial | USHP | Ducted CEE Tier 1
213078881 | Central HP <5.4 tons | ARCOAIRE | HRCU-A-CB (Split System: Heat Pump with Remote Outdoor Unit-Air-Source) | DLCURAH36ABK |  |  | EA*4X43L21A* | *80MSU1002120A* | 36400 | 16 | 8.5 | 38000 | 34800 | 91.58% | 2.1 | 0 | 10 |  |  |  |  | R-410A | 3.0333 | Residential & Commercial | USHP | Ducted CEE Tier 1
213078917 | Central HP <5.4 tons | ARCOAIRE | HRCU-A-CB (Split System: Heat Pump with Remote Outdoor Unit-Air-Source) | DLCURAH36ABK |  |  | END4X42L17** | *80MSU1002120A* | 36000 | 15.5 | 8.1 | 39000 | 35200 | 90.26% | 1.96 | 0 | 10 |  |  |  |  | R-410A | 3 | Residential & Commercial | USHP | Ducted CEE Tier 1
213078965 | Central HP <5.4 tons | ARCOAIRE | HRCU-A-CB (Split System: Heat Pump with Remote Outdoor Unit-Air-Source) | DLCURAH36ABK |  |  | EA*4X36L21A* | *80MSU0401712A* | 35000 | 16 | 8.1 | 38500 | 35200 | 91.43% | 1.8 | 0 | 9.5 |  |  |  |  | R-410A | 2.9167 | Residential & Commercial | USHP
216681552 | Central HP <5.4 tons | ARCOAIRE | HRCU-A-CB (Split System: Heat Pump with Remote Outdoor Unit-Air-Source) | DLCURAH24ABK |  |  | EHD4X36AAL | *97VTN0802120A* | 24200 | 16.5 | 9 | 25600 | 22000 | 85.94% | 1.75 | 0 | 10 |  |  |  |  | R-410A | 2.0167 | Residential & Commercial | USHP | Ducted CEE Tier 1
216733937 | Central HP <5.4 tons | ARCOAIRE | HRCU-A-CB (Split System: Heat Pump with Remote Outdoor Unit-Air-Source) | D5CUHAH24AAK |  |  | EA*5X30M17A* | *80MSU0601716A* | 22200 | 16.5 | 8.1 | 20800 | 18700 | 89.9% | 1.85 | 0 | 10.5 |  |  |  |  | R-454B | 1.85 | Residential & Commercial | USHP | Ducted CEE Tier 1
213772639 | Central HP <5.4 tons | ARCOAIRE | HRCU-A-CB (Split System: Heat Pump with Remote Outdoor Unit-Air-Source) | HVH825GKA3* |  |  | EA*4X24L17A*+WALLCON | *80CTL0701716B* | 23200 | 16.5 | 8.1 | 22000 | 16800 | 76.36% | 1.88 | 0 | 10.5 |  |  |  |  | R-410A | 1.9333 | Residential & Commercial | USHP | Ducted CEE Tier 1
215937488 | Central HP <5.4 tons | ARCOAIRE | HRCU-A-CB (Split System: Heat Pump with Remote Outdoor Unit-Air-Source) | H5H3V48*K*AAA* |  |  | EVM5X60M24A*+WALLCON | *80CTL1352422B* | 45500 | 21 | 8.1 | 52500 | 38000 | 72.38% | 1.95 | 0 | 11.5 |  |  |  |  | R-454B | 3.7917 | Residential & Commercial | USHP | Ducted CEE Tier 1
212970399 | Central HP <5.4 tons | ARCOAIRE | HRCU-A-CB (Split System: Heat Pump with Remote Outdoor Unit-Air-Source) | DLCURAH36ABK |  |  | EA*4X37L21A* | *80VSL0701716B* | 36400 | 16 | 8.5 | 38000 | 35000 | 92.11% | 2.06 | 0 | 10 |  |  |  |  | R-410A | 3.0333 | Residential & Commercial | USHP | Ducted CEE Tier 1
211229176 | Central HP <5.4 tons | ARCOAIRE | HRCU-A-CB (Split System: Heat Pump with Remote Outdoor Unit-Air-Source) | DLCURAH36ABK |  |  | EA*4X48L21A* | *96VTN1002120A* | 36200 | 15.5 | 8.5 | 38500 | 34800 | 90.39% | 2.08 | 0 | 10 |  |  |  |  | R-410A | 3.0167 | Residential & Commercial | USHP | Ducted CEE Tier 1
211230897 | Central HP <5.4 tons | ARCOAIRE | HRCU-A-CB (Split System: Heat Pump with Remote Outdoor Unit-Air-Source) | DLCURAH36ABK |  |  | FVM4X48***L | 0 | 36200 | 17 | 8.5 | 37600 | 34400 | 91.49% | 2.06 | 0 | 10 |  |  |  |  | R-410A | 3.0167 | Residential & Commercial | USHP | Ducted CEE Tier 1
211230929 | Central HP <5.4 tons | ARCOAIRE | HRCU-A-CB (Split System: Heat Pump with Remote Outdoor Unit-Air-Source) | DLCURAH36ABK |  |  | FXM4X48**AL | 0 | 36800 | 16 | 8.5 | 38500 | 34600 | 89.87% | 2.08 | 0 | 10 |  |  |  |  | R-410A | 3.0667 | Residential & Commercial | USHP | Ducted CEE Tier 1
211245369 | Central HP <5.4 tons | ARCOAIRE | HRCU-A-CB (Split System: Heat Pump with Remote Outdoor Unit-Air-Source) | DLCURAH24ABK |  |  | EN(A,D)4X36L21** | *80ES(N,L)0701716A* | 24800 | 16 | 8.1 | 26800 | 22200 | 82.84% | 1.82 | 0 | 10.5 |  |  |  |  | R-410A | 2.0667 | Residential & Commercial | USHP | Ducted CEE Tier 1
211244903 | Central HP <5.4 tons | ARCOAIRE | HRCU-A-CB (Split System: Heat Pump with Remote Outdoor Unit-Air-Source) | DLCURAH24ABK |  |  | EN(A,D,W)4X36L17** | *96VSN0801716A* | 24200 | 16.5 | 8.1 | 26200 | 23000 | 87.79% | 1.9 | 0 | 10.5 |  |  |  |  | R-410A | 2.0167 | Residential & Commercial | USHP | Ducted CEE Tier 1
211245807 | Central HP <5.4 tons | ARCOAIRE | HRCU-A-CB (Split System: Heat Pump with Remote Outdoor Unit-Air-Source) | DLCURAH24ABK |  |  | FEM4X24**CL | 0 | 23800 | 17.5 | 8.5 | 26000 | 23800 | 91.54% | 2 | 0 | 10 |  |  |  |  | R-410A | 1.9833 | Residential & Commercial | USHP | Ducted CEE Tier 1
211245973 | Central HP <5.4 tons | ARCOAIRE | HRCU-A-CB (Split System: Heat Pump with Remote Outdoor Unit-Air-Source) | DLCURAH24ABK |  |  | FVM4X24***L | 0 | 23800 | 17 | 8.5 | 25800 | 23000 | 89.15% | 1.92 | 0 | 10 |  |  |  |  | R-410A | 1.9833 | Residential & Commercial | USHP | Ducted CEE Tier 1
211245587 | Central HP <5.4 tons | ARCOAIRE | HRCU-A-CB (Split System: Heat Pump with Remote Outdoor Unit-Air-Source) | DLCURAH24ABK |  |  | EN(A,D)4X36L21** | *80ES(N,L)0451712A* | 24000 | 16.5 | 8.1 | 26200 | 23000 | 87.79% | 1.9 | 0 | 10.5 |  |  |  |  | R-410A | 2 | Residential & Commercial | USHP | Ducted CEE Tier 1
214242577 | Central HP <5.4 tons | HEIL | HRCU-A-CB (Split System: Heat Pump with Remote Outdoor Unit-Air-Source) | HVH825GKA2* |  |  | EN(A,D)4X30L17**+WALLCON | *95CSU0601716B* | 23400 | 16.5 | 8.1 | 21600 | 16700 | 77.31% | 1.92 | 0 | 10.5 |  |  |  |  | R-410A | 1.95 | Residential & Commercial | USHP | Ducted CEE Tier 1
213772269 | Central HP <5.4 tons | ARCOAIRE | HRCU-A-CB (Split System: Heat Pump with Remote Outdoor Unit-Air-Source) | HVH825GKA2* |  |  | EHD4X42AAL+WALLCON | *80CTL0701412B* | 24200 | 16.5 | 8.1 | 21200 | 16600 | 78.3% | 2 | 0 | 10.5 |  |  |  |  | R-410A | 2.0167 | Residential & Commercial | USHP | Ducted CEE Tier 1
213773659 | Central HP <5.4 tons | ARCOAIRE | HRCU-A-CB (Split System: Heat Pump with Remote Outdoor Unit-Air-Source) | HVH825GKA3* |  |  | EA*4X43L21A*+WALLCON | *96CTN0601714B* | 24400 | 16.5 | 8.1 | 21200 | 16700 | 78.77% | 2 | 0 | 10.5 |  |  |  |  | R-410A | 2.0333 | Residential & Commercial | USHP | Ducted CEE Tier 1
213773509 | Central HP <5.4 tons | ARCOAIRE | HRCU-A-CB (Split System: Heat Pump with Remote Outdoor Unit-Air-Source) | HVH825GKA3* |  |  | EA*4X42L24A*+WALLCON | *80CTL1102120B* | 23800 | 16.5 | 8.1 | 21400 | 16600 | 77.57% | 1.96 | 0 | 11 |  |  |  |  | R-410A | 1.9833 | Residential & Commercial | USHP | Ducted CEE Tier 1
213773609 | Central HP <5.4 tons | ARCOAIRE | HRCU-A-CB (Split System: Heat Pump with Remote Outdoor Unit-Air-Source) | HVH825GKA3* |  |  | EA*4X43L21A*+WALLCON | *80CTL1102120B* | 24400 | 17 | 8.1 | 21200 | 16600 | 78.3% | 2.02 | 0 | 11 |  |  |  |  | R-410A | 2.0333 | Residential & Commercial | USHP | Ducted CEE Tier 1
213773439 | Central HP <5.4 tons | ARCOAIRE | HRCU-A-CB (Split System: Heat Pump with Remote Outdoor Unit-Air-Source) | HVH825GKA3* |  |  | EA*4X42L21A*+WALLCON | *97CMN0601714B* | 23600 | 16 | 8.1 | 21600 | 16700 | 77.31% | 1.94 | 0 | 10.5 |  |  |  |  | R-410A | 1.9667 | Residential & Commercial | USHP | Ducted CEE Tier 1
211230537 | Central HP <5.4 tons | ARCOAIRE | HRCU-A-CB (Split System: Heat Pump with Remote Outdoor Unit-Air-Source) | DLCURAH36ABK |  |  | EN(A,D)4X48L24** | *80ESU0802120A | 37400 | 15.5 | 8.5 | 39500 | 35000 | 88.61% | 2.1 | 0 | 10.5 |  |  |  |  | R-410A | 3.1167 | Residential & Commercial | USHP | Ducted CEE Tier 1
211245681 | Central HP <5.4 tons | ARCOAIRE | HRCU-A-CB (Split System: Heat Pump with Remote Outdoor Unit-Air-Source) | DLCURAH24ABK |  |  | EN(A,D)4X36L21** | *92ESN0802120A* | 24800 | 16.5 | 8.5 | 26800 | 22200 | 82.84% | 1.84 | 0 | 10.5 |  |  |  |  | R-410A | 2.0667 | Residential & Commercial | USHP | Ducted CEE Tier 1
211245830 | Central HP <5.4 tons | ARCOAIRE | HRCU-A-CB (Split System: Heat Pump with Remote Outdoor Unit-Air-Source) | DLCURAH24ABK |  |  | FXM4X24**AL | 0 | 24000 | 17 | 8.5 | 26200 | 23400 | 89.31% | 1.94 | 0 | 10 |  |  |  |  | R-410A | 2 | Residential & Commercial | USHP | Ducted CEE Tier 1
211245461 | Central HP <5.4 tons | ARCOAIRE | HRCU-A-CB (Split System: Heat Pump with Remote Outdoor Unit-Air-Source) | DLCURAH24ABK |  |  | EN(A,D)4X36L21** | *95ESU0601716A* | 24200 | 16.5 | 8.1 | 26200 | 22800 | 87.02% | 1.9 | 0 | 10.5 |  |  |  |  | R-410A | 2.0167 | Residential & Commercial | USHP | Ducted CEE Tier 1
211244993 | Central HP <5.4 tons | ARCOAIRE | HRCU-A-CB (Split System: Heat Pump with Remote Outdoor Unit-Air-Source) | DLCURAH24ABK |  |  | EN(A,D,W)4X36L17** | *80VTL0451412A* | 24200 | 16.5 | 8.1 | 26200 | 22800 | 87.02% | 1.88 | 0 | 10.5 |  |  |  |  | R-410A | 2.0167 | Residential & Commercial | USHP | Ducted CEE Tier 1
211244745 | Central HP <5.4 tons | ARCOAIRE | HRCU-A-CB (Split System: Heat Pump with Remote Outdoor Unit-Air-Source) | DLCURAH24ABK |  |  | EN(A,D)4X30L17** | *92ESN0801716A* | 24200 | 17 | 8.1 | 26200 | 22800 | 87.02% | 1.88 | 0 | 10.5 |  |  |  |  | R-410A | 2.0167 | Residential & Commercial | USHP | Ducted CEE Tier 1
213076400 | Central HP <5.4 tons | ARCOAIRE | HRCU-A-CB (Split System: Heat Pump with Remote Outdoor Unit-Air-Source) | DLCURAH24ABK |  |  | EN(A,D)4X24L17** | *96VTN0601716B* | 23200 | 16.5 | 8.5 | 26800 | 25400 | 94.78% | 2.12 | 0 | 10 |  |  |  |  | R-410A | 1.9333 | Residential & Commercial | USHP | Ducted CEE Tier 1
211245123 | Central HP <5.4 tons | ARCOAIRE | HRCU-A-CB (Split System: Heat Pump with Remote Outdoor Unit-Air-Source) | DLCURAH24ABK |  |  | EN(A,D,W)4X36L17** | *80ES(N,L)0451712A* | 24000 | 16.5 | 8.1 | 26200 | 23000 | 87.79% | 1.9 | 0 | 10.5 |  |  |  |  | R-410A | 2 | Residential & Commercial | USHP | Ducted CEE Tier 1
211245841 | Central HP <5.4 tons | ARCOAIRE | HRCU-A-CB (Split System: Heat Pump with Remote Outdoor Unit-Air-Source) | DLCURAH24ABK |  |  | FXM4X30**AL | 0 | 24200 | 16.5 | 8.5 | 26000 | 22600 | 86.92% | 1.86 | 0 | 10 |  |  |  |  | R-410A | 2.0167 | Residential & Commercial | USHP | Ducted CEE Tier 1
211245775 | Central HP <5.4 tons | ARCOAIRE | HRCU-A-CB (Split System: Heat Pump with Remote Outdoor Unit-Air-Source) | DLCURAH24ABK |  |  | EN(A,D)4X36L21** | OMV112K14A | 24200 | 16 | 8.1 | 26400 | 23000 | 87.12% | 1.88 | 0 | 10 |  |  |  |  | R-410A | 2.0167 | Residential & Commercial | USHP | Ducted CEE Tier 1
215937838 | Central HP <5.4 tons | ARCOAIRE | HRCU-A-CB (Split System: Heat Pump with Remote Outdoor Unit-Air-Source) | H5H3V48*K*AAA* |  |  | EVD5X48M21A*+WALLCON | *97CMN1002122B* | 44500 | 20 | 8.1 | 52000 | 38500 | 74.04% | 2 | 0 | 11 |  |  |  |  | R-454B | 3.7083 | Residential & Commercial | USHP | Ducted CEE Tier 1
213772356 | Central HP <5.4 tons | BRYANT HEATING AND COOLING SYSTEMS | HRCU-A-CB (Split System: Heat Pump with Remote Outdoor Unit-Air-Source) | 288BNV025*0**B* |  |  | CSPH*4212AL*+UI | 987MC66100C21*** | 24200 | 16 | 8.1 | 21400 | 16600 | 77.57% | 2 | 0 | 10.5 |  |  |  |  | R-410A | 2.0167 | Residential & Commercial | USHP | Ducted CEE Tier 1
216737964 | Central HP <5.4 tons | ARCOAIRE | HRCU-A-CB (Split System: Heat Pump with Remote Outdoor Unit-Air-Source) | D5CUHAH24AAK |  |  | ESH5X36M12A* | *80CSU0401712A* | 23400 | 17 | 8.5 | 21200 | 18800 | 88.68% | 1.94 | 0 | 11 |  |  |  |  | R-454B | 1.95 | Residential & Commercial | USHP | Ducted CEE Tier 1
216738032 | Central HP <5.4 tons | ARCOAIRE | HRCU-A-CB (Split System: Heat Pump with Remote Outdoor Unit-Air-Source) | D5CUHAH24AAK |  |  | ESH5X36M12A* | *80MS(N,L)0701712A* | 22600 | 16 | 8.1 | 20600 | 18400 | 89.32% | 1.85 | 0 | 10.5 |  |  |  |  | R-454B | 1.8833 | Residential & Commercial | USHP | Ducted CEE Tier 1
213772739 | Central HP <5.4 tons | ARCOAIRE | HRCU-A-CB (Split System: Heat Pump with Remote Outdoor Unit-Air-Source) | HVH825GKA3* |  |  | EA*4X25L17A*+WALLCON | *80CTL0701716B* | 24400 | 16.5 | 8.1 | 21200 | 16700 | 78.77% | 2 | 0 | 10.5 |  |  |  |  | R-410A | 2.0333 | Residential & Commercial | USHP | Ducted CEE Tier 1
213772939 | Central HP <5.4 tons | ARCOAIRE | HRCU-A-CB (Split System: Heat Pump with Remote Outdoor Unit-Air-Source) | HVH825GKA3* |  |  | EA*4X36L17A*+WALLCON | *80CTL0451712B* | 23400 | 16 | 8.1 | 21600 | 16800 | 77.78% | 1.92 | 0 | 10.5 |  |  |  |  | R-410A | 1.95 | Residential & Commercial | USHP | Ducted CEE Tier 1
216679379 | Central HP <5.4 tons | ARCOAIRE | HRCU-A-CB (Split System: Heat Pump with Remote Outdoor Unit-Air-Source) | DLCURAH24ABK |  |  | EA*4X24L17A* | *97VTN0601716A* | 23200 | 16.5 | 9.5 | 26400 | 25400 | 96.21% | 2.08 | 0 | 10 |  |  |  |  | R-410A | 1.9333 | Residential & Commercial | USHP | Ducted CEE Tier 1
216680531 | Central HP <5.4 tons | ARCOAIRE | HRCU-A-CB (Split System: Heat Pump with Remote Outdoor Unit-Air-Source) | DLCURAH24ABK |  |  | EA*4X36L17A* | *97VTN0801716A* | 23400 | 17 | 9 | 25600 | 23400 | 91.41% | 1.84 | 0 | 10 |  |  |  |  | R-410A | 1.95 | Residential & Commercial | USHP | Ducted CEE Tier 1
216681035 | Central HP <5.4 tons | ARCOAIRE | HRCU-A-CB (Split System: Heat Pump with Remote Outdoor Unit-Air-Source) | DLCURAH36ABK |  |  | EA*4X42L21A* | *97VTN0802120A* | 35600 | 16 | 8.5 | 38500 | 34600 | 89.87% | 1.75 | 0 | 10 |  |  |  |  | R-410A | 2.9667 | Residential & Commercial | USHP | Ducted CEE Tier 1
216681068 | Central HP <5.4 tons | ARCOAIRE | HRCU-A-CB (Split System: Heat Pump with Remote Outdoor Unit-Air-Source) | DLCURAH36ABK |  |  | EA*4X48L21A* | *97VTN0802120A* | 36200 | 16 | 9 | 38000 | 34400 | 90.53% | 1.96 | 0 | 10 |  |  |  |  | R-410A | 3.0167 | Residential & Commercial | USHP | Ducted CEE Tier 1
216738481 | Central HP <5.4 tons | ARCOAIRE | HRCU-A-CB (Split System: Heat Pump with Remote Outdoor Unit-Air-Source) | D5CUHAH24AAK |  |  | ESH5X36M12A* | *92MSN0802120A* | 23200 | 15.5 | 8.1 | 21000 | 18700 | 89.05% | 1.9 | 0 | 11 |  |  |  |  | R-454B | 1.9333 | Residential & Commercial | USHP | Ducted CEE Tier 1
216738717 | Central HP <5.4 tons | ARCOAIRE | HRCU-A-CB (Split System: Heat Pump with Remote Outdoor Unit-Air-Source) | D5CUHAH24AAK |  |  | ESH5X36M12A* | *95MSU0802120A* | 22600 | 16 | 8.1 | 20800 | 18400 | 88.46% | 1.85 | 0 | 11 |  |  |  |  | R-454B | 1.8833 | Residential & Commercial | USHP | Ducted CEE Tier 1
215936735 | Central HP <5.4 tons | BRYANT HEATING AND COOLING SYSTEMS | HRCU-A-CB (Split System: Heat Pump with Remote Outdoor Unit-Air-Source) | 293VAN036**AA* |  |  | CVAVA6024XMA*+UI | 83*CA60100C21*** | 35400 | 21.5 | 8.5 | 38000 | 28600 | 75.26% | 2.04 | 0 | 12 |  |  |  |  | R-454B | 2.95 | Residential & Commercial | USHP | Ducted CEE Tier 1
213772489 | Central HP <5.4 tons | ARCOAIRE | HRCU-A-CB (Split System: Heat Pump with Remote Outdoor Unit-Air-Source) | HVH825GKA2* |  |  | EHD4X48AAL+WALLCON | *80CTL1352422B* | 24200 | 16 | 8.1 | 21200 | 16600 | 78.3% | 2.02 | 0 | 11 |  |  |  |  | R-410A | 2.0167 | Residential & Commercial | USHP | Ducted CEE Tier 1
213772589 | Central HP <5.4 tons | ARCOAIRE | HRCU-A-CB (Split System: Heat Pump with Remote Outdoor Unit-Air-Source) | HVH825GKA2* |  |  | EHD4X48AAL+WALLCON | *96CTN1202422B* | 24200 | 16.5 | 8.1 | 21200 | 16600 | 78.3% | 2.02 | 0 | 11 |  |  |  |  | R-410A | 2.0167 | Residential & Commercial | USHP | Ducted CEE Tier 1
216738832 | Central HP <5.4 tons | ARCOAIRE | HRCU-A-CB (Split System: Heat Pump with Remote Outdoor Unit-Air-Source) | D5CUHAH24AAK |  |  | ESH5X36M12A* | *96VTN0601716B* | 22600 | 16 | 8.1 | 20800 | 18500 | 88.94% | 1.85 | 0 | 11 |  |  |  |  | R-454B | 1.8833 | Residential & Commercial | USHP | Ducted CEE Tier 1
216737481 | Central HP <5.4 tons | ARCOAIRE | HRCU-A-CB (Split System: Heat Pump with Remote Outdoor Unit-Air-Source) | D5CUHAH24AAK |  |  | ESH5X30M12A* | *92MSN0801716A* | 22200 | 16 | 8.1 | 20800 | 18700 | 89.9% | 1.9 | 0 | 11 |  |  |  |  | R-454B | 1.85 | Residential & Commercial | USHP | Ducted CEE Tier 1
216682362 | Central HP <5.4 tons | ARCOAIRE | HRCU-A-CB (Split System: Heat Pump with Remote Outdoor Unit-Air-Source) | DLCURAH24ABK |  |  | EN(A,D)4X36L21** | *97VTN1002120A* | 23400 | 17 | 9 | 25800 | 23800 | 92.25% | 1.86 | 0 | 10.5 |  |  |  |  | R-410A | 1.95 | Residential & Commercial | USHP | Ducted CEE Tier 1
214229171 | Central HP <5.4 tons | ARCOAIRE | HRCU-A-CB (Split System: Heat Pump with Remote Outdoor Unit-Air-Source) | DLCURAH24ABK |  |  | EA*4X37L17A* | *80MSU0601716A* | 24000 | 17.5 | 8.5 | 25600 | 21600 | 84.38% | 1.82 | 0 | 10 |  |  |  |  | R-410A | 2 | Residential & Commercial | USHP | Ducted CEE Tier 1
216737379 | Central HP <5.4 tons | ARCOAIRE | HRCU-A-CB (Split System: Heat Pump with Remote Outdoor Unit-Air-Source) | D5CUHAH24AAK |  |  | ESH5X30M12A* | *95CSU0601716B* | 22400 | 15.5 | 8.1 | 21000 | 18800 | 89.52% | 1.85 | 0 | 10.5 |  |  |  |  | R-454B | 1.8667 | Residential & Commercial | USHP | Ducted CEE Tier 1
216737330 | Central HP <5.4 tons | ARCOAIRE | HRCU-A-CB (Split System: Heat Pump with Remote Outdoor Unit-Air-Source) | D5CUHAH24AAK |  |  | ESH5X30M12A* | *80VTL0451412B* | 22200 | 15.5 | 8.1 | 20800 | 18700 | 89.9% | 1.85 | 0 | 10.5 |  |  |  |  | R-454B | 1.85 | Residential & Commercial | USHP | Ducted CEE Tier 1
212984077 | Central HP <5.4 tons | ARCOAIRE | HRCU-A-CB (Split System: Heat Pump with Remote Outdoor Unit-Air-Source) | DLCURAH24ABK |  |  | EA*4X36L21A* | *92MSN0601714A* | 23800 | 17.5 | 8.5 | 26200 | 23600 | 90.08% | 1.96 | 0 | 10 |  |  |  |  | R-410A | 1.9833 | Residential & Commercial | USHP | Ducted CEE Tier 1
216680651 | Central HP <5.4 tons | ARCOAIRE | HRCU-A-CB (Split System: Heat Pump with Remote Outdoor Unit-Air-Source) | DLCURAH24ABK |  |  | EN(A,D)4X36L21** | *97VTN0801716A* | 23400 | 16.5 | 9 | 25800 | 23800 | 92.25% | 1.78 | 0 | 10 |  |  |  |  | R-410A | 1.95 | Residential & Commercial | USHP | Ducted CEE Tier 1
212989181 | Central HP <5.4 tons | ARCOAIRE | HRCU-A-CB (Split System: Heat Pump with Remote Outdoor Unit-Air-Source) | DLCURAH24ABK |  |  | EA*4X36L21A* | *95MSU0601716A* | 23800 | 17.5 | 8.5 | 26200 | 23800 | 90.84% | 1.98 | 0 | 10 |  |  |  |  | R-410A | 1.9833 | Residential & Commercial | USHP | Ducted CEE Tier 1
215682548 | Central HP <5.4 tons | COMFORTMAKER | HRCU-A-CB (Split System: Heat Pump with Remote Outdoor Unit-Air-Source) | C5H0V48*K*AAA* |  |  | EVD5X61M24A*+WALLCON | *97CTN0802120A* | 48500 | 19 | 9.5 | 50000 | 36800 | 73.6% | 2.1 | 0 | 10.5 |  |  |  |  | R-454B | 4.0417 | Residential & Commercial | USHP | Ducted CEE Tier 1
214229292 | Central HP <5.4 tons | ARCOAIRE | HRCU-A-CB (Split System: Heat Pump with Remote Outdoor Unit-Air-Source) | DLCURAH36ABK |  |  | EA*4X37L17A* | *80MSU0601716A* | 36000 | 16 | 8.5 | 38500 | 34800 | 90.39% | 2.02 | 0 | 10 |  |  |  |  | R-410A | 3 | Residential & Commercial | USHP | Ducted CEE Tier 1
213773739 | Central HP <5.4 tons | ARCOAIRE | HRCU-A-CB (Split System: Heat Pump with Remote Outdoor Unit-Air-Source) | HVH825GKA3* |  |  | EA*4X48L21A*+WALLCON | *95CSU0601716B* | 24000 | 16.5 | 8.1 | 21000 | 16600 | 79.05% | 2 | 0 | 10.5 |  |  |  |  | R-410A | 2 | Residential & Commercial | USHP | Ducted CEE Tier 1
213773769 | Central HP <5.4 tons | ARCOAIRE | HRCU-A-CB (Split System: Heat Pump with Remote Outdoor Unit-Air-Source) | HVH825GKA3* |  |  | EA*4X48L21A*+WALLCON | *97CMN1002122B* | 24000 | 16.5 | 8.1 | 21000 | 16500 | 78.57% | 2.02 | 0 | 11 |  |  |  |  | R-410A | 2 | Residential & Commercial | USHP | Ducted CEE Tier 1
213772959 | Central HP <5.4 tons | ARCOAIRE | HRCU-A-CB (Split System: Heat Pump with Remote Outdoor Unit-Air-Source) | HVH825GKA3* |  |  | EA*4X36L17A*+WALLCON | *80CTL0701716B* | 23600 | 16.5 | 8.1 | 21400 | 16700 | 78.04% | 1.92 | 0 | 10.5 |  |  |  |  | R-410A | 1.9667 | Residential & Commercial | USHP | Ducted CEE Tier 1
213773259 | Central HP <5.4 tons | ARCOAIRE | HRCU-A-CB (Split System: Heat Pump with Remote Outdoor Unit-Air-Source) | HVH825GKA3* |  |  | EA*4X37L21A*+WALLCON | *80CTL0451712B* | 24200 | 16.5 | 8.1 | 21200 | 16700 | 78.77% | 2 | 0 | 10.5 |  |  |  |  | R-410A | 2.0167 | Residential & Commercial | USHP | Ducted CEE Tier 1
213772709 | Central HP <5.4 tons | ARCOAIRE | HRCU-A-CB (Split System: Heat Pump with Remote Outdoor Unit-Air-Source) | HVH825GKA3* |  |  | EA*4X24L17A*+WALLCON | *96CTN0801714B* | 23200 | 16 | 8.1 | 22200 | 16800 | 75.68% | 1.88 | 0 | 10.5 |  |  |  |  | R-410A | 1.9333 | Residential & Commercial | USHP | Ducted CEE Tier 1
213773059 | Central HP <5.4 tons | ARCOAIRE | HRCU-A-CB (Split System: Heat Pump with Remote Outdoor Unit-Air-Source) | HVH825GKA3* |  |  | EA*4X36L21A*+WALLCON | *80CTL0901716B* | 23600 | 16.5 | 8.1 | 21400 | 16600 | 77.57% | 1.94 | 0 | 10.5 |  |  |  |  | R-410A | 1.9667 | Residential & Commercial | USHP | Ducted CEE Tier 1
213773159 | Central HP <5.4 tons | ARCOAIRE | HRCU-A-CB (Split System: Heat Pump with Remote Outdoor Unit-Air-Source) | HVH825GKA3* |  |  | EA*4X37L17A*+WALLCON | *80CTL0451712B* | 24000 | 16 | 8.1 | 21600 | 16800 | 77.78% | 1.98 | 0 | 10.5 |  |  |  |  | R-410A | 2 | Residential & Commercial | USHP | Ducted CEE Tier 1
213773179 | Central HP <5.4 tons | ARCOAIRE | HRCU-A-CB (Split System: Heat Pump with Remote Outdoor Unit-Air-Source) | HVH825GKA3* |  |  | EA*4X37L17A*+WALLCON | *80CTL0701716B* | 24200 | 16.5 | 8.1 | 21400 | 16700 | 78.04% | 1.98 | 0 | 10.5 |  |  |  |  | R-410A | 2.0167 | Residential & Commercial | USHP | Ducted CEE Tier 1
213772599 | Central HP <5.4 tons | ARCOAIRE | HRCU-A-CB (Split System: Heat Pump with Remote Outdoor Unit-Air-Source) | HVH825GKA3* |  |  | EA*4X24L14A*+WALLCON | *80CTL0701412B* | 23400 | 16.5 | 8.1 | 22000 | 16800 | 76.36% | 1.88 | 0 | 10.5 |  |  |  |  | R-410A | 1.95 | Residential & Commercial | USHP | Ducted CEE Tier 1
213772799 | Central HP <5.4 tons | ARCOAIRE | HRCU-A-CB (Split System: Heat Pump with Remote Outdoor Unit-Air-Source) | HVH825GKA3* |  |  | EA*4X25L17A*+WALLCON | *96CTN0601714B* | 24200 | 16.5 | 8.1 | 21400 | 16700 | 78.04% | 2 | 0 | 10.5 |  |  |  |  | R-410A | 2.0167 | Residential & Commercial | USHP | Ducted CEE Tier 1
213772819 | Central HP <5.4 tons | ARCOAIRE | HRCU-A-CB (Split System: Heat Pump with Remote Outdoor Unit-Air-Source) | HVH825GKA3* |  |  | EA*4X30L14A*+WALLCON | *80CTL0701412B* | 23400 | 16.5 | 8.1 | 21600 | 16700 | 77.31% | 1.9 | 0 | 10.5 |  |  |  |  | R-410A | 1.95 | Residential & Commercial | USHP | Ducted CEE Tier 1
213773019 | Central HP <5.4 tons | ARCOAIRE | HRCU-A-CB (Split System: Heat Pump with Remote Outdoor Unit-Air-Source) | HVH825GKA3* |  |  | EA*4X36L17A*+WALLCON | *96CTN0601714B* | 23400 | 16 | 8.1 | 21600 | 16700 | 77.31% | 1.92 | 0 | 10.5 |  |  |  |  | R-410A | 1.95 | Residential & Commercial | USHP | Ducted CEE Tier 1
213773069 | Central HP <5.4 tons | ARCOAIRE | HRCU-A-CB (Split System: Heat Pump with Remote Outdoor Unit-Air-Source) | HVH825GKA3* |  |  | EA*4X36L21A*+WALLCON | *80CTL0902120B* | 23600 | 16.5 | 8.1 | 21400 | 16600 | 77.57% | 1.94 | 0 | 10.5 |  |  |  |  | R-410A | 1.9667 | Residential & Commercial | USHP | Ducted CEE Tier 1
215682478 | Central HP <5.4 tons | COMFORTMAKER | HRCU-A-CB (Split System: Heat Pump with Remote Outdoor Unit-Air-Source) | C5H0V48*K*AAA* |  |  | EVD5X61M21A*+WALLCON | *80CSU1002120B* | 48500 | 19 | 9 | 50000 | 36800 | 73.6% | 2.12 | 0 | 10 |  |  |  |  | R-454B | 4.0417 | Residential & Commercial | USHP | Ducted CEE Tier 1
216764174 | Central HP <5.4 tons | TRANE | HRCU-A-CB (Split System: Heat Pump with Remote Outdoor Unit-Air-Source) | 5TWX7024A1 |  |  | 5TXCB004AS3 | L9X1A050U3VSA | 22800 | 17.1 | 8.7 | 22000 | 17600 | 80% | 1.9 | 0 | 11.7 |  |  |  |  | R-454B | 1.9 | Residential & Commercial | USHP | Ducted CEE Tier 1
212982700 | Central HP <5.4 tons | ARCOAIRE | HRCU-A-CB (Split System: Heat Pump with Remote Outdoor Unit-Air-Source) | DLCURAH24ABK |  |  | EA*4X36L21A* | *80MSU0601716A* | 23800 | 17.5 | 8.5 | 25600 | 23400 | 91.41% | 1.96 | 0 | 10 |  |  |  |  | R-410A | 1.9833 | Residential & Commercial | USHP | Ducted CEE Tier 1
212979171 | Central HP <5.4 tons | ARCOAIRE | HRCU-A-CB (Split System: Heat Pump with Remote Outdoor Unit-Air-Source) | DLCURAH24ABK |  |  | EA*4X36L21A* | *80MS(N,L)0701716A* | 23800 | 17.5 | 8.5 | 26200 | 23600 | 90.08% | 1.98 | 0 | 10 |  |  |  |  | R-410A | 1.9833 | Residential & Commercial | USHP | Ducted CEE Tier 1
216681774 | Central HP <5.4 tons | ARCOAIRE | HRCU-A-CB (Split System: Heat Pump with Remote Outdoor Unit-Air-Source) | DLCURAH36ABK |  |  | EA*4X37L21A* | *97VTN1002120A* | 36200 | 16.5 | 9 | 38000 | 34400 | 90.53% | 1.96 | 0 | 10 |  |  |  |  | R-410A | 3.0167 | Residential & Commercial | USHP | Ducted CEE Tier 1
212976795 | Central HP <5.4 tons | PAYNE HEATING AND COOLING | HRCU-A-CB (Split System: Heat Pump with Remote Outdoor Unit-Air-Source) | 38MURAQ36AB3* |  |  | CAP**4821AL* | PG96VTAB60100C** | 35800 | 16.5 | 8.5 | 37800 | 34600 | 91.53% | 2.02 | 0 | 10 |  |  |  |  | R-410A | 2.9833 | Residential & Commercial | USHP | Ducted CEE Tier 1
212971656 | Central HP <5.4 tons | PAYNE HEATING AND COOLING | HRCU-A-CB (Split System: Heat Pump with Remote Outdoor Unit-Air-Source) | 38MURAQ24AB3* |  |  | CAP**3617AL* | PG80VTLB48070B** | 23800 | 17 | 8.5 | 26200 | 23800 | 90.84% | 1.98 | 0 | 10 |  |  |  |  | R-410A | 1.9833 | Residential & Commercial | USHP | Ducted CEE Tier 1
212972122 | Central HP <5.4 tons | PAYNE HEATING AND COOLING | HRCU-A-CB (Split System: Heat Pump with Remote Outdoor Unit-Air-Source) | 38MURAQ24AB3* |  |  | CAP**3621AL* | PG80VTLB60090C** | 23600 | 17 | 8.5 | 26200 | 24000 | 91.6% | 1.98 | 0 | 10 |  |  |  |  | R-410A | 1.9667 | Residential & Commercial | USHP | Ducted CEE Tier 1
212975641 | Central HP <5.4 tons | PAYNE HEATING AND COOLING | HRCU-A-CB (Split System: Heat Pump with Remote Outdoor Unit-Air-Source) | 38MURAQ24AB3* |  |  | CAP**2417AL* | PG96VTAB36060A** | 23200 | 16.5 | 8.5 | 26800 | 26800 | 100% | 2.28 | 0 | 10 |  |  |  |  | R-410A | 1.9333 | Residential & Commercial | USHP | Ducted CEE Tier 1
212976034 | Central HP <5.4 tons | PAYNE HEATING AND COOLING | HRCU-A-CB (Split System: Heat Pump with Remote Outdoor Unit-Air-Source) | 38MURAQ24AB3* |  |  | CAP**3617AL* | PG96VTAB48080B** | 23600 | 17 | 8.5 | 26000 | 24200 | 93.08% | 2.02 | 0 | 10 |  |  |  |  | R-410A | 1.9667 | Residential & Commercial | USHP | Ducted CEE Tier 1
212975311 | Central HP <5.4 tons | PAYNE HEATING AND COOLING | HRCU-A-CB (Split System: Heat Pump with Remote Outdoor Unit-Air-Source) | 38MURAQ24AB3* |  |  | CAP**3717AL* | PG96VTAB36040B** | 24000 | 16 | 8.1 | 25400 | 22000 | 86.61% | 1.82 | 0 | 10 |  |  |  |  | R-410A | 2 | Residential & Commercial | USHP | Ducted CEE Tier 1
212975696 | Central HP <5.4 tons | PAYNE HEATING AND COOLING | HRCU-A-CB (Split System: Heat Pump with Remote Outdoor Unit-Air-Source) | 38MURAQ24AB3* |  |  | CAP**3717AL* | PG96VTAB36060A** | 24000 | 17 | 8.1 | 25200 | 22400 | 88.89% | 1.86 | 0 | 10 |  |  |  |  | R-410A | 2 | Residential & Commercial | USHP | Ducted CEE Tier 1
213773379 | Central HP <5.4 tons | ARCOAIRE | HRCU-A-CB (Split System: Heat Pump with Remote Outdoor Unit-Air-Source) | HVH825GKA3* |  |  | EA*4X42L21A*+WALLCON | *80CTL0451712B* | 23600 | 16.5 | 8.1 | 21600 | 16700 | 77.31% | 1.94 | 0 | 10.5 |  |  |  |  | R-410A | 1.9667 | Residential & Commercial | USHP | Ducted CEE Tier 1
213773409 | Central HP <5.4 tons | ARCOAIRE | HRCU-A-CB (Split System: Heat Pump with Remote Outdoor Unit-Air-Source) | HVH825GKA3* |  |  | EA*4X42L21A*+WALLCON | *80CTL0902120B* | 23800 | 16.5 | 8.1 | 21400 | 16600 | 77.57% | 1.96 | 0 | 10.5 |  |  |  |  | R-410A | 1.9833 | Residential & Commercial | USHP | Ducted CEE Tier 1
212971172 | Central HP <5.4 tons | PAYNE HEATING AND COOLING | HRCU-A-CB (Split System: Heat Pump with Remote Outdoor Unit-Air-Source) | 38MURAQ24AB3* |  |  | CAP**3617AL* | PG80VTLB36045A** | 23600 | 17 | 8.5 | 26000 | 24200 | 93.08% | 2 | 0 | 10 |  |  |  |  | R-410A | 1.9667 | Residential & Commercial | USHP | Ducted CEE Tier 1
212971981 | Central HP <5.4 tons | PAYNE HEATING AND COOLING | HRCU-A-CB (Split System: Heat Pump with Remote Outdoor Unit-Air-Source) | 38MURAQ24AB3* |  |  | CAP**2517AL* | PG80VTLB48090B** | 24400 | 17 | 8.5 | 25200 | 21600 | 85.71% | 1.82 | 0 | 10 |  |  |  |  | R-410A | 2.0333 | Residential & Commercial | USHP | Ducted CEE Tier 1
212974914 | Central HP <5.4 tons | PAYNE HEATING AND COOLING | HRCU-A-CB (Split System: Heat Pump with Remote Outdoor Unit-Air-Source) | 38MURAQ24AB3* |  |  | CAP**2414AL* | PG96VTAB30040A** | 23000 | 16 | 8.5 | 27000 | 27200 | 100.7% | 2.3 | 0 | 9.5 |  |  |  |  | R-410A | 1.9167 | Residential & Commercial | USHP
212975057 | Central HP <5.4 tons | PAYNE HEATING AND COOLING | HRCU-A-CB (Split System: Heat Pump with Remote Outdoor Unit-Air-Source) | 38MURAQ24AB3* |  |  | CNPV*3617AL* | PG96VTAB30040A** | 23400 | 16 | 8.1 | 26400 | 24600 | 93.18% | 2.04 | 0 | 10 |  |  |  |  | R-410A | 1.95 | Residential & Commercial | USHP | Ducted CEE Tier 1
212975300 | Central HP <5.4 tons | PAYNE HEATING AND COOLING | HRCU-A-CB (Split System: Heat Pump with Remote Outdoor Unit-Air-Source) | 38MURAQ24AB3* |  |  | CAP**3621AL* | PG96VTAB36040B** | 23400 | 16.5 | 8.5 | 26200 | 24200 | 92.37% | 2 | 0 | 10 |  |  |  |  | R-410A | 1.95 | Residential & Commercial | USHP | Ducted CEE Tier 1
213772699 | Central HP <5.4 tons | ARCOAIRE | HRCU-A-CB (Split System: Heat Pump with Remote Outdoor Unit-Air-Source) | HVH825GKA3* |  |  | EA*4X24L17A*+WALLCON | *96CTN0601714B* | 23200 | 16 | 8.1 | 22000 | 16800 | 76.36% | 1.88 | 0 | 10 |  |  |  |  | R-410A | 1.9333 | Residential & Commercial | USHP | Ducted CEE Tier 1
213772749 | Central HP <5.4 tons | ARCOAIRE | HRCU-A-CB (Split System: Heat Pump with Remote Outdoor Unit-Air-Source) | HVH825GKA3* |  |  | EA*4X25L17A*+WALLCON | *80CTL0901716B* | 24400 | 16.5 | 8.1 | 21200 | 16600 | 78.3% | 2 | 0 | 11 |  |  |  |  | R-410A | 2.0333 | Residential & Commercial | USHP | Ducted CEE Tier 1
213772769 | Central HP <5.4 tons | ARCOAIRE | HRCU-A-CB (Split System: Heat Pump with Remote Outdoor Unit-Air-Source) | HVH825GKA3* |  |  | EA*4X25L17A*+WALLCON | *97CMN0601714B* | 24200 | 15.5 | 8.1 | 20000 | 16700 | 83.5% | 2 | 0 | 10.5 |  |  |  |  | R-410A | 2.0167 | Residential & Commercial | USHP | Ducted CEE Tier 1
213772919 | Central HP <5.4 tons | ARCOAIRE | HRCU-A-CB (Split System: Heat Pump with Remote Outdoor Unit-Air-Source) | HVH825GKA3* |  |  | EA*4X30L17A*+WALLCON | *96CTN0601714B* | 23400 | 16 | 8.1 | 21600 | 16700 | 77.31% | 1.9 | 0 | 10.5 |  |  |  |  | R-410A | 1.95 | Residential & Commercial | USHP | Ducted CEE Tier 1
213772669 | Central HP <5.4 tons | ARCOAIRE | HRCU-A-CB (Split System: Heat Pump with Remote Outdoor Unit-Air-Source) | HVH825GKA3* |  |  | EA*4X24L17A*+WALLCON | *97CMN0601714B* | 23000 | 16 | 8.1 | 22000 | 16900 | 76.82% | 1.88 | 0 | 10 |  |  |  |  | R-410A | 1.9167 | Residential & Commercial | USHP | Ducted CEE Tier 1
213773789 | Central HP <5.4 tons | ARCOAIRE | HRCU-A-CB (Split System: Heat Pump with Remote Outdoor Unit-Air-Source) | HVH825GKA3* |  |  | EA*4X48L21A*+WALLCON | *96CTN0801714B* | 24000 | 16.5 | 8.1 | 21000 | 16600 | 79.05% | 2 | 0 | 11 |  |  |  |  | R-410A | 2 | Residential & Commercial | USHP | Ducted CEE Tier 1
213773719 | Central HP <5.4 tons | ARCOAIRE | HRCU-A-CB (Split System: Heat Pump with Remote Outdoor Unit-Air-Source) | HVH825GKA3* |  |  | EA*4X48L21A*+WALLCON | *80CTL0902120B* | 24000 | 17 | 8.1 | 21000 | 16500 | 78.57% | 2.02 | 0 | 11 |  |  |  |  | R-410A | 2 | Residential & Commercial | USHP | Ducted CEE Tier 1
212977253 | Central HP <5.4 tons | PAYNE HEATING AND COOLING | HRCU-A-CB (Split System: Heat Pump with Remote Outdoor Unit-Air-Source) | 38MURAQ36AB3* |  |  | CAP**4824AL* | PG96VTAB66120D** | 35600 | 16.5 | 8.5 | 37800 | 34600 | 91.53% | 2.02 | 0 | 10 |  |  |  |  | R-410A | 2.9667 | Residential & Commercial | USHP | Ducted CEE Tier 1
213773309 | Central HP <5.4 tons | ARCOAIRE | HRCU-A-CB (Split System: Heat Pump with Remote Outdoor Unit-Air-Source) | HVH825GKA3* |  |  | EA*4X37L21A*+WALLCON | *95CSU0601716B* | 24400 | 16.5 | 8.1 | 21400 | 16600 | 77.57% | 2.02 | 0 | 10.5 |  |  |  |  | R-410A | 2.0333 | Residential & Commercial | USHP | Ducted CEE Tier 1
213773329 | Central HP <5.4 tons | ARCOAIRE | HRCU-A-CB (Split System: Heat Pump with Remote Outdoor Unit-Air-Source) | HVH825GKA3* |  |  | EA*4X37L21A*+WALLCON | *97CMN0801714B* | 24400 | 16.5 | 8.1 | 21200 | 16600 | 78.3% | 2.02 | 0 | 11 |  |  |  |  | R-410A | 2.0333 | Residential & Commercial | USHP | Ducted CEE Tier 1
213773779 | Central HP <5.4 tons | ARCOAIRE | HRCU-A-CB (Split System: Heat Pump with Remote Outdoor Unit-Air-Source) | HVH825GKA3* |  |  | EA*4X48L21A*+WALLCON | *96CTN0601714B* | 24000 | 16.5 | 8.1 | 21000 | 16600 | 79.05% | 2 | 0 | 10.5 |  |  |  |  | R-410A | 2 | Residential & Commercial | USHP | Ducted CEE Tier 1
213773359 | Central HP <5.4 tons | ARCOAIRE | HRCU-A-CB (Split System: Heat Pump with Remote Outdoor Unit-Air-Source) | HVH825GKA3* |  |  | EA*4X37L21A*+WALLCON | *96CTN0801714B* | 24400 | 16.5 | 8.1 | 21200 | 16600 | 78.3% | 2.02 | 0 | 11 |  |  |  |  | R-410A | 2.0333 | Residential & Commercial | USHP | Ducted CEE Tier 1
213773529 | Central HP <5.4 tons | ARCOAIRE | HRCU-A-CB (Split System: Heat Pump with Remote Outdoor Unit-Air-Source) | HVH825GKA3* |  |  | EA*4X42L24A*+WALLCON | *97CMN1002122B* | 23800 | 16.5 | 8.1 | 21400 | 16600 | 77.57% | 1.96 | 0 | 11 |  |  |  |  | R-410A | 1.9833 | Residential & Commercial | USHP | Ducted CEE Tier 1
213773629 | Central HP <5.4 tons | ARCOAIRE | HRCU-A-CB (Split System: Heat Pump with Remote Outdoor Unit-Air-Source) | HVH825GKA3* |  |  | EA*4X43L21A*+WALLCON | *97CMN0601714B* | 24200 | 16.5 | 8.1 | 21200 | 16700 | 78.77% | 2 | 0 | 10.5 |  |  |  |  | R-410A | 2.0167 | Residential & Commercial | USHP | Ducted CEE Tier 1
213078283 | Central HP <5.4 tons | ARCOAIRE | HRCU-A-CB (Split System: Heat Pump with Remote Outdoor Unit-Air-Source) | DLCURAH36ABK |  |  | EA*4X37L17A* | *80MS(N,L)0901714A* | 36200 | 16 | 8.5 | 38500 | 35000 | 90.91% | 2.02 | 0 | 10 |  |  |  |  | R-410A | 3.0167 | Residential & Commercial | USHP | Ducted CEE Tier 1
213078567 | Central HP <5.4 tons | ARCOAIRE | HRCU-A-CB (Split System: Heat Pump with Remote Outdoor Unit-Air-Source) | DLCURAH36ABK |  |  | EN(A,D,W)4X48L21** | *80MS(N,L)0902120A* | 36000 | 16.5 | 8.1 | 38500 | 35000 | 90.91% | 2 | 0 | 10.5 |  |  |  |  | R-410A | 3 | Residential & Commercial | USHP | Ducted CEE Tier 1
213078179 | Central HP <5.4 tons | ARCOAIRE | HRCU-A-CB (Split System: Heat Pump with Remote Outdoor Unit-Air-Source) | DLCURAH36ABK |  |  | EA*4X37L21A* | *80MS(N,L)0702116A* | 36400 | 16 | 8.5 | 38000 | 34800 | 91.58% | 2.06 | 0 | 10 |  |  |  |  | R-410A | 3.0333 | Residential & Commercial | USHP | Ducted CEE Tier 1
213773619 | Central HP <5.4 tons | ARCOAIRE | HRCU-A-CB (Split System: Heat Pump with Remote Outdoor Unit-Air-Source) | HVH825GKA3* |  |  | EA*4X43L21A*+WALLCON | *95CSU0601716B* | 24400 | 16.5 | 8.1 | 21200 | 16600 | 78.3% | 2.02 | 0 | 10.5 |  |  |  |  | R-410A | 2.0333 | Residential & Commercial | USHP | Ducted CEE Tier 1
213078667 | Central HP <5.4 tons | ARCOAIRE | HRCU-A-CB (Split System: Heat Pump with Remote Outdoor Unit-Air-Source) | DLCURAH36ABK |  |  | EA*4X48L21A* | *80MS(N,L)1102120A* | 36200 | 16.5 | 8.5 | 38000 | 34800 | 91.58% | 2.04 | 0 | 10 |  |  |  |  | R-410A | 3.0167 | Residential & Commercial | USHP | Ducted CEE Tier 1
213077511 | Central HP <5.4 tons | ARCOAIRE | HRCU-A-CB (Split System: Heat Pump with Remote Outdoor Unit-Air-Source) | DLCURAH36ABK |  |  | EA*4X42L24A* | *96VTN0802120B* | 35000 | 16 | 8.1 | 38500 | 35000 | 90.91% | 1.88 | 0 | 10 |  |  |  |  | R-410A | 2.9167 | Residential & Commercial | USHP | Ducted CEE Tier 1
211244913 | Central HP <5.4 tons | ARCOAIRE | HRCU-A-CB (Split System: Heat Pump with Remote Outdoor Unit-Air-Source) | DLCURAH24ABK |  |  | EN(A,D,W)4X36L17** | *95ESU0401712A* | 23600 | 16.5 | 8.1 | 25800 | 23600 | 91.47% | 1.96 | 0 | 10 |  |  |  |  | R-410A | 1.9667 | Residential & Commercial | USHP | Ducted CEE Tier 1
211230672 | Central HP <5.4 tons | ARCOAIRE | HRCU-A-CB (Split System: Heat Pump with Remote Outdoor Unit-Air-Source) | DLCURAH36ABK |  |  | EN(A,D)4X48L24** | *95ESN1202422A* | 37400 | 15.5 | 8.1 | 39500 | 35000 | 88.61% | 2.08 | 0 | 10.5 |  |  |  |  | R-410A | 3.1167 | Residential & Commercial | USHP | Ducted CEE Tier 1
211229671 | Central HP <5.4 tons | ARCOAIRE | HRCU-A-CB (Split System: Heat Pump with Remote Outdoor Unit-Air-Source) | DLCURAH36ABK |  |  | END4X42L17** | *80VTL0701716A* | 35600 | 16 | 8.1 | 38500 | 35000 | 90.91% | 1.96 | 0 | 10 |  |  |  |  | R-410A | 2.9667 | Residential & Commercial | USHP | Ducted CEE Tier 1
211229971 | Central HP <5.4 tons | ARCOAIRE | HRCU-A-CB (Split System: Heat Pump with Remote Outdoor Unit-Air-Source) | DLCURAH36ABK |  |  | EN(A,D,W)4X48L21** | *80ES(N,L)1102120A* | 36200 | 16.5 | 8.1 | 38500 | 34800 | 90.39% | 2.02 | 0 | 10.5 |  |  |  |  | R-410A | 3.0167 | Residential & Commercial | USHP | Ducted CEE Tier 1
211230052 | Central HP <5.4 tons | ARCOAIRE | HRCU-A-CB (Split System: Heat Pump with Remote Outdoor Unit-Air-Source) | DLCURAH36ABK |  |  | EN(A,D,W)4X48L21** | *80ESU1002120A* | 36200 | 16 | 8.1 | 38500 | 34800 | 90.39% | 2.02 | 0 | 10 |  |  |  |  | R-410A | 3.0167 | Residential & Commercial | USHP | Ducted CEE Tier 1
211230085 | Central HP <5.4 tons | ARCOAIRE | HRCU-A-CB (Split System: Heat Pump with Remote Outdoor Unit-Air-Source) | DLCURAH36ABK |  |  | EN(A,D,W)4X48L21** | *80VTL1102122A* | 37000 | 16 | 8.1 | 39500 | 35000 | 88.61% | 2.06 | 0 | 10.5 |  |  |  |  | R-410A | 3.0833 | Residential & Commercial | USHP | Ducted CEE Tier 1
211229166 | Central HP <5.4 tons | ARCOAIRE | HRCU-A-CB (Split System: Heat Pump with Remote Outdoor Unit-Air-Source) | DLCURAH36ABK |  |  | EA*4X48L21A* | *96VTN0802120A* | 35400 | 16 | 8.1 | 37800 | 34600 | 91.53% | 2.02 | 0 | 10 |  |  |  |  | R-410A | 2.95 | Residential & Commercial | USHP | Ducted CEE Tier 1
213773129 | Central HP <5.4 tons | ARCOAIRE | HRCU-A-CB (Split System: Heat Pump with Remote Outdoor Unit-Air-Source) | HVH825GKA3* |  |  | EA*4X36L21A*+WALLCON | *96CTN0601714B* | 23400 | 16.5 | 8.1 | 21600 | 16700 | 77.31% | 1.92 | 0 | 10.5 |  |  |  |  | R-410A | 1.95 | Residential & Commercial | USHP | Ducted CEE Tier 1
213773579 | Central HP <5.4 tons | ARCOAIRE | HRCU-A-CB (Split System: Heat Pump with Remote Outdoor Unit-Air-Source) | HVH825GKA3* |  |  | EA*4X43L21A*+WALLCON | *80CTL0701716B* | 24400 | 17 | 8.1 | 21200 | 16600 | 78.3% | 2.02 | 0 | 11 |  |  |  |  | R-410A | 2.0333 | Residential & Commercial | USHP | Ducted CEE Tier 1
213773429 | Central HP <5.4 tons | ARCOAIRE | HRCU-A-CB (Split System: Heat Pump with Remote Outdoor Unit-Air-Source) | HVH825GKA3* |  |  | EA*4X42L21A*+WALLCON | *95CSU0601716B* | 23600 | 16.5 | 8.1 | 21400 | 16700 | 78.04% | 1.94 | 0 | 10.5 |  |  |  |  | R-410A | 1.9667 | Residential & Commercial | USHP | Ducted CEE Tier 1
213773679 | Central HP <5.4 tons | ARCOAIRE | HRCU-A-CB (Split System: Heat Pump with Remote Outdoor Unit-Air-Source) | HVH825GKA3* |  |  | EA*4X43L21A*+WALLCON | *96CTN1002122B* | 24400 | 16.5 | 8.5 | 21200 | 16600 | 78.3% | 2.02 | 0 | 11 |  |  |  |  | R-410A | 2.0333 | Residential & Commercial | USHP | Ducted CEE Tier 1
213773729 | Central HP <5.4 tons | ARCOAIRE | HRCU-A-CB (Split System: Heat Pump with Remote Outdoor Unit-Air-Source) | HVH825GKA3* |  |  | EA*4X48L21A*+WALLCON | *80CTL1102120B* | 24000 | 17 | 8.1 | 21000 | 16500 | 78.57% | 2.02 | 0 | 11 |  |  |  |  | R-410A | 2 | Residential & Commercial | USHP | Ducted CEE Tier 1
216680831 | Central HP <5.4 tons | ARCOAIRE | HRCU-A-CB (Split System: Heat Pump with Remote Outdoor Unit-Air-Source) | DLCURAH18ABK |  |  | EA*4X19L17A* | *97VTN0801716A* | 17700 | 16.5 | 8.5 | 17700 | 17700 | 100% | 1.96 | 0 | 10.5 |  |  |  |  | R-410A | 1.475 | Residential & Commercial | USHP | Ducted CEE Tier 1
213773079 | Central HP <5.4 tons | ARCOAIRE | HRCU-A-CB (Split System: Heat Pump with Remote Outdoor Unit-Air-Source) | HVH825GKA3* |  |  | EA*4X36L21A*+WALLCON | *80CTL1102120B* | 23600 | 16.5 | 8.1 | 21400 | 16600 | 77.57% | 1.94 | 0 | 10.5 |  |  |  |  | R-410A | 1.9667 | Residential & Commercial | USHP | Ducted CEE Tier 1
213773649 | Central HP <5.4 tons | ARCOAIRE | HRCU-A-CB (Split System: Heat Pump with Remote Outdoor Unit-Air-Source) | HVH825GKA3* |  |  | EA*4X43L21A*+WALLCON | *97CMN1002122B* | 24400 | 16.5 | 8.5 | 21200 | 16600 | 78.3% | 2.02 | 0 | 11 |  |  |  |  | R-410A | 2.0333 | Residential & Commercial | USHP | Ducted CEE Tier 1
213773249 | Central HP <5.4 tons | ARCOAIRE | HRCU-A-CB (Split System: Heat Pump with Remote Outdoor Unit-Air-Source) | HVH825GKA3* |  |  | EA*4X37L17A*+WALLCON | *96CTN0801714B* | 24200 | 16.5 | 8.1 | 21400 | 16700 | 78.04% | 1.98 | 0 | 10.5 |  |  |  |  | R-410A | 2.0167 | Residential & Commercial | USHP | Ducted CEE Tier 1
215668934 | Central HP <5.4 tons | ARCOAIRE | HRCU-A-CB (Split System: Heat Pump with Remote Outdoor Unit-Air-Source) | H5H0V36*K*AAA* |  |  | EA*5X42M21A*+WALLCON | *96CTN0801714B* | 33000 | 17.5 | 9 | 36000 | 25800 | 71.67% | 1.84 | 0 | 9.5 |  |  |  |  | R-454B | 2.75 | Residential & Commercial | USHP
212986635 | Central HP <5.4 tons | ARCOAIRE | HRCU-A-CB (Split System: Heat Pump with Remote Outdoor Unit-Air-Source) | DLCURAH24ABK |  |  | EN(A,D,W)4X36L17** | *96MSN0401712A* | 23200 | 15.5 | 8.1 | 26000 | 24400 | 93.85% | 2.02 | 0 | 10 |  |  |  |  | R-410A | 1.9333 | Residential & Commercial | USHP | Ducted CEE Tier 1
212986599 | Central HP <5.4 tons | ARCOAIRE | HRCU-A-CB (Split System: Heat Pump with Remote Outdoor Unit-Air-Source) | DLCURAH24ABK |  |  | EA*4X37L21A* | *96MSN0401712A* | 24000 | 16 | 8.1 | 25200 | 22000 | 87.3% | 1.82 | 0 | 10 |  |  |  |  | R-410A | 2 | Residential & Commercial | USHP | Ducted CEE Tier 1
212986251 | Central HP <5.4 tons | ARCOAIRE | HRCU-A-CB (Split System: Heat Pump with Remote Outdoor Unit-Air-Source) | DLCURAH24ABK |  |  | EN(A,D)4X30L17** | *96MSN0401410A* | 23400 | 16 | 8.1 | 26400 | 24400 | 92.42% | 2.02 | 0 | 10 |  |  |  |  | R-410A | 1.95 | Residential & Commercial | USHP | Ducted CEE Tier 1
212986215 | Central HP <5.4 tons | ARCOAIRE | HRCU-A-CB (Split System: Heat Pump with Remote Outdoor Unit-Air-Source) | DLCURAH24ABK |  |  | EN(A,D)4X24L14** | *96MSN0401410A* | 23200 | 16 | 8.5 | 27000 | 25200 | 93.33% | 2.1 | 0 | 10 |  |  |  |  | R-410A | 1.9333 | Residential & Commercial | USHP | Ducted CEE Tier 1
211245472 | Central HP <5.4 tons | ARCOAIRE | HRCU-A-CB (Split System: Heat Pump with Remote Outdoor Unit-Air-Source) | DLCURAH24ABK |  |  | EN(A,D)4X36L21** | *80ESU0401712A* | 24000 | 17 | 8.1 | 26000 | 23200 | 89.23% | 1.92 | 0 | 10.5 |  |  |  |  | R-410A | 2 | Residential & Commercial | USHP | Ducted CEE Tier 1
211228841 | Central HP <5.4 tons | ARCOAIRE | HRCU-A-CB (Split System: Heat Pump with Remote Outdoor Unit-Air-Source) | DLCURAH36ABK |  |  | EA*4X48L21A* | *80VSL0702120A* | 35800 | 16 | 8.5 | 38500 | 34600 | 89.87% | 2.04 | 0 | 10 |  |  |  |  | R-410A | 2.9833 | Residential & Commercial | USHP | Ducted CEE Tier 1
211229077 | Central HP <5.4 tons | ARCOAIRE | HRCU-A-CB (Split System: Heat Pump with Remote Outdoor Unit-Air-Source) | DLCURAH36ABK |  |  | EA*4X48L21A* | *96VSN0601714A* | 35400 | 15.5 | 8.1 | 38500 | 34800 | 90.39% | 2.02 | 0 | 9.5 |  |  |  |  | R-410A | 2.95 | Residential & Commercial | USHP
211227621 | Central HP <5.4 tons | ARCOAIRE | HRCU-A-CB (Split System: Heat Pump with Remote Outdoor Unit-Air-Source) | DLCURAH36ABK |  |  | EA*4X42L21A* | *96VSN1002120A* | 35600 | 16 | 8.1 | 38500 | 35000 | 90.91% | 1.88 | 0 | 10 |  |  |  |  | R-410A | 2.9667 | Residential & Commercial | USHP | Ducted CEE Tier 1
211227439 | Central HP <5.4 tons | ARCOAIRE | HRCU-A-CB (Split System: Heat Pump with Remote Outdoor Unit-Air-Source) | DLCURAH36ABK |  |  | EA*4X42L21A* | *80ESU0802120A | 36800 | 15.5 | 8.5 | 40000 | 35200 | 88% | 1.96 | 0 | 10 |  |  |  |  | R-410A | 3.0667 | Residential & Commercial | USHP | Ducted CEE Tier 1
214229471 | Central HP <5.4 tons | ARCOAIRE | HRCU-A-CB (Split System: Heat Pump with Remote Outdoor Unit-Air-Source) | DLCURAH36ABK |  |  | EN(A,D)4X48L24** | *80MSU1002120A* | 35800 | 16.5 | 8.5 | 38500 | 34800 | 90.39% | 2 | 0 | 10 |  |  |  |  | R-410A | 2.9833 | Residential & Commercial | USHP | Ducted CEE Tier 1
213079133 | Central HP <5.4 tons | ARCOAIRE | HRCU-A-CB (Split System: Heat Pump with Remote Outdoor Unit-Air-Source) | DLCURAH36ABK |  |  | EA*4X43L21A* | *80MSU0601716A* | 36600 | 16.5 | 8.5 | 38000 | 34800 | 91.58% | 2.08 | 0 | 10 |  |  |  |  | R-410A | 3.05 | Residential & Commercial | USHP | Ducted CEE Tier 1
213079401 | Central HP <5.4 tons | ARCOAIRE | HRCU-A-CB (Split System: Heat Pump with Remote Outdoor Unit-Air-Source) | DLCURAH36ABK |  |  | EA*4X37L17A* | *92MSN0601714A* | 36000 | 15.5 | 8.5 | 38500 | 35000 | 90.91% | 2 | 0 | 10 |  |  |  |  | R-410A | 3 | Residential & Commercial | USHP | Ducted CEE Tier 1
213078715 | Central HP <5.4 tons | ARCOAIRE | HRCU-A-CB (Split System: Heat Pump with Remote Outdoor Unit-Air-Source) | DLCURAH36ABK |  |  | EN(A,D,W)4X48L21** | *80MS(N,L)1102120A* | 36400 | 16.5 | 8.1 | 38500 | 35000 | 90.91% | 2.02 | 0 | 10.5 |  |  |  |  | R-410A | 3.0333 | Residential & Commercial | USHP | Ducted CEE Tier 1
213078490 | Central HP <5.4 tons | ARCOAIRE | HRCU-A-CB (Split System: Heat Pump with Remote Outdoor Unit-Air-Source) | DLCURAH36ABK |  |  | EA*4X36L21A* | *80MS(N,L)0902120A* | 35200 | 16.5 | 8.1 | 38500 | 35200 | 91.43% | 1.84 | 0 | 9.5 |  |  |  |  | R-410A | 2.9333 | Residential & Commercial | USHP
213079001 | Central HP <5.4 tons | ARCOAIRE | HRCU-A-CB (Split System: Heat Pump with Remote Outdoor Unit-Air-Source) | DLCURAH36ABK |  |  | EA*4X42L21A* | *80MSU0401712A* | 35200 | 16 | 8.1 | 38500 | 35000 | 90.91% | 1.88 | 0 | 9.5 |  |  |  |  | R-410A | 2.9333 | Residential & Commercial | USHP
213078249 | Central HP <5.4 tons | ARCOAIRE | HRCU-A-CB (Split System: Heat Pump with Remote Outdoor Unit-Air-Source) | DLCURAH36ABK |  |  | EN(A,D)4X48L24** | *80MS(N,L)0702116A* | 35800 | 16.5 | 8.1 | 38500 | 34800 | 90.39% | 1.98 | 0 | 10 |  |  |  |  | R-410A | 2.9833 | Residential & Commercial | USHP | Ducted CEE Tier 1
212975707 | Central HP <5.4 tons | PAYNE HEATING AND COOLING | HRCU-A-CB (Split System: Heat Pump with Remote Outdoor Unit-Air-Source) | 38MURAQ24AB3* |  |  | CNPV*2414AL* | PG96VTAB36060A** | 23200 | 16.5 | 8.5 | 26800 | 25400 | 94.78% | 2.12 | 0 | 10 |  |  |  |  | R-410A | 1.9333 | Residential & Commercial | USHP | Ducted CEE Tier 1
212976086 | Central HP <5.4 tons | PAYNE HEATING AND COOLING | HRCU-A-CB (Split System: Heat Pump with Remote Outdoor Unit-Air-Source) | 38MURAQ24AB3* |  |  | CNPV*2417AL* | PG96VTAB48080B** | 23400 | 16.5 | 8.5 | 27000 | 24800 | 91.85% | 2.04 | 0 | 10 |  |  |  |  | R-410A | 1.95 | Residential & Commercial | USHP | Ducted CEE Tier 1
212977672 | Central HP <5.4 tons | PAYNE HEATING AND COOLING | HRCU-A-CB (Split System: Heat Pump with Remote Outdoor Unit-Air-Source) | 38MURAQ24AB3* |  |  | CNPV*3014AL* | PG80MS(A,L)A36045A** | 23600 | 17 | 8.1 | 26000 | 24000 | 92.31% | 2 | 0 | 10 |  |  |  |  | R-410A | 1.9667 | Residential & Commercial | USHP | Ducted CEE Tier 1
211228667 | Central HP <5.4 tons | ARCOAIRE | HRCU-A-CB (Split System: Heat Pump with Remote Outdoor Unit-Air-Source) | DLCURAH36ABK |  |  | EA*4X43L21A* | OLV098A12* | 36200 | 15.2 | 8.5 | 38500 | 35000 | 90.91% | 2.06 | 0 | 9.5 |  |  |  |  | R-410A | 3.0167 | Residential & Commercial | USHP
211228882 | Central HP <5.4 tons | ARCOAIRE | HRCU-A-CB (Split System: Heat Pump with Remote Outdoor Unit-Air-Source) | DLCURAH36ABK |  |  | EA*4X48L21A* | *80ESU0802120A | 37400 | 15.5 | 8.5 | 38500 | 35000 | 90.91% | 2.14 | 0 | 10 |  |  |  |  | R-410A | 3.1167 | Residential & Commercial | USHP | Ducted CEE Tier 1
211228916 | Central HP <5.4 tons | ARCOAIRE | HRCU-A-CB (Split System: Heat Pump with Remote Outdoor Unit-Air-Source) | DLCURAH36ABK |  |  | EA*4X48L21A* | *80VTL0902120A* | 35400 | 16 | 8.1 | 37800 | 34600 | 91.53% | 2.02 | 0 | 10 |  |  |  |  | R-410A | 2.95 | Residential & Commercial | USHP | Ducted CEE Tier 1
211229086 | Central HP <5.4 tons | ARCOAIRE | HRCU-A-CB (Split System: Heat Pump with Remote Outdoor Unit-Air-Source) | DLCURAH36ABK |  |  | EA*4X48L21A* | *96VSN0801716A* | 35600 | 16 | 8.1 | 38500 | 34600 | 89.87% | 2.04 | 0 | 10 |  |  |  |  | R-410A | 2.9667 | Residential & Commercial | USHP | Ducted CEE Tier 1
211228448 | Central HP <5.4 tons | ARCOAIRE | HRCU-A-CB (Split System: Heat Pump with Remote Outdoor Unit-Air-Source) | DLCURAH36ABK |  |  | EA*4X43L21A* | *92ESN0802120A* | 37400 | 16 | 8.5 | 38500 | 34800 | 90.39% | 2.14 | 0 | 10 |  |  |  |  | R-410A | 3.1167 | Residential & Commercial | USHP | Ducted CEE Tier 1
211228150 | Central HP <5.4 tons | ARCOAIRE | HRCU-A-CB (Split System: Heat Pump with Remote Outdoor Unit-Air-Source) | DLCURAH36ABK |  |  | EA*4X42L24A* | OLV112A16A | 35400 | 15.2 | 8.1 | 39500 | 35200 | 89.11% | 1.88 | 0 | 9.5 |  |  |  |  | R-410A | 2.95 | Residential & Commercial | USHP
211228131 | Central HP <5.4 tons | ARCOAIRE | HRCU-A-CB (Split System: Heat Pump with Remote Outdoor Unit-Air-Source) | DLCURAH36ABK |  |  | EA*4X42L24A* | *96VTN1002122A* | 35400 | 16.5 | 8.1 | 38500 | 35000 | 90.91% | 1.88 | 0 | 10 |  |  |  |  | R-410A | 2.95 | Residential & Commercial | USHP | Ducted CEE Tier 1
211227779 | Central HP <5.4 tons | ARCOAIRE | HRCU-A-CB (Split System: Heat Pump with Remote Outdoor Unit-Air-Source) | DLCURAH36ABK |  |  | EA*4X42L24A* | *80ES(N,L)0902116A* | 35800 | 16 | 8.1 | 39500 | 35000 | 88.61% | 1.9 | 0 | 10 |  |  |  |  | R-410A | 2.9833 | Residential & Commercial | USHP | Ducted CEE Tier 1
212971184 | Central HP <5.4 tons | PAYNE HEATING AND COOLING | HRCU-A-CB (Split System: Heat Pump with Remote Outdoor Unit-Air-Source) | 38MURAQ24AB3* |  |  | CAP**3717AL* | PG80VTLB36045A** | 24200 | 17 | 8.5 | 25200 | 22000 | 87.3% | 1.84 | 0 | 10 |  |  |  |  | R-410A | 2.0167 | Residential & Commercial | USHP | Ducted CEE Tier 1
212971700 | Central HP <5.4 tons | PAYNE HEATING AND COOLING | HRCU-A-CB (Split System: Heat Pump with Remote Outdoor Unit-Air-Source) | 38MURAQ24AB3* |  |  | CNPV*2417AL* | PG80VTLB48070B** | 23200 | 16.5 | 8.5 | 26800 | 25200 | 94.03% | 2.1 | 0 | 10 |  |  |  |  | R-410A | 1.9333 | Residential & Commercial | USHP | Ducted CEE Tier 1
212989217 | Central HP <5.4 tons | ARCOAIRE | HRCU-A-CB (Split System: Heat Pump with Remote Outdoor Unit-Air-Source) | DLCURAH24ABK |  |  | EN(A,D)4X24L17** | *95MSU0601716A* | 23200 | 16.5 | 8.5 | 26800 | 25400 | 94.78% | 2.14 | 0 | 10 |  |  |  |  | R-410A | 1.9333 | Residential & Commercial | USHP | Ducted CEE Tier 1
212987811 | Central HP <5.4 tons | ARCOAIRE | HRCU-A-CB (Split System: Heat Pump with Remote Outdoor Unit-Air-Source) | DLCURAH24ABK |  |  | EA*4X37L21A* | *96MSN0802120A* | 24200 | 17.5 | 8.5 | 25200 | 21600 | 85.71% | 1.82 | 0 | 10 |  |  |  |  | R-410A | 2.0167 | Residential & Commercial | USHP | Ducted CEE Tier 1
215487446 | Central HP <5.4 tons | DAIKIN | HRCU-A-CB (Split System: Heat Pump with Remote Outdoor Unit-Air-Source) | DH7VSA4810A* |  |  | CA*EA6030*3A* | D*96VC1205DNA* | 45500 | 16.5 | 8.8 | 47000 | 33600 | 71.49% | 2 | 0 | 10 |  |  |  |  | R-32 | 3.7917 | Residential & Commercial | USHP | Ducted CEE Tier 1
213076354 | Central HP <5.4 tons | ARCOAIRE | HRCU-A-CB (Split System: Heat Pump with Remote Outdoor Unit-Air-Source) | DLCURAH24ABK |  |  | EA*4X37L21A* | *95MSU1002122A* | 25000 | 17.5 | 8.5 | 25400 | 21000 | 82.68% | 1.78 | 0 | 10.5 |  |  |  |  | R-410A | 2.0833 | Residential & Commercial | USHP | Ducted CEE Tier 1
212986891 | Central HP <5.4 tons | ARCOAIRE | HRCU-A-CB (Split System: Heat Pump with Remote Outdoor Unit-Air-Source) | DLCURAH24ABK |  |  | EA*4X30L14A* | *96MSN0601412A* | 23400 | 16.5 | 8.5 | 26400 | 24600 | 93.18% | 2.04 | 0 | 10 |  |  |  |  | R-410A | 1.95 | Residential & Commercial | USHP | Ducted CEE Tier 1
212986623 | Central HP <5.4 tons | ARCOAIRE | HRCU-A-CB (Split System: Heat Pump with Remote Outdoor Unit-Air-Source) | DLCURAH24ABK |  |  | EN(A,D)4X30L17** | *96MSN0401712A* | 23200 | 15.5 | 8.1 | 26000 | 24400 | 93.85% | 2.02 | 0 | 10 |  |  |  |  | R-410A | 1.9333 | Residential & Commercial | USHP | Ducted CEE Tier 1
212987391 | Central HP <5.4 tons | ARCOAIRE | HRCU-A-CB (Split System: Heat Pump with Remote Outdoor Unit-Air-Source) | DLCURAH24ABK |  |  | EA*4X30L17A* | *96MSN0801716A* | 23600 | 17 | 8.5 | 26400 | 24200 | 91.67% | 2.02 | 0 | 10 |  |  |  |  | R-410A | 1.9667 | Residential & Commercial | USHP | Ducted CEE Tier 1
212988761 | Central HP <5.4 tons | ARCOAIRE | HRCU-A-CB (Split System: Heat Pump with Remote Outdoor Unit-Air-Source) | DLCURAH24ABK |  |  | EN(A,D)4X36L21** | *95MSU0401712A* | 23600 | 16.5 | 8.5 | 26400 | 24200 | 91.67% | 2 | 0 | 10 |  |  |  |  | R-410A | 1.9667 | Residential & Commercial | USHP | Ducted CEE Tier 1
213077904 | Central HP <5.4 tons | ARCOAIRE | HRCU-A-CB (Split System: Heat Pump with Remote Outdoor Unit-Air-Source) | DLCURAH36ABK |  |  | END4X42L17** | *80MS(N,L)0701412A* | 35400 | 16 | 8.1 | 38500 | 35000 | 90.91% | 1.94 | 0 | 10 |  |  |  |  | R-410A | 2.95 | Residential & Commercial | USHP | Ducted CEE Tier 1
213078004 | Central HP <5.4 tons | ARCOAIRE | HRCU-A-CB (Split System: Heat Pump with Remote Outdoor Unit-Air-Source) | DLCURAH36ABK |  |  | END4X42L17** | *80MS(N,L)0701712A* | 35600 | 16 | 8.1 | 38500 | 35000 | 90.91% | 1.94 | 0 | 10 |  |  |  |  | R-410A | 2.9667 | Residential & Commercial | USHP | Ducted CEE Tier 1
213078049 | Central HP <5.4 tons | ARCOAIRE | HRCU-A-CB (Split System: Heat Pump with Remote Outdoor Unit-Air-Source) | DLCURAH36ABK |  |  | EA*4X36L21A* | *80MS(N,L)0701716A* | 34800 | 16 | 8.1 | 38500 | 35200 | 91.43% | 1.82 | 0 | 9.5 |  |  |  |  | R-410A | 2.9 | Residential & Commercial | USHP
213077388 | Central HP <5.4 tons | ARCOAIRE | HRCU-A-CB (Split System: Heat Pump with Remote Outdoor Unit-Air-Source) | DLCURAH36ABK |  |  | EA*4X42L21A* | *96VTN0801716B* | 35000 | 15.5 | 8.1 | 38500 | 35200 | 91.43% | 1.86 | 0 | 9.5 |  |  |  |  | R-410A | 2.9167 | Residential & Commercial | USHP
213077118 | Central HP <5.4 tons | ARCOAIRE | HRCU-A-CB (Split System: Heat Pump with Remote Outdoor Unit-Air-Source) | DLCURAH36ABK |  |  | EN(A,D,W)4X48L21** | *96VSN0802120B* | 35600 | 16.5 | 8.1 | 38500 | 34800 | 90.39% | 1.98 | 0 | 10 |  |  |  |  | R-410A | 2.9667 | Residential & Commercial | USHP | Ducted CEE Tier 1
213077168 | Central HP <5.4 tons | ARCOAIRE | HRCU-A-CB (Split System: Heat Pump with Remote Outdoor Unit-Air-Source) | DLCURAH36ABK |  |  | EA*4X42L24A* | *96VSN1002120B* | 35400 | 16 | 8.1 | 38500 | 35200 | 91.43% | 1.88 | 0 | 10 |  |  |  |  | R-410A | 2.95 | Residential & Commercial | USHP | Ducted CEE Tier 1
215670008 | Central HP <5.4 tons | ARCOAIRE | HRCU-A-CB (Split System: Heat Pump with Remote Outdoor Unit-Air-Source) | H5H0V36*K*AAA* |  |  | ESH5X42M12A*+WALLCON | *80CTL1102120B* | 34000 | 16.5 | 8.5 | 35600 | 25200 | 70.79% | 1.78 | 0 | 9.5 |  |  |  |  | R-454B | 2.8333 | Residential & Commercial | USHP
215670024 | Central HP <5.4 tons | ARCOAIRE | HRCU-A-CB (Split System: Heat Pump with Remote Outdoor Unit-Air-Source) | H5H0V36*K*AAA* |  |  | ESH5X42M12A*+WALLCON | *95CSU0601716B* | 33800 | 16 | 8.5 | 35600 | 25400 | 71.35% | 1.78 | 0 | 9 |  |  |  |  | R-454B | 2.8167 | Residential & Commercial | USHP
212976125 | Central HP <5.4 tons | PAYNE HEATING AND COOLING | HRCU-A-CB (Split System: Heat Pump with Remote Outdoor Unit-Air-Source) | 38MURAQ24AB3* |  |  | CNPV*3621AL* | PG96VTAB48080B** | 23400 | 16.5 | 8.1 | 25800 | 24200 | 93.8% | 2 | 0 | 10 |  |  |  |  | R-410A | 1.95 | Residential & Commercial | USHP | Ducted CEE Tier 1
212976402 | Central HP <5.4 tons | PAYNE HEATING AND COOLING | HRCU-A-CB (Split System: Heat Pump with Remote Outdoor Unit-Air-Source) | 38MURAQ24AB3* |  |  | CAP**3721AL* | PG96VTAB60080C** | 24400 | 17 | 8.5 | 25200 | 21400 | 84.92% | 1.8 | 0 | 10.5 |  |  |  |  | R-410A | 2.0333 | Residential & Commercial | USHP | Ducted CEE Tier 1
216681822 | Central HP <5.4 tons | ARCOAIRE | HRCU-A-CB (Split System: Heat Pump with Remote Outdoor Unit-Air-Source) | DLCURAH36ABK |  |  | EA*4X48L24A* | *97VTN1002120A* | 35800 | 16.5 | 9 | 38000 | 34200 | 90% | 1.96 | 0 | 10 |  |  |  |  | R-410A | 2.9833 | Residential & Commercial | USHP | Ducted CEE Tier 1
215932168 | Central HP <5.4 tons | ARCOAIRE | HRCU-A-CB (Split System: Heat Pump with Remote Outdoor Unit-Air-Source) | H5H3V36*K*AAA* |  |  | EA*5X37M21A*+WALLCON | *97CMN0601714B* | 33600 | 19.5 | 9.5 | 34200 | 26200 | 76.61% | 2.06 | 0 | 11 |  |  |  |  | R-454B | 2.8 | Residential & Commercial | USHP | Ducted CEE Tier 1
215932218 | Central HP <5.4 tons | ARCOAIRE | HRCU-A-CB (Split System: Heat Pump with Remote Outdoor Unit-Air-Source) | H5H3V36*K*AAA* |  |  | EA*5X42M21A*+WALLCON | *80CTL0451712B* | 32200 | 19 | 9 | 35800 | 27600 | 77.09% | 1.88 | 0 | 10.5 |  |  |  |  | R-454B | 2.6833 | Residential & Commercial | USHP | Ducted CEE Tier 1
216682819 | Central HP <5.4 tons | ARCOAIRE | HRCU-A-CB (Split System: Heat Pump with Remote Outdoor Unit-Air-Source) | DLCURAH30ABK |  |  | EA*4X43L21A* | *97VTN1002122A* | 30400 | 15.2 | 9 | 33000 | 26000 | 78.79% | 1.78 | 0 | 9 |  |  |  |  | R-410A | 2.5333 | Residential & Commercial | USHP
212972955 | Central HP <5.4 tons | ARCOAIRE | HRCU-A-CB (Split System: Heat Pump with Remote Outdoor Unit-Air-Source) | DLCURAH24ABK |  |  | EA*4X37L17A* | *96VSN0401410B* | 23800 | 16.5 | 8.5 | 25600 | 22600 | 88.28% | 1.86 | 0 | 10 |  |  |  |  | R-410A | 1.9833 | Residential & Commercial | USHP | Ducted CEE Tier 1
212973625 | Central HP <5.4 tons | ARCOAIRE | HRCU-A-CB (Split System: Heat Pump with Remote Outdoor Unit-Air-Source) | DLCURAH24ABK |  |  | EN(A,D)4X30L17** | *96VSN0601412B* | 23400 | 16.5 | 8.1 | 26200 | 24600 | 93.89% | 2.04 | 0 | 10 |  |  |  |  | R-410A | 1.95 | Residential & Commercial | USHP | Ducted CEE Tier 1
212973875 | Central HP <5.4 tons | ARCOAIRE | HRCU-A-CB (Split System: Heat Pump with Remote Outdoor Unit-Air-Source) | DLCURAH24ABK |  |  | EA*4X37L17A* | *96VSN0801716B* | 24200 | 17 | 8.5 | 25800 | 22200 | 86.05% | 1.84 | 0 | 10 |  |  |  |  | R-410A | 2.0167 | Residential & Commercial | USHP | Ducted CEE Tier 1
212974325 | Central HP <5.4 tons | ARCOAIRE | HRCU-A-CB (Split System: Heat Pump with Remote Outdoor Unit-Air-Source) | DLCURAH24ABK |  |  | EA*4X37L21A* | *96VSN1002120B* | 24800 | 17.5 | 8.5 | 25600 | 21200 | 82.81% | 1.8 | 0 | 10.5 |  |  |  |  | R-410A | 2.0667 | Residential & Commercial | USHP | Ducted CEE Tier 1
212974942 | Central HP <5.4 tons | ARCOAIRE | HRCU-A-CB (Split System: Heat Pump with Remote Outdoor Unit-Air-Source) | DLCURAH24ABK |  |  | EA*4X25L17A* | *96VTN0401410B* | 24000 | 16 | 8.1 | 25200 | 22000 | 87.3% | 1.82 | 0 | 10 |  |  |  |  | R-410A | 2 | Residential & Commercial | USHP | Ducted CEE Tier 1
215683165 | Central HP <5.4 tons | HEIL | HRCU-A-CB (Split System: Heat Pump with Remote Outdoor Unit-Air-Source) | H5H0V60*K*AAA* |  |  | EVD5X61M21A*+WALLCON | *97CTN0802120A* | 57000 | 18.5 | 9 | 64000 | 45000 | 70.31% | 2.08 | 0 | 9 |  |  |  |  | R-454B | 4.75 | Residential & Commercial | USHP
215670210 | Central HP <5.4 tons | ARCOAIRE | HRCU-A-CB (Split System: Heat Pump with Remote Outdoor Unit-Air-Source) | H5H0V36*K*AAA* |  |  | ESH5X48M12A*+WALLCON | *80CTL0902120B* | 34200 | 17 | 8.5 | 35400 | 25200 | 71.19% | 1.9 | 0 | 9.5 |  |  |  |  | R-454B | 2.85 | Residential & Commercial | USHP
215669726 | Central HP <5.4 tons | ARCOAIRE | HRCU-A-CB (Split System: Heat Pump with Remote Outdoor Unit-Air-Source) | H5H0V36*K*AAA* |  |  | EA*5X61M24A*+WALLCON | *96CTN1002122B* | 35000 | 18.5 | 9 | 34400 | 24800 | 72.09% | 1.92 | 0 | 10.5 |  |  |  |  | R-454B | 2.9167 | Residential & Commercial | USHP | Ducted CEE Tier 1
215669960 | Central HP <5.4 tons | ARCOAIRE | HRCU-A-CB (Split System: Heat Pump with Remote Outdoor Unit-Air-Source) | H5H0V36*K*AAA* |  |  | ESH5X42M12A*+WALLCON | *80CTL0451712B* | 33600 | 16 | 8.5 | 35800 | 25600 | 71.51% | 1.76 | 0 | 9 |  |  |  |  | R-454B | 2.8 | Residential & Commercial | USHP
215669992 | Central HP <5.4 tons | ARCOAIRE | HRCU-A-CB (Split System: Heat Pump with Remote Outdoor Unit-Air-Source) | H5H0V36*K*AAA* |  |  | ESH5X42M12A*+WALLCON | *80CTL0901716B* | 34000 | 16.5 | 8.5 | 35600 | 25400 | 71.35% | 1.76 | 0 | 9.5 |  |  |  |  | R-454B | 2.8333 | Residential & Commercial | USHP
215669106 | Central HP <5.4 tons | ARCOAIRE | HRCU-A-CB (Split System: Heat Pump with Remote Outdoor Unit-Air-Source) | H5H0V36*K*AAA* |  |  | EA*5X48M21A*+WALLCON | *80CSU0601716A* | 33800 | 18 | 9 | 35000 | 25200 | 72% | 1.88 | 0 | 9.5 |  |  |  |  | R-454B | 2.8167 | Residential & Commercial | USHP
215669706 | Central HP <5.4 tons | ARCOAIRE | HRCU-A-CB (Split System: Heat Pump with Remote Outdoor Unit-Air-Source) | H5H0V36*K*AAA* |  |  | EA*5X61M24A*+WALLCON | *97CMN1002122B* | 35000 | 18.5 | 9 | 34400 | 24800 | 72.09% | 1.92 | 0 | 10.5 |  |  |  |  | R-454B | 2.9167 | Residential & Commercial | USHP | Ducted CEE Tier 1
216679415 | Central HP <5.4 tons | ARCOAIRE | HRCU-A-CB (Split System: Heat Pump with Remote Outdoor Unit-Air-Source) | DLCURAH24ABK |  |  | EA*4X36L17A* | *97VTN0601716A* | 23600 | 17 | 9 | 25800 | 23200 | 89.92% | 1.82 | 0 | 10 |  |  |  |  | R-410A | 1.9667 | Residential & Commercial | USHP | Ducted CEE Tier 1
213077068 | Central HP <5.4 tons | ARCOAIRE | HRCU-A-CB (Split System: Heat Pump with Remote Outdoor Unit-Air-Source) | DLCURAH36ABK |  |  | EA*4X42L24A* | *96VSN0802120B* | 35000 | 16 | 8.1 | 38500 | 35000 | 90.91% | 1.88 | 0 | 9.5 |  |  |  |  | R-410A | 2.9167 | Residential & Commercial | USHP
213077138 | Central HP <5.4 tons | ARCOAIRE | HRCU-A-CB (Split System: Heat Pump with Remote Outdoor Unit-Air-Source) | DLCURAH36ABK |  |  | EA*4X36L21A* | *96VSN1002120B* | 35200 | 16 | 8.1 | 38500 | 35200 | 91.43% | 1.82 | 0 | 9.5 |  |  |  |  | R-410A | 2.9333 | Residential & Commercial | USHP
211245348 | Central HP <5.4 tons | ARCOAIRE | HRCU-A-CB (Split System: Heat Pump with Remote Outdoor Unit-Air-Source) | DLCURAH24ABK |  |  | EN(A,D)4X36L21** | *96VSN0801716A* | 24200 | 16.5 | 8.1 | 26200 | 23000 | 87.79% | 1.9 | 0 | 10.5 |  |  |  |  | R-410A | 2.0167 | Residential & Commercial | USHP | Ducted CEE Tier 1
211244723 | Central HP <5.4 tons | ARCOAIRE | HRCU-A-CB (Split System: Heat Pump with Remote Outdoor Unit-Air-Source) | DLCURAH24ABK |  |  | EN(A,D)4X30L17** | *92ESN0601412A* | 23400 | 17 | 8.1 | 25800 | 24000 | 93.02% | 2 | 0 | 10 |  |  |  |  | R-410A | 1.95 | Residential & Commercial | USHP | Ducted CEE Tier 1
211226329 | Central HP <5.4 tons | ARCOAIRE | HRCU-A-CB (Split System: Heat Pump with Remote Outdoor Unit-Air-Source) | DLCURAH36ABK |  |  | EA*4X36L21A* | *92ESN0601714A* | 35200 | 16 | 8.1 | 38500 | 35200 | 91.43% | 1.82 | 0 | 9.5 |  |  |  |  | R-410A | 2.9333 | Residential & Commercial | USHP
211226381 | Central HP <5.4 tons | ARCOAIRE | HRCU-A-CB (Split System: Heat Pump with Remote Outdoor Unit-Air-Source) | DLCURAH36ABK |  |  | EA*4X36L21A* | *95ESN1002122A* | 36400 | 15.2 | 8.1 | 40000 | 35400 | 88.5% | 1.88 | 0 | 10 |  |  |  |  | R-410A | 3.0333 | Residential & Commercial | USHP | Ducted CEE Tier 1
211226615 | Central HP <5.4 tons | ARCOAIRE | HRCU-A-CB (Split System: Heat Pump with Remote Outdoor Unit-Air-Source) | DLCURAH36ABK |  |  | EA*4X37L17A* | *92ESN0601412A* | 36200 | 15.2 | 8.5 | 38500 | 35000 | 90.91% | 2.02 | 0 | 10 |  |  |  |  | R-410A | 3.0167 | Residential & Commercial | USHP | Ducted CEE Tier 1
215934778 | Central HP <5.4 tons | ARCOAIRE | HRCU-A-CB (Split System: Heat Pump with Remote Outdoor Unit-Air-Source) | H5H3V36*K*AAA* |  |  | EVM5X44M21A*+WALLCON | *80CSU0401712A* | 35600 | 22 | 8.5 | 38000 | 28800 | 75.79% | 2.02 | 0 | 12 |  |  |  |  | R-454B | 2.9667 | Residential & Commercial | USHP | Ducted CEE Tier 1
215934978 | Central HP <5.4 tons | ARCOAIRE | HRCU-A-CB (Split System: Heat Pump with Remote Outdoor Unit-Air-Source) | H5H3V36*K*AAA* |  |  | EVM5X49M21A*+WALLCON | *80CSU0401712A* | 35600 | 22 | 8.5 | 38000 | 28800 | 75.79% | 2.02 | 0 | 12 |  |  |  |  | R-454B | 2.9667 | Residential & Commercial | USHP | Ducted CEE Tier 1
215933038 | Central HP <5.4 tons | ARCOAIRE | HRCU-A-CB (Split System: Heat Pump with Remote Outdoor Unit-Air-Source) | H5H3V36*K*AAA* |  |  | ESH5X36M12A*+WALLCON | *80CSU0601716A* | 33200 | 19 | 9 | 34800 | 26800 | 77.01% | 1.92 | 0 | 11 |  |  |  |  | R-454B | 2.7667 | Residential & Commercial | USHP | Ducted CEE Tier 1
215933708 | Central HP <5.4 tons | ARCOAIRE | HRCU-A-CB (Split System: Heat Pump with Remote Outdoor Unit-Air-Source) | H5H3V36*K*AAA* |  |  | ESH5X48M12A*+WALLCON | *96CTN1202422B* | 33800 | 19.5 | 9 | 34600 | 26400 | 76.3% | 1.92 | 0 | 11.7 |  |  |  |  | R-454B | 2.8167 | Residential & Commercial | USHP | Ducted CEE Tier 1
215933838 | Central HP <5.4 tons | ARCOAIRE | HRCU-A-CB (Split System: Heat Pump with Remote Outdoor Unit-Air-Source) | H5H3V36*K*AAA* |  |  | ESH5X60M12A*+WALLCON | *95CSU0802120B* | 34200 | 19.5 | 9 | 34400 | 26000 | 75.58% | 1.96 | 0 | 11.7 |  |  |  |  | R-454B | 2.85 | Residential & Commercial | USHP | Ducted CEE Tier 1
215933388 | Central HP <5.4 tons | ARCOAIRE | HRCU-A-CB (Split System: Heat Pump with Remote Outdoor Unit-Air-Source) | H5H3V36*K*AAA* |  |  | ESH5X42M12A*+WALLCON | *95CSU1002122B* | 33600 | 19.5 | 9 | 34600 | 26400 | 76.3% | 1.92 | 0 | 11.7 |  |  |  |  | R-454B | 2.8 | Residential & Commercial | USHP | Ducted CEE Tier 1
212987511 | Central HP <5.4 tons | ARCOAIRE | HRCU-A-CB (Split System: Heat Pump with Remote Outdoor Unit-Air-Source) | DLCURAH18ABK |  |  | EA*4X24L17A* | *96MSN0801716A* | 17700 | 16 | 8.5 | 18600 | 19400 | 104.3% | 2.32 | 0 | 10.5 |  |  |  |  | R-410A | 1.475 | Residential & Commercial | USHP | Ducted CEE Tier 1
212979897 | Central HP <5.4 tons | ARCOAIRE | HRCU-A-CB (Split System: Heat Pump with Remote Outdoor Unit-Air-Source) | DLCURAH24ABK |  |  | EN(A,D)4X24L17** | *80MS(N,L)0901714A* | 23400 | 16.5 | 8.5 | 27000 | 24400 | 90.37% | 2.02 | 0 | 10 |  |  |  |  | R-410A | 1.95 | Residential & Commercial | USHP | Ducted CEE Tier 1
212979515 | Central HP <5.4 tons | ARCOAIRE | HRCU-A-CB (Split System: Heat Pump with Remote Outdoor Unit-Air-Source) | DLCURAH24ABK |  |  | EN(A,D)4X36L21** | *80MS(N,L)0702116A* | 23800 | 17 | 8.5 | 26400 | 24000 | 90.91% | 2 | 0 | 10.5 |  |  |  |  | R-410A | 1.9833 | Residential & Commercial | USHP | Ducted CEE Tier 1
215934998 | Central HP <5.4 tons | ARCOAIRE | HRCU-A-CB (Split System: Heat Pump with Remote Outdoor Unit-Air-Source) | H5H3V36*K*AAA* |  |  | EVM5X49M21A*+WALLCON | *80CTL0451712B* | 35200 | 21 | 8.5 | 39000 | 29400 | 75.38% | 2 | 0 | 11.7 |  |  |  |  | R-454B | 2.9333 | Residential & Commercial | USHP | Ducted CEE Tier 1
215935148 | Central HP <5.4 tons | ARCOAIRE | HRCU-A-CB (Split System: Heat Pump with Remote Outdoor Unit-Air-Source) | H5H3V36*K*AAA* |  |  | EVM5X60M21A*+WALLCON | *80CSU0401712A* | 35600 | 22 | 8.5 | 38000 | 28800 | 75.79% | 2.02 | 0 | 12 |  |  |  |  | R-454B | 2.9667 | Residential & Commercial | USHP | Ducted CEE Tier 1
213771469 | Central HP <5.4 tons | ARCOAIRE | HRCU-A-CB (Split System: Heat Pump with Remote Outdoor Unit-Air-Source) | HVH825GKA2* |  |  | EA*4X43L21A*+WALLCON | *80CTL0902120B* | 24400 | 17 | 8.5 | 21200 | 16600 | 78.3% | 2.04 | 0 | 11 |  |  |  |  | R-410A | 2.0333 | Residential & Commercial | USHP | Ducted CEE Tier 1
213772459 | Central HP <5.4 tons | ARCOAIRE | HRCU-A-CB (Split System: Heat Pump with Remote Outdoor Unit-Air-Source) | HVH825GKA2* |  |  | EHD4X48AAL+WALLCON | *80CTL0901716B* | 24400 | 17 | 8.1 | 21200 | 16600 | 78.3% | 2.02 | 0 | 10.5 |  |  |  |  | R-410A | 2.0333 | Residential & Commercial | USHP | Ducted CEE Tier 1
213771489 | Central HP <5.4 tons | ARCOAIRE | HRCU-A-CB (Split System: Heat Pump with Remote Outdoor Unit-Air-Source) | HVH825GKA2* |  |  | EA*4X43L21A*+WALLCON | *95CSU0601716B* | 24400 | 16.5 | 8.1 | 21200 | 16600 | 78.3% | 2.02 | 0 | 10.5 |  |  |  |  | R-410A | 2.0333 | Residential & Commercial | USHP | Ducted CEE Tier 1
213770519 | Central HP <5.4 tons | ARCOAIRE | HRCU-A-CB (Split System: Heat Pump with Remote Outdoor Unit-Air-Source) | HVH825GKA2* |  |  | EA*4X24L17A*+WALLCON | *80CTL0901716B* | 23400 | 16.5 | 8.1 | 21800 | 16800 | 77.06% | 1.9 | 0 | 10.5 |  |  |  |  | R-410A | 1.95 | Residential & Commercial | USHP | Ducted CEE Tier 1
213771119 | Central HP <5.4 tons | ARCOAIRE | HRCU-A-CB (Split System: Heat Pump with Remote Outdoor Unit-Air-Source) | HVH825GKA2* |  |  | EA*4X37L17A*+WALLCON | *96CTN0801714B* | 24200 | 16.5 | 8.1 | 21400 | 16700 | 78.04% | 2 | 0 | 11 |  |  |  |  | R-410A | 2.0167 | Residential & Commercial | USHP | Ducted CEE Tier 1
213771419 | Central HP <5.4 tons | ARCOAIRE | HRCU-A-CB (Split System: Heat Pump with Remote Outdoor Unit-Air-Source) | HVH825GKA2* |  |  | EA*4X42L24A*+WALLCON | *96CTN1002122B* | 23800 | 16.5 | 8.1 | 21400 | 16600 | 77.57% | 1.96 | 0 | 11 |  |  |  |  | R-410A | 1.9833 | Residential & Commercial | USHP | Ducted CEE Tier 1
213771149 | Central HP <5.4 tons | ARCOAIRE | HRCU-A-CB (Split System: Heat Pump with Remote Outdoor Unit-Air-Source) | HVH825GKA2* |  |  | EA*4X37L21A*+WALLCON | *80CTL0901716B* | 24600 | 17 | 8.5 | 21000 | 16600 | 79.05% | 2.02 | 0 | 11 |  |  |  |  | R-410A | 2.05 | Residential & Commercial | USHP | Ducted CEE Tier 1
213771169 | Central HP <5.4 tons | ARCOAIRE | HRCU-A-CB (Split System: Heat Pump with Remote Outdoor Unit-Air-Source) | HVH825GKA2* |  |  | EA*4X37L21A*+WALLCON | *80CTL1102120B* | 24400 | 17 | 8.5 | 21200 | 16600 | 78.3% | 2.04 | 0 | 11 |  |  |  |  | R-410A | 2.0333 | Residential & Commercial | USHP | Ducted CEE Tier 1
213771219 | Central HP <5.4 tons | ARCOAIRE | HRCU-A-CB (Split System: Heat Pump with Remote Outdoor Unit-Air-Source) | HVH825GKA2* |  |  | EA*4X37L21A*+WALLCON | *96CTN0601714B* | 24400 | 16.5 | 8.1 | 21200 | 16700 | 78.77% | 2.02 | 0 | 11 |  |  |  |  | R-410A | 2.0333 | Residential & Commercial | USHP | Ducted CEE Tier 1
213770549 | Central HP <5.4 tons | ARCOAIRE | HRCU-A-CB (Split System: Heat Pump with Remote Outdoor Unit-Air-Source) | HVH825GKA2* |  |  | EA*4X24L17A*+WALLCON | *97CMN0801714B* | 23200 | 16 | 8.1 | 22000 | 16800 | 76.36% | 1.9 | 0 | 10.5 |  |  |  |  | R-410A | 1.9333 | Residential & Commercial | USHP | Ducted CEE Tier 1
213771019 | Central HP <5.4 tons | ARCOAIRE | HRCU-A-CB (Split System: Heat Pump with Remote Outdoor Unit-Air-Source) | HVH825GKA2* |  |  | EA*4X36L21A*+WALLCON | *96CTN1002122B* | 23600 | 16.5 | 8.1 | 21400 | 16600 | 77.57% | 1.94 | 0 | 11 |  |  |  |  | R-410A | 1.9667 | Residential & Commercial | USHP | Ducted CEE Tier 1
212983590 | Central HP <5.4 tons | ARCOAIRE | HRCU-A-CB (Split System: Heat Pump with Remote Outdoor Unit-Air-Source) | DLCURAH24ABK |  |  | EN(A,D)4X24L17** | *92MSN0601412A* | 23400 | 16.5 | 8.5 | 27000 | 24600 | 91.11% | 2.04 | 0 | 10 |  |  |  |  | R-410A | 1.95 | Residential & Commercial | USHP | Ducted CEE Tier 1
213770739 | Central HP <5.4 tons | ARCOAIRE | HRCU-A-CB (Split System: Heat Pump with Remote Outdoor Unit-Air-Source) | HVH825GKA2* |  |  | EA*4X30L17A*+WALLCON | *80CTL0901716B* | 23600 | 16.5 | 8.1 | 21400 | 16700 | 78.04% | 1.92 | 0 | 11 |  |  |  |  | R-410A | 1.9667 | Residential & Commercial | USHP | Ducted CEE Tier 1
215668950 | Central HP <5.4 tons | ARCOAIRE | HRCU-A-CB (Split System: Heat Pump with Remote Outdoor Unit-Air-Source) | H5H0V36*K*AAA* |  |  | EA*5X43M21A*+WALLCON | *80CSU0401712A* | 34400 | 18 | 9 | 35200 | 25200 | 71.59% | 1.88 | 0 | 10 |  |  |  |  | R-454B | 2.8667 | Residential & Commercial | USHP | Ducted CEE Tier 1
213771619 | Central HP <5.4 tons | ARCOAIRE | HRCU-A-CB (Split System: Heat Pump with Remote Outdoor Unit-Air-Source) | HVH825GKA2* |  |  | EA*4X48L21A*+WALLCON | *97CMN0601714B* | 24000 | 16.5 | 8.1 | 21000 | 16600 | 79.05% | 2 | 0 | 10.5 |  |  |  |  | R-410A | 2 | Residential & Commercial | USHP | Ducted CEE Tier 1
213771049 | Central HP <5.4 tons | ARCOAIRE | HRCU-A-CB (Split System: Heat Pump with Remote Outdoor Unit-Air-Source) | HVH825GKA2* |  |  | EA*4X37L17A*+WALLCON | *80CTL0701716B* | 24200 | 16.5 | 8.1 | 21400 | 16700 | 78.04% | 2 | 0 | 11 |  |  |  |  | R-410A | 2.0167 | Residential & Commercial | USHP | Ducted CEE Tier 1
213770799 | Central HP <5.4 tons | ARCOAIRE | HRCU-A-CB (Split System: Heat Pump with Remote Outdoor Unit-Air-Source) | HVH825GKA2* |  |  | EA*4X30L17A*+WALLCON | *96CTN0801714B* | 23400 | 16.5 | 8.1 | 21600 | 16700 | 77.31% | 1.92 | 0 | 10.5 |  |  |  |  | R-410A | 1.95 | Residential & Commercial | USHP | Ducted CEE Tier 1
213770899 | Central HP <5.4 tons | ARCOAIRE | HRCU-A-CB (Split System: Heat Pump with Remote Outdoor Unit-Air-Source) | HVH825GKA2* |  |  | EA*4X36L17A*+WALLCON | *96CTN0801714B* | 23600 | 16.5 | 8.1 | 21600 | 16700 | 77.31% | 1.94 | 0 | 10.5 |  |  |  |  | R-410A | 1.9667 | Residential & Commercial | USHP | Ducted CEE Tier 1
216769951 | Central HP <5.4 tons | AMERICAN STANDARD | HRCU-A-CB (Split System: Heat Pump with Remote Outdoor Unit-Air-Source) | 5A6H7036A1 |  |  | 5TXCC005AS3 | S8X1C080M5PTC | 32600 | 16.5 | 8.7 | 32400 | 24000 | 74.07% | 2.14 | 0 | 11.7 |  |  |  |  | R-454B | 2.7167 | Residential & Commercial | USHP | Ducted CEE Tier 1
213771199 | Central HP <5.4 tons | ARCOAIRE | HRCU-A-CB (Split System: Heat Pump with Remote Outdoor Unit-Air-Source) | HVH825GKA2* |  |  | EA*4X37L21A*+WALLCON | *97CMN0801714B* | 24400 | 16.5 | 8.1 | 21200 | 16700 | 78.77% | 2.02 | 0 | 11 |  |  |  |  | R-410A | 2.0333 | Residential & Commercial | USHP | Ducted CEE Tier 1
213772569 | Central HP <5.4 tons | ARCOAIRE | HRCU-A-CB (Split System: Heat Pump with Remote Outdoor Unit-Air-Source) | HVH825GKA2* |  |  | EHD4X48AAL+WALLCON | *96CTN0801714B* | 24200 | 16 | 8.1 | 21400 | 16600 | 77.57% | 2.02 | 0 | 10.5 |  |  |  |  | R-410A | 2.0167 | Residential & Commercial | USHP | Ducted CEE Tier 1
213770929 | Central HP <5.4 tons | ARCOAIRE | HRCU-A-CB (Split System: Heat Pump with Remote Outdoor Unit-Air-Source) | HVH825GKA2* |  |  | EA*4X36L21A*+WALLCON | *80CTL0901716B* | 23600 | 16.5 | 8.1 | 21400 | 16600 | 77.57% | 1.94 | 0 | 10.5 |  |  |  |  | R-410A | 1.9667 | Residential & Commercial | USHP | Ducted CEE Tier 1
216679499 | Central HP <5.4 tons | ARCOAIRE | HRCU-A-CB (Split System: Heat Pump with Remote Outdoor Unit-Air-Source) | DLCURAH24ABK |  |  | EN(A,D)4X24L17** | *97VTN0601716A* | 23200 | 16.5 | 9 | 26400 | 24400 | 92.42% | 1.86 | 0 | 10 |  |  |  |  | R-410A | 1.9333 | Residential & Commercial | USHP | Ducted CEE Tier 1
215389817 | Central HP <5.4 tons | ARCOAIRE | HRCU-A-CB (Split System: Heat Pump with Remote Outdoor Unit-Air-Source) | DLCURAH36ABK |  |  | END4X42L17** | *96VTN0601716B* | 35400 | 15.5 | 8.5 | 38500 | 35000 | 90.91% | 1.94 | 0 | 10 |  |  |  |  | R-410A | 2.95 | Residential & Commercial | USHP | Ducted CEE Tier 1
216679919 | Central HP <5.4 tons | ARCOAIRE | HRCU-A-CB (Split System: Heat Pump with Remote Outdoor Unit-Air-Source) | DLCURAH36ABK |  |  | EHD4X48AAL | *97VTN0801716A* | 35800 | 15.2 | 8.5 | 38500 | 34400 | 89.35% | 1.82 | 0 | 9.8 |  |  |  |  | R-410A | 2.9833 | Residential & Commercial | USHP
216679883 | Central HP <5.4 tons | ARCOAIRE | HRCU-A-CB (Split System: Heat Pump with Remote Outdoor Unit-Air-Source) | DLCURAH36ABK |  |  | EA*4X48L21A* | *97VTN0801716A* | 35400 | 16 | 8.5 | 37400 | 34200 | 91.44% | 1.94 | 0 | 9.5 |  |  |  |  | R-410A | 2.95 | Residential & Commercial | USHP
215682878 | Central HP <5.4 tons | COMFORTMAKER | HRCU-A-CB (Split System: Heat Pump with Remote Outdoor Unit-Air-Source) | C5H0V60*K*AAA* |  |  | EVM5X60M24A*+WALLCON | *80CSU0802120B* | 57000 | 18 | 9 | 62500 | 44000 | 70.4% | 2.1 | 0 | 9.5 |  |  |  |  | R-454B | 4.75 | Residential & Commercial | USHP
213077938 | Central HP <5.4 tons | ARCOAIRE | HRCU-A-CB (Split System: Heat Pump with Remote Outdoor Unit-Air-Source) | DLCURAH36ABK |  |  | EA*4X37L17A* | *80MS(N,L)0701712A* | 36200 | 15.5 | 8.5 | 38500 | 35000 | 90.91% | 2.02 | 0 | 10 |  |  |  |  | R-410A | 3.0167 | Residential & Commercial | USHP | Ducted CEE Tier 1
213078097 | Central HP <5.4 tons | ARCOAIRE | HRCU-A-CB (Split System: Heat Pump with Remote Outdoor Unit-Air-Source) | DLCURAH36ABK |  |  | EA*4X43L21A* | *80MS(N,L)0701716A* | 36600 | 16 | 8.5 | 38500 | 35000 | 90.91% | 2.06 | 0 | 10 |  |  |  |  | R-410A | 3.05 | Residential & Commercial | USHP | Ducted CEE Tier 1
213079683 | Central HP <5.4 tons | ARCOAIRE | HRCU-A-CB (Split System: Heat Pump with Remote Outdoor Unit-Air-Source) | DLCURAH36ABK |  |  | EA*4X43L21A* | *92MSN0802120A* | 36800 | 16.5 | 8.5 | 38500 | 34800 | 90.39% | 2.08 | 0 | 10 |  |  |  |  | R-410A | 3.0667 | Residential & Commercial | USHP | Ducted CEE Tier 1
215932518 | Central HP <5.4 tons | ARCOAIRE | HRCU-A-CB (Split System: Heat Pump with Remote Outdoor Unit-Air-Source) | H5H3V36*K*AAA* |  |  | EA*5X48M21A*+WALLCON | *96CTN0801714B* | 33200 | 20 | 9.5 | 34800 | 26600 | 76.44% | 2.02 | 0 | 11 |  |  |  |  | R-454B | 2.7667 | Residential & Commercial | USHP | Ducted CEE Tier 1
215932638 | Central HP <5.4 tons | ARCOAIRE | HRCU-A-CB (Split System: Heat Pump with Remote Outdoor Unit-Air-Source) | H5H3V36*K*AAA* |  |  | EA*5X60M24A*+WALLCON | *96CTN1002122B* | 34000 | 20.5 | 9.5 | 34000 | 25800 | 75.88% | 2.06 | 0 | 12 |  |  |  |  | R-454B | 2.8333 | Residential & Commercial | USHP | Ducted CEE Tier 1
215935378 | Central HP <5.4 tons | ARCOAIRE | HRCU-A-CB (Split System: Heat Pump with Remote Outdoor Unit-Air-Source) | H5H3V36*K*AAA* |  |  | EVM5X60M24A*+WALLCON | *95CSU0802120B* | 35400 | 21.5 | 8.5 | 38000 | 28600 | 75.26% | 2.04 | 0 | 12 |  |  |  |  | R-454B | 2.95 | Residential & Commercial | USHP | Ducted CEE Tier 1
215675817 | Central HP <5.4 tons | ARCOAIRE | HRCU-A-CB (Split System: Heat Pump with Remote Outdoor Unit-Air-Source) | H5H0V48*K*AAA* |  |  | EVM5X60M21A*+WALLCON | *97CMN1002122B* | 48000 | 19 | 9 | 50000 | 36800 | 73.6% | 2 | 0 | 10 |  |  |  |  | R-454B | 4 | Residential & Commercial | USHP | Ducted CEE Tier 1
215675617 | Central HP <5.4 tons | ARCOAIRE | HRCU-A-CB (Split System: Heat Pump with Remote Outdoor Unit-Air-Source) | H5H0V48*K*AAA* |  |  | EVM5X49M21A*+WALLCON | *97CMN0801714B* | 47500 | 18.5 | 9 | 50000 | 37400 | 74.8% | 1.98 | 0 | 10 |  |  |  |  | R-454B | 3.9583 | Residential & Commercial | USHP | Ducted CEE Tier 1
213076968 | Central HP <5.4 tons | ARCOAIRE | HRCU-A-CB (Split System: Heat Pump with Remote Outdoor Unit-Air-Source) | DLCURAH36ABK |  |  | EA*4X42L21A* | *96VSN0801716B* | 35000 | 15.5 | 8.1 | 38500 | 35200 | 91.43% | 1.86 | 0 | 9.5 |  |  |  |  | R-410A | 2.9167 | Residential & Commercial | USHP
213076720 | Central HP <5.4 tons | ARCOAIRE | HRCU-A-CB (Split System: Heat Pump with Remote Outdoor Unit-Air-Source) | DLCURAH36ABK |  |  | EN(A,D)4X48L24** | *80VTL0902120B* | 36000 | 16.5 | 8.1 | 38500 | 35000 | 90.91% | 2 | 0 | 10 |  |  |  |  | R-410A | 3 | Residential & Commercial | USHP | Ducted CEE Tier 1
213770999 | Central HP <5.4 tons | ARCOAIRE | HRCU-A-CB (Split System: Heat Pump with Remote Outdoor Unit-Air-Source) | HVH825GKA2* |  |  | EA*4X36L21A*+WALLCON | *96CTN0601714B* | 23400 | 16.5 | 8.1 | 21600 | 16700 | 77.31% | 1.94 | 0 | 10.5 |  |  |  |  | R-410A | 1.95 | Residential & Commercial | USHP | Ducted CEE Tier 1
213770499 | Central HP <5.4 tons | ARCOAIRE | HRCU-A-CB (Split System: Heat Pump with Remote Outdoor Unit-Air-Source) | HVH825GKA2* |  |  | EA*4X24L17A*+WALLCON | *80CTL0701412B* | 23400 | 16.5 | 8.1 | 22000 | 16800 | 76.36% | 1.9 | 0 | 10.5 |  |  |  |  | R-410A | 1.95 | Residential & Commercial | USHP | Ducted CEE Tier 1
215932138 | Central HP <5.4 tons | ARCOAIRE | HRCU-A-CB (Split System: Heat Pump with Remote Outdoor Unit-Air-Source) | H5H3V36*K*AAA* |  |  | EA*5X37M17A*+WALLCON | *97CMN0601714B* | 33200 | 19 | 9.5 | 34600 | 26400 | 76.3% | 2.04 | 0 | 10.5 |  |  |  |  | R-454B | 2.7667 | Residential & Commercial | USHP | Ducted CEE Tier 1
215932158 | Central HP <5.4 tons | ARCOAIRE | HRCU-A-CB (Split System: Heat Pump with Remote Outdoor Unit-Air-Source) | H5H3V36*K*AAA* |  |  | EA*5X37M17A*+WALLCON | *96CTN0601714B* | 33200 | 19 | 9.5 | 34400 | 26400 | 76.74% | 2.06 | 0 | 10.5 |  |  |  |  | R-454B | 2.7667 | Residential & Commercial | USHP | Ducted CEE Tier 1
215932238 | Central HP <5.4 tons | ARCOAIRE | HRCU-A-CB (Split System: Heat Pump with Remote Outdoor Unit-Air-Source) | H5H3V36*K*AAA* |  |  | EA*5X42M21A*+WALLCON | *80CTL0702120B* | 32600 | 19.5 | 9.5 | 35000 | 26800 | 76.57% | 2.02 | 0 | 11 |  |  |  |  | R-454B | 2.7167 | Residential & Commercial | USHP | Ducted CEE Tier 1
216683198 | Central HP <5.4 tons | ARCOAIRE | HRCU-A-CB (Split System: Heat Pump with Remote Outdoor Unit-Air-Source) | DLCURAH36ABK |  |  | EHD4X36AAL | *97VTN1202422A* | 35600 | 15.5 | 8.5 | 38500 | 34600 | 89.87% | 1.78 | 0 | 9.8 |  |  |  |  | R-410A | 2.9667 | Residential & Commercial | USHP
213080648 | Central HP <5.4 tons | ARCOAIRE | HRCU-A-CB (Split System: Heat Pump with Remote Outdoor Unit-Air-Source) | DLCURAH36ABK |  |  | EA*4X36L17A* | *95MSU0601716A* | 35200 | 15.5 | 8.1 | 39000 | 35200 | 90.26% | 1.84 | 0 | 9.5 |  |  |  |  | R-410A | 2.9333 | Residential & Commercial | USHP
215682822 | Central HP <5.4 tons | TEMPSTAR | HRCU-A-CB (Split System: Heat Pump with Remote Outdoor Unit-Air-Source) | T5H0V60*K*AAA* |  |  | EVM5X60M21A*+WALLCON | *80CSU0601716B* | 56000 | 18 | 8.5 | 60000 | 43000 | 71.67% | 2.12 | 0 | 9.5 |  |  |  |  | R-454B | 4.6667 | Residential & Commercial | USHP
211227398 | Central HP <5.4 tons | ARCOAIRE | HRCU-A-CB (Split System: Heat Pump with Remote Outdoor Unit-Air-Source) | DLCURAH36ABK |  |  | EA*4X42L21A* | *80VSL0702120A* | 35400 | 16 | 8.1 | 38500 | 35000 | 90.91% | 1.88 | 0 | 9.5 |  |  |  |  | R-410A | 2.95 | Residential & Commercial | USHP
211229584 | Central HP <5.4 tons | ARCOAIRE | HRCU-A-CB (Split System: Heat Pump with Remote Outdoor Unit-Air-Source) | DLCURAH36ABK |  |  | EA*4X48L24A* | *95ESU1002122A* | 37200 | 15.5 | 8.5 | 38500 | 35000 | 90.91% | 2.12 | 0 | 10 |  |  |  |  | R-410A | 3.1 | Residential & Commercial | USHP | Ducted CEE Tier 1
211229203 | Central HP <5.4 tons | ARCOAIRE | HRCU-A-CB (Split System: Heat Pump with Remote Outdoor Unit-Air-Source) | DLCURAH36ABK |  |  | EA*4X48L21A* | OLV112A16A | 35800 | 15.5 | 8.5 | 38500 | 34800 | 90.39% | 2.04 | 0 | 9.5 |  |  |  |  | R-410A | 2.9833 | Residential & Commercial | USHP
213770969 | Central HP <5.4 tons | ARCOAIRE | HRCU-A-CB (Split System: Heat Pump with Remote Outdoor Unit-Air-Source) | HVH825GKA2* |  |  | EA*4X36L21A*+WALLCON | *97CMN0601714B* | 23400 | 16 | 8.1 | 21600 | 16700 | 77.31% | 1.92 | 0 | 10.5 |  |  |  |  | R-410A | 1.95 | Residential & Commercial | USHP | Ducted CEE Tier 1
213079193 | Central HP <5.4 tons | ARCOAIRE | HRCU-A-CB (Split System: Heat Pump with Remote Outdoor Unit-Air-Source) | DLCURAH36ABK |  |  | EN(A,D)4X48L24** | *80MSU0601716A* | 35800 | 17 | 8.1 | 38000 | 34800 | 91.58% | 2 | 0 | 10.5 |  |  |  |  | R-410A | 2.9833 | Residential & Commercial | USHP | Ducted CEE Tier 1
213079241 | Central HP <5.4 tons | ARCOAIRE | HRCU-A-CB (Split System: Heat Pump with Remote Outdoor Unit-Air-Source) | DLCURAH36ABK |  |  | EA*4X42L24A* | *80MSU0802120A* | 35200 | 16.5 | 8.1 | 38500 | 35000 | 90.91% | 1.9 | 0 | 10 |  |  |  |  | R-410A | 2.9333 | Residential & Commercial | USHP | Ducted CEE Tier 1
213079745 | Central HP <5.4 tons | ARCOAIRE | HRCU-A-CB (Split System: Heat Pump with Remote Outdoor Unit-Air-Source) | DLCURAH36ABK |  |  | EA*4X37L21A* | *92MSN1002120A* | 36600 | 16.5 | 8.5 | 38000 | 34800 | 91.58% | 2.06 | 0 | 10 |  |  |  |  | R-410A | 3.05 | Residential & Commercial | USHP | Ducted CEE Tier 1
213079995 | Central HP <5.4 tons | ARCOAIRE | HRCU-A-CB (Split System: Heat Pump with Remote Outdoor Unit-Air-Source) | DLCURAH36ABK |  |  | EA*4X36L17A* | *96MSN0801716A* | 35000 | 15.2 | 8.1 | 39000 | 35400 | 90.77% | 1.82 | 0 | 9.5 |  |  |  |  | R-410A | 2.9167 | Residential & Commercial | USHP
213080043 | Central HP <5.4 tons | ARCOAIRE | HRCU-A-CB (Split System: Heat Pump with Remote Outdoor Unit-Air-Source) | DLCURAH36ABK |  |  | EA*4X42L21A* | *96MSN0801716A* | 35400 | 15.5 | 8.1 | 38500 | 35200 | 91.43% | 1.88 | 0 | 9.5 |  |  |  |  | R-410A | 2.95 | Residential & Commercial | USHP
213771089 | Central HP <5.4 tons | ARCOAIRE | HRCU-A-CB (Split System: Heat Pump with Remote Outdoor Unit-Air-Source) | HVH825GKA2* |  |  | EA*4X37L17A*+WALLCON | *97CMN0801714B* | 24200 | 16 | 8.1 | 21400 | 16700 | 78.04% | 2 | 0 | 11 |  |  |  |  | R-410A | 2.0167 | Residential & Commercial | USHP | Ducted CEE Tier 1
212982268 | Central HP <5.4 tons | ARCOAIRE | HRCU-A-CB (Split System: Heat Pump with Remote Outdoor Unit-Air-Source) | DLCURAH24ABK |  |  | EA*4X30L17A* | *80MSU0401712A* | 23800 | 16.5 | 8.5 | 25800 | 24000 | 93.02% | 2 | 0 | 10 |  |  |  |  | R-410A | 1.9833 | Residential & Commercial | USHP | Ducted CEE Tier 1
212983520 | Central HP <5.4 tons | ARCOAIRE | HRCU-A-CB (Split System: Heat Pump with Remote Outdoor Unit-Air-Source) | DLCURAH24ABK |  |  | EA*4X24L17A* | *92MSN0601412A* | 23600 | 16.5 | 9 | 27000 | 25400 | 94.07% | 2.12 | 0 | 10 |  |  |  |  | R-410A | 1.9667 | Residential & Commercial | USHP | Ducted CEE Tier 1
213772409 | Central HP <5.4 tons | ARCOAIRE | HRCU-A-CB (Split System: Heat Pump with Remote Outdoor Unit-Air-Source) | HVH825GKA2* |  |  | EHD4X42AAL+WALLCON | *96CTN1002122B* | 24200 | 16 | 8.1 | 21400 | 16600 | 77.57% | 2 | 0 | 10.5 |  |  |  |  | R-410A | 2.0167 | Residential & Commercial | USHP | Ducted CEE Tier 1
213771639 | Central HP <5.4 tons | ARCOAIRE | HRCU-A-CB (Split System: Heat Pump with Remote Outdoor Unit-Air-Source) | HVH825GKA2* |  |  | EA*4X48L21A*+WALLCON | *97CMN1002122B* | 24000 | 16.5 | 8.1 | 21000 | 16500 | 78.57% | 2.02 | 0 | 11 |  |  |  |  | R-410A | 2 | Residential & Commercial | USHP | Ducted CEE Tier 1
213770989 | Central HP <5.4 tons | ARCOAIRE | HRCU-A-CB (Split System: Heat Pump with Remote Outdoor Unit-Air-Source) | HVH825GKA2* |  |  | EA*4X36L21A*+WALLCON | *97CMN1002122B* | 23600 | 16.5 | 8.1 | 21400 | 16600 | 77.57% | 1.94 | 0 | 11 |  |  |  |  | R-410A | 1.9667 | Residential & Commercial | USHP | Ducted CEE Tier 1
213770689 | Central HP <5.4 tons | ARCOAIRE | HRCU-A-CB (Split System: Heat Pump with Remote Outdoor Unit-Air-Source) | HVH825GKA2* |  |  | EA*4X30L14A*+WALLCON | *80CTL0701412B* | 23400 | 16.5 | 8.1 | 21600 | 16700 | 77.31% | 1.92 | 0 | 11 |  |  |  |  | R-410A | 1.95 | Residential & Commercial | USHP | Ducted CEE Tier 1
213770769 | Central HP <5.4 tons | ARCOAIRE | HRCU-A-CB (Split System: Heat Pump with Remote Outdoor Unit-Air-Source) | HVH825GKA2* |  |  | EA*4X30L17A*+WALLCON | *97CMN0801714B* | 23400 | 16 | 8.1 | 21600 | 16700 | 77.31% | 1.9 | 0 | 10.5 |  |  |  |  | R-410A | 1.95 | Residential & Commercial | USHP | Ducted CEE Tier 1
213770669 | Central HP <5.4 tons | ARCOAIRE | HRCU-A-CB (Split System: Heat Pump with Remote Outdoor Unit-Air-Source) | HVH825GKA2* |  |  | EA*4X25L17A*+WALLCON | *96CTN0601714B* | 24200 | 16.5 | 8.1 | 21400 | 16700 | 78.04% | 2 | 0 | 11 |  |  |  |  | R-410A | 2.0167 | Residential & Commercial | USHP | Ducted CEE Tier 1
215935008 | Central HP <5.4 tons | ARCOAIRE | HRCU-A-CB (Split System: Heat Pump with Remote Outdoor Unit-Air-Source) | H5H3V36*K*AAA* |  |  | EVM5X49M21A*+WALLCON | *80CTL0701716B* | 35400 | 21.5 | 8.5 | 38500 | 29000 | 75.32% | 2.02 | 0 | 12 |  |  |  |  | R-454B | 2.95 | Residential & Commercial | USHP | Ducted CEE Tier 1
215935058 | Central HP <5.4 tons | ARCOAIRE | HRCU-A-CB (Split System: Heat Pump with Remote Outdoor Unit-Air-Source) | H5H3V36*K*AAA* |  |  | EVM5X49M21A*+WALLCON | *95CSU0601716B* | 35400 | 21.5 | 8.5 | 38500 | 29000 | 75.32% | 2.02 | 0 | 12 |  |  |  |  | R-454B | 2.95 | Residential & Commercial | USHP | Ducted CEE Tier 1
215935128 | Central HP <5.4 tons | ARCOAIRE | HRCU-A-CB (Split System: Heat Pump with Remote Outdoor Unit-Air-Source) | H5H3V36*K*AAA* |  |  | EVM5X49M21A*+WALLCON | *96CTN0801714B* | 35400 | 21.5 | 8.5 | 38500 | 28800 | 74.81% | 2.02 | 0 | 12 |  |  |  |  | R-454B | 2.95 | Residential & Commercial | USHP | Ducted CEE Tier 1
215935228 | Central HP <5.4 tons | ARCOAIRE | HRCU-A-CB (Split System: Heat Pump with Remote Outdoor Unit-Air-Source) | H5H3V36*K*AAA* |  |  | EVM5X60M21A*+WALLCON | *80CTL1102120B* | 35600 | 22 | 8.5 | 38000 | 28400 | 74.74% | 2.02 | 0 | 12.5 |  |  |  |  | R-454B | 2.9667 | Residential & Commercial | USHP | Ducted CEE Tier 1
215934808 | Central HP <5.4 tons | ARCOAIRE | HRCU-A-CB (Split System: Heat Pump with Remote Outdoor Unit-Air-Source) | H5H3V36*K*AAA* |  |  | EVM5X44M21A*+WALLCON | *80CTL0451712B* | 35200 | 21 | 8.5 | 39000 | 29400 | 75.38% | 2 | 0 | 11.7 |  |  |  |  | R-454B | 2.9333 | Residential & Commercial | USHP | Ducted CEE Tier 1
214229127 | Central HP <5.4 tons | ARCOAIRE | HRCU-A-CB (Split System: Heat Pump with Remote Outdoor Unit-Air-Source) | DLCURAH24ABK |  |  | EA*4X24L17A* | *80MSU0601716A* | 23400 | 17 | 9 | 26200 | 26000 | 99.24% | 2.2 | 0 | 10 |  |  |  |  | R-410A | 1.95 | Residential & Commercial | USHP | Ducted CEE Tier 1
213076709 | Central HP <5.4 tons | ARCOAIRE | HRCU-A-CB (Split System: Heat Pump with Remote Outdoor Unit-Air-Source) | DLCURAH36ABK |  |  | EN(A,D,W)4X48L21** | *80VTL0902120B* | 36000 | 16.5 | 8.1 | 38500 | 35000 | 90.91% | 2 | 0 | 10 |  |  |  |  | R-410A | 3 | Residential & Commercial | USHP | Ducted CEE Tier 1
213076282 | Central HP <5.4 tons | ARCOAIRE | HRCU-A-CB (Split System: Heat Pump with Remote Outdoor Unit-Air-Source) | DLCURAH36ABK |  |  | EA*4X43L21A* | *95MSU1002122A* | 36400 | 16.5 | 8.5 | 38000 | 34800 | 91.58% | 2.06 | 0 | 10 |  |  |  |  | R-410A | 3.0333 | Residential & Commercial | USHP | Ducted CEE Tier 1
213076327 | Central HP <5.4 tons | ARCOAIRE | HRCU-A-CB (Split System: Heat Pump with Remote Outdoor Unit-Air-Source) | DLCURAH36ABK |  |  | EN(A,D,W)4X48L21** | *95MSU1002122A* | 36200 | 16.5 | 8.1 | 38500 | 35000 | 90.91% | 2.02 | 0 | 10.5 |  |  |  |  | R-410A | 3.0167 | Residential & Commercial | USHP | Ducted CEE Tier 1
213076336 | Central HP <5.4 tons | ARCOAIRE | HRCU-A-CB (Split System: Heat Pump with Remote Outdoor Unit-Air-Source) | DLCURAH36ABK |  |  | EN(A,D)4X48L24** | *95MSU1002122A* | 36200 | 16.5 | 8.1 | 38500 | 35000 | 90.91% | 2.02 | 0 | 10.5 |  |  |  |  | R-410A | 3.0167 | Residential & Commercial | USHP | Ducted CEE Tier 1
212988321 | Central HP <5.4 tons | ARCOAIRE | HRCU-A-CB (Split System: Heat Pump with Remote Outdoor Unit-Air-Source) | DLCURAH36ABK |  |  | EA*4X48L24A* | *96MSN1202422A* | 35600 | 16.5 | 8.5 | 37800 | 34600 | 91.53% | 2.02 | 0 | 10 |  |  |  |  | R-410A | 2.9667 | Residential & Commercial | USHP | Ducted CEE Tier 1
213078655 | Central HP <5.4 tons | ARCOAIRE | HRCU-A-CB (Split System: Heat Pump with Remote Outdoor Unit-Air-Source) | DLCURAH36ABK |  |  | EA*4X43L21A* | *80MS(N,L)1102120A* | 36600 | 16.5 | 8.5 | 38000 | 34800 | 91.58% | 2.06 | 0 | 10 |  |  |  |  | R-410A | 3.05 | Residential & Commercial | USHP | Ducted CEE Tier 1
213078869 | Central HP <5.4 tons | ARCOAIRE | HRCU-A-CB (Split System: Heat Pump with Remote Outdoor Unit-Air-Source) | DLCURAH36ABK |  |  | EA*4X42L21A* | *80MSU1002120A* | 35200 | 16 | 8.5 | 38500 | 35000 | 90.91% | 1.88 | 0 | 9.5 |  |  |  |  | R-410A | 2.9333 | Residential & Commercial | USHP
213078534 | Central HP <5.4 tons | ARCOAIRE | HRCU-A-CB (Split System: Heat Pump with Remote Outdoor Unit-Air-Source) | DLCURAH36ABK |  |  | EA*4X43L21A* | *80MS(N,L)0902120A* | 37000 | 16 | 8.5 | 38500 | 35000 | 90.91% | 2.08 | 0 | 10 |  |  |  |  | R-410A | 3.0833 | Residential & Commercial | USHP | Ducted CEE Tier 1
212976112 | Central HP <5.4 tons | PAYNE HEATING AND COOLING | HRCU-A-CB (Split System: Heat Pump with Remote Outdoor Unit-Air-Source) | 38MURAQ24AB3* |  |  | CNPV*3617AL* | PG96VTAB48080B** | 23400 | 16.5 | 8.1 | 25800 | 24200 | 93.8% | 2 | 0 | 10 |  |  |  |  | R-410A | 1.95 | Residential & Commercial | USHP | Ducted CEE Tier 1
212976665 | Central HP <5.4 tons | PAYNE HEATING AND COOLING | HRCU-A-CB (Split System: Heat Pump with Remote Outdoor Unit-Air-Source) | 38MURAQ24AB3* |  |  | CAP**3621AL* | PG96VTAB60100C** | 23600 | 17.5 | 8.5 | 26200 | 23800 | 90.84% | 1.98 | 0 | 10 |  |  |  |  | R-410A | 1.9667 | Residential & Commercial | USHP | Ducted CEE Tier 1
214229281 | Central HP <5.4 tons | ARCOAIRE | HRCU-A-CB (Split System: Heat Pump with Remote Outdoor Unit-Air-Source) | DLCURAH36ABK |  |  | EA*4X36L17A* | *80MSU0601716A* | 34800 | 16 | 8.1 | 38500 | 35200 | 91.43% | 1.82 | 0 | 9.5 |  |  |  |  | R-410A | 2.9 | Residential & Commercial | USHP
213771249 | Central HP <5.4 tons | ARCOAIRE | HRCU-A-CB (Split System: Heat Pump with Remote Outdoor Unit-Air-Source) | HVH825GKA2* |  |  | EA*4X42L21A*+WALLCON | *80CTL0451712B* | 23600 | 16.5 | 8.1 | 21600 | 16700 | 77.31% | 1.94 | 0 | 10.5 |  |  |  |  | R-410A | 1.9667 | Residential & Commercial | USHP | Ducted CEE Tier 1
213771669 | Central HP <5.4 tons | ARCOAIRE | HRCU-A-CB (Split System: Heat Pump with Remote Outdoor Unit-Air-Source) | HVH825GKA2* |  |  | EA*4X48L21A*+WALLCON | *96CTN1002122B* | 24000 | 16.5 | 8.1 | 21000 | 16500 | 78.57% | 2.02 | 0 | 11 |  |  |  |  | R-410A | 2 | Residential & Commercial | USHP | Ducted CEE Tier 1
213770849 | Central HP <5.4 tons | ARCOAIRE | HRCU-A-CB (Split System: Heat Pump with Remote Outdoor Unit-Air-Source) | HVH825GKA2* |  |  | EA*4X36L17A*+WALLCON | *95CSU0601716B* | 23400 | 16.5 | 8.1 | 21600 | 16700 | 77.31% | 1.94 | 0 | 10.5 |  |  |  |  | R-410A | 1.95 | Residential & Commercial | USHP | Ducted CEE Tier 1
213076577 | Central HP <5.4 tons | ARCOAIRE | HRCU-A-CB (Split System: Heat Pump with Remote Outdoor Unit-Air-Source) | DLCURAH36ABK |  |  | EN(A,D,W)4X48L21** | *80VTL0701716B* | 35600 | 16 | 8.1 | 38500 | 35000 | 90.91% | 1.98 | 0 | 10 |  |  |  |  | R-410A | 2.9667 | Residential & Commercial | USHP | Ducted CEE Tier 1
213076291 | Central HP <5.4 tons | ARCOAIRE | HRCU-A-CB (Split System: Heat Pump with Remote Outdoor Unit-Air-Source) | DLCURAH36ABK |  |  | EA*4X48L21A* | *95MSU1002122A* | 36000 | 16.5 | 8.5 | 38000 | 34800 | 91.58% | 2.04 | 0 | 10 |  |  |  |  | R-410A | 3 | Residential & Commercial | USHP | Ducted CEE Tier 1
213079523 | Central HP <5.4 tons | ARCOAIRE | HRCU-A-CB (Split System: Heat Pump with Remote Outdoor Unit-Air-Source) | DLCURAH36ABK |  |  | EA*4X36L21A* | *92MSN0801716A* | 35200 | 16 | 8.1 | 38500 | 35200 | 91.43% | 1.82 | 0 | 9.5 |  |  |  |  | R-410A | 2.9333 | Residential & Commercial | USHP
213079439 | Central HP <5.4 tons | ARCOAIRE | HRCU-A-CB (Split System: Heat Pump with Remote Outdoor Unit-Air-Source) | DLCURAH36ABK |  |  | EA*4X43L21A* | *92MSN0601714A* | 36600 | 16 | 8.5 | 38500 | 35000 | 90.91% | 2.06 | 0 | 10 |  |  |  |  | R-410A | 3.05 | Residential & Commercial | USHP | Ducted CEE Tier 1
213080007 | Central HP <5.4 tons | ARCOAIRE | HRCU-A-CB (Split System: Heat Pump with Remote Outdoor Unit-Air-Source) | DLCURAH36ABK |  |  | EA*4X36L21A* | *96MSN0801716A* | 35200 | 15.5 | 8.1 | 39000 | 35400 | 90.77% | 1.84 | 0 | 9.5 |  |  |  |  | R-410A | 2.9333 | Residential & Commercial | USHP
214229204 | Central HP <5.4 tons | ARCOAIRE | HRCU-A-CB (Split System: Heat Pump with Remote Outdoor Unit-Air-Source) | DLCURAH24ABK |  |  | EN(A,D,W)4X36L17** | *80MSU0601716A* | 23600 | 17 | 8.5 | 25600 | 24000 | 93.75% | 2 | 0 | 10.5 |  |  |  |  | R-410A | 1.9667 | Residential & Commercial | USHP | Ducted CEE Tier 1
213076363 | Central HP <5.4 tons | ARCOAIRE | HRCU-A-CB (Split System: Heat Pump with Remote Outdoor Unit-Air-Source) | DLCURAH24ABK |  |  | EN(A,D)4X36L21** | *95MSU1002122A* | 23400 | 17 | 8.5 | 26200 | 24600 | 93.89% | 2.06 | 0 | 10.5 |  |  |  |  | R-410A | 1.95 | Residential & Commercial | USHP | Ducted CEE Tier 1
213080307 | Central HP <5.4 tons | ARCOAIRE | HRCU-A-CB (Split System: Heat Pump with Remote Outdoor Unit-Air-Source) | DLCURAH36ABK |  |  | EA*4X42L24A* | *96MSN1002120A* | 35400 | 16 | 8.1 | 38500 | 35000 | 90.91% | 1.88 | 0 | 10 |  |  |  |  | R-410A | 2.95 | Residential & Commercial | USHP | Ducted CEE Tier 1
213078619 | Central HP <5.4 tons | ARCOAIRE | HRCU-A-CB (Split System: Heat Pump with Remote Outdoor Unit-Air-Source) | DLCURAH36ABK |  |  | EA*4X37L21A* | *80MS(N,L)1102120A* | 36600 | 16.5 | 8.5 | 38000 | 34800 | 91.58% | 2.06 | 0 | 10 |  |  |  |  | R-410A | 3.05 | Residential & Commercial | USHP | Ducted CEE Tier 1
213078402 | Central HP <5.4 tons | ARCOAIRE | HRCU-A-CB (Split System: Heat Pump with Remote Outdoor Unit-Air-Source) | DLCURAH36ABK |  |  | EA*4X37L21A* | *80MS(N,L)0902116A* | 36400 | 16.5 | 8.5 | 38000 | 34800 | 91.58% | 2.06 | 0 | 10 |  |  |  |  | R-410A | 3.0333 | Residential & Commercial | USHP | Ducted CEE Tier 1
213078435 | Central HP <5.4 tons | ARCOAIRE | HRCU-A-CB (Split System: Heat Pump with Remote Outdoor Unit-Air-Source) | DLCURAH36ABK |  |  | EA*4X43L21A* | *80MS(N,L)0902116A* | 36400 | 16.5 | 8.5 | 38000 | 34800 | 91.58% | 2.06 | 0 | 10 |  |  |  |  | R-410A | 3.0333 | Residential & Commercial | USHP | Ducted CEE Tier 1
213078501 | Central HP <5.4 tons | ARCOAIRE | HRCU-A-CB (Split System: Heat Pump with Remote Outdoor Unit-Air-Source) | DLCURAH36ABK |  |  | EA*4X37L21A* | *80MS(N,L)0902120A* | 37000 | 16 | 8.5 | 38500 | 35000 | 90.91% | 2.08 | 0 | 10 |  |  |  |  | R-410A | 3.0833 | Residential & Commercial | USHP | Ducted CEE Tier 1
213079205 | Central HP <5.4 tons | ARCOAIRE | HRCU-A-CB (Split System: Heat Pump with Remote Outdoor Unit-Air-Source) | DLCURAH36ABK |  |  | EA*4X36L21A* | *80MSU0802120A* | 34800 | 16.5 | 8.1 | 38500 | 35200 | 91.43% | 1.82 | 0 | 9.5 |  |  |  |  | R-410A | 2.9 | Residential & Commercial | USHP
211227222 | Central HP <5.4 tons | ARCOAIRE | HRCU-A-CB (Split System: Heat Pump with Remote Outdoor Unit-Air-Source) | DLCURAH36ABK |  |  | EA*4X37L21A* | OLV112A16A | 36600 | 15.2 | 8.5 | 38500 | 35000 | 90.91% | 2.08 | 0 | 10 |  |  |  |  | R-410A | 3.05 | Residential & Commercial | USHP | Ducted CEE Tier 1
211227321 | Central HP <5.4 tons | ARCOAIRE | HRCU-A-CB (Split System: Heat Pump with Remote Outdoor Unit-Air-Source) | DLCURAH36ABK |  |  | EA*4X42L21A* | *80ES(N,L)0702116A* | 35200 | 16 | 8.1 | 38500 | 35000 | 90.91% | 1.88 | 0 | 9.5 |  |  |  |  | R-410A | 2.9333 | Residential & Commercial | USHP
213076654 | Central HP <5.4 tons | ARCOAIRE | HRCU-A-CB (Split System: Heat Pump with Remote Outdoor Unit-Air-Source) | DLCURAH36ABK |  |  | EA*4X42L21A* | *80VTL0902120B* | 35200 | 16 | 8.1 | 38500 | 35000 | 90.91% | 1.88 | 0 | 10 |  |  |  |  | R-410A | 2.9333 | Residential & Commercial | USHP | Ducted CEE Tier 1
213076255 | Central HP <5.4 tons | ARCOAIRE | HRCU-A-CB (Split System: Heat Pump with Remote Outdoor Unit-Air-Source) | DLCURAH36ABK |  |  | EA*4X37L21A* | *95MSU1002122A* | 36400 | 16.5 | 8.5 | 38000 | 34800 | 91.58% | 2.06 | 0 | 10 |  |  |  |  | R-410A | 3.0333 | Residential & Commercial | USHP | Ducted CEE Tier 1
213076489 | Central HP <5.4 tons | ARCOAIRE | HRCU-A-CB (Split System: Heat Pump with Remote Outdoor Unit-Air-Source) | DLCURAH36ABK |  |  | EA*4X37L17A* | *80VTL0701716B* | 36000 | 15.5 | 8.5 | 38500 | 35000 | 90.91% | 2 | 0 | 10 |  |  |  |  | R-410A | 3 | Residential & Commercial | USHP | Ducted CEE Tier 1
212971636 | Central HP <5.4 tons | ARCOAIRE | HRCU-A-CB (Split System: Heat Pump with Remote Outdoor Unit-Air-Source) | DLCURAH24ABK |  |  | EA*4X25L17A* | *80VTL0701716B* | 24200 | 17 | 8.5 | 25200 | 21600 | 85.71% | 1.82 | 0 | 10 |  |  |  |  | R-410A | 2.0167 | Residential & Commercial | USHP | Ducted CEE Tier 1
213078759 | Central HP <5.4 tons | ARCOAIRE | HRCU-A-CB (Split System: Heat Pump with Remote Outdoor Unit-Air-Source) | DLCURAH36ABK |  |  | EN(A,D)4X48L24** | *80MS(N,L)1102420A* | 36200 | 17 | 8.1 | 38500 | 34800 | 90.39% | 2.02 | 0 | 10.5 |  |  |  |  | R-410A | 3.0167 | Residential & Commercial | USHP | Ducted CEE Tier 1
213078857 | Central HP <5.4 tons | ARCOAIRE | HRCU-A-CB (Split System: Heat Pump with Remote Outdoor Unit-Air-Source) | DLCURAH36ABK |  |  | EA*4X37L21A* | *80MSU1002120A* | 36400 | 16 | 8.5 | 38000 | 34800 | 91.58% | 2.1 | 0 | 10 |  |  |  |  | R-410A | 3.0333 | Residential & Commercial | USHP | Ducted CEE Tier 1
213079109 | Central HP <5.4 tons | ARCOAIRE | HRCU-A-CB (Split System: Heat Pump with Remote Outdoor Unit-Air-Source) | DLCURAH36ABK |  |  | EA*4X42L21A* | *80MSU0601716A* | 35200 | 16.5 | 8.1 | 38500 | 35000 | 90.91% | 1.86 | 0 | 10 |  |  |  |  | R-410A | 2.9333 | Residential & Commercial | USHP | Ducted CEE Tier 1
213079427 | Central HP <5.4 tons | ARCOAIRE | HRCU-A-CB (Split System: Heat Pump with Remote Outdoor Unit-Air-Source) | DLCURAH36ABK |  |  | EA*4X42L21A* | *92MSN0601714A* | 35200 | 16 | 8.1 | 38500 | 35200 | 91.43% | 1.88 | 0 | 9.5 |  |  |  |  | R-410A | 2.9333 | Residential & Commercial | USHP
213079475 | Central HP <5.4 tons | ARCOAIRE | HRCU-A-CB (Split System: Heat Pump with Remote Outdoor Unit-Air-Source) | DLCURAH36ABK |  |  | END4X42L17** | *92MSN0601714A* | 35400 | 16 | 8.1 | 38500 | 35000 | 90.91% | 1.94 | 0 | 10 |  |  |  |  | R-410A | 2.95 | Residential & Commercial | USHP | Ducted CEE Tier 1
213079559 | Central HP <5.4 tons | ARCOAIRE | HRCU-A-CB (Split System: Heat Pump with Remote Outdoor Unit-Air-Source) | DLCURAH36ABK |  |  | EA*4X42L21A* | *92MSN0801716A* | 35400 | 16 | 8.1 | 38500 | 35000 | 90.91% | 1.88 | 0 | 10 |  |  |  |  | R-410A | 2.95 | Residential & Commercial | USHP | Ducted CEE Tier 1
213080636 | Central HP <5.4 tons | ARCOAIRE | HRCU-A-CB (Split System: Heat Pump with Remote Outdoor Unit-Air-Source) | DLCURAH36ABK |  |  | EN(A,D,W)4X48L21** | *95MSU0401712A* | 35800 | 15.2 | 8.1 | 38500 | 35200 | 91.43% | 2 | 0 | 10 |  |  |  |  | R-410A | 2.9833 | Residential & Commercial | USHP | Ducted CEE Tier 1
213078749 | Central HP <5.4 tons | ARCOAIRE | HRCU-A-CB (Split System: Heat Pump with Remote Outdoor Unit-Air-Source) | DLCURAH36ABK |  |  | EA*4X48L24A* | *80MS(N,L)1102420A* | 36200 | 16.5 | 8.5 | 38000 | 34600 | 91.05% | 2.04 | 0 | 10 |  |  |  |  | R-410A | 3.0167 | Residential & Commercial | USHP | Ducted CEE Tier 1
213079277 | Central HP <5.4 tons | ARCOAIRE | HRCU-A-CB (Split System: Heat Pump with Remote Outdoor Unit-Air-Source) | DLCURAH36ABK |  |  | EA*4X48L24A* | *80MSU0802120A* | 35600 | 16.5 | 8.5 | 37800 | 34600 | 91.53% | 2.06 | 0 | 10 |  |  |  |  | R-410A | 2.9667 | Residential & Commercial | USHP | Ducted CEE Tier 1
213079829 | Central HP <5.4 tons | ARCOAIRE | HRCU-A-CB (Split System: Heat Pump with Remote Outdoor Unit-Air-Source) | DLCURAH36ABK |  |  | EN(A,D)4X48L24** | *92MSN1002120A* | 36000 | 16.5 | 8.1 | 38500 | 34800 | 90.39% | 2 | 0 | 10.5 |  |  |  |  | R-410A | 3 | Residential & Commercial | USHP | Ducted CEE Tier 1
211226687 | Central HP <5.4 tons | ARCOAIRE | HRCU-A-CB (Split System: Heat Pump with Remote Outdoor Unit-Air-Source) | DLCURAH36ABK |  |  | EA*4X37L17A* | *96VSN0801716A* | 36200 | 15.2 | 8.5 | 39500 | 35000 | 88.61% | 2.02 | 0 | 10 |  |  |  |  | R-410A | 3.0167 | Residential & Commercial | USHP | Ducted CEE Tier 1
213079547 | Central HP <5.4 tons | ARCOAIRE | HRCU-A-CB (Split System: Heat Pump with Remote Outdoor Unit-Air-Source) | DLCURAH36ABK |  |  | EA*4X37L21A* | *92MSN0801716A* | 36200 | 16.5 | 8.5 | 38000 | 34800 | 91.58% | 2.04 | 0 | 10 |  |  |  |  | R-410A | 3.0167 | Residential & Commercial | USHP | Ducted CEE Tier 1
213079145 | Central HP <5.4 tons | ARCOAIRE | HRCU-A-CB (Split System: Heat Pump with Remote Outdoor Unit-Air-Source) | DLCURAH36ABK |  |  | EA*4X48L21A* | *80MSU0601716A* | 35600 | 16.5 | 8.5 | 37800 | 34600 | 91.53% | 2.06 | 0 | 10 |  |  |  |  | R-410A | 2.9667 | Residential & Commercial | USHP | Ducted CEE Tier 1
213078780 | Central HP <5.4 tons | ARCOAIRE | HRCU-A-CB (Split System: Heat Pump with Remote Outdoor Unit-Air-Source) | DLCURAH36ABK |  |  | EN(A,D)4X48L24** | *80MS(N,L)1352420A* | 36000 | 16.5 | 8.1 | 38500 | 35000 | 90.91% | 2 | 0 | 10.5 |  |  |  |  | R-410A | 3 | Residential & Commercial | USHP | Ducted CEE Tier 1
213078845 | Central HP <5.4 tons | ARCOAIRE | HRCU-A-CB (Split System: Heat Pump with Remote Outdoor Unit-Air-Source) | DLCURAH36ABK |  |  | EA*4X37L17A* | *80MSU1002120A* | 36000 | 15.5 | 8.5 | 38500 | 35000 | 90.91% | 2 | 0 | 10 |  |  |  |  | R-410A | 3 | Residential & Commercial | USHP | Ducted CEE Tier 1
213077960 | Central HP <5.4 tons | ARCOAIRE | HRCU-A-CB (Split System: Heat Pump with Remote Outdoor Unit-Air-Source) | DLCURAH36ABK |  |  | EA*4X42L21A* | *80MS(N,L)0701712A* | 35000 | 16 | 8.1 | 38500 | 35000 | 90.91% | 1.88 | 0 | 9.5 |  |  |  |  | R-410A | 2.9167 | Residential & Commercial | USHP
213078379 | Central HP <5.4 tons | ARCOAIRE | HRCU-A-CB (Split System: Heat Pump with Remote Outdoor Unit-Air-Source) | DLCURAH36ABK |  |  | EN(A,D,W)4X48L21** | *80MS(N,L)0901714A* | 36000 | 16.5 | 8.1 | 38500 | 35000 | 90.91% | 2 | 0 | 10.5 |  |  |  |  | R-410A | 3 | Residential & Commercial | USHP | Ducted CEE Tier 1
213079253 | Central HP <5.4 tons | ARCOAIRE | HRCU-A-CB (Split System: Heat Pump with Remote Outdoor Unit-Air-Source) | DLCURAH36ABK |  |  | EA*4X43L21A* | *80MSU0802120A* | 36600 | 16.5 | 8.5 | 38000 | 34600 | 91.05% | 2.08 | 0 | 10 |  |  |  |  | R-410A | 3.05 | Residential & Commercial | USHP | Ducted CEE Tier 1
213079337 | Central HP <5.4 tons | ARCOAIRE | HRCU-A-CB (Split System: Heat Pump with Remote Outdoor Unit-Air-Source) | DLCURAH36ABK |  |  | EA*4X36L17A* | *92MSN0601412A* | 35000 | 15.5 | 8.1 | 38500 | 35200 | 91.43% | 1.82 | 0 | 9.5 |  |  |  |  | R-410A | 2.9167 | Residential & Commercial | USHP
213077148 | Central HP <5.4 tons | ARCOAIRE | HRCU-A-CB (Split System: Heat Pump with Remote Outdoor Unit-Air-Source) | DLCURAH36ABK |  |  | EA*4X37L21A* | *96VSN1002120B* | 36200 | 16 | 8.5 | 38000 | 34800 | 91.58% | 2.04 | 0 | 10 |  |  |  |  | R-410A | 3.0167 | Residential & Commercial | USHP | Ducted CEE Tier 1
213077868 | Central HP <5.4 tons | ARCOAIRE | HRCU-A-CB (Split System: Heat Pump with Remote Outdoor Unit-Air-Source) | DLCURAH36ABK |  |  | EA*4X36L17A* | *80MS(N,L)0701412A* | 34800 | 15.5 | 8.1 | 38500 | 35200 | 91.43% | 1.82 | 0 | 9.5 |  |  |  |  | R-410A | 2.9 | Residential & Commercial | USHP
213077602 | Central HP <5.4 tons | ARCOAIRE | HRCU-A-CB (Split System: Heat Pump with Remote Outdoor Unit-Air-Source) | DLCURAH36ABK |  |  | EA*4X37L21A* | *96VTN1002120B* | 36200 | 16.5 | 8.5 | 38000 | 34800 | 91.58% | 2.04 | 0 | 10 |  |  |  |  | R-410A | 3.0167 | Residential & Commercial | USHP | Ducted CEE Tier 1
213077615 | Central HP <5.4 tons | ARCOAIRE | HRCU-A-CB (Split System: Heat Pump with Remote Outdoor Unit-Air-Source) | DLCURAH36ABK |  |  | EA*4X42L21A* | *96VTN1002120B* | 35400 | 16 | 8.1 | 38500 | 35000 | 90.91% | 1.88 | 0 | 10 |  |  |  |  | R-410A | 2.95 | Residential & Commercial | USHP | Ducted CEE Tier 1
213076958 | Central HP <5.4 tons | ARCOAIRE | HRCU-A-CB (Split System: Heat Pump with Remote Outdoor Unit-Air-Source) | DLCURAH36ABK |  |  | EA*4X37L21A* | *96VSN0801716B* | 36400 | 15.5 | 8.5 | 38500 | 35000 | 90.91% | 2.06 | 0 | 10 |  |  |  |  | R-410A | 3.0333 | Residential & Commercial | USHP | Ducted CEE Tier 1
213077693 | Central HP <5.4 tons | ARCOAIRE | HRCU-A-CB (Split System: Heat Pump with Remote Outdoor Unit-Air-Source) | DLCURAH36ABK |  |  | EN(A,D)4X48L24** | *96VTN1002120B* | 36000 | 16.5 | 8.1 | 38500 | 35000 | 90.91% | 2 | 0 | 10 |  |  |  |  | R-410A | 3 | Residential & Commercial | USHP | Ducted CEE Tier 1
213077158 | Central HP <5.4 tons | ARCOAIRE | HRCU-A-CB (Split System: Heat Pump with Remote Outdoor Unit-Air-Source) | DLCURAH36ABK |  |  | EA*4X42L21A* | *96VSN1002120B* | 35400 | 16 | 8.1 | 38500 | 35200 | 91.43% | 1.88 | 0 | 10 |  |  |  |  | R-410A | 2.95 | Residential & Commercial | USHP | Ducted CEE Tier 1
213077774 | Central HP <5.4 tons | ARCOAIRE | HRCU-A-CB (Split System: Heat Pump with Remote Outdoor Unit-Air-Source) | DLCURAH36ABK |  |  | EN(A,D,W)4X48L21** | *96VTN1002122B* | 36000 | 17 | 8.1 | 38500 | 34800 | 90.39% | 2 | 0 | 10.5 |  |  |  |  | R-410A | 3 | Residential & Commercial | USHP | Ducted CEE Tier 1
213077927 | Central HP <5.4 tons | ARCOAIRE | HRCU-A-CB (Split System: Heat Pump with Remote Outdoor Unit-Air-Source) | DLCURAH36ABK |  |  | EA*4X36L21A* | *80MS(N,L)0701712A* | 34800 | 16 | 8.1 | 38500 | 35200 | 91.43% | 1.82 | 0 | 9.5 |  |  |  |  | R-410A | 2.9 | Residential & Commercial | USHP
213078026 | Central HP <5.4 tons | ARCOAIRE | HRCU-A-CB (Split System: Heat Pump with Remote Outdoor Unit-Air-Source) | DLCURAH36ABK |  |  | EN(A,D,W)4X48L21** | *80MS(N,L)0701712A* | 35600 | 16.5 | 8.1 | 38500 | 34800 | 90.39% | 1.98 | 0 | 10 |  |  |  |  | R-410A | 2.9667 | Residential & Commercial | USHP | Ducted CEE Tier 1
211227693 | Central HP <5.4 tons | ARCOAIRE | HRCU-A-CB (Split System: Heat Pump with Remote Outdoor Unit-Air-Source) | DLCURAH36ABK |  |  | EA*4X42L21A* | *96VTN0802120A* | 35000 | 16 | 8.1 | 38500 | 35000 | 90.91% | 1.86 | 0 | 9.5 |  |  |  |  | R-410A | 2.9167 | Residential & Commercial | USHP
211227016 | Central HP <5.4 tons | ARCOAIRE | HRCU-A-CB (Split System: Heat Pump with Remote Outdoor Unit-Air-Source) | DLCURAH36ABK |  |  | EA*4X37L21A* | *92ESN0802120A* | 37400 | 16 | 8.5 | 38500 | 34800 | 90.39% | 2.14 | 0 | 10 |  |  |  |  | R-410A | 3.1167 | Residential & Commercial | USHP | Ducted CEE Tier 1
211226873 | Central HP <5.4 tons | ARCOAIRE | HRCU-A-CB (Split System: Heat Pump with Remote Outdoor Unit-Air-Source) | DLCURAH36ABK |  |  | EA*4X37L21A* | *80VSL0701716A* | 36600 | 15.5 | 8.5 | 38500 | 34800 | 90.39% | 2.08 | 0 | 10 |  |  |  |  | R-410A | 3.05 | Residential & Commercial | USHP | Ducted CEE Tier 1
211228345 | Central HP <5.4 tons | ARCOAIRE | HRCU-A-CB (Split System: Heat Pump with Remote Outdoor Unit-Air-Source) | DLCURAH36ABK |  |  | EA*4X43L21A* | *80ESU0601716A | 37200 | 16 | 8.5 | 38500 | 34800 | 90.39% | 2.12 | 0 | 10 |  |  |  |  | R-410A | 3.1 | Residential & Commercial | USHP | Ducted CEE Tier 1
211228577 | Central HP <5.4 tons | ARCOAIRE | HRCU-A-CB (Split System: Heat Pump with Remote Outdoor Unit-Air-Source) | DLCURAH36ABK |  |  | EA*4X43L21A* | *95ESU0601716A* | 36800 | 15.5 | 8.5 | 38500 | 34800 | 90.39% | 2.1 | 0 | 10 |  |  |  |  | R-410A | 3.0667 | Residential & Commercial | USHP | Ducted CEE Tier 1
211229006 | Central HP <5.4 tons | ARCOAIRE | HRCU-A-CB (Split System: Heat Pump with Remote Outdoor Unit-Air-Source) | DLCURAH36ABK |  |  | EA*4X48L21A* | *92ESN1002122A* | 37400 | 15.2 | 8.5 | 38500 | 35000 | 90.91% | 2.12 | 0 | 10 |  |  |  |  | R-410A | 3.1167 | Residential & Commercial | USHP | Ducted CEE Tier 1
211229095 | Central HP <5.4 tons | ARCOAIRE | HRCU-A-CB (Split System: Heat Pump with Remote Outdoor Unit-Air-Source) | DLCURAH36ABK |  |  | EA*4X48L21A* | *96VSN0802120A* | 36000 | 16 | 8.5 | 38500 | 34600 | 89.87% | 2.06 | 0 | 10 |  |  |  |  | R-410A | 3 | Residential & Commercial | USHP | Ducted CEE Tier 1
211230683 | Central HP <5.4 tons | ARCOAIRE | HRCU-A-CB (Split System: Heat Pump with Remote Outdoor Unit-Air-Source) | DLCURAH36ABK |  |  | EN(A,D)4X48L24** | *95ESN1402422A* | 37400 | 15.2 | 8.1 | 40000 | 35200 | 88% | 2.08 | 0 | 10 |  |  |  |  | R-410A | 3.1167 | Residential & Commercial | USHP | Ducted CEE Tier 1
213077500 | Central HP <5.4 tons | ARCOAIRE | HRCU-A-CB (Split System: Heat Pump with Remote Outdoor Unit-Air-Source) | DLCURAH36ABK |  |  | EA*4X42L21A* | *96VTN0802120B* | 35600 | 16 | 8.1 | 38500 | 35200 | 91.43% | 1.9 | 0 | 10 |  |  |  |  | R-410A | 2.9667 | Residential & Commercial | USHP | Ducted CEE Tier 1
213077734 | Central HP <5.4 tons | ARCOAIRE | HRCU-A-CB (Split System: Heat Pump with Remote Outdoor Unit-Air-Source) | DLCURAH36ABK |  |  | EA*4X42L24A* | *96VTN1002122B* | 35400 | 16.5 | 8.1 | 38500 | 35000 | 90.91% | 1.88 | 0 | 10 |  |  |  |  | R-410A | 2.95 | Residential & Commercial | USHP | Ducted CEE Tier 1
213077832 | Central HP <5.4 tons | ARCOAIRE | HRCU-A-CB (Split System: Heat Pump with Remote Outdoor Unit-Air-Source) | DLCURAH36ABK |  |  | EA*4X37L17A* | *80MS(N,L)0451412A* | 36000 | 15.2 | 8.5 | 38500 | 35200 | 91.43% | 2 | 0 | 10 |  |  |  |  | R-410A | 3 | Residential & Commercial | USHP | Ducted CEE Tier 1
213078468 | Central HP <5.4 tons | ARCOAIRE | HRCU-A-CB (Split System: Heat Pump with Remote Outdoor Unit-Air-Source) | DLCURAH36ABK |  |  | EN(A,D,W)4X48L21** | *80MS(N,L)0902116A* | 35800 | 16.5 | 8.1 | 38500 | 34800 | 90.39% | 2 | 0 | 10 |  |  |  |  | R-410A | 2.9833 | Residential & Commercial | USHP | Ducted CEE Tier 1
213078588 | Central HP <5.4 tons | ARCOAIRE | HRCU-A-CB (Split System: Heat Pump with Remote Outdoor Unit-Air-Source) | DLCURAH36ABK |  |  | EA*4X42L24A* | *80MS(N,L)0902420A* | 35400 | 16.5 | 8.1 | 38500 | 35000 | 90.91% | 1.9 | 0 | 10 |  |  |  |  | R-410A | 2.95 | Residential & Commercial | USHP | Ducted CEE Tier 1
213078905 | Central HP <5.4 tons | ARCOAIRE | HRCU-A-CB (Split System: Heat Pump with Remote Outdoor Unit-Air-Source) | DLCURAH36ABK |  |  | EN(A,D)4X36L21** | *80MSU1002120A* | 35000 | 15.5 | 8.1 | 38500 | 35400 | 91.95% | 1.76 | 0 | 10 |  |  |  |  | R-410A | 2.9167 | Residential & Commercial | USHP | Ducted CEE Tier 1
211227612 | Central HP <5.4 tons | ARCOAIRE | HRCU-A-CB (Split System: Heat Pump with Remote Outdoor Unit-Air-Source) | DLCURAH36ABK |  |  | EA*4X42L21A* | *96VSN0802120A* | 35600 | 16 | 8.1 | 38500 | 35000 | 90.91% | 1.88 | 0 | 10 |  |  |  |  | R-410A | 2.9667 | Residential & Commercial | USHP | Ducted CEE Tier 1
213079367 | Central HP <5.4 tons | ARCOAIRE | HRCU-A-CB (Split System: Heat Pump with Remote Outdoor Unit-Air-Source) | DLCURAH36ABK |  |  | END4X42L17** | *92MSN0601412A* | 35600 | 15.5 | 8.1 | 38500 | 35200 | 91.43% | 1.94 | 0 | 10 |  |  |  |  | R-410A | 2.9667 | Residential & Commercial | USHP | Ducted CEE Tier 1
213080103 | Central HP <5.4 tons | ARCOAIRE | HRCU-A-CB (Split System: Heat Pump with Remote Outdoor Unit-Air-Source) | DLCURAH36ABK |  |  | END4X42L17** | *96MSN0801716A* | 35600 | 15.5 | 8.1 | 38500 | 35200 | 91.43% | 1.94 | 0 | 10 |  |  |  |  | R-410A | 2.9667 | Residential & Commercial | USHP | Ducted CEE Tier 1
213079769 | Central HP <5.4 tons | ARCOAIRE | HRCU-A-CB (Split System: Heat Pump with Remote Outdoor Unit-Air-Source) | DLCURAH36ABK |  |  | EA*4X42L24A* | *92MSN1002120A* | 35400 | 16.5 | 8.1 | 38500 | 35000 | 90.91% | 1.88 | 0 | 10 |  |  |  |  | R-410A | 2.95 | Residential & Commercial | USHP | Ducted CEE Tier 1
213075998 | Central HP <5.4 tons | ARCOAIRE | HRCU-A-CB (Split System: Heat Pump with Remote Outdoor Unit-Air-Source) | DLCURAH36ABK |  |  | EN(A,D)4X48L24** | *95MSU1002120A* | 36200 | 16.5 | 8.1 | 38500 | 35000 | 90.91% | 2.02 | 0 | 10.5 |  |  |  |  | R-410A | 3.0167 | Residential & Commercial | USHP | Ducted CEE Tier 1
211230702 | Central HP <5.4 tons | ARCOAIRE | HRCU-A-CB (Split System: Heat Pump with Remote Outdoor Unit-Air-Source) | DLCURAH36ABK |  |  | EN(A,D)4X48L24** | *96VSN1002120A* | 36200 | 16 | 8.1 | 38500 | 34800 | 90.39% | 2.02 | 0 | 10 |  |  |  |  | R-410A | 3.0167 | Residential & Commercial | USHP | Ducted CEE Tier 1
211230818 | Central HP <5.4 tons | ARCOAIRE | HRCU-A-CB (Split System: Heat Pump with Remote Outdoor Unit-Air-Source) | DLCURAH36ABK |  |  | FEM4P42**AL | 0 | 37000 | 16 | 8.1 | 38500 | 34800 | 90.39% | 2 | 0 | 10 |  |  |  |  | R-410A | 3.0833 | Residential & Commercial | USHP | Ducted CEE Tier 1
211230652 | Central HP <5.4 tons | ARCOAIRE | HRCU-A-CB (Split System: Heat Pump with Remote Outdoor Unit-Air-Source) | DLCURAH36ABK |  |  | EN(A,D)4X48L24** | *95ESN1002120A* | 36800 | 16 | 8.1 | 39500 | 35000 | 88.61% | 2.06 | 0 | 10.5 |  |  |  |  | R-410A | 3.0667 | Residential & Commercial | USHP | Ducted CEE Tier 1
211230041 | Central HP <5.4 tons | ARCOAIRE | HRCU-A-CB (Split System: Heat Pump with Remote Outdoor Unit-Air-Source) | DLCURAH36ABK |  |  | EN(A,D,W)4X48L21** | *80ESU0802120A | 37400 | 15.5 | 8.5 | 39500 | 35000 | 88.61% | 2.1 | 0 | 10.5 |  |  |  |  | R-410A | 3.1167 | Residential & Commercial | USHP | Ducted CEE Tier 1
211230207 | Central HP <5.4 tons | ARCOAIRE | HRCU-A-CB (Split System: Heat Pump with Remote Outdoor Unit-Air-Source) | DLCURAH36ABK |  |  | EN(A,D,W)4X48L21** | *95ESN1002122A* | 37600 | 15.5 | 8.5 | 39500 | 35000 | 88.61% | 2.08 | 0 | 10.5 |  |  |  |  | R-410A | 3.1333 | Residential & Commercial | USHP | Ducted CEE Tier 1
211230225 | Central HP <5.4 tons | ARCOAIRE | HRCU-A-CB (Split System: Heat Pump with Remote Outdoor Unit-Air-Source) | DLCURAH36ABK |  |  | EN(A,D,W)4X48L21** | *96VSN0601714A* | 35600 | 15.5 | 8.1 | 38500 | 35000 | 90.91% | 2 | 0 | 10 |  |  |  |  | R-410A | 2.9667 | Residential & Commercial | USHP | Ducted CEE Tier 1
211229982 | Central HP <5.4 tons | ARCOAIRE | HRCU-A-CB (Split System: Heat Pump with Remote Outdoor Unit-Air-Source) | DLCURAH36ABK |  |  | EN(A,D,W)4X48L21** | *80VSL0451716A* | 35800 | 15.5 | 8.1 | 38500 | 35000 | 90.91% | 2 | 0 | 10 |  |  |  |  | R-410A | 2.9833 | Residential & Commercial | USHP | Ducted CEE Tier 1
212983540 | Central HP <5.4 tons | ARCOAIRE | HRCU-A-CB (Split System: Heat Pump with Remote Outdoor Unit-Air-Source) | DLCURAH24ABK |  |  | EA*4X30L14A* | *92MSN0601412A* | 23800 | 16.5 | 8.5 | 26400 | 24200 | 91.67% | 2 | 0 | 10 |  |  |  |  | R-410A | 1.9833 | Residential & Commercial | USHP | Ducted CEE Tier 1
212980998 | Central HP <5.4 tons | ARCOAIRE | HRCU-A-CB (Split System: Heat Pump with Remote Outdoor Unit-Air-Source) | DLCURAH24ABK |  |  | EA*4X37L21A* | *80MS(N,L)1102120A* | 24800 | 17.5 | 8.5 | 25600 | 21200 | 82.81% | 1.8 | 0 | 10.5 |  |  |  |  | R-410A | 2.0667 | Residential & Commercial | USHP | Ducted CEE Tier 1
212988227 | Central HP <5.4 tons | ARCOAIRE | HRCU-A-CB (Split System: Heat Pump with Remote Outdoor Unit-Air-Source) | DLCURAH36ABK |  |  | EA*4X48L24A* | *96MSN1002122A* | 35800 | 16.5 | 8.5 | 37800 | 34600 | 91.53% | 2.06 | 0 | 10 |  |  |  |  | R-410A | 2.9833 | Residential & Commercial | USHP | Ducted CEE Tier 1
213078295 | Central HP <5.4 tons | ARCOAIRE | HRCU-A-CB (Split System: Heat Pump with Remote Outdoor Unit-Air-Source) | DLCURAH36ABK |  |  | EA*4X37L21A* | *80MS(N,L)0901714A* | 36200 | 16.5 | 8.5 | 38000 | 34800 | 91.58% | 2.04 | 0 | 10 |  |  |  |  | R-410A | 3.0167 | Residential & Commercial | USHP | Ducted CEE Tier 1
213078512 | Central HP <5.4 tons | ARCOAIRE | HRCU-A-CB (Split System: Heat Pump with Remote Outdoor Unit-Air-Source) | DLCURAH36ABK |  |  | EA*4X42L21A* | *80MS(N,L)0902120A* | 35400 | 16.5 | 8.1 | 38500 | 35000 | 90.91% | 1.88 | 0 | 10 |  |  |  |  | R-410A | 2.95 | Residential & Commercial | USHP | Ducted CEE Tier 1
213078578 | Central HP <5.4 tons | ARCOAIRE | HRCU-A-CB (Split System: Heat Pump with Remote Outdoor Unit-Air-Source) | DLCURAH36ABK |  |  | EN(A,D)4X48L24** | *80MS(N,L)0902120A* | 36000 | 16.5 | 8.1 | 38500 | 35000 | 90.91% | 2 | 0 | 10.5 |  |  |  |  | R-410A | 3 | Residential & Commercial | USHP | Ducted CEE Tier 1
213080367 | Central HP <5.4 tons | ARCOAIRE | HRCU-A-CB (Split System: Heat Pump with Remote Outdoor Unit-Air-Source) | DLCURAH36ABK |  |  | EN(A,D)4X48L24** | *96MSN1002120A* | 36000 | 16.5 | 8.1 | 38500 | 34800 | 90.39% | 2.02 | 0 | 10 |  |  |  |  | R-410A | 3 | Residential & Commercial | USHP | Ducted CEE Tier 1
213080283 | Central HP <5.4 tons | ARCOAIRE | HRCU-A-CB (Split System: Heat Pump with Remote Outdoor Unit-Air-Source) | DLCURAH36ABK |  |  | EA*4X37L21A* | *96MSN1002120A* | 36600 | 16 | 8.5 | 38500 | 34800 | 90.39% | 2.1 | 0 | 10 |  |  |  |  | R-410A | 3.05 | Residential & Commercial | USHP | Ducted CEE Tier 1
213079933 | Central HP <5.4 tons | ARCOAIRE | HRCU-A-CB (Split System: Heat Pump with Remote Outdoor Unit-Air-Source) | DLCURAH36ABK |  |  | EA*4X48L24A* | *92MSN1202420A* | 36200 | 16 | 8.5 | 38000 | 34800 | 91.58% | 2.04 | 0 | 10 |  |  |  |  | R-410A | 3.0167 | Residential & Commercial | USHP | Ducted CEE Tier 1
213079265 | Central HP <5.4 tons | ARCOAIRE | HRCU-A-CB (Split System: Heat Pump with Remote Outdoor Unit-Air-Source) | DLCURAH36ABK |  |  | EA*4X48L21A* | *80MSU0802120A* | 36200 | 16.5 | 8.5 | 38000 | 34600 | 91.05% | 2.06 | 0 | 10 |  |  |  |  | R-410A | 3.0167 | Residential & Commercial | USHP | Ducted CEE Tier 1
211229899 | Central HP <5.4 tons | ARCOAIRE | HRCU-A-CB (Split System: Heat Pump with Remote Outdoor Unit-Air-Source) | DLCURAH36ABK |  |  | EN(A,D,W)4X48L21** | *80ES(N,L)0451712A* | 35800 | 15.5 | 8.1 | 38500 | 35000 | 90.91% | 2 | 0 | 10 |  |  |  |  | R-410A | 2.9833 | Residential & Commercial | USHP | Ducted CEE Tier 1
211226841 | Central HP <5.4 tons | ARCOAIRE | HRCU-A-CB (Split System: Heat Pump with Remote Outdoor Unit-Air-Source) | DLCURAH36ABK |  |  | EA*4X37L21A* | *80ES(N,L)0902120A* | 36800 | 16 | 8.5 | 38500 | 34800 | 90.39% | 2.1 | 0 | 10 |  |  |  |  | R-410A | 3.0667 | Residential & Commercial | USHP | Ducted CEE Tier 1
216734467 | Central HP <5.4 tons | PAYNE HEATING AND COOLING | HRCU-A-CB (Split System: Heat Pump with Remote Outdoor Unit-Air-Source) | 37MUHAQ24AA3 |  |  | CAA**3617AM* | PG80MSUA48060B** | 22400 | 16.5 | 8.5 | 20800 | 18600 | 89.42% | 1.96 | 0 | 11 |  |  |  |  | R-454B | 1.8667 | Residential & Commercial | USHP | Ducted CEE Tier 1
216679979 | Central HP <5.4 tons | ARCOAIRE | HRCU-A-CB (Split System: Heat Pump with Remote Outdoor Unit-Air-Source) | DLCURAH36ABK |  |  | EN(A,D,W)4X48L21** | *97VTN0801716A* | 35600 | 16 | 8.5 | 38500 | 34400 | 89.35% | 1.8 | 0 | 10 |  |  |  |  | R-410A | 2.9667 | Residential & Commercial | USHP | Ducted CEE Tier 1
212983550 | Central HP <5.4 tons | ARCOAIRE | HRCU-A-CB (Split System: Heat Pump with Remote Outdoor Unit-Air-Source) | DLCURAH24ABK |  |  | EA*4X30L17A* | *92MSN0601412A* | 23800 | 17 | 8.5 | 26600 | 24000 | 90.23% | 1.98 | 0 | 10 |  |  |  |  | R-410A | 1.9833 | Residential & Commercial | USHP | Ducted CEE Tier 1
212982316 | Central HP <5.4 tons | ARCOAIRE | HRCU-A-CB (Split System: Heat Pump with Remote Outdoor Unit-Air-Source) | DLCURAH24ABK |  |  | EA*4X37L21A* | *80MSU0401712A* | 24400 | 17 | 8.5 | 25200 | 21400 | 84.92% | 1.8 | 0 | 10 |  |  |  |  | R-410A | 2.0333 | Residential & Commercial | USHP | Ducted CEE Tier 1
216734930 | Central HP <5.4 tons | PAYNE HEATING AND COOLING | HRCU-A-CB (Split System: Heat Pump with Remote Outdoor Unit-Air-Source) | 37MUHAQ24AA3 |  |  | CAA**3717AM* | PG80MS(A,L)A36070B** | 23000 | 16.5 | 8.5 | 20800 | 18500 | 88.94% | 1.98 | 0 | 11 |  |  |  |  | R-454B | 1.9167 | Residential & Commercial | USHP | Ducted CEE Tier 1
216735080 | Central HP <5.4 tons | PAYNE HEATING AND COOLING | HRCU-A-CB (Split System: Heat Pump with Remote Outdoor Unit-Air-Source) | 37MUHAQ24AA3 |  |  | CAA**3717AM* | PG80VTLB48090B** | 23000 | 16.5 | 8.5 | 20800 | 18500 | 88.94% | 1.96 | 0 | 11 |  |  |  |  | R-454B | 1.9167 | Residential & Commercial | USHP | Ducted CEE Tier 1
216735182 | Central HP <5.4 tons | PAYNE HEATING AND COOLING | HRCU-A-CB (Split System: Heat Pump with Remote Outdoor Unit-Air-Source) | 37MUHAQ24AA3 |  |  | CAA**3717AM* | PG96MSAA36060A** | 22800 | 15.5 | 8.1 | 20800 | 18500 | 88.94% | 1.9 | 0 | 11 |  |  |  |  | R-454B | 1.9 | Residential & Commercial | USHP | Ducted CEE Tier 1
216735819 | Central HP <5.4 tons | PAYNE HEATING AND COOLING | HRCU-A-CB (Split System: Heat Pump with Remote Outdoor Unit-Air-Source) | 37MUHAQ24AA3 |  |  | CAA**3721AM* | PG96MSAA48080B** | 23200 | 16 | 8.5 | 20600 | 18400 | 89.32% | 1.98 | 0 | 11 |  |  |  |  | R-454B | 1.9333 | Residential & Commercial | USHP | Ducted CEE Tier 1
216736067 | Central HP <5.4 tons | PAYNE HEATING AND COOLING | HRCU-A-CB (Split System: Heat Pump with Remote Outdoor Unit-Air-Source) | 37MUHAQ24AA3 |  |  | CAA**3721AM* | PG97VTAA60080C** | 23200 | 16.5 | 8.5 | 20800 | 18500 | 88.94% | 1.96 | 0 | 11 |  |  |  |  | R-454B | 1.9333 | Residential & Commercial | USHP | Ducted CEE Tier 1
216736754 | Central HP <5.4 tons | PAYNE HEATING AND COOLING | HRCU-A-CB (Split System: Heat Pump with Remote Outdoor Unit-Air-Source) | 37MUHAQ24AA3 |  |  | CSAH*2412AM* | PG95MSUA60080C** | 22400 | 15.2 | 8.1 | 21200 | 19100 | 90.09% | 1.85 | 0 | 10.5 |  |  |  |  | R-454B | 1.8667 | Residential & Commercial | USHP | Ducted CEE Tier 1
213077440 | Central HP <5.4 tons | ARCOAIRE | HRCU-A-CB (Split System: Heat Pump with Remote Outdoor Unit-Air-Source) | DLCURAH36ABK |  |  | END4X42L17** | *96VTN0801716B* | 35800 | 15.5 | 8.1 | 39000 | 35200 | 90.26% | 1.96 | 0 | 10 |  |  |  |  | R-410A | 2.9833 | Residential & Commercial | USHP | Ducted CEE Tier 1
216737489 | Central HP <5.4 tons | PAYNE HEATING AND COOLING | HRCU-A-CB (Split System: Heat Pump with Remote Outdoor Unit-Air-Source) | 37MUHAQ24AA3 |  |  | CSAH*3012AM* | PG92MSAA60080C** | 22800 | 15.5 | 8.1 | 21200 | 18900 | 89.15% | 1.85 | 0 | 10.5 |  |  |  |  | R-454B | 1.9 | Residential & Commercial | USHP | Ducted CEE Tier 1
216732925 | Central HP <5.4 tons | PAYNE HEATING AND COOLING | HRCU-A-CB (Split System: Heat Pump with Remote Outdoor Unit-Air-Source) | 37MUHAQ24AA3 |  |  | CAA**2417AM* | PG96MSAA48060B** | 22200 | 15.2 | 8.5 | 21200 | 19300 | 91.04% | 1.98 | 0 | 10.5 |  |  |  |  | R-454B | 1.85 | Residential & Commercial | USHP | Ducted CEE Tier 1
216732994 | Central HP <5.4 tons | PAYNE HEATING AND COOLING | HRCU-A-CB (Split System: Heat Pump with Remote Outdoor Unit-Air-Source) | 37MUHAQ24AA3 |  |  | CAA**2417AM* | PG95MSUA36040B** | 22000 | 16 | 8.5 | 21200 | 19200 | 90.57% | 1.96 | 0 | 10.5 |  |  |  |  | R-454B | 1.8333 | Residential & Commercial | USHP | Ducted CEE Tier 1
216733043 | Central HP <5.4 tons | PAYNE HEATING AND COOLING | HRCU-A-CB (Split System: Heat Pump with Remote Outdoor Unit-Air-Source) | 37MUHAQ24AA3 |  |  | CAA**2417AM* | PG96VTAB30040A** | 21800 | 15.2 | 8.1 | 21000 | 19200 | 91.43% | 1.9 | 0 | 10 |  |  |  |  | R-454B | 1.8167 | Residential & Commercial | USHP | Ducted CEE Tier 1
216733426 | Central HP <5.4 tons | PAYNE HEATING AND COOLING | HRCU-A-CB (Split System: Heat Pump with Remote Outdoor Unit-Air-Source) | 37MUHAQ24AA3 |  |  | CAA**2517AM* | PG96MSAA30040A** | 22800 | 15.2 | 8.1 | 20800 | 18500 | 88.94% | 1.9 | 0 | 11 |  |  |  |  | R-454B | 1.9 | Residential & Commercial | USHP | Ducted CEE Tier 1
216733595 | Central HP <5.4 tons | PAYNE HEATING AND COOLING | HRCU-A-CB (Split System: Heat Pump with Remote Outdoor Unit-Air-Source) | 37MUHAQ24AA3 |  |  | CAA**2517AM* | PG96VTAB48080B** | 23200 | 16.5 | 8.5 | 20800 | 18500 | 88.94% | 1.96 | 0 | 11 |  |  |  |  | R-454B | 1.9333 | Residential & Commercial | USHP | Ducted CEE Tier 1
211229623 | Central HP <5.4 tons | ARCOAIRE | HRCU-A-CB (Split System: Heat Pump with Remote Outdoor Unit-Air-Source) | DLCURAH36ABK |  |  | EA*4X48L24A* | *96VTN1202422A* | 36000 | 16 | 8.5 | 38500 | 34600 | 89.87% | 2.06 | 0 | 10 |  |  |  |  | R-410A | 3 | Residential & Commercial | USHP | Ducted CEE Tier 1
213075890 | Central HP <5.4 tons | ARCOAIRE | HRCU-A-CB (Split System: Heat Pump with Remote Outdoor Unit-Air-Source) | DLCURAH36ABK |  |  | EA*4X37L21A* | *95MSU1002120A* | 36400 | 16 | 8.5 | 38000 | 34800 | 91.58% | 2.06 | 0 | 10 |  |  |  |  | R-410A | 3.0333 | Residential & Commercial | USHP | Ducted CEE Tier 1
213077628 | Central HP <5.4 tons | ARCOAIRE | HRCU-A-CB (Split System: Heat Pump with Remote Outdoor Unit-Air-Source) | DLCURAH36ABK |  |  | EA*4X42L24A* | *96VTN1002120B* | 35400 | 16.5 | 8.1 | 38500 | 35000 | 90.91% | 1.88 | 0 | 10 |  |  |  |  | R-410A | 2.95 | Residential & Commercial | USHP | Ducted CEE Tier 1
213077589 | Central HP <5.4 tons | ARCOAIRE | HRCU-A-CB (Split System: Heat Pump with Remote Outdoor Unit-Air-Source) | DLCURAH36ABK |  |  | EA*4X36L21A* | *96VTN1002120B* | 35200 | 16 | 8.1 | 38500 | 35200 | 91.43% | 1.82 | 0 | 10 |  |  |  |  | R-410A | 2.9333 | Residential & Commercial | USHP | Ducted CEE Tier 1
213078037 | Central HP <5.4 tons | ARCOAIRE | HRCU-A-CB (Split System: Heat Pump with Remote Outdoor Unit-Air-Source) | DLCURAH36ABK |  |  | EA*4X36L17A* | *80MS(N,L)0701716A* | 35200 | 15.5 | 8.1 | 39000 | 35200 | 90.26% | 1.84 | 0 | 9.5 |  |  |  |  | R-410A | 2.9333 | Residential & Commercial | USHP
213078977 | Central HP <5.4 tons | ARCOAIRE | HRCU-A-CB (Split System: Heat Pump with Remote Outdoor Unit-Air-Source) | DLCURAH36ABK |  |  | EA*4X37L17A* | *80MSU0401712A* | 36000 | 15.5 | 8.5 | 38500 | 34800 | 90.39% | 2.02 | 0 | 10 |  |  |  |  | R-410A | 3 | Residential & Commercial | USHP | Ducted CEE Tier 1
211245670 | Central HP <5.4 tons | ARCOAIRE | HRCU-A-CB (Split System: Heat Pump with Remote Outdoor Unit-Air-Source) | DLCURAH24ABK |  |  | EN(A,D)4X36L21** | *92ESN0801716A* | 24200 | 17 | 8.1 | 26200 | 22800 | 87.02% | 1.88 | 0 | 10.5 |  |  |  |  | R-410A | 2.0167 | Residential & Commercial | USHP | Ducted CEE Tier 1
211245703 | Central HP <5.4 tons | ARCOAIRE | HRCU-A-CB (Split System: Heat Pump with Remote Outdoor Unit-Air-Source) | DLCURAH24ABK |  |  | EN(A,D)4X36L21** | *95ESN0601714A* | 24600 | 16 | 8.1 | 26600 | 22400 | 84.21% | 1.84 | 0 | 10.5 |  |  |  |  | R-410A | 2.05 | Residential & Commercial | USHP | Ducted CEE Tier 1
213078679 | Central HP <5.4 tons | ARCOAIRE | HRCU-A-CB (Split System: Heat Pump with Remote Outdoor Unit-Air-Source) | DLCURAH36ABK |  |  | EA*4X48L24A* | *80MS(N,L)1102120A* | 36200 | 16.5 | 8.5 | 38000 | 34800 | 91.58% | 2.06 | 0 | 10 |  |  |  |  | R-410A | 3.0167 | Residential & Commercial | USHP | Ducted CEE Tier 1
213078727 | Central HP <5.4 tons | ARCOAIRE | HRCU-A-CB (Split System: Heat Pump with Remote Outdoor Unit-Air-Source) | DLCURAH36ABK |  |  | EN(A,D)4X48L24** | *80MS(N,L)1102120A* | 36400 | 16.5 | 8.1 | 38500 | 35000 | 90.91% | 2.02 | 0 | 10.5 |  |  |  |  | R-410A | 3.0333 | Residential & Commercial | USHP | Ducted CEE Tier 1
211230630 | Central HP <5.4 tons | ARCOAIRE | HRCU-A-CB (Split System: Heat Pump with Remote Outdoor Unit-Air-Source) | DLCURAH36ABK |  |  | EN(A,D)4X48L24** | *92ESN1202420A* | 36400 | 16 | 8.1 | 38500 | 34800 | 90.39% | 2.04 | 0 | 10.5 |  |  |  |  | R-410A | 3.0333 | Residential & Commercial | USHP | Ducted CEE Tier 1
213075902 | Central HP <5.4 tons | ARCOAIRE | HRCU-A-CB (Split System: Heat Pump with Remote Outdoor Unit-Air-Source) | DLCURAH36ABK |  |  | EA*4X42L21A* | *95MSU1002120A* | 35600 | 16 | 8.1 | 38500 | 35200 | 91.43% | 1.9 | 0 | 10 |  |  |  |  | R-410A | 2.9667 | Residential & Commercial | USHP | Ducted CEE Tier 1
213075986 | Central HP <5.4 tons | ARCOAIRE | HRCU-A-CB (Split System: Heat Pump with Remote Outdoor Unit-Air-Source) | DLCURAH36ABK |  |  | EN(A,D,W)4X48L21** | *95MSU1002120A* | 36200 | 16.5 | 8.1 | 38500 | 35000 | 90.91% | 2.02 | 0 | 10.5 |  |  |  |  | R-410A | 3.0167 | Residential & Commercial | USHP | Ducted CEE Tier 1
211229309 | Central HP <5.4 tons | ARCOAIRE | HRCU-A-CB (Split System: Heat Pump with Remote Outdoor Unit-Air-Source) | DLCURAH36ABK |  |  | EA*4X48L24A* | *80ES(N,L)1102420A* | 35800 | 16.5 | 8.5 | 37800 | 34600 | 91.53% | 2.06 | 0 | 10 |  |  |  |  | R-410A | 2.9833 | Residential & Commercial | USHP | Ducted CEE Tier 1
211228974 | Central HP <5.4 tons | ARCOAIRE | HRCU-A-CB (Split System: Heat Pump with Remote Outdoor Unit-Air-Source) | DLCURAH36ABK |  |  | EA*4X48L21A* | *92ESN0801716A* | 36000 | 16 | 8.5 | 38500 | 34600 | 89.87% | 2.06 | 0 | 10 |  |  |  |  | R-410A | 3 | Residential & Commercial | USHP | Ducted CEE Tier 1
211228893 | Central HP <5.4 tons | ARCOAIRE | HRCU-A-CB (Split System: Heat Pump with Remote Outdoor Unit-Air-Source) | DLCURAH36ABK |  |  | EA*4X48L21A* | *80ESU1002120A* | 36000 | 16 | 8.5 | 38500 | 34600 | 89.87% | 2.06 | 0 | 10 |  |  |  |  | R-410A | 3 | Residential & Commercial | USHP | Ducted CEE Tier 1
211230294 | Central HP <5.4 tons | ARCOAIRE | HRCU-A-CB (Split System: Heat Pump with Remote Outdoor Unit-Air-Source) | DLCURAH36ABK |  |  | EN(A,D,W)4X48L21** | *95ESU1002122A* | 37400 | 15.5 | 8.5 | 39500 | 35000 | 88.61% | 2.08 | 0 | 10.5 |  |  |  |  | R-410A | 3.1167 | Residential & Commercial | USHP | Ducted CEE Tier 1
211227522 | Central HP <5.4 tons | ARCOAIRE | HRCU-A-CB (Split System: Heat Pump with Remote Outdoor Unit-Air-Source) | DLCURAH36ABK |  |  | EA*4X42L21A* | *92ESN0801716A* | 35400 | 16 | 8.1 | 38500 | 35000 | 90.91% | 1.88 | 0 | 10 |  |  |  |  | R-410A | 2.95 | Residential & Commercial | USHP | Ducted CEE Tier 1
216734730 | Central HP <5.4 tons | PAYNE HEATING AND COOLING | HRCU-A-CB (Split System: Heat Pump with Remote Outdoor Unit-Air-Source) | 37MUHAQ24AA3 |  |  | CAA**3617AM* | PG95MSUA36040B** | 22400 | 16 | 8.5 | 21000 | 18800 | 89.52% | 1.96 | 0 | 10.5 |  |  |  |  | R-454B | 1.8667 | Residential & Commercial | USHP | Ducted CEE Tier 1
216734779 | Central HP <5.4 tons | PAYNE HEATING AND COOLING | HRCU-A-CB (Split System: Heat Pump with Remote Outdoor Unit-Air-Source) | 37MUHAQ24AA3 |  |  | CAA**3617AM* | PG96VTAB30040A** | 22200 | 15.5 | 8.1 | 20800 | 18800 | 90.38% | 1.85 | 0 | 10.5 |  |  |  |  | R-454B | 1.85 | Residential & Commercial | USHP | Ducted CEE Tier 1
213080804 | Central HP <5.4 tons | ARCOAIRE | HRCU-A-CB (Split System: Heat Pump with Remote Outdoor Unit-Air-Source) | DLCURAH36ABK |  |  | EA*4X42L21A* | *95MSU0802120A* | 35200 | 16 | 8.1 | 38500 | 35000 | 90.91% | 1.88 | 0 | 9.5 |  |  |  |  | R-410A | 2.9333 | Residential & Commercial | USHP
213078307 | Central HP <5.4 tons | ARCOAIRE | HRCU-A-CB (Split System: Heat Pump with Remote Outdoor Unit-Air-Source) | DLCURAH36ABK |  |  | EA*4X42L21A* | *80MS(N,L)0901714A* | 35400 | 16.5 | 8.1 | 38500 | 35000 | 90.91% | 1.88 | 0 | 10 |  |  |  |  | R-410A | 2.95 | Residential & Commercial | USHP | Ducted CEE Tier 1
213078391 | Central HP <5.4 tons | ARCOAIRE | HRCU-A-CB (Split System: Heat Pump with Remote Outdoor Unit-Air-Source) | DLCURAH36ABK |  |  | EA*4X36L21A* | *80MS(N,L)0902116A* | 34800 | 16.5 | 8.1 | 38500 | 35200 | 91.43% | 1.82 | 0 | 9.5 |  |  |  |  | R-410A | 2.9 | Residential & Commercial | USHP
213076851 | Central HP <5.4 tons | ARCOAIRE | HRCU-A-CB (Split System: Heat Pump with Remote Outdoor Unit-Air-Source) | DLCURAH36ABK |  |  | EN(A,D)4X48L24** | *80VTL1102122B* | 36400 | 16.5 | 8.1 | 38500 | 35000 | 90.91% | 2.02 | 0 | 10.5 |  |  |  |  | R-410A | 3.0333 | Residential & Commercial | USHP | Ducted CEE Tier 1
216734528 | Central HP <5.4 tons | PAYNE HEATING AND COOLING | HRCU-A-CB (Split System: Heat Pump with Remote Outdoor Unit-Air-Source) | 37MUHAQ24AA3 |  |  | CAA**3617AM* | PG80VTLB48070B** | 22400 | 16 | 8.5 | 20800 | 18700 | 89.9% | 1.96 | 0 | 10.5 |  |  |  |  | R-454B | 1.8667 | Residential & Commercial | USHP | Ducted CEE Tier 1
216735151 | Central HP <5.4 tons | PAYNE HEATING AND COOLING | HRCU-A-CB (Split System: Heat Pump with Remote Outdoor Unit-Air-Source) | 37MUHAQ24AA3 |  |  | CAA**3717AM* | PG92MSAA48080B** | 23200 | 16 | 8.5 | 20800 | 18500 | 88.94% | 1.96 | 0 | 11 |  |  |  |  | R-454B | 1.9333 | Residential & Commercial | USHP | Ducted CEE Tier 1
216735271 | Central HP <5.4 tons | PAYNE HEATING AND COOLING | HRCU-A-CB (Split System: Heat Pump with Remote Outdoor Unit-Air-Source) | 37MUHAQ24AA3 |  |  | CAA**3717AM* | PG95MSUA48060B** | 22800 | 16.5 | 8.5 | 20600 | 18400 | 89.32% | 1.96 | 0 | 11 |  |  |  |  | R-454B | 1.9 | Residential & Commercial | USHP | Ducted CEE Tier 1
216735669 | Central HP <5.4 tons | PAYNE HEATING AND COOLING | HRCU-A-CB (Split System: Heat Pump with Remote Outdoor Unit-Air-Source) | 37MUHAQ24AA3 |  |  | CAA**3721AM* | PG80VTLB66110C** | 23200 | 16 | 8.5 | 20600 | 18500 | 89.81% | 1.96 | 0 | 11 |  |  |  |  | R-454B | 1.9333 | Residential & Commercial | USHP | Ducted CEE Tier 1
216736028 | Central HP <5.4 tons | PAYNE HEATING AND COOLING | HRCU-A-CB (Split System: Heat Pump with Remote Outdoor Unit-Air-Source) | 37MUHAQ24AA3 |  |  | CAA**3721AM* | PG96VTAB60100C** | 22800 | 16.5 | 8.5 | 20400 | 18300 | 89.71% | 1.98 | 0 | 11 |  |  |  |  | R-454B | 1.9 | Residential & Commercial | USHP | Ducted CEE Tier 1
216736423 | Central HP <5.4 tons | PAYNE HEATING AND COOLING | HRCU-A-CB (Split System: Heat Pump with Remote Outdoor Unit-Air-Source) | 37MUHAQ24AA3 |  |  | CSAH*2412AM* | PG80VTLB36070A** | 22200 | 15.5 | 8.1 | 21000 | 18900 | 90% | 1.85 | 0 | 10.5 |  |  |  |  | R-454B | 1.85 | Residential & Commercial | USHP | Ducted CEE Tier 1
216734810 | Central HP <5.4 tons | PAYNE HEATING AND COOLING | HRCU-A-CB (Split System: Heat Pump with Remote Outdoor Unit-Air-Source) | 37MUHAQ24AA3 |  |  | CAA**3617AM* | PG96VTAB48060B** | 22400 | 16 | 8.5 | 20800 | 18700 | 89.9% | 1.96 | 0 | 10.5 |  |  |  |  | R-454B | 1.8667 | Residential & Commercial | USHP | Ducted CEE Tier 1
216734919 | Central HP <5.4 tons | PAYNE HEATING AND COOLING | HRCU-A-CB (Split System: Heat Pump with Remote Outdoor Unit-Air-Source) | 37MUHAQ24AA3 |  |  | CAA**3717AM* | PG80MS(A,L)A36070A** | 22800 | 16.5 | 8.5 | 20600 | 18400 | 89.32% | 1.98 | 0 | 11 |  |  |  |  | R-454B | 1.9 | Residential & Commercial | USHP | Ducted CEE Tier 1
216735469 | Central HP <5.4 tons | PAYNE HEATING AND COOLING | HRCU-A-CB (Split System: Heat Pump with Remote Outdoor Unit-Air-Source) | 37MUHAQ24AA3 |  |  | CAA**3721AM* | PG80MS(A,L)A48070B** | 23000 | 16.5 | 8.5 | 20600 | 18400 | 89.32% | 1.98 | 0 | 11 |  |  |  |  | R-454B | 1.9167 | Residential & Commercial | USHP | Ducted CEE Tier 1
216735553 | Central HP <5.4 tons | PAYNE HEATING AND COOLING | HRCU-A-CB (Split System: Heat Pump with Remote Outdoor Unit-Air-Source) | 37MUHAQ24AA3 |  |  | CAA**3721AM* | PG80MSUA36040B** | 23000 | 17 | 8.5 | 20600 | 18400 | 89.32% | 1.96 | 0 | 11 |  |  |  |  | R-454B | 1.9167 | Residential & Commercial | USHP | Ducted CEE Tier 1
216738902 | Central HP <5.4 tons | PAYNE HEATING AND COOLING | HRCU-A-CB (Split System: Heat Pump with Remote Outdoor Unit-Air-Source) | 37MUHAQ24AA3 |  |  | CSAH*3612AM* | PG97VTAA48080B** | 22600 | 16 | 8.1 | 20800 | 18400 | 88.46% | 1.85 | 0 | 11 |  |  |  |  | R-454B | 1.8833 | Residential & Commercial | USHP | Ducted CEE Tier 1
216734388 | Central HP <5.4 tons | PAYNE HEATING AND COOLING | HRCU-A-CB (Split System: Heat Pump with Remote Outdoor Unit-Air-Source) | 37MUHAQ24AA3 |  |  | CAA**3617AM* | PG80MS(A,L)A36070B** | 22200 | 16.5 | 8.1 | 20800 | 18600 | 89.42% | 1.85 | 0 | 11 |  |  |  |  | R-454B | 1.85 | Residential & Commercial | USHP | Ducted CEE Tier 1
216735140 | Central HP <5.4 tons | PAYNE HEATING AND COOLING | HRCU-A-CB (Split System: Heat Pump with Remote Outdoor Unit-Air-Source) | 37MUHAQ24AA3 |  |  | CAA**3717AM* | PG92MSAA42060B** | 22800 | 16 | 8.5 | 20600 | 18400 | 89.32% | 1.96 | 0 | 11 |  |  |  |  | R-454B | 1.9 | Residential & Commercial | USHP | Ducted CEE Tier 1
216736426 | Central HP <5.4 tons | PAYNE HEATING AND COOLING | HRCU-A-CB (Split System: Heat Pump with Remote Outdoor Unit-Air-Source) | 37MUHAQ24AA3 |  |  | CSAH*2412AM* | PG80VTLB48070B** | 22600 | 15.5 | 8.1 | 21200 | 19100 | 90.09% | 1.85 | 0 | 10.5 |  |  |  |  | R-454B | 1.8833 | Residential & Commercial | USHP | Ducted CEE Tier 1
216736862 | Central HP <5.4 tons | PAYNE HEATING AND COOLING | HRCU-A-CB (Split System: Heat Pump with Remote Outdoor Unit-Air-Source) | 37MUHAQ24AA3 |  |  | CSAH*2412AM* | PG96VTAB60080C** | 22200 | 15.2 | 8.1 | 21000 | 19000 | 90.48% | 1.9 | 0 | 10.5 |  |  |  |  | R-454B | 1.85 | Residential & Commercial | USHP | Ducted CEE Tier 1
216737029 | Central HP <5.4 tons | PAYNE HEATING AND COOLING | HRCU-A-CB (Split System: Heat Pump with Remote Outdoor Unit-Air-Source) | 37MUHAQ24AA3 |  |  | CSAH*3012AM* | PG80MS(A,L)A36070A** | 22400 | 16 | 8.1 | 20800 | 18800 | 90.38% | 1.9 | 0 | 11 |  |  |  |  | R-454B | 1.8667 | Residential & Commercial | USHP | Ducted CEE Tier 1
211261467 | Central HP <5.4 tons | TEMPSTAR | HRCU-A-CB (Split System: Heat Pump with Remote Outdoor Unit-Air-Source) | DLCURAH18ABK |  |  | EA*4X30L14A* | *92ESN0601412A* | 18200 | 16 | 8.5 | 18700 | 18400 | 98.4% | 2.22 | 0 | 10.5 |  |  |  |  | R-410A | 1.5167 | Residential & Commercial | USHP | Ducted CEE Tier 1
216734248 | Central HP <5.4 tons | PAYNE HEATING AND COOLING | HRCU-A-CB (Split System: Heat Pump with Remote Outdoor Unit-Air-Source) | 37MUHAQ24AA3 |  |  | CAA**3017AM* | PG96VTAB36040B** | 22000 | 15.5 | 8.1 | 20800 | 18800 | 90.38% | 1.9 | 0 | 10.5 |  |  |  |  | R-454B | 1.8333 | Residential & Commercial | USHP | Ducted CEE Tier 1
212971244 | Central HP <5.4 tons | PAYNE HEATING AND COOLING | HRCU-A-CB (Split System: Heat Pump with Remote Outdoor Unit-Air-Source) | 38MURAQ24AB3* |  |  | CNPV*3617AL* | PG80VTLB36045A** | 23600 | 17 | 8.5 | 26200 | 24600 | 93.89% | 2.04 | 0 | 10.5 |  |  |  |  | R-410A | 1.9667 | Residential & Commercial | USHP | Ducted CEE Tier 1
212971711 | Central HP <5.4 tons | PAYNE HEATING AND COOLING | HRCU-A-CB (Split System: Heat Pump with Remote Outdoor Unit-Air-Source) | 38MURAQ24AB3* |  |  | CNPV*3017AL* | PG80VTLB48070B** | 23600 | 17 | 8.5 | 26400 | 24200 | 91.67% | 2.02 | 0 | 10.5 |  |  |  |  | R-410A | 1.9667 | Residential & Commercial | USHP | Ducted CEE Tier 1
212972144 | Central HP <5.4 tons | PAYNE HEATING AND COOLING | HRCU-A-CB (Split System: Heat Pump with Remote Outdoor Unit-Air-Source) | 38MURAQ24AB3* |  |  | CNPV*3621AL* | PG80VTLB60090C** | 23400 | 17 | 8.5 | 26200 | 24600 | 93.89% | 2.06 | 0 | 10 |  |  |  |  | R-410A | 1.95 | Residential & Commercial | USHP | Ducted CEE Tier 1
216735659 | Central HP <5.4 tons | PAYNE HEATING AND COOLING | HRCU-A-CB (Split System: Heat Pump with Remote Outdoor Unit-Air-Source) | 37MUHAQ24AA3 |  |  | CAA**3721AM* | PG80VTLB60090C** | 23400 | 16 | 8.5 | 20800 | 18600 | 89.42% | 1.98 | 0 | 11 |  |  |  |  | R-454B | 1.95 | Residential & Commercial | USHP | Ducted CEE Tier 1
216735760 | Central HP <5.4 tons | PAYNE HEATING AND COOLING | HRCU-A-CB (Split System: Heat Pump with Remote Outdoor Unit-Air-Source) | 37MUHAQ24AA3 |  |  | CAA**3721AM* | PG92MSAA42060B** | 23000 | 16 | 8.5 | 20600 | 18400 | 89.32% | 1.98 | 0 | 11 |  |  |  |  | R-454B | 1.9167 | Residential & Commercial | USHP | Ducted CEE Tier 1
216735924 | Central HP <5.4 tons | PAYNE HEATING AND COOLING | HRCU-A-CB (Split System: Heat Pump with Remote Outdoor Unit-Air-Source) | 37MUHAQ24AA3 |  |  | CAA**3721AM* | PG95MSUA60080C** | 22800 | 16 | 8.5 | 20400 | 18300 | 89.71% | 1.98 | 0 | 11 |  |  |  |  | R-454B | 1.9 | Residential & Commercial | USHP | Ducted CEE Tier 1
216736343 | Central HP <5.4 tons | PAYNE HEATING AND COOLING | HRCU-A-CB (Split System: Heat Pump with Remote Outdoor Unit-Air-Source) | 37MUHAQ24AA3 |  |  | CSAH*2412AM* | PG80MSUA48060B** | 22600 | 16 | 8.1 | 21200 | 19000 | 89.62% | 1.85 | 0 | 10.5 |  |  |  |  | R-454B | 1.8833 | Residential & Commercial | USHP | Ducted CEE Tier 1
212977576 | Central HP <5.4 tons | PAYNE HEATING AND COOLING | HRCU-A-CB (Split System: Heat Pump with Remote Outdoor Unit-Air-Source) | 38MURAQ24AB3* |  |  | CAP**2417AL* | PG80MS(A,L)A36045A** | 23400 | 17 | 9 | 27000 | 26200 | 97.04% | 2.2 | 0 | 10 |  |  |  |  | R-410A | 1.95 | Residential & Commercial | USHP | Ducted CEE Tier 1
211261592 | Central HP <5.4 tons | ARCOAIRE | HRCU-A-CB (Split System: Heat Pump with Remote Outdoor Unit-Air-Source) | DLCURAH18ABK |  |  | EA*4X30L17A* | *96VSN0401712A* | 17900 | 15.5 | 8.5 | 18500 | 18500 | 100% | 2.22 | 0 | 10.5 |  |  |  |  | R-410A | 1.4917 | Residential & Commercial | USHP | Ducted CEE Tier 1
211262160 | Central HP <5.4 tons | ARCOAIRE | HRCU-A-CB (Split System: Heat Pump with Remote Outdoor Unit-Air-Source) | DLCURAH18ABK |  |  | EA*4X30L17A* | *80ES(N,L)0701412A* | 17800 | 16.5 | 8.5 | 18200 | 18500 | 101.6% | 2.22 | 0 | 10.5 |  |  |  |  | R-410A | 1.4833 | Residential & Commercial | USHP | Ducted CEE Tier 1
212975005 | Central HP <5.4 tons | PAYNE HEATING AND COOLING | HRCU-A-CB (Split System: Heat Pump with Remote Outdoor Unit-Air-Source) | 38MURAQ24AB3* |  |  | CNPV*2414AL* | PG96VTAB30040A** | 23200 | 15.5 | 8.5 | 27000 | 25000 | 92.59% | 2.06 | 0 | 10 |  |  |  |  | R-410A | 1.9333 | Residential & Commercial | USHP | Ducted CEE Tier 1
212975718 | Central HP <5.4 tons | PAYNE HEATING AND COOLING | HRCU-A-CB (Split System: Heat Pump with Remote Outdoor Unit-Air-Source) | 38MURAQ24AB3* |  |  | CNPV*2417AL* | PG96VTAB36060A** | 23200 | 16.5 | 8.5 | 26800 | 25400 | 94.78% | 2.12 | 0 | 10 |  |  |  |  | R-410A | 1.9333 | Residential & Commercial | USHP | Ducted CEE Tier 1
213079535 | Central HP <5.4 tons | ARCOAIRE | HRCU-A-CB (Split System: Heat Pump with Remote Outdoor Unit-Air-Source) | DLCURAH36ABK |  |  | EA*4X37L17A* | *92MSN0801716A* | 36400 | 15.5 | 8.5 | 38500 | 35000 | 90.91% | 2.02 | 0 | 10 |  |  |  |  | R-410A | 3.0333 | Residential & Commercial | USHP | Ducted CEE Tier 1
213076643 | Central HP <5.4 tons | ARCOAIRE | HRCU-A-CB (Split System: Heat Pump with Remote Outdoor Unit-Air-Source) | DLCURAH36ABK |  |  | EA*4X37L21A* | *80VTL0902120B* | 36600 | 16 | 8.5 | 38500 | 35000 | 90.91% | 2.08 | 0 | 10 |  |  |  |  | R-410A | 3.05 | Residential & Commercial | USHP | Ducted CEE Tier 1
213076300 | Central HP <5.4 tons | ARCOAIRE | HRCU-A-CB (Split System: Heat Pump with Remote Outdoor Unit-Air-Source) | DLCURAH36ABK |  |  | EA*4X48L24A* | *95MSU1002122A* | 36200 | 16.5 | 8.5 | 38000 | 34800 | 91.58% | 2.04 | 0 | 10 |  |  |  |  | R-410A | 3.0167 | Residential & Commercial | USHP | Ducted CEE Tier 1
213077522 | Central HP <5.4 tons | ARCOAIRE | HRCU-A-CB (Split System: Heat Pump with Remote Outdoor Unit-Air-Source) | DLCURAH36ABK |  |  | EA*4X43L21A* | *96VTN0802120B* | 36600 | 16 | 8.5 | 38500 | 35000 | 90.91% | 2.06 | 0 | 10 |  |  |  |  | R-410A | 3.05 | Residential & Commercial | USHP | Ducted CEE Tier 1
211259629 | Central HP <5.4 tons | ARCOAIRE | HRCU-A-CB (Split System: Heat Pump with Remote Outdoor Unit-Air-Source) | DLCURAH18ABK |  |  | EA*4X19L17A* | *96VSN0401712A* | 18200 | 15.5 | 8.5 | 18300 | 17600 | 96.17% | 2.12 | 0 | 10.5 |  |  |  |  | R-410A | 1.5167 | Residential & Commercial | USHP | Ducted CEE Tier 1
211260365 | Central HP <5.4 tons | ARCOAIRE | HRCU-A-CB (Split System: Heat Pump with Remote Outdoor Unit-Air-Source) | DLCURAH18ABK |  |  | EA*4X24L17A* | *80VSL0701716A* | 17400 | 16 | 8.5 | 18300 | 19200 | 104.9% | 2.32 | 0 | 10.5 |  |  |  |  | R-410A | 1.45 | Residential & Commercial | USHP | Ducted CEE Tier 1
211259847 | Central HP <5.4 tons | ARCOAIRE | HRCU-A-CB (Split System: Heat Pump with Remote Outdoor Unit-Air-Source) | DLCURAH18ABK |  |  | EA*4X19L17A* | *96VTN0601412A* | 18400 | 16 | 8.5 | 18400 | 17600 | 95.65% | 2.12 | 0 | 11 |  |  |  |  | R-410A | 1.5333 | Residential & Commercial | USHP | Ducted CEE Tier 1
211259983 | Central HP <5.4 tons | ARCOAIRE | HRCU-A-CB (Split System: Heat Pump with Remote Outdoor Unit-Air-Source) | DLCURAH18ABK |  |  | EA*4X19L17A* | *92ESN0401712A* | 18300 | 15.5 | 8.5 | 18400 | 17600 | 95.65% | 2.12 | 0 | 10.5 |  |  |  |  | R-410A | 1.525 | Residential & Commercial | USHP | Ducted CEE Tier 1
211260015 | Central HP <5.4 tons | ARCOAIRE | HRCU-A-CB (Split System: Heat Pump with Remote Outdoor Unit-Air-Source) | DLCURAH18ABK |  |  | EA*4X19L17A* | *80ESU0601716A | 19100 | 16.5 | 9 | 19000 | 17400 | 91.58% | 2.14 | 0 | 11 |  |  |  |  | R-410A | 1.5917 | Residential & Commercial | USHP | Ducted CEE Tier 1
211260031 | Central HP <5.4 tons | ARCOAIRE | HRCU-A-CB (Split System: Heat Pump with Remote Outdoor Unit-Air-Source) | DLCURAH18ABK |  |  | EA*4X19L17A* | OMV098J12* | 18800 | 16 | 8.5 | 18800 | 17500 | 93.09% | 2.12 | 0 | 11 |  |  |  |  | R-410A | 1.5667 | Residential & Commercial | USHP | Ducted CEE Tier 1
211260099 | Central HP <5.4 tons | ARCOAIRE | HRCU-A-CB (Split System: Heat Pump with Remote Outdoor Unit-Air-Source) | DLCURAH18ABK |  |  | EA*4X24L14A* | *96VSN0601412A* | 17800 | 16 | 8.5 | 18800 | 19000 | 101.1% | 2.28 | 0 | 10.5 |  |  |  |  | R-410A | 1.4833 | Residential & Commercial | USHP | Ducted CEE Tier 1
212975322 | Central HP <5.4 tons | PAYNE HEATING AND COOLING | HRCU-A-CB (Split System: Heat Pump with Remote Outdoor Unit-Air-Source) | 38MURAQ24AB3* |  |  | CAP**3721AL* | PG96VTAB36040B** | 24200 | 16.5 | 8.5 | 25400 | 21600 | 85.04% | 1.8 | 0 | 10 |  |  |  |  | R-410A | 2.0167 | Residential & Commercial | USHP | Ducted CEE Tier 1
212975333 | Central HP <5.4 tons | PAYNE HEATING AND COOLING | HRCU-A-CB (Split System: Heat Pump with Remote Outdoor Unit-Air-Source) | 38MURAQ24AB3* |  |  | CNPV*2417AL* | PG96VTAB36040B** | 23200 | 15.5 | 8.5 | 27000 | 25000 | 92.59% | 2.06 | 0 | 10 |  |  |  |  | R-410A | 1.9333 | Residential & Commercial | USHP | Ducted CEE Tier 1
212976060 | Central HP <5.4 tons | PAYNE HEATING AND COOLING | HRCU-A-CB (Split System: Heat Pump with Remote Outdoor Unit-Air-Source) | 38MURAQ24AB3* |  |  | CAP**3717AL* | PG96VTAB48080B** | 24200 | 17 | 8.5 | 25800 | 22200 | 86.05% | 1.84 | 0 | 10 |  |  |  |  | R-410A | 2.0167 | Residential & Commercial | USHP | Ducted CEE Tier 1
212976099 | Central HP <5.4 tons | PAYNE HEATING AND COOLING | HRCU-A-CB (Split System: Heat Pump with Remote Outdoor Unit-Air-Source) | 38MURAQ24AB3* |  |  | CNPV*3017AL* | PG96VTAB48080B** | 23400 | 16.5 | 8.1 | 25800 | 24200 | 93.8% | 2 | 0 | 10 |  |  |  |  | R-410A | 1.95 | Residential & Commercial | USHP | Ducted CEE Tier 1
216734409 | Central HP <5.4 tons | PAYNE HEATING AND COOLING | HRCU-A-CB (Split System: Heat Pump with Remote Outdoor Unit-Air-Source) | 37MUHAQ24AA3 |  |  | CAA**3617AM* | PG80MS(A,L)A42090B** | 22400 | 16 | 8.1 | 20800 | 18700 | 89.9% | 1.9 | 0 | 11 |  |  |  |  | R-454B | 1.8667 | Residential & Commercial | USHP | Ducted CEE Tier 1
216734652 | Central HP <5.4 tons | PAYNE HEATING AND COOLING | HRCU-A-CB (Split System: Heat Pump with Remote Outdoor Unit-Air-Source) | 37MUHAQ24AA3 |  |  | CAA**3617AM* | PG96MSAA36060A** | 22400 | 15.5 | 8.1 | 20800 | 18800 | 90.38% | 1.9 | 0 | 10.5 |  |  |  |  | R-454B | 1.8667 | Residential & Commercial | USHP | Ducted CEE Tier 1
211260967 | Central HP <5.4 tons | ARCOAIRE | HRCU-A-CB (Split System: Heat Pump with Remote Outdoor Unit-Air-Source) | DLCURAH18ABK |  |  | EA*4X25L17A* | *96VTN0601714A* | 18200 | 16 | 8.5 | 18100 | 17500 | 96.69% | 2.12 | 0 | 10.5 |  |  |  |  | R-410A | 1.5167 | Residential & Commercial | USHP | Ducted CEE Tier 1
211260760 | Central HP <5.4 tons | ARCOAIRE | HRCU-A-CB (Split System: Heat Pump with Remote Outdoor Unit-Air-Source) | DLCURAH18ABK |  |  | EA*4X25L17A* | *95ESU0401712A* | 18200 | 16.5 | 8.5 | 18000 | 17600 | 97.78% | 2.12 | 0 | 11 |  |  |  |  | R-410A | 1.5167 | Residential & Commercial | USHP | Ducted CEE Tier 1
211261721 | Central HP <5.4 tons | ARCOAIRE | HRCU-A-CB (Split System: Heat Pump with Remote Outdoor Unit-Air-Source) | DLCURAH18ABK |  |  | EA*4X30L17A* | *80VSL0701716A* | 17600 | 16 | 8.5 | 18100 | 18600 | 102.8% | 2.24 | 0 | 10.5 |  |  |  |  | R-410A | 1.4667 | Residential & Commercial | USHP | Ducted CEE Tier 1
211261844 | Central HP <5.4 tons | ARCOAIRE | HRCU-A-CB (Split System: Heat Pump with Remote Outdoor Unit-Air-Source) | DLCURAH18ABK |  |  | EA*4X30L17A* | *95ESN0401410A* | 17900 | 15.5 | 8.5 | 18500 | 18500 | 100% | 2.22 | 0 | 10.5 |  |  |  |  | R-410A | 1.4917 | Residential & Commercial | USHP | Ducted CEE Tier 1
211261410 | Central HP <5.4 tons | ARCOAIRE | HRCU-A-CB (Split System: Heat Pump with Remote Outdoor Unit-Air-Source) | DLCURAH18ABK |  |  | EA*4X30L14A* | *95ESN0261410A* | 18100 | 15.5 | 8.5 | 18800 | 18500 | 98.4% | 2.22 | 0 | 10.5 |  |  |  |  | R-410A | 1.5083 | Residential & Commercial | USHP | Ducted CEE Tier 1
211261521 | Central HP <5.4 tons | ARCOAIRE | HRCU-A-CB (Split System: Heat Pump with Remote Outdoor Unit-Air-Source) | DLCURAH18ABK |  |  | EA*4X30L17A* | *80VSL0451412A* | 17900 | 16 | 8.5 | 18400 | 18500 | 100.5% | 2.22 | 0 | 10.5 |  |  |  |  | R-410A | 1.4917 | Residential & Commercial | USHP | Ducted CEE Tier 1
216735780 | Central HP <5.4 tons | PAYNE HEATING AND COOLING | HRCU-A-CB (Split System: Heat Pump with Remote Outdoor Unit-Air-Source) | 37MUHAQ24AA3 |  |  | CAA**3721AM* | PG92MSAA60080C** | 23600 | 16.5 | 8.5 | 20800 | 18500 | 88.94% | 1.96 | 0 | 11 |  |  |  |  | R-454B | 1.9667 | Residential & Commercial | USHP | Ducted CEE Tier 1
216737050 | Central HP <5.4 tons | PAYNE HEATING AND COOLING | HRCU-A-CB (Split System: Heat Pump with Remote Outdoor Unit-Air-Source) | 37MUHAQ24AA3 |  |  | CSAH*3012AM* | PG80MS(A,L)A48070B** | 22400 | 15.5 | 8.1 | 21000 | 18800 | 89.52% | 1.85 | 0 | 10.5 |  |  |  |  | R-454B | 1.8667 | Residential & Commercial | USHP | Ducted CEE Tier 1
212976678 | Central HP <5.4 tons | PAYNE HEATING AND COOLING | HRCU-A-CB (Split System: Heat Pump with Remote Outdoor Unit-Air-Source) | 38MURAQ24AB3* |  |  | CAP**3721AL* | PG96VTAB60100C** | 24000 | 17.5 | 8.5 | 25200 | 21800 | 86.51% | 1.82 | 0 | 10 |  |  |  |  | R-410A | 2 | Residential & Commercial | USHP | Ducted CEE Tier 1
213076743 | Central HP <5.4 tons | ARCOAIRE | HRCU-A-CB (Split System: Heat Pump with Remote Outdoor Unit-Air-Source) | DLCURAH36ABK |  |  | EA*4X37L21A* | *80VTL1102122B* | 36400 | 16 | 8.5 | 38000 | 34800 | 91.58% | 2.06 | 0 | 10 |  |  |  |  | R-410A | 3.0333 | Residential & Commercial | USHP | Ducted CEE Tier 1
213773669 | Central HP <5.4 tons | ARCOAIRE | HRCU-A-CB (Split System: Heat Pump with Remote Outdoor Unit-Air-Source) | HVH825GKA3* |  |  | EA*4X43L21A*+WALLCON | *96CTN0801714B* | 24400 | 16.5 | 8.1 | 21200 | 16600 | 78.3% | 2.02 | 0 | 11 |  |  |  |  | R-410A | 2.0333 | Residential & Commercial | USHP | Ducted CEE Tier 1
213773839 | Central HP <5.4 tons | ARCOAIRE | HRCU-A-CB (Split System: Heat Pump with Remote Outdoor Unit-Air-Source) | HVH825GKA3* |  |  | EA*4X48L24A*+WALLCON | *97CMN1002122B* | 24200 | 16.5 | 8.1 | 21000 | 16500 | 78.57% | 2.02 | 0 | 11 |  |  |  |  | R-410A | 2.0167 | Residential & Commercial | USHP | Ducted CEE Tier 1
213773419 | Central HP <5.4 tons | ARCOAIRE | HRCU-A-CB (Split System: Heat Pump with Remote Outdoor Unit-Air-Source) | HVH825GKA3* |  |  | EA*4X42L21A*+WALLCON | *80CTL1102120B* | 23800 | 16.5 | 8.1 | 21400 | 16600 | 77.57% | 1.96 | 0 | 10.5 |  |  |  |  | R-410A | 1.9833 | Residential & Commercial | USHP | Ducted CEE Tier 1
213772619 | Central HP <5.4 tons | ARCOAIRE | HRCU-A-CB (Split System: Heat Pump with Remote Outdoor Unit-Air-Source) | HVH825GKA3* |  |  | EA*4X24L17A*+WALLCON | *80CTL0451712B* | 23200 | 16 | 8.1 | 22000 | 16900 | 76.82% | 1.88 | 0 | 10 |  |  |  |  | R-410A | 1.9333 | Residential & Commercial | USHP | Ducted CEE Tier 1
213772719 | Central HP <5.4 tons | ARCOAIRE | HRCU-A-CB (Split System: Heat Pump with Remote Outdoor Unit-Air-Source) | HVH825GKA3* |  |  | EA*4X25L17A*+WALLCON | *80CTL0451712B* | 24200 | 16.5 | 8.1 | 21400 | 16700 | 78.04% | 2 | 0 | 10.5 |  |  |  |  | R-410A | 2.0167 | Residential & Commercial | USHP | Ducted CEE Tier 1
216735451 | Central HP <5.4 tons | PAYNE HEATING AND COOLING | HRCU-A-CB (Split System: Heat Pump with Remote Outdoor Unit-Air-Source) | 37MUHAQ24AA3 |  |  | CAA**3721AM* | PG80MS(A,L)A42045B** | 23000 | 15.5 | 8.5 | 20600 | 18400 | 89.32% | 1.98 | 0 | 11 |  |  |  |  | R-454B | 1.9167 | Residential & Commercial | USHP | Ducted CEE Tier 1
216736018 | Central HP <5.4 tons | PAYNE HEATING AND COOLING | HRCU-A-CB (Split System: Heat Pump with Remote Outdoor Unit-Air-Source) | 37MUHAQ24AA3 |  |  | CAA**3721AM* | PG96VTAB60080C** | 23200 | 16.5 | 8.5 | 20800 | 18500 | 88.94% | 1.96 | 0 | 11 |  |  |  |  | R-454B | 1.9333 | Residential & Commercial | USHP | Ducted CEE Tier 1
213772999 | Central HP <5.4 tons | ARCOAIRE | HRCU-A-CB (Split System: Heat Pump with Remote Outdoor Unit-Air-Source) | HVH825GKA3* |  |  | EA*4X36L17A*+WALLCON | *97CMN0801714B* | 23400 | 16.5 | 8.1 | 21600 | 16700 | 77.31% | 1.92 | 0 | 10.5 |  |  |  |  | R-410A | 1.95 | Residential & Commercial | USHP | Ducted CEE Tier 1
213076779 | Central HP <5.4 tons | ARCOAIRE | HRCU-A-CB (Split System: Heat Pump with Remote Outdoor Unit-Air-Source) | DLCURAH36ABK |  |  | EA*4X43L21A* | *80VTL1102122B* | 36600 | 16 | 8.5 | 38000 | 34800 | 91.58% | 2.06 | 0 | 10 |  |  |  |  | R-410A | 3.05 | Residential & Commercial | USHP | Ducted CEE Tier 1
213077038 | Central HP <5.4 tons | ARCOAIRE | HRCU-A-CB (Split System: Heat Pump with Remote Outdoor Unit-Air-Source) | DLCURAH36ABK |  |  | EA*4X36L21A* | *96VSN0802120B* | 34800 | 16 | 8.1 | 38500 | 35200 | 91.43% | 1.82 | 0 | 9.5 |  |  |  |  | R-410A | 2.9 | Residential & Commercial | USHP
213078413 | Central HP <5.4 tons | ARCOAIRE | HRCU-A-CB (Split System: Heat Pump with Remote Outdoor Unit-Air-Source) | DLCURAH36ABK |  |  | EA*4X42L21A* | *80MS(N,L)0902116A* | 35200 | 16.5 | 8.1 | 38500 | 35000 | 90.91% | 1.88 | 0 | 10 |  |  |  |  | R-410A | 2.9333 | Residential & Commercial | USHP | Ducted CEE Tier 1
212977648 | Central HP <5.4 tons | PAYNE HEATING AND COOLING | HRCU-A-CB (Split System: Heat Pump with Remote Outdoor Unit-Air-Source) | 38MURAQ24AB3* |  |  | CNPV*2414AL* | PG80MS(A,L)A36045A** | 23200 | 16.5 | 8.5 | 26800 | 25000 | 93.28% | 2.08 | 0 | 10 |  |  |  |  | R-410A | 1.9333 | Residential & Commercial | USHP | Ducted CEE Tier 1
214229017 | Central HP <5.4 tons | ARCOAIRE | HRCU-A-CB (Split System: Heat Pump with Remote Outdoor Unit-Air-Source) | DLCURAH18ABK |  |  | EN(A,D)4X24L17** | *80MSU0601716A* | 17600 | 16 | 8.5 | 18500 | 18900 | 102.2% | 2.28 | 0 | 11 |  |  |  |  | R-410A | 1.4667 | Residential & Commercial | USHP | Ducted CEE Tier 1
215676177 | Central HP <5.4 tons | ARCOAIRE | HRCU-A-CB (Split System: Heat Pump with Remote Outdoor Unit-Air-Source) | H5H0V48*K*AAA* |  |  | EVD5X48M24A*+WALLCON | *80CSU0802120A* | 47500 | 19 | 9 | 50000 | 36200 | 72.4% | 2.02 | 0 | 10 |  |  |  |  | R-454B | 3.9583 | Residential & Commercial | USHP | Ducted CEE Tier 1
215675121 | Central HP <5.4 tons | ARCOAIRE | HRCU-A-CB (Split System: Heat Pump with Remote Outdoor Unit-Air-Source) | H5H0V48*K*AAA* |  |  | ESH5X60M12A*+WALLCON | *80CSU0601716A* | 45500 | 16.5 | 8.5 | 48000 | 33800 | 70.42% | 2.06 | 0 | 9.5 |  |  |  |  | R-454B | 3.7917 | Residential & Commercial | USHP
213078607 | Central HP <5.4 tons | ARCOAIRE | HRCU-A-CB (Split System: Heat Pump with Remote Outdoor Unit-Air-Source) | DLCURAH36ABK |  |  | EA*4X36L21A* | *80MS(N,L)1102120A* | 35400 | 16.5 | 8.1 | 38500 | 35200 | 91.43% | 1.84 | 0 | 10 |  |  |  |  | R-410A | 2.95 | Residential & Commercial | USHP | Ducted CEE Tier 1
211260886 | Central HP <5.4 tons | ARCOAIRE | HRCU-A-CB (Split System: Heat Pump with Remote Outdoor Unit-Air-Source) | DLCURAH18ABK |  |  | EA*4X25L17A* | *95ESN0401410A* | 18300 | 16 | 8.5 | 18200 | 17500 | 96.15% | 2.12 | 0 | 10.5 |  |  |  |  | R-410A | 1.525 | Residential & Commercial | USHP | Ducted CEE Tier 1
211261455 | Central HP <5.4 tons | ARCOAIRE | HRCU-A-CB (Split System: Heat Pump with Remote Outdoor Unit-Air-Source) | DLCURAH18ABK |  |  | EA*4X30L14A* | *92ESN0601412A* | 18200 | 16 | 8.5 | 18700 | 18400 | 98.4% | 2.22 | 0 | 10.5 |  |  |  |  | R-410A | 1.5167 | Residential & Commercial | USHP | Ducted CEE Tier 1
211260287 | Central HP <5.4 tons | ARCOAIRE | HRCU-A-CB (Split System: Heat Pump with Remote Outdoor Unit-Air-Source) | DLCURAH18ABK |  |  | EA*4X24L17A* | *96VSN0401712A* | 17700 | 15.5 | 8.5 | 18700 | 19100 | 102.1% | 2.28 | 0 | 10.5 |  |  |  |  | R-410A | 1.475 | Residential & Commercial | USHP | Ducted CEE Tier 1
211260485 | Central HP <5.4 tons | ARCOAIRE | HRCU-A-CB (Split System: Heat Pump with Remote Outdoor Unit-Air-Source) | DLCURAH18ABK |  |  | EA*4X24L17A* | *96VTN0401410A* | 17400 | 16 | 8.5 | 18300 | 19200 | 104.9% | 2.3 | 0 | 10.5 |  |  |  |  | R-410A | 1.45 | Residential & Commercial | USHP | Ducted CEE Tier 1
211259733 | Central HP <5.4 tons | ARCOAIRE | HRCU-A-CB (Split System: Heat Pump with Remote Outdoor Unit-Air-Source) | DLCURAH18ABK |  |  | EA*4X19L17A* | *80ESU0401712A* | 19000 | 17 | 8.5 | 18900 | 17400 | 92.06% | 2.14 | 0 | 11 |  |  |  |  | R-410A | 1.5833 | Residential & Commercial | USHP | Ducted CEE Tier 1
215932258 | Central HP <5.4 tons | ARCOAIRE | HRCU-A-CB (Split System: Heat Pump with Remote Outdoor Unit-Air-Source) | H5H3V36*K*AAA* |  |  | EA*5X42M21A*+WALLCON | *80CTL1102120B* | 32800 | 20 | 9.5 | 34600 | 26600 | 76.88% | 2.02 | 0 | 11.5 |  |  |  |  | R-454B | 2.7333 | Residential & Commercial | USHP | Ducted CEE Tier 1
215933578 | Central HP <5.4 tons | ARCOAIRE | HRCU-A-CB (Split System: Heat Pump with Remote Outdoor Unit-Air-Source) | H5H3V36*K*AAA* |  |  | ESH5X48M12A*+WALLCON | *80CTL0901716B* | 33600 | 19.5 | 9 | 34800 | 26600 | 76.44% | 1.94 | 0 | 11.5 |  |  |  |  | R-454B | 2.8 | Residential & Commercial | USHP | Ducted CEE Tier 1
212983650 | Central HP <5.4 tons | ARCOAIRE | HRCU-A-CB (Split System: Heat Pump with Remote Outdoor Unit-Air-Source) | DLCURAH18ABK |  |  | EA*4X24L17A* | *92MSN0601412A* | 17600 | 16 | 8.5 | 18500 | 19400 | 104.9% | 2.34 | 0 | 10.5 |  |  |  |  | R-410A | 1.4667 | Residential & Commercial | USHP | Ducted CEE Tier 1
216643646 | Central HP <5.4 tons | ARCOAIRE | HRCU-A-CB (Split System: Heat Pump with Remote Outdoor Unit-Air-Source) | D5CUHAH18AAK |  |  | EA*5X25M17A* | *80MSU0601716A* | 18500 | 15.5 | 9.5 | 19800 | 17600 | 88.89% | 2.02 | 0 | 11.5 |  |  |  |  | R-454B | 1.5417 | Residential & Commercial | USHP | Ducted CEE Tier 1
215674540 | Central HP <5.4 tons | ARCOAIRE | HRCU-A-CB (Split System: Heat Pump with Remote Outdoor Unit-Air-Source) | H5H0V48*K*AAA* |  |  | EA*5X61M24A*+WALLCON | *95CSU1002122B* | 46000 | 18 | 9 | 47500 | 33600 | 70.74% | 2.08 | 0 | 10 |  |  |  |  | R-454B | 3.8333 | Residential & Commercial | USHP | Ducted CEE Tier 1
215674624 | Central HP <5.4 tons | ARCOAIRE | HRCU-A-CB (Split System: Heat Pump with Remote Outdoor Unit-Air-Source) | H5H0V48*K*AAA* |  |  | EA*5X61M24A*+WALLCON | *97CMN1202422B* | 46000 | 18 | 9 | 48000 | 33800 | 70.42% | 2.08 | 0 | 10 |  |  |  |  | R-454B | 3.8333 | Residential & Commercial | USHP | Ducted CEE Tier 1
215675577 | Central HP <5.4 tons | ARCOAIRE | HRCU-A-CB (Split System: Heat Pump with Remote Outdoor Unit-Air-Source) | H5H0V48*K*AAA* |  |  | EVM5X49M21A*+WALLCON | *80CTL1102120B* | 48000 | 19 | 9 | 50000 | 36600 | 73.2% | 2 | 0 | 10.5 |  |  |  |  | R-454B | 4 | Residential & Commercial | USHP | Ducted CEE Tier 1
211227839 | Central HP <5.4 tons | ARCOAIRE | HRCU-A-CB (Split System: Heat Pump with Remote Outdoor Unit-Air-Source) | DLCURAH36ABK |  |  | EA*4X42L24A* | *80ES(N,L)1352420A* | 35600 | 16 | 8.1 | 38500 | 35000 | 90.91% | 1.9 | 0 | 10 |  |  |  |  | R-410A | 2.9667 | Residential & Commercial | USHP | Ducted CEE Tier 1
211227990 | Central HP <5.4 tons | ARCOAIRE | HRCU-A-CB (Split System: Heat Pump with Remote Outdoor Unit-Air-Source) | DLCURAH36ABK |  |  | EA*4X42L24A* | *92ESN1202420A* | 35800 | 16 | 8.1 | 38500 | 35000 | 90.91% | 1.9 | 0 | 10 |  |  |  |  | R-410A | 2.9833 | Residential & Commercial | USHP | Ducted CEE Tier 1
216643588 | Central HP <5.4 tons | ARCOAIRE | HRCU-A-CB (Split System: Heat Pump with Remote Outdoor Unit-Air-Source) | D5CUHAH18AAK |  |  | EA*5X19M17A* | *80MSU0601716A* | 18300 | 15.5 | 9.5 | 20000 | 17800 | 89% | 2 | 0 | 11 |  |  |  |  | R-454B | 1.525 | Residential & Commercial | USHP | Ducted CEE Tier 1
216643254 | Central HP <5.4 tons | ARCOAIRE | HRCU-A-CB (Split System: Heat Pump with Remote Outdoor Unit-Air-Source) | D5CUHAH18AAK |  |  | EA*5X19M17A* | *80MS(N,L)0701412A* | 18400 | 15.2 | 10.5 | 20000 | 17700 | 88.5% | 2 | 0 | 11.5 |  |  |  |  | R-454B | 1.5333 | Residential & Commercial | USHP | Ducted CEE Tier 1
213077048 | Central HP <5.4 tons | ARCOAIRE | HRCU-A-CB (Split System: Heat Pump with Remote Outdoor Unit-Air-Source) | DLCURAH36ABK |  |  | EA*4X37L21A* | *96VSN0802120B* | 36600 | 16 | 8.5 | 38000 | 34800 | 91.58% | 2.06 | 0 | 10 |  |  |  |  | R-410A | 3.05 | Residential & Commercial | USHP | Ducted CEE Tier 1
213077248 | Central HP <5.4 tons | ARCOAIRE | HRCU-A-CB (Split System: Heat Pump with Remote Outdoor Unit-Air-Source) | DLCURAH36ABK |  |  | EA*4X48L24A* | *96VSN1202422B* | 36000 | 16.5 | 8.5 | 38000 | 34800 | 91.58% | 2.04 | 0 | 10 |  |  |  |  | R-410A | 3 | Residential & Commercial | USHP | Ducted CEE Tier 1
211261208 | Central HP <5.4 tons | ARCOAIRE | HRCU-A-CB (Split System: Heat Pump with Remote Outdoor Unit-Air-Source) | DLCURAH18ABK |  |  | EA*4X25L17A* | OLV098A12* | 18600 | 16 | 8.5 | 18600 | 17400 | 93.55% | 2.12 | 0 | 11 |  |  |  |  | R-410A | 1.55 | Residential & Commercial | USHP | Ducted CEE Tier 1
216682809 | Central HP <5.4 tons | ARCOAIRE | HRCU-A-CB (Split System: Heat Pump with Remote Outdoor Unit-Air-Source) | DLCURAH30ABK |  |  | EA*4X42L24A* | *97VTN1002122A* | 30000 | 15.2 | 8.5 | 34000 | 27200 | 80% | 1.75 | 0 | 9 |  |  |  |  | R-410A | 2.5 | Residential & Commercial | USHP
211261152 | Central HP <5.4 tons | ARCOAIRE | HRCU-A-CB (Split System: Heat Pump with Remote Outdoor Unit-Air-Source) | DLCURAH18ABK |  |  | EA*4X25L17A* | *80ESU0601716A | 19100 | 16.5 | 8.5 | 18900 | 17300 | 91.53% | 2.12 | 0 | 11 |  |  |  |  | R-410A | 1.5917 | Residential & Commercial | USHP | Ducted CEE Tier 1
211261977 | Central HP <5.4 tons | ARCOAIRE | HRCU-A-CB (Split System: Heat Pump with Remote Outdoor Unit-Air-Source) | DLCURAH18ABK |  |  | EA*4X30L17A* | *96VTN0601714A* | 17800 | 16 | 8.5 | 18400 | 18500 | 100.5% | 2.22 | 0 | 10.5 |  |  |  |  | R-410A | 1.4833 | Residential & Commercial | USHP | Ducted CEE Tier 1
211261918 | Central HP <5.4 tons | ARCOAIRE | HRCU-A-CB (Split System: Heat Pump with Remote Outdoor Unit-Air-Source) | DLCURAH18ABK |  |  | EA*4X30L17A* | *96VTN0401410A* | 17500 | 16 | 8.5 | 18100 | 18600 | 102.8% | 2.24 | 0 | 10.5 |  |  |  |  | R-410A | 1.4583 | Residential & Commercial | USHP | Ducted CEE Tier 1
211260952 | Central HP <5.4 tons | ARCOAIRE | HRCU-A-CB (Split System: Heat Pump with Remote Outdoor Unit-Air-Source) | DLCURAH18ABK |  |  | EA*4X25L17A* | *95ESN0261410A* | 18600 | 16 | 8.5 | 18500 | 17400 | 94.05% | 2.12 | 0 | 11 |  |  |  |  | R-410A | 1.55 | Residential & Commercial | USHP | Ducted CEE Tier 1
212977564 | Central HP <5.4 tons | PAYNE HEATING AND COOLING | HRCU-A-CB (Split System: Heat Pump with Remote Outdoor Unit-Air-Source) | 38MURAQ24AB3* |  |  | CAP**2414AL* | PG80MS(A,L)A36045A** | 23400 | 17 | 8.5 | 27000 | 26200 | 97.04% | 2.22 | 0 | 10 |  |  |  |  | R-410A | 1.95 | Residential & Commercial | USHP | Ducted CEE Tier 1
215674478 | Central HP <5.4 tons | ARCOAIRE | HRCU-A-CB (Split System: Heat Pump with Remote Outdoor Unit-Air-Source) | H5H0V48*K*AAA* |  |  | EA*5X61M24A*+WALLCON | *80CTL0702120B* | 46000 | 18 | 9 | 48000 | 33800 | 70.42% | 2.08 | 0 | 10 |  |  |  |  | R-454B | 3.8333 | Residential & Commercial | USHP | Ducted CEE Tier 1
215674498 | Central HP <5.4 tons | ARCOAIRE | HRCU-A-CB (Split System: Heat Pump with Remote Outdoor Unit-Air-Source) | H5H0V48*K*AAA* |  |  | EA*5X61M24A*+WALLCON | *80CTL1102120B* | 46000 | 18.5 | 9 | 47500 | 33600 | 70.74% | 2.08 | 0 | 10 |  |  |  |  | R-454B | 3.8333 | Residential & Commercial | USHP | Ducted CEE Tier 1
215934668 | Central HP <5.4 tons | ARCOAIRE | HRCU-A-CB (Split System: Heat Pump with Remote Outdoor Unit-Air-Source) | H5H3V36*K*AAA* |  |  | EVM5X31M17A*+WALLCON | *97CMN0601714B* | 34800 | 20.5 | 8.5 | 38000 | 28000 | 73.68% | 2.08 | 0 | 11.5 |  |  |  |  | R-454B | 2.9 | Residential & Commercial | USHP | Ducted CEE Tier 1
216679835 | Central HP <5.4 tons | ARCOAIRE | HRCU-A-CB (Split System: Heat Pump with Remote Outdoor Unit-Air-Source) | DLCURAH36ABK |  |  | EA*4X37L17A* | *97VTN0801716A* | 36000 | 15.2 | 8.5 | 38500 | 34600 | 89.87% | 1.92 | 0 | 10 |  |  |  |  | R-410A | 3 | Residential & Commercial | USHP | Ducted CEE Tier 1
215934448 | Central HP <5.4 tons | ARCOAIRE | HRCU-A-CB (Split System: Heat Pump with Remote Outdoor Unit-Air-Source) | H5H3V48*K*AAA* |  |  | ESH5X48M12A*+WALLCON | *80CTL0901716B* | 43500 | 20 | 9 | 48500 | 35800 | 73.81% | 1.86 | 0 | 11 |  |  |  |  | R-454B | 3.625 | Residential & Commercial | USHP | Ducted CEE Tier 1
215669022 | Central HP <5.4 tons | ARCOAIRE | HRCU-A-CB (Split System: Heat Pump with Remote Outdoor Unit-Air-Source) | H5H0V36*K*AAA* |  |  | EA*5X43M21A*+WALLCON | *95CSU0601716B* | 34400 | 17.5 | 9 | 35400 | 25200 | 71.19% | 1.88 | 0 | 9.5 |  |  |  |  | R-454B | 2.8667 | Residential & Commercial | USHP
215678185 | Central HP <5.4 tons | HEIL | HRCU-A-CB (Split System: Heat Pump with Remote Outdoor Unit-Air-Source) | H5H0V24*K*AAA* |  |  | EA*5X24M17A*+WALLCON | *80CSU0401712B* | 23000 | 16.5 | 8.5 | 24000 | 16800 | 70% | 1.98 | 0 | 10 |  |  |  |  | R-454B | 1.9167 | Residential & Commercial | USHP | Ducted CEE Tier 1
213078739 | Central HP <5.4 tons | ARCOAIRE | HRCU-A-CB (Split System: Heat Pump with Remote Outdoor Unit-Air-Source) | DLCURAH36ABK |  |  | EA*4X42L24A* | *80MS(N,L)1102420A* | 35600 | 16.5 | 8.1 | 38500 | 35000 | 90.91% | 1.9 | 0 | 10 |  |  |  |  | R-410A | 2.9667 | Residential & Commercial | USHP | Ducted CEE Tier 1
212384328 | Central HP <5.4 tons | ARCOAIRE | HRCU-A-CB (Split System: Heat Pump with Remote Outdoor Unit-Air-Source) | DLCURAH36ABK |  |  | END4X42L17** | *92ESN0801716A* | 35600 | 16 | 8.1 | 39000 | 35000 | 89.74% | 1.96 | 0 | 10 |  |  |  |  | R-410A | 2.9667 | Residential & Commercial | USHP | Ducted CEE Tier 1
212383460 | Central HP <5.4 tons | ARCOAIRE | HRCU-A-CB (Split System: Heat Pump with Remote Outdoor Unit-Air-Source) | DLCURAH36ABK |  |  | EA*4X43L21A* | *80ES(N,L)0701716A* | 36800 | 15.5 | 8.5 | 39000 | 34800 | 89.23% | 2.1 | 0 | 10 |  |  |  |  | R-410A | 3.0667 | Residential & Commercial | USHP | Ducted CEE Tier 1
211227298 | Central HP <5.4 tons | ARCOAIRE | HRCU-A-CB (Split System: Heat Pump with Remote Outdoor Unit-Air-Source) | DLCURAH36ABK |  |  | EA*4X42L21A* | *80ES(N,L)0701712A* | 35600 | 15.2 | 8.1 | 39500 | 35200 | 89.11% | 1.88 | 0 | 9.5 |  |  |  |  | R-410A | 2.9667 | Residential & Commercial | USHP
211227195 | Central HP <5.4 tons | ARCOAIRE | HRCU-A-CB (Split System: Heat Pump with Remote Outdoor Unit-Air-Source) | DLCURAH36ABK |  |  | EA*4X37L21A* | *96VTN1002120A* | 36600 | 15.5 | 8.5 | 38500 | 34800 | 90.39% | 2.1 | 0 | 10 |  |  |  |  | R-410A | 3.05 | Residential & Commercial | USHP | Ducted CEE Tier 1
211226994 | Central HP <5.4 tons | ARCOAIRE | HRCU-A-CB (Split System: Heat Pump with Remote Outdoor Unit-Air-Source) | DLCURAH36ABK |  |  | EA*4X37L21A* | *92ESN0601714A* | 36400 | 16 | 8.5 | 38500 | 34800 | 90.39% | 2.08 | 0 | 10 |  |  |  |  | R-410A | 3.0333 | Residential & Commercial | USHP | Ducted CEE Tier 1
213079723 | Central HP <5.4 tons | ARCOAIRE | HRCU-A-CB (Split System: Heat Pump with Remote Outdoor Unit-Air-Source) | DLCURAH36ABK |  |  | EN(A,D)4X48L24** | *92MSN0802120A* | 35800 | 16.5 | 8.1 | 38500 | 34800 | 90.39% | 2 | 0 | 10 |  |  |  |  | R-410A | 2.9833 | Residential & Commercial | USHP | Ducted CEE Tier 1
213076264 | Central HP <5.4 tons | ARCOAIRE | HRCU-A-CB (Split System: Heat Pump with Remote Outdoor Unit-Air-Source) | DLCURAH36ABK |  |  | EA*4X42L21A* | *95MSU1002122A* | 35600 | 16.5 | 8.1 | 38500 | 35000 | 90.91% | 1.9 | 0 | 10 |  |  |  |  | R-410A | 2.9667 | Residential & Commercial | USHP | Ducted CEE Tier 1
213076632 | Central HP <5.4 tons | ARCOAIRE | HRCU-A-CB (Split System: Heat Pump with Remote Outdoor Unit-Air-Source) | DLCURAH36ABK |  |  | EA*4X36L21A* | *80VTL0902120B* | 35000 | 16 | 8.1 | 38500 | 35200 | 91.43% | 1.82 | 0 | 9.5 |  |  |  |  | R-410A | 2.9167 | Residential & Commercial | USHP
213080792 | Central HP <5.4 tons | ARCOAIRE | HRCU-A-CB (Split System: Heat Pump with Remote Outdoor Unit-Air-Source) | DLCURAH36ABK |  |  | EA*4X37L21A* | *95MSU0802120A* | 36600 | 16 | 8.5 | 38500 | 35000 | 90.91% | 2.06 | 0 | 10 |  |  |  |  | R-410A | 3.05 | Residential & Commercial | USHP | Ducted CEE Tier 1
213076948 | Central HP <5.4 tons | ARCOAIRE | HRCU-A-CB (Split System: Heat Pump with Remote Outdoor Unit-Air-Source) | DLCURAH36ABK |  |  | EA*4X37L17A* | *96VSN0801716B* | 36000 | 15.5 | 8.5 | 38500 | 35200 | 91.43% | 2 | 0 | 10 |  |  |  |  | R-410A | 3 | Residential & Commercial | USHP | Ducted CEE Tier 1
212970649 | Central HP <5.4 tons | ARCOAIRE | HRCU-A-CB (Split System: Heat Pump with Remote Outdoor Unit-Air-Source) | DLCURAH36ABK |  |  | EA*4X37L21A* | *80VSL0902120B* | 36600 | 16 | 8.5 | 39000 | 35000 | 89.74% | 2.08 | 0 | 10 |  |  |  |  | R-410A | 3.05 | Residential & Commercial | USHP | Ducted CEE Tier 1
214229447 | Central HP <5.4 tons | ARCOAIRE | HRCU-A-CB (Split System: Heat Pump with Remote Outdoor Unit-Air-Source) | DLCURAH36ABK |  |  | EA*4X48L24A* | *80MSU1002120A* | 35600 | 16 | 8.5 | 38000 | 34600 | 91.05% | 2.04 | 0 | 10 |  |  |  |  | R-410A | 2.9667 | Residential & Commercial | USHP | Ducted CEE Tier 1
213078941 | Central HP <5.4 tons | ARCOAIRE | HRCU-A-CB (Split System: Heat Pump with Remote Outdoor Unit-Air-Source) | DLCURAH36ABK |  |  | EN(A,D,W)4X48L21** | *80MSU1002120A* | 35800 | 16.5 | 8.5 | 38500 | 34800 | 90.39% | 2 | 0 | 10 |  |  |  |  | R-410A | 2.9833 | Residential & Commercial | USHP | Ducted CEE Tier 1
213079073 | Central HP <5.4 tons | ARCOAIRE | HRCU-A-CB (Split System: Heat Pump with Remote Outdoor Unit-Air-Source) | DLCURAH36ABK |  |  | EN(A,D,W)4X48L21** | *80MSU0401712A* | 35800 | 16.5 | 8.1 | 38500 | 34800 | 90.39% | 2 | 0 | 10 |  |  |  |  | R-410A | 2.9833 | Residential & Commercial | USHP | Ducted CEE Tier 1
213078157 | Central HP <5.4 tons | ARCOAIRE | HRCU-A-CB (Split System: Heat Pump with Remote Outdoor Unit-Air-Source) | DLCURAH36ABK |  |  | EN(A,D,W)4X48L21** | *80MS(N,L)0701716A* | 35800 | 16.5 | 8.1 | 38500 | 35000 | 90.91% | 2 | 0 | 10 |  |  |  |  | R-410A | 2.9833 | Residential & Commercial | USHP | Ducted CEE Tier 1
213078239 | Central HP <5.4 tons | ARCOAIRE | HRCU-A-CB (Split System: Heat Pump with Remote Outdoor Unit-Air-Source) | DLCURAH36ABK |  |  | EN(A,D,W)4X48L21** | *80MS(N,L)0702116A* | 35800 | 16.5 | 8.1 | 38500 | 34800 | 90.39% | 1.98 | 0 | 10 |  |  |  |  | R-410A | 2.9833 | Residential & Commercial | USHP | Ducted CEE Tier 1
213078523 | Central HP <5.4 tons | ARCOAIRE | HRCU-A-CB (Split System: Heat Pump with Remote Outdoor Unit-Air-Source) | DLCURAH36ABK |  |  | EA*4X42L24A* | *80MS(N,L)0902120A* | 35400 | 16.5 | 8.1 | 38500 | 35000 | 90.91% | 1.9 | 0 | 10 |  |  |  |  | R-410A | 2.95 | Residential & Commercial | USHP | Ducted CEE Tier 1
213077796 | Central HP <5.4 tons | ARCOAIRE | HRCU-A-CB (Split System: Heat Pump with Remote Outdoor Unit-Air-Source) | DLCURAH36ABK |  |  | EA*4X42L24A* | *96VTN1202422B* | 35200 | 16 | 8.1 | 38500 | 35000 | 90.91% | 1.88 | 0 | 9.5 |  |  |  |  | R-410A | 2.9333 | Residential & Commercial | USHP
213077478 | Central HP <5.4 tons | ARCOAIRE | HRCU-A-CB (Split System: Heat Pump with Remote Outdoor Unit-Air-Source) | DLCURAH36ABK |  |  | EA*4X36L21A* | *96VTN0802120B* | 34800 | 16 | 8.1 | 38500 | 35200 | 91.43% | 1.82 | 0 | 9.5 |  |  |  |  | R-410A | 2.9 | Residential & Commercial | USHP
213077680 | Central HP <5.4 tons | ARCOAIRE | HRCU-A-CB (Split System: Heat Pump with Remote Outdoor Unit-Air-Source) | DLCURAH36ABK |  |  | EN(A,D,W)4X48L21** | *96VTN1002120B* | 36000 | 16.5 | 8.1 | 38500 | 35000 | 90.91% | 2 | 0 | 10 |  |  |  |  | R-410A | 3 | Residential & Commercial | USHP | Ducted CEE Tier 1
213077028 | Central HP <5.4 tons | ARCOAIRE | HRCU-A-CB (Split System: Heat Pump with Remote Outdoor Unit-Air-Source) | DLCURAH36ABK |  |  | EN(A,D,W)4X48L21** | *96VSN0801716B* | 35600 | 16 | 8.1 | 38500 | 35000 | 90.91% | 1.98 | 0 | 10 |  |  |  |  | R-410A | 2.9667 | Residential & Commercial | USHP | Ducted CEE Tier 1
213077078 | Central HP <5.4 tons | ARCOAIRE | HRCU-A-CB (Split System: Heat Pump with Remote Outdoor Unit-Air-Source) | DLCURAH36ABK |  |  | EA*4X43L21A* | *96VSN0802120B* | 36600 | 16 | 8.5 | 38500 | 35000 | 90.91% | 2.06 | 0 | 10 |  |  |  |  | R-410A | 3.05 | Residential & Commercial | USHP | Ducted CEE Tier 1
213077128 | Central HP <5.4 tons | ARCOAIRE | HRCU-A-CB (Split System: Heat Pump with Remote Outdoor Unit-Air-Source) | DLCURAH36ABK |  |  | EN(A,D)4X48L24** | *96VSN0802120B* | 35600 | 16.5 | 8.1 | 38500 | 34800 | 90.39% | 1.98 | 0 | 10 |  |  |  |  | R-410A | 2.9667 | Residential & Commercial | USHP | Ducted CEE Tier 1
211230641 | Central HP <5.4 tons | ARCOAIRE | HRCU-A-CB (Split System: Heat Pump with Remote Outdoor Unit-Air-Source) | DLCURAH36ABK |  |  | EN(A,D)4X48L24** | *95ESN0802120A* | 36800 | 15.5 | 8.1 | 39500 | 35000 | 88.61% | 2.06 | 0 | 10.5 |  |  |  |  | R-410A | 3.0667 | Residential & Commercial | USHP | Ducted CEE Tier 1
216681771 | Central HP <5.4 tons | PAYNE HEATING AND COOLING | HRCU-A-CB (Split System: Heat Pump with Remote Outdoor Unit-Air-Source) | 38MURAQ36AB3* |  |  | CAP**3721AL* | PG97VTAA60100C** | 36200 | 16.5 | 9 | 38000 | 34400 | 90.53% | 1.96 | 0 | 10 |  |  |  |  | R-410A | 3.0167 | Residential & Commercial | USHP | Ducted CEE Tier 1
212977588 | Central HP <5.4 tons | PAYNE HEATING AND COOLING | HRCU-A-CB (Split System: Heat Pump with Remote Outdoor Unit-Air-Source) | 38MURAQ24AB3* |  |  | CAP**2517AL* | PG80MS(A,L)A36045A** | 24200 | 17 | 8.5 | 25200 | 21800 | 86.51% | 1.82 | 0 | 10 |  |  |  |  | R-410A | 2.0167 | Residential & Commercial | USHP | Ducted CEE Tier 1
213772869 | Central HP <5.4 tons | ARCOAIRE | HRCU-A-CB (Split System: Heat Pump with Remote Outdoor Unit-Air-Source) | HVH825GKA3* |  |  | EA*4X30L17A*+WALLCON | *80CTL0901716B* | 23600 | 16.5 | 8.1 | 21400 | 16700 | 78.04% | 1.9 | 0 | 10.5 |  |  |  |  | R-410A | 1.9667 | Residential & Commercial | USHP | Ducted CEE Tier 1
212975267 | Central HP <5.4 tons | PAYNE HEATING AND COOLING | HRCU-A-CB (Split System: Heat Pump with Remote Outdoor Unit-Air-Source) | 38MURAQ24AB3* |  |  | CAP**2517AL* | PG96VTAB36040B** | 24200 | 16 | 8.5 | 25400 | 21800 | 85.83% | 1.8 | 0 | 10 |  |  |  |  | R-410A | 2.0167 | Residential & Commercial | USHP | Ducted CEE Tier 1
212976730 | Central HP <5.4 tons | PAYNE HEATING AND COOLING | HRCU-A-CB (Split System: Heat Pump with Remote Outdoor Unit-Air-Source) | 38MURAQ30AB3* |  |  | CAP**4221AL* | PG96VTAB60100C** | 30200 | 15.2 | 8.5 | 34200 | 27600 | 80.7% | 1.8 | 0 | 9 |  |  |  |  | R-410A | 2.5167 | Residential & Commercial | USHP
213077641 | Central HP <5.4 tons | ARCOAIRE | HRCU-A-CB (Split System: Heat Pump with Remote Outdoor Unit-Air-Source) | DLCURAH36ABK |  |  | EA*4X43L21A* | *96VTN1002120B* | 36200 | 16.5 | 8.5 | 38000 | 34800 | 91.58% | 2.04 | 0 | 10 |  |  |  |  | R-410A | 3.0167 | Residential & Commercial | USHP | Ducted CEE Tier 1
213077008 | Central HP <5.4 tons | ARCOAIRE | HRCU-A-CB (Split System: Heat Pump with Remote Outdoor Unit-Air-Source) | DLCURAH36ABK |  |  | END4X42L17** | *96VSN0801716B* | 35800 | 15.5 | 8.1 | 39000 | 35200 | 90.26% | 1.96 | 0 | 10 |  |  |  |  | R-410A | 2.9833 | Residential & Commercial | USHP | Ducted CEE Tier 1
213077375 | Central HP <5.4 tons | ARCOAIRE | HRCU-A-CB (Split System: Heat Pump with Remote Outdoor Unit-Air-Source) | DLCURAH36ABK |  |  | EA*4X37L21A* | *96VTN0801716B* | 36400 | 15.5 | 8.5 | 38500 | 35000 | 90.91% | 2.06 | 0 | 10 |  |  |  |  | R-410A | 3.0333 | Residential & Commercial | USHP | Ducted CEE Tier 1
213078061 | Central HP <5.4 tons | ARCOAIRE | HRCU-A-CB (Split System: Heat Pump with Remote Outdoor Unit-Air-Source) | DLCURAH36ABK |  |  | EA*4X37L17A* | *80MS(N,L)0701716A* | 36000 | 15.5 | 8.5 | 38500 | 35000 | 90.91% | 2 | 0 | 10 |  |  |  |  | R-410A | 3 | Residential & Commercial | USHP | Ducted CEE Tier 1
213078259 | Central HP <5.4 tons | ARCOAIRE | HRCU-A-CB (Split System: Heat Pump with Remote Outdoor Unit-Air-Source) | DLCURAH36ABK |  |  | EA*4X36L17A* | *80MS(N,L)0901714A* | 35000 | 16 | 8.1 | 38500 | 35200 | 91.43% | 1.82 | 0 | 9.5 |  |  |  |  | R-410A | 2.9167 | Residential & Commercial | USHP
212970699 | Central HP <5.4 tons | ARCOAIRE | HRCU-A-CB (Split System: Heat Pump with Remote Outdoor Unit-Air-Source) | DLCURAH36ABK |  |  | EA*4X48L24A* | *80VSL0902120B* | 35800 | 16.5 | 8.5 | 38500 | 34600 | 89.87% | 2.02 | 0 | 10 |  |  |  |  | R-410A | 2.9833 | Residential & Commercial | USHP | Ducted CEE Tier 1
212976300 | Central HP <5.4 tons | PAYNE HEATING AND COOLING | HRCU-A-CB (Split System: Heat Pump with Remote Outdoor Unit-Air-Source) | 38MURAQ36AB3* |  |  | CAP**4821AL* | PG96VTAB48080B** | 35400 | 16 | 8.1 | 37800 | 34800 | 92.06% | 2 | 0 | 10 |  |  |  |  | R-410A | 2.95 | Residential & Commercial | USHP | Ducted CEE Tier 1
213077218 | Central HP <5.4 tons | ARCOAIRE | HRCU-A-CB (Split System: Heat Pump with Remote Outdoor Unit-Air-Source) | DLCURAH36ABK |  |  | EN(A,D,W)4X48L21** | *96VSN1002120B* | 36000 | 16.5 | 8.1 | 38500 | 35000 | 90.91% | 2 | 0 | 10 |  |  |  |  | R-410A | 3 | Residential & Commercial | USHP | Ducted CEE Tier 1
212974195 | Central HP <5.4 tons | ARCOAIRE | HRCU-A-CB (Split System: Heat Pump with Remote Outdoor Unit-Air-Source) | DLCURAH36ABK |  |  | EA*4X48L24A* | *96VSN0802120B* | 35400 | 16.5 | 8.1 | 37800 | 34600 | 91.53% | 2 | 0 | 10 |  |  |  |  | R-410A | 2.95 | Residential & Commercial | USHP | Ducted CEE Tier 1
212384456 | Central HP <5.4 tons | ARCOAIRE | HRCU-A-CB (Split System: Heat Pump with Remote Outdoor Unit-Air-Source) | DLCURAH36ABK |  |  | EN(A,D,W)4X42L21** | *95ESN1002122A* | 36600 | 15.2 | 8.1 | 40000 | 35200 | 88% | 1.92 | 0 | 10 |  |  |  |  | R-410A | 3.05 | Residential & Commercial | USHP | Ducted CEE Tier 1
212383427 | Central HP <5.4 tons | ARCOAIRE | HRCU-A-CB (Split System: Heat Pump with Remote Outdoor Unit-Air-Source) | DLCURAH36ABK |  |  | EA*4X37L21A* | *80VTL0902120A* | 36200 | 16 | 8.5 | 38500 | 34800 | 90.39% | 2.06 | 0 | 10 |  |  |  |  | R-410A | 3.0167 | Residential & Commercial | USHP | Ducted CEE Tier 1
211228274 | Central HP <5.4 tons | ARCOAIRE | HRCU-A-CB (Split System: Heat Pump with Remote Outdoor Unit-Air-Source) | DLCURAH36ABK |  |  | EA*4X43L21A* | *80ES(N,L)0902120A* | 36800 | 16 | 8.5 | 38500 | 34800 | 90.39% | 2.1 | 0 | 10 |  |  |  |  | R-410A | 3.0667 | Residential & Commercial | USHP | Ducted CEE Tier 1
211228306 | Central HP <5.4 tons | ARCOAIRE | HRCU-A-CB (Split System: Heat Pump with Remote Outdoor Unit-Air-Source) | DLCURAH36ABK |  |  | EA*4X43L21A* | *80VSL0701716A* | 36600 | 15.5 | 8.5 | 38500 | 34800 | 90.39% | 2.1 | 0 | 10 |  |  |  |  | R-410A | 3.05 | Residential & Commercial | USHP | Ducted CEE Tier 1
211228609 | Central HP <5.4 tons | ARCOAIRE | HRCU-A-CB (Split System: Heat Pump with Remote Outdoor Unit-Air-Source) | DLCURAH36ABK |  |  | EA*4X43L21A* | *95ESU1002122A* | 37400 | 15.5 | 8.5 | 39000 | 35000 | 89.74% | 2.14 | 0 | 10 |  |  |  |  | R-410A | 3.1167 | Residential & Commercial | USHP | Ducted CEE Tier 1
211228658 | Central HP <5.4 tons | ARCOAIRE | HRCU-A-CB (Split System: Heat Pump with Remote Outdoor Unit-Air-Source) | DLCURAH36ABK |  |  | EA*4X43L21A* | *96VTN1002122A* | 36800 | 16.5 | 8.5 | 38500 | 34800 | 90.39% | 2.1 | 0 | 10 |  |  |  |  | R-410A | 3.0667 | Residential & Commercial | USHP | Ducted CEE Tier 1
211227069 | Central HP <5.4 tons | ARCOAIRE | HRCU-A-CB (Split System: Heat Pump with Remote Outdoor Unit-Air-Source) | DLCURAH36ABK |  |  | EA*4X37L21A* | *95ESN1002120A* | 37000 | 15.5 | 8.5 | 38500 | 34800 | 90.39% | 2.1 | 0 | 10 |  |  |  |  | R-410A | 3.0833 | Residential & Commercial | USHP | Ducted CEE Tier 1
211227005 | Central HP <5.4 tons | ARCOAIRE | HRCU-A-CB (Split System: Heat Pump with Remote Outdoor Unit-Air-Source) | DLCURAH36ABK |  |  | EA*4X37L21A* | *92ESN0801716A* | 36200 | 16 | 8.5 | 38500 | 34800 | 90.39% | 2.08 | 0 | 10 |  |  |  |  | R-410A | 3.0167 | Residential & Commercial | USHP | Ducted CEE Tier 1
215934718 | Central HP <5.4 tons | ARCOAIRE | HRCU-A-CB (Split System: Heat Pump with Remote Outdoor Unit-Air-Source) | H5H3V36*K*AAA* |  |  | EVM5X36M17A*+WALLCON | *97CMN0601714B* | 34000 | 20 | 8.1 | 38000 | 27200 | 71.58% | 2 | 0 | 11 |  |  |  |  | R-454B | 2.8333 | Residential & Commercial | USHP | Ducted CEE Tier 1
215935318 | Central HP <5.4 tons | ARCOAIRE | HRCU-A-CB (Split System: Heat Pump with Remote Outdoor Unit-Air-Source) | H5H3V36*K*AAA* |  |  | EVM5X60M21A*+WALLCON | *96CTN1002122B* | 35600 | 22 | 8.5 | 38000 | 28600 | 75.26% | 2.02 | 0 | 12.5 |  |  |  |  | R-454B | 2.9667 | Residential & Commercial | USHP | Ducted CEE Tier 1
213077704 | Central HP <5.4 tons | ARCOAIRE | HRCU-A-CB (Split System: Heat Pump with Remote Outdoor Unit-Air-Source) | DLCURAH36ABK |  |  | EA*4X36L21A* | *96VTN1002122B* | 35000 | 16.5 | 8.1 | 38500 | 35200 | 91.43% | 1.82 | 0 | 10 |  |  |  |  | R-410A | 2.9167 | Residential & Commercial | USHP | Ducted CEE Tier 1
213076511 | Central HP <5.4 tons | ARCOAIRE | HRCU-A-CB (Split System: Heat Pump with Remote Outdoor Unit-Air-Source) | DLCURAH36ABK |  |  | EA*4X42L21A* | *80VTL0701716B* | 35000 | 16 | 8.1 | 38500 | 35000 | 90.91% | 1.86 | 0 | 9.5 |  |  |  |  | R-410A | 2.9167 | Residential & Commercial | USHP
215935348 | Central HP <5.4 tons | ARCOAIRE | HRCU-A-CB (Split System: Heat Pump with Remote Outdoor Unit-Air-Source) | H5H3V36*K*AAA* |  |  | EVM5X60M24A*+WALLCON | *80CTL0902120B* | 35600 | 22 | 8.5 | 38000 | 28400 | 74.74% | 2.04 | 0 | 12.5 |  |  |  |  | R-454B | 2.9667 | Residential & Commercial | USHP | Ducted CEE Tier 1
213077401 | Central HP <5.4 tons | ARCOAIRE | HRCU-A-CB (Split System: Heat Pump with Remote Outdoor Unit-Air-Source) | DLCURAH36ABK |  |  | EA*4X43L21A* | *96VTN0801716B* | 36600 | 15.5 | 8.5 | 38500 | 35000 | 90.91% | 2.06 | 0 | 10 |  |  |  |  | R-410A | 3.05 | Residential & Commercial | USHP | Ducted CEE Tier 1
215934818 | Central HP <5.4 tons | ARCOAIRE | HRCU-A-CB (Split System: Heat Pump with Remote Outdoor Unit-Air-Source) | H5H3V36*K*AAA* |  |  | EVM5X44M21A*+WALLCON | *80CTL0701716B* | 35400 | 21.5 | 8.5 | 38500 | 29000 | 75.32% | 2.02 | 0 | 12 |  |  |  |  | R-454B | 2.95 | Residential & Commercial | USHP | Ducted CEE Tier 1
215934868 | Central HP <5.4 tons | ARCOAIRE | HRCU-A-CB (Split System: Heat Pump with Remote Outdoor Unit-Air-Source) | H5H3V36*K*AAA* |  |  | EVM5X44M21A*+WALLCON | *95CSU0601716B* | 35400 | 21.5 | 8.5 | 38500 | 29000 | 75.32% | 2.02 | 0 | 12 |  |  |  |  | R-454B | 2.95 | Residential & Commercial | USHP | Ducted CEE Tier 1
213772399 | Central HP <5.4 tons | ARCOAIRE | HRCU-A-CB (Split System: Heat Pump with Remote Outdoor Unit-Air-Source) | HVH825GKA2* |  |  | EHD4X42AAL+WALLCON | *96CTN0801714B* | 24000 | 16 | 8.1 | 21400 | 16600 | 77.57% | 2 | 0 | 10.5 |  |  |  |  | R-410A | 2 | Residential & Commercial | USHP | Ducted CEE Tier 1
213772449 | Central HP <5.4 tons | ARCOAIRE | HRCU-A-CB (Split System: Heat Pump with Remote Outdoor Unit-Air-Source) | HVH825GKA2* |  |  | EHD4X48AAL+WALLCON | *80CTL0701716B* | 24200 | 16.5 | 8.1 | 21200 | 16600 | 78.3% | 2.02 | 0 | 10.5 |  |  |  |  | R-410A | 2.0167 | Residential & Commercial | USHP | Ducted CEE Tier 1
213078355 | Central HP <5.4 tons | ARCOAIRE | HRCU-A-CB (Split System: Heat Pump with Remote Outdoor Unit-Air-Source) | DLCURAH36ABK |  |  | END4X42L17** | *80MS(N,L)0901714A* | 35600 | 16 | 8.1 | 38500 | 35000 | 90.91% | 1.94 | 0 | 10 |  |  |  |  | R-410A | 2.9667 | Residential & Commercial | USHP | Ducted CEE Tier 1
212970679 | Central HP <5.4 tons | ARCOAIRE | HRCU-A-CB (Split System: Heat Pump with Remote Outdoor Unit-Air-Source) | DLCURAH36ABK |  |  | EA*4X43L21A* | *80VSL0902120B* | 36800 | 16 | 8.5 | 38000 | 35000 | 92.11% | 2.08 | 0 | 10 |  |  |  |  | R-410A | 3.0667 | Residential & Commercial | USHP | Ducted CEE Tier 1
212970729 | Central HP <5.4 tons | ARCOAIRE | HRCU-A-CB (Split System: Heat Pump with Remote Outdoor Unit-Air-Source) | DLCURAH36ABK |  |  | EN(A,D,W)4X48L21** | *80VSL0902120B* | 36000 | 16.5 | 8.1 | 38500 | 35000 | 90.91% | 2 | 0 | 10 |  |  |  |  | R-410A | 3 | Residential & Commercial | USHP | Ducted CEE Tier 1
212970409 | Central HP <5.4 tons | ARCOAIRE | HRCU-A-CB (Split System: Heat Pump with Remote Outdoor Unit-Air-Source) | DLCURAH36ABK |  |  | EA*4X42L21A* | *80VSL0701716B* | 35400 | 15.5 | 8.1 | 38500 | 35200 | 91.43% | 1.9 | 0 | 9.5 |  |  |  |  | R-410A | 2.95 | Residential & Commercial | USHP
212985303 | Central HP <5.4 tons | ARCOAIRE | HRCU-A-CB (Split System: Heat Pump with Remote Outdoor Unit-Air-Source) | DLCURAH30ABK |  |  | EA*4X43L21A* | *92MSN1002120A* | 30600 | 16 | 8.5 | 35000 | 26800 | 76.57% | 1.86 | 0 | 9 |  |  |  |  | R-410A | 2.55 | Residential & Commercial | USHP
212972135 | Central HP <5.4 tons | ARCOAIRE | HRCU-A-CB (Split System: Heat Pump with Remote Outdoor Unit-Air-Source) | DLCURAH24ABK |  |  | EA*4X37L21A* | *80VTL0902120B* | 24800 | 17 | 8.5 | 25600 | 21400 | 83.59% | 1.8 | 0 | 10.5 |  |  |  |  | R-410A | 2.0667 | Residential & Commercial | USHP | Ducted CEE Tier 1
213075914 | Central HP <5.4 tons | ARCOAIRE | HRCU-A-CB (Split System: Heat Pump with Remote Outdoor Unit-Air-Source) | DLCURAH36ABK |  |  | EA*4X42L24A* | *95MSU1002120A* | 35600 | 16 | 8.1 | 38500 | 35200 | 91.43% | 1.9 | 0 | 10 |  |  |  |  | R-410A | 2.9667 | Residential & Commercial | USHP | Ducted CEE Tier 1
213076698 | Central HP <5.4 tons | ARCOAIRE | HRCU-A-CB (Split System: Heat Pump with Remote Outdoor Unit-Air-Source) | DLCURAH36ABK |  |  | EN(A,D,W)4X42L21** | *80VTL0902120B* | 35600 | 15.5 | 8.1 | 39000 | 35200 | 90.26% | 1.9 | 0 | 10 |  |  |  |  | R-410A | 2.9667 | Residential & Commercial | USHP | Ducted CEE Tier 1
215932558 | Central HP <5.4 tons | ARCOAIRE | HRCU-A-CB (Split System: Heat Pump with Remote Outdoor Unit-Air-Source) | H5H3V36*K*AAA* |  |  | EA*5X60M24A*+WALLCON | *80CTL1102120B* | 34000 | 20.5 | 9.5 | 34000 | 25800 | 75.88% | 2.04 | 0 | 12 |  |  |  |  | R-454B | 2.8333 | Residential & Commercial | USHP | Ducted CEE Tier 1
215932038 | Central HP <5.4 tons | ARCOAIRE | HRCU-A-CB (Split System: Heat Pump with Remote Outdoor Unit-Air-Source) | H5H3V36*K*AAA* |  |  | EA*5X36M17A*+WALLCON | *80CSU0401712A* | 32200 | 19.5 | 9.5 | 35200 | 27200 | 77.27% | 1.98 | 0 | 11 |  |  |  |  | R-454B | 2.6833 | Residential & Commercial | USHP | Ducted CEE Tier 1
212984437 | Central HP <5.4 tons | ARCOAIRE | HRCU-A-CB (Split System: Heat Pump with Remote Outdoor Unit-Air-Source) | DLCURAH30ABK |  |  | EA*4X36L17A* | *92MSN0801716A* | 29400 | 15.2 | 8.1 | 34000 | 28000 | 82.35% | 1.76 | 0 | 9 |  |  |  |  | R-410A | 2.45 | Residential & Commercial | USHP
212984973 | Central HP <5.4 tons | ARCOAIRE | HRCU-A-CB (Split System: Heat Pump with Remote Outdoor Unit-Air-Source) | DLCURAH30ABK |  |  | EA*4X37L21A* | *92MSN0802120A* | 30600 | 15.2 | 8.1 | 33200 | 26200 | 78.92% | 1.86 | 0 | 9 |  |  |  |  | R-410A | 2.55 | Residential & Commercial | USHP
213353730 | Central HP <5.4 tons | ARCOAIRE | HRCU-A-CB (Split System: Heat Pump with Remote Outdoor Unit-Air-Source) | DLCURAH18ABK |  |  | F5MA4*18L*A* | 0 | 18200 | 16 | 9 | 19200 | 19100 | 99.48% | 2.3 | 0 | 10.5 |  |  |  |  | R-410A | 1.5167 | Residential & Commercial | USHP | Ducted CEE Tier 1
210473253 | Central HP <5.4 tons | ARCOAIRE | HRCU-A-CB (Split System: Heat Pump with Remote Outdoor Unit-Air-Source) | HVH825GKA3* |  |  | EA*4X43L21A*+WALLCON | *97CMN0602120A* | 24400 | 16.5 | 8.1 | 21200 | 16700 | 78.77% | 2.02 | 0 | 11 |  |  |  |  | R-410A | 2.0333 | Residential & Commercial | USHP | Ducted CEE Tier 1
210473689 | Central HP <5.4 tons | ARCOAIRE | HRCU-A-CB (Split System: Heat Pump with Remote Outdoor Unit-Air-Source) | HVH825GKA3* |  |  | END4X42L17**+WALLCON | *80CTL0701412A* | 24000 | 17 | 8.1 | 21400 | 16600 | 77.57% | 2 | 0 | 11 |  |  |  |  | R-410A | 2 | Residential & Commercial | USHP | Ducted CEE Tier 1
216640213 | Central HP <5.4 tons | ARCOAIRE | HRCU-A-CB (Split System: Heat Pump with Remote Outdoor Unit-Air-Source) | D5CUHAH18AAK |  |  | FTMA5X24L0B* | 0 | 18400 | 15.5 | 9.5 | 20400 | 18300 | 89.71% | 1.98 | 0 | 11.5 |  |  |  |  | R-454B | 1.5333 | Residential & Commercial | USHP | Ducted CEE Tier 1
216644174 | Central HP <5.4 tons | ARCOAIRE | HRCU-A-CB (Split System: Heat Pump with Remote Outdoor Unit-Air-Source) | D5CUHAH18AAK |  |  | EA*5X25M17A* | *96VSN0601412B* | 18000 | 15.2 | 9 | 19700 | 17600 | 89.34% | 1.88 | 0 | 11 |  |  |  |  | R-454B | 1.5 | Residential & Commercial | USHP | Ducted CEE Tier 1
212988773 | Central HP <5.4 tons | ARCOAIRE | HRCU-A-CB (Split System: Heat Pump with Remote Outdoor Unit-Air-Source) | DLCURAH18ABK |  |  | EA*4X19L17A* | *95MSU0401712A* | 17700 | 16.5 | 8.1 | 17700 | 17900 | 101.1% | 2.16 | 0 | 10.5 |  |  |  |  | R-410A | 1.475 | Residential & Commercial | USHP | Ducted CEE Tier 1
212982424 | Central HP <5.4 tons | ARCOAIRE | HRCU-A-CB (Split System: Heat Pump with Remote Outdoor Unit-Air-Source) | DLCURAH18ABK |  |  | EN(A,D)4X24L17** | *80MSU0401712A* | 17500 | 16 | 8.5 | 18400 | 18900 | 102.7% | 2.28 | 0 | 10.5 |  |  |  |  | R-410A | 1.4583 | Residential & Commercial | USHP | Ducted CEE Tier 1
215936418 | Central HP <5.4 tons | ARCOAIRE | HRCU-A-CB (Split System: Heat Pump with Remote Outdoor Unit-Air-Source) | H5H3V36*K*AAA* |  |  | EVD5X48M24A*+WALLCON | *96CTN1202422B* | 35000 | 21.5 | 8.5 | 38000 | 28200 | 74.21% | 2.02 | 0 | 12 |  |  |  |  | R-454B | 2.9167 | Residential & Commercial | USHP | Ducted CEE Tier 1
215676217 | Central HP <5.4 tons | ARCOAIRE | HRCU-A-CB (Split System: Heat Pump with Remote Outdoor Unit-Air-Source) | H5H0V48*K*AAA* |  |  | EVD5X48M24A*+WALLCON | *80CTL1102120B* | 47000 | 19 | 9 | 50000 | 36200 | 72.4% | 2 | 0 | 10 |  |  |  |  | R-454B | 3.9167 | Residential & Commercial | USHP | Ducted CEE Tier 1
215935068 | Central HP <5.4 tons | ARCOAIRE | HRCU-A-CB (Split System: Heat Pump with Remote Outdoor Unit-Air-Source) | H5H3V36*K*AAA* |  |  | EVM5X49M21A*+WALLCON | *95CSU0802120B* | 35600 | 21.5 | 8.5 | 38000 | 28600 | 75.26% | 2.02 | 0 | 12 |  |  |  |  | R-454B | 2.9667 | Residential & Commercial | USHP | Ducted CEE Tier 1
212988653 | Central HP <5.4 tons | ARCOAIRE | HRCU-A-CB (Split System: Heat Pump with Remote Outdoor Unit-Air-Source) | DLCURAH24ABK |  |  | EA*4X25L17A* | *95MSU0401712A* | 24200 | 16.5 | 8.5 | 25200 | 21800 | 86.51% | 1.82 | 0 | 10 |  |  |  |  | R-410A | 2.0167 | Residential & Commercial | USHP | Ducted CEE Tier 1
215935598 | Central HP <5.4 tons | ARCOAIRE | HRCU-A-CB (Split System: Heat Pump with Remote Outdoor Unit-Air-Source) | H5H3V36*K*AAA* |  |  | EVD5X36M21A*+WALLCON | *80CSU0601716A* | 34400 | 21 | 8.5 | 38500 | 28200 | 73.25% | 2.04 | 0 | 11.7 |  |  |  |  | R-454B | 2.8667 | Residential & Commercial | USHP | Ducted CEE Tier 1
215935968 | Central HP <5.4 tons | ARCOAIRE | HRCU-A-CB (Split System: Heat Pump with Remote Outdoor Unit-Air-Source) | H5H3V36*K*AAA* |  |  | EVD5X42M21A*+WALLCON | *80CSU1002120A* | 34400 | 20.5 | 8.5 | 38500 | 28200 | 73.25% | 2.04 | 0 | 11.7 |  |  |  |  | R-454B | 2.8667 | Residential & Commercial | USHP | Ducted CEE Tier 1
215935548 | Central HP <5.4 tons | ARCOAIRE | HRCU-A-CB (Split System: Heat Pump with Remote Outdoor Unit-Air-Source) | H5H3V36*K*AAA* |  |  | EVD5X31M17A*+WALLCON | *97CMN0601714B* | 34800 | 20.5 | 8.5 | 38000 | 27800 | 73.16% | 2.08 | 0 | 11.5 |  |  |  |  | R-454B | 2.9 | Residential & Commercial | USHP | Ducted CEE Tier 1
212983276 | Central HP <5.4 tons | ARCOAIRE | HRCU-A-CB (Split System: Heat Pump with Remote Outdoor Unit-Air-Source) | DLCURAH18ABK |  |  | EA*4X25L17A* | *92MSN0401712A* | 17700 | 16 | 8.1 | 17700 | 17800 | 100.6% | 2.14 | 0 | 10.5 |  |  |  |  | R-410A | 1.475 | Residential & Commercial | USHP | Ducted CEE Tier 1
212987001 | Central HP <5.4 tons | ARCOAIRE | HRCU-A-CB (Split System: Heat Pump with Remote Outdoor Unit-Air-Source) | DLCURAH18ABK |  |  | EA*4X24L17A* | *96MSN0601412A* | 17300 | 16 | 8.5 | 18200 | 19400 | 106.6% | 2.34 | 0 | 10.5 |  |  |  |  | R-410A | 1.4417 | Residential & Commercial | USHP | Ducted CEE Tier 1
215935798 | Central HP <5.4 tons | ARCOAIRE | HRCU-A-CB (Split System: Heat Pump with Remote Outdoor Unit-Air-Source) | H5H3V36*K*AAA* |  |  | EVD5X37M21A*+WALLCON | *96CTN0601714B* | 34600 | 20.5 | 8.5 | 38000 | 27600 | 72.63% | 2.06 | 0 | 11.5 |  |  |  |  | R-454B | 2.8833 | Residential & Commercial | USHP | Ducted CEE Tier 1
215935448 | Central HP <5.4 tons | ARCOAIRE | HRCU-A-CB (Split System: Heat Pump with Remote Outdoor Unit-Air-Source) | H5H3V36*K*AAA* |  |  | EVM5X60M24A*+WALLCON | *96CTN1202422B* | 35600 | 22 | 8.5 | 38000 | 28400 | 74.74% | 2.04 | 0 | 12.5 |  |  |  |  | R-454B | 2.9667 | Residential & Commercial | USHP | Ducted CEE Tier 1
210692304 | Central HP <5.4 tons | DAIKIN | HRCU-A-CB (Split System: Heat Pump with Remote Outdoor Unit-Air-Source) | DZ9VCA3610A* |  |  | CA*F3743*6D*+TXV | D*80VC0804C*A* | 33600 | 19 | 8.2 | 34000 | 24400 | 71.76% | 1.8 | 0 | 12 |  |  |  |  | R-410A | 2.8 | Residential & Commercial | USHP | Ducted CEE Tier 1
212974929 | Central HP <5.4 tons | ARCOAIRE | HRCU-A-CB (Split System: Heat Pump with Remote Outdoor Unit-Air-Source) | DLCURAH24ABK |  |  | EA*4X24L17A* | *96VTN0401410B* | 23000 | 16 | 8.5 | 27000 | 27000 | 100% | 2.28 | 0 | 9.5 |  |  |  |  | R-410A | 1.9167 | Residential & Commercial | USHP
213078811 | Central HP <5.4 tons | ARCOAIRE | HRCU-A-CB (Split System: Heat Pump with Remote Outdoor Unit-Air-Source) | DLCURAH36ABK |  |  | EN(A,D)4X48L24** | *80MS(N,L)1552420A* | 36200 | 16.5 | 8.1 | 38500 | 35000 | 90.91% | 2.02 | 0 | 10.5 |  |  |  |  | R-410A | 3.0167 | Residential & Commercial | USHP | Ducted CEE Tier 1
213076273 | Central HP <5.4 tons | ARCOAIRE | HRCU-A-CB (Split System: Heat Pump with Remote Outdoor Unit-Air-Source) | DLCURAH36ABK |  |  | EA*4X42L24A* | *95MSU1002122A* | 35600 | 16.5 | 8.1 | 38500 | 35000 | 90.91% | 1.9 | 0 | 10 |  |  |  |  | R-410A | 2.9667 | Residential & Commercial | USHP | Ducted CEE Tier 1
212976036 | Central HP <5.4 tons | ARCOAIRE | HRCU-A-CB (Split System: Heat Pump with Remote Outdoor Unit-Air-Source) | DLCURAH24ABK |  |  | EA*4X36L17A* | *96VTN0801716B* | 23600 | 17 | 8.5 | 26000 | 24200 | 93.08% | 2.02 | 0 | 10 |  |  |  |  | R-410A | 1.9667 | Residential & Commercial | USHP | Ducted CEE Tier 1
212975751 | Central HP <5.4 tons | PAYNE HEATING AND COOLING | HRCU-A-CB (Split System: Heat Pump with Remote Outdoor Unit-Air-Source) | 38MURAQ24AB3* |  |  | CNPV*3617AL* | PG96VTAB36060A** | 23400 | 16.5 | 8.1 | 26200 | 24600 | 93.89% | 2.04 | 0 | 10 |  |  |  |  | R-410A | 1.95 | Residential & Commercial | USHP | Ducted CEE Tier 1
212977612 | Central HP <5.4 tons | PAYNE HEATING AND COOLING | HRCU-A-CB (Split System: Heat Pump with Remote Outdoor Unit-Air-Source) | 38MURAQ24AB3* |  |  | CAP**3017AL* | PG80MS(A,L)A36045A** | 23600 | 17 | 8.5 | 26000 | 24000 | 92.31% | 2 | 0 | 10 |  |  |  |  | R-410A | 1.9667 | Residential & Commercial | USHP | Ducted CEE Tier 1
216735171 | Central HP <5.4 tons | PAYNE HEATING AND COOLING | HRCU-A-CB (Split System: Heat Pump with Remote Outdoor Unit-Air-Source) | 37MUHAQ24AA3 |  |  | CAA**3717AM* | PG96MSAA30040A** | 22800 | 15.2 | 8.1 | 20800 | 18500 | 88.94% | 1.9 | 0 | 10.5 |  |  |  |  | R-454B | 1.9 | Residential & Commercial | USHP | Ducted CEE Tier 1
216735998 | Central HP <5.4 tons | PAYNE HEATING AND COOLING | HRCU-A-CB (Split System: Heat Pump with Remote Outdoor Unit-Air-Source) | 37MUHAQ24AA3 |  |  | CAA**3721AM* | PG96VTAB48060B** | 23000 | 16.5 | 8.5 | 20600 | 18400 | 89.32% | 1.96 | 0 | 11 |  |  |  |  | R-454B | 1.9167 | Residential & Commercial | USHP | Ducted CEE Tier 1
210474107 | Central HP <5.4 tons | ARCOAIRE | HRCU-A-CB (Split System: Heat Pump with Remote Outdoor Unit-Air-Source) | HVH825GKA3* |  |  | EN(A,D)4X48L24**+WALLCON | *96CTN1202422A* | 24200 | 17 | 8.1 | 21200 | 16600 | 78.3% | 2.02 | 0 | 11.5 |  |  |  |  | R-410A | 2.0167 | Residential & Commercial | USHP | Ducted CEE Tier 1
210473220 | Central HP <5.4 tons | ARCOAIRE | HRCU-A-CB (Split System: Heat Pump with Remote Outdoor Unit-Air-Source) | HVH825GKA3* |  |  | EA*4X43L21A*+WALLCON | *97CMN1002122A* | 24400 | 16.5 | 8.5 | 21200 | 16600 | 78.3% | 2.04 | 0 | 11 |  |  |  |  | R-410A | 2.0333 | Residential & Commercial | USHP | Ducted CEE Tier 1
210472989 | Central HP <5.4 tons | ARCOAIRE | HRCU-A-CB (Split System: Heat Pump with Remote Outdoor Unit-Air-Source) | HVH825GKA3* |  |  | EA*4X42L24A*+WALLCON | *95CSU0802120A* | 23800 | 17 | 8.1 | 21400 | 16600 | 77.57% | 1.96 | 0 | 11 |  |  |  |  | R-410A | 1.9833 | Residential & Commercial | USHP | Ducted CEE Tier 1
213075888 | Central HP <5.4 tons | PAYNE HEATING AND COOLING | HRCU-A-CB (Split System: Heat Pump with Remote Outdoor Unit-Air-Source) | 38MURAQ36AB3* |  |  | CAP**3721AL* | PG95MSUA60100C** | 36400 | 16 | 8.5 | 38000 | 34800 | 91.58% | 2.06 | 0 | 10 |  |  |  |  | R-410A | 3.0333 | Residential & Commercial | USHP | Ducted CEE Tier 1
213076606 | Central HP <5.4 tons | PAYNE HEATING AND COOLING | HRCU-A-CB (Split System: Heat Pump with Remote Outdoor Unit-Air-Source) | 38MURAQ36AB3* |  |  | CAP**4321AL* | PG80VTLB48090B** | 36200 | 16 | 8.5 | 38000 | 34800 | 91.58% | 2.04 | 0 | 10 |  |  |  |  | R-410A | 3.0167 | Residential & Commercial | USHP | Ducted CEE Tier 1
213076674 | Central HP <5.4 tons | PAYNE HEATING AND COOLING | HRCU-A-CB (Split System: Heat Pump with Remote Outdoor Unit-Air-Source) | 38MURAQ36AB3* |  |  | CAP**4321AL* | PG80VTLB60090C** | 36800 | 16 | 8.5 | 38500 | 35000 | 90.91% | 2.08 | 0 | 10 |  |  |  |  | R-410A | 3.0667 | Residential & Commercial | USHP | Ducted CEE Tier 1
213077509 | Central HP <5.4 tons | PAYNE HEATING AND COOLING | HRCU-A-CB (Split System: Heat Pump with Remote Outdoor Unit-Air-Source) | 38MURAQ36AB3* |  |  | CAP**4224AL* | PG96VTAB60080C** | 35000 | 16 | 8.1 | 38500 | 35000 | 90.91% | 1.88 | 0 | 10 |  |  |  |  | R-410A | 2.9167 | Residential & Commercial | USHP | Ducted CEE Tier 1
213076445 | Central HP <5.4 tons | PAYNE HEATING AND COOLING | HRCU-A-CB (Split System: Heat Pump with Remote Outdoor Unit-Air-Source) | 38MURAQ36AB3* |  |  | CNPV*4217AL* | PG80VTLB36045A** | 35400 | 16 | 8.1 | 38500 | 35000 | 90.91% | 1.94 | 0 | 10 |  |  |  |  | R-410A | 2.95 | Residential & Commercial | USHP | Ducted CEE Tier 1
213076663 | Central HP <5.4 tons | PAYNE HEATING AND COOLING | HRCU-A-CB (Split System: Heat Pump with Remote Outdoor Unit-Air-Source) | 38MURAQ36AB3* |  |  | CAP**4224AL* | PG80VTLB60090C** | 35200 | 16 | 8.1 | 38500 | 35000 | 90.91% | 1.88 | 0 | 10 |  |  |  |  | R-410A | 2.9333 | Residential & Commercial | USHP | Ducted CEE Tier 1
213077498 | Central HP <5.4 tons | PAYNE HEATING AND COOLING | HRCU-A-CB (Split System: Heat Pump with Remote Outdoor Unit-Air-Source) | 38MURAQ36AB3* |  |  | CAP**4221AL* | PG96VTAB60080C** | 35600 | 16 | 8.1 | 38500 | 35200 | 91.43% | 1.9 | 0 | 10 |  |  |  |  | R-410A | 2.9667 | Residential & Commercial | USHP | Ducted CEE Tier 1
213077902 | Central HP <5.4 tons | PAYNE HEATING AND COOLING | HRCU-A-CB (Split System: Heat Pump with Remote Outdoor Unit-Air-Source) | 38MURAQ36AB3* |  |  | CNPV*4217AL* | PG80MS(A,L)A36070A** | 35400 | 16 | 8.1 | 38500 | 35000 | 90.91% | 1.94 | 0 | 10 |  |  |  |  | R-410A | 2.95 | Residential & Commercial | USHP | Ducted CEE Tier 1
213078237 | Central HP <5.4 tons | PAYNE HEATING AND COOLING | HRCU-A-CB (Split System: Heat Pump with Remote Outdoor Unit-Air-Source) | 38MURAQ36AB3* |  |  | CNPV*4821AL* | PG80MS(A,L)A48070C** | 35800 | 16.5 | 8.1 | 38500 | 34800 | 90.39% | 1.98 | 0 | 10 |  |  |  |  | R-410A | 2.9833 | Residential & Commercial | USHP | Ducted CEE Tier 1
213249250 | Central HP <5.4 tons | ARCOAIRE | HRCU-A-CB (Split System: Heat Pump with Remote Outdoor Unit-Air-Source) | DLCURAH18ABK |  |  | FEVA0024**+NAVA43601CK | 0 | 18100 | 16.5 | 8.5 | 18300 | 17900 | 97.81% | 2.16 | 0 | 11 |  |  |  |  | R-410A | 1.5083 | Residential & Commercial | USHP | Ducted CEE Tier 1
214228995 | Central HP <5.4 tons | ARCOAIRE | HRCU-A-CB (Split System: Heat Pump with Remote Outdoor Unit-Air-Source) | DLCURAH18ABK |  |  | EA*4X25L17A* | *80MSU0601716A* | 18200 | 16.5 | 8.5 | 18000 | 17500 | 97.22% | 2.12 | 0 | 11 |  |  |  |  | R-410A | 1.5167 | Residential & Commercial | USHP | Ducted CEE Tier 1
213078737 | Central HP <5.4 tons | PAYNE HEATING AND COOLING | HRCU-A-CB (Split System: Heat Pump with Remote Outdoor Unit-Air-Source) | 38MURAQ36AB3* |  |  | CAP**4224AL* | PG80MS(A,L)A60110D** | 35600 | 16.5 | 8.1 | 38500 | 35000 | 90.91% | 1.9 | 0 | 10 |  |  |  |  | R-410A | 2.9667 | Residential & Commercial | USHP | Ducted CEE Tier 1
213078855 | Central HP <5.4 tons | PAYNE HEATING AND COOLING | HRCU-A-CB (Split System: Heat Pump with Remote Outdoor Unit-Air-Source) | 38MURAQ36AB3* |  |  | CAP**3721AL* | PG80MSUA60100C** | 36400 | 16 | 8.5 | 38000 | 34800 | 91.58% | 2.1 | 0 | 10 |  |  |  |  | R-410A | 3.0333 | Residential & Commercial | USHP | Ducted CEE Tier 1
213079071 | Central HP <5.4 tons | PAYNE HEATING AND COOLING | HRCU-A-CB (Split System: Heat Pump with Remote Outdoor Unit-Air-Source) | 38MURAQ36AB3* |  |  | CNPV*4821AL* | PG80MSUA36040B** | 35800 | 16.5 | 8.1 | 38500 | 34800 | 90.39% | 2 | 0 | 10 |  |  |  |  | R-410A | 2.9833 | Residential & Commercial | USHP | Ducted CEE Tier 1
213079239 | Central HP <5.4 tons | PAYNE HEATING AND COOLING | HRCU-A-CB (Split System: Heat Pump with Remote Outdoor Unit-Air-Source) | 38MURAQ36AB3* |  |  | CAP**4224AL* | PG80MSUA60080C** | 35200 | 16.5 | 8.1 | 38500 | 35000 | 90.91% | 1.9 | 0 | 10 |  |  |  |  | R-410A | 2.9333 | Residential & Commercial | USHP | Ducted CEE Tier 1
213079387 | Central HP <5.4 tons | PAYNE HEATING AND COOLING | HRCU-A-CB (Split System: Heat Pump with Remote Outdoor Unit-Air-Source) | 38MURAQ36AB3* |  |  | CAP**3621AL* | PG92MSAA42060B** | 35000 | 16 | 8.1 | 38500 | 35200 | 91.43% | 1.82 | 0 | 9.5 |  |  |  |  | R-410A | 2.9167 | Residential & Commercial | USHP
213079473 | Central HP <5.4 tons | PAYNE HEATING AND COOLING | HRCU-A-CB (Split System: Heat Pump with Remote Outdoor Unit-Air-Source) | 38MURAQ36AB3* |  |  | CNPV*4217AL* | PG92MSAA42060B** | 35400 | 16 | 8.1 | 38500 | 35000 | 90.91% | 1.94 | 0 | 10 |  |  |  |  | R-410A | 2.95 | Residential & Commercial | USHP | Ducted CEE Tier 1
213080005 | Central HP <5.4 tons | PAYNE HEATING AND COOLING | HRCU-A-CB (Split System: Heat Pump with Remote Outdoor Unit-Air-Source) | 38MURAQ36AB3* |  |  | CAP**3621AL* | PG96MSAA48080B** | 35200 | 15.5 | 8.1 | 39000 | 35400 | 90.77% | 1.84 | 0 | 9.5 |  |  |  |  | R-410A | 2.9333 | Residential & Commercial | USHP
213076246 | Central HP <5.4 tons | ARCOAIRE | HRCU-A-CB (Split System: Heat Pump with Remote Outdoor Unit-Air-Source) | DLCURAH36ABK |  |  | EA*4X36L21A* | *95MSU1002122A* | 35400 | 16 | 8.1 | 38500 | 35200 | 91.43% | 1.84 | 0 | 10 |  |  |  |  | R-410A | 2.95 | Residential & Commercial | USHP | Ducted CEE Tier 1
213078319 | Central HP <5.4 tons | ARCOAIRE | HRCU-A-CB (Split System: Heat Pump with Remote Outdoor Unit-Air-Source) | DLCURAH36ABK |  |  | EA*4X43L21A* | *80MS(N,L)0901714A* | 36200 | 16.5 | 8.5 | 38000 | 34800 | 91.58% | 2.04 | 0 | 10 |  |  |  |  | R-410A | 3.0167 | Residential & Commercial | USHP | Ducted CEE Tier 1
213078085 | Central HP <5.4 tons | ARCOAIRE | HRCU-A-CB (Split System: Heat Pump with Remote Outdoor Unit-Air-Source) | DLCURAH36ABK |  |  | EA*4X42L21A* | *80MS(N,L)0701716A* | 35000 | 16 | 8.1 | 38500 | 35000 | 90.91% | 1.88 | 0 | 9.5 |  |  |  |  | R-410A | 2.9167 | Residential & Commercial | USHP
213076978 | Central HP <5.4 tons | ARCOAIRE | HRCU-A-CB (Split System: Heat Pump with Remote Outdoor Unit-Air-Source) | DLCURAH36ABK |  |  | EA*4X43L21A* | *96VSN0801716B* | 36600 | 15.5 | 8.5 | 38500 | 35000 | 90.91% | 2.06 | 0 | 10 |  |  |  |  | R-410A | 3.05 | Residential & Commercial | USHP | Ducted CEE Tier 1
213076676 | Central HP <5.4 tons | ARCOAIRE | HRCU-A-CB (Split System: Heat Pump with Remote Outdoor Unit-Air-Source) | DLCURAH36ABK |  |  | EA*4X43L21A* | *80VTL0902120B* | 36800 | 16 | 8.5 | 38500 | 35000 | 90.91% | 2.08 | 0 | 10 |  |  |  |  | R-410A | 3.0667 | Residential & Commercial | USHP | Ducted CEE Tier 1
212987071 | Central HP <5.4 tons | ARCOAIRE | HRCU-A-CB (Split System: Heat Pump with Remote Outdoor Unit-Air-Source) | DLCURAH18ABK |  |  | EN(A,D)4X30L14** | *96MSN0601412A* | 17500 | 16 | 8.1 | 18000 | 18600 | 103.3% | 2.24 | 0 | 11 |  |  |  |  | R-410A | 1.4583 | Residential & Commercial | USHP | Ducted CEE Tier 1
212986671 | Central HP <5.4 tons | ARCOAIRE | HRCU-A-CB (Split System: Heat Pump with Remote Outdoor Unit-Air-Source) | DLCURAH18ABK |  |  | EA*4X24L17A* | *96MSN0401712A* | 17200 | 15.5 | 8.5 | 18300 | 19400 | 106% | 2.32 | 0 | 10 |  |  |  |  | R-410A | 1.4333 | Residential & Commercial | USHP | Ducted CEE Tier 1
215674519 | Central HP <5.4 tons | ARCOAIRE | HRCU-A-CB (Split System: Heat Pump with Remote Outdoor Unit-Air-Source) | H5H0V48*K*AAA* |  |  | EA*5X61M24A*+WALLCON | *95CSU0802120B* | 46000 | 17.5 | 9 | 48000 | 33800 | 70.42% | 2.08 | 0 | 10 |  |  |  |  | R-454B | 3.8333 | Residential & Commercial | USHP | Ducted CEE Tier 1
213077575 | Central HP <5.4 tons | PAYNE HEATING AND COOLING | HRCU-A-CB (Split System: Heat Pump with Remote Outdoor Unit-Air-Source) | 38MURAQ36AB3* |  |  | CNPV*4824AL* | PG96VTAB60080C** | 35600 | 16.5 | 8.1 | 38500 | 34800 | 90.39% | 1.98 | 0 | 10 |  |  |  |  | R-410A | 2.9667 | Residential & Commercial | USHP | Ducted CEE Tier 1
213077691 | Central HP <5.4 tons | PAYNE HEATING AND COOLING | HRCU-A-CB (Split System: Heat Pump with Remote Outdoor Unit-Air-Source) | 38MURAQ36AB3* |  |  | CNPV*4824AL* | PG96VTAB60100C** | 36000 | 16.5 | 8.1 | 38500 | 35000 | 90.91% | 2 | 0 | 10 |  |  |  |  | R-410A | 3 | Residential & Commercial | USHP | Ducted CEE Tier 1
213078377 | Central HP <5.4 tons | PAYNE HEATING AND COOLING | HRCU-A-CB (Split System: Heat Pump with Remote Outdoor Unit-Air-Source) | 38MURAQ36AB3* |  |  | CNPV*4821AL* | PG80MS(A,L)A42090B** | 36000 | 16.5 | 8.1 | 38500 | 35000 | 90.91% | 2 | 0 | 10.5 |  |  |  |  | R-410A | 3 | Residential & Commercial | USHP | Ducted CEE Tier 1
213079545 | Central HP <5.4 tons | PAYNE HEATING AND COOLING | HRCU-A-CB (Split System: Heat Pump with Remote Outdoor Unit-Air-Source) | 38MURAQ36AB3* |  |  | CAP**3721AL* | PG92MSAA48080B** | 36200 | 16.5 | 8.5 | 38000 | 34800 | 91.58% | 2.04 | 0 | 10 |  |  |  |  | R-410A | 3.0167 | Residential & Commercial | USHP | Ducted CEE Tier 1
213080197 | Central HP <5.4 tons | PAYNE HEATING AND COOLING | HRCU-A-CB (Split System: Heat Pump with Remote Outdoor Unit-Air-Source) | 38MURAQ36AB3* |  |  | CAP**4821AL* | PG96MSAA60080C** | 36000 | 16 | 8.5 | 38000 | 34800 | 91.58% | 2.04 | 0 | 10 |  |  |  |  | R-410A | 3 | Residential & Commercial | USHP | Ducted CEE Tier 1
213080281 | Central HP <5.4 tons | PAYNE HEATING AND COOLING | HRCU-A-CB (Split System: Heat Pump with Remote Outdoor Unit-Air-Source) | 38MURAQ36AB3* |  |  | CAP**3721AL* | PG96MSAA60100C** | 36600 | 16 | 8.5 | 38500 | 34800 | 90.39% | 2.1 | 0 | 10 |  |  |  |  | R-410A | 3.05 | Residential & Commercial | USHP | Ducted CEE Tier 1
213353780 | Central HP <5.4 tons | ARCOAIRE | HRCU-A-CB (Split System: Heat Pump with Remote Outdoor Unit-Air-Source) | DLCURAH24ABK |  |  | F5MA4*30L*B* | 0 | 24800 | 17 | 9 | 26000 | 21800 | 83.85% | 1.82 | 0 | 10.5 |  |  |  |  | R-410A | 2.0667 | Residential & Commercial | USHP | Ducted CEE Tier 1
212983199 | Central HP <5.4 tons | ARCOAIRE | HRCU-A-CB (Split System: Heat Pump with Remote Outdoor Unit-Air-Source) | DLCURAH24ABK |  |  | EA*4X37L21A* | *92MSN0401712A* | 24000 | 16 | 8.1 | 25400 | 21800 | 85.83% | 1.8 | 0 | 10 |  |  |  |  | R-410A | 2 | Residential & Commercial | USHP | Ducted CEE Tier 1
213076387 | Central HP <5.4 tons | ARCOAIRE | HRCU-A-CB (Split System: Heat Pump with Remote Outdoor Unit-Air-Source) | DLCURAH18ABK |  |  | EA*4X24L17A* | *96VTN0601716B* | 17400 | 16 | 8.5 | 18400 | 19500 | 106% | 2.34 | 0 | 10.5 |  |  |  |  | R-410A | 1.45 | Residential & Commercial | USHP | Ducted CEE Tier 1
212973305 | Central HP <5.4 tons | ARCOAIRE | HRCU-A-CB (Split System: Heat Pump with Remote Outdoor Unit-Air-Source) | DLCURAH18ABK |  |  | EA*4X24L14A* | *96VSN0601412B* | 17200 | 16 | 8.5 | 18100 | 19400 | 107.2% | 2.34 | 0 | 10.5 |  |  |  |  | R-410A | 1.4333 | Residential & Commercial | USHP | Ducted CEE Tier 1
212974708 | Central HP <5.4 tons | ARCOAIRE | HRCU-A-CB (Split System: Heat Pump with Remote Outdoor Unit-Air-Source) | DLCURAH18ABK |  |  | EN(A,D)4X24L14** | *96VTN0401410B* | 17300 | 15.5 | 8.5 | 18400 | 19200 | 104.3% | 2.3 | 0 | 10.5 |  |  |  |  | R-410A | 1.4417 | Residential & Commercial | USHP | Ducted CEE Tier 1
212969979 | Central HP <5.4 tons | ARCOAIRE | HRCU-A-CB (Split System: Heat Pump with Remote Outdoor Unit-Air-Source) | DLCURAH18ABK |  |  | EA*4X24L17A* | *80VSL0701716B* | 17300 | 16 | 8.5 | 18200 | 19400 | 106.6% | 2.34 | 0 | 10.5 |  |  |  |  | R-410A | 1.4417 | Residential & Commercial | USHP | Ducted CEE Tier 1
212982364 | Central HP <5.4 tons | ARCOAIRE | HRCU-A-CB (Split System: Heat Pump with Remote Outdoor Unit-Air-Source) | DLCURAH24ABK |  |  | EN(A,D)4X36L21** | *80MSU0401712A* | 23400 | 16.5 | 8.5 | 25800 | 23800 | 92.25% | 1.98 | 0 | 10 |  |  |  |  | R-410A | 1.95 | Residential & Commercial | USHP | Ducted CEE Tier 1
212986383 | Central HP <5.4 tons | ARCOAIRE | HRCU-A-CB (Split System: Heat Pump with Remote Outdoor Unit-Air-Source) | DLCURAH18ABK |  |  | EN(A,D)4X30L17** | *96MSN0401410A* | 17600 | 16 | 8.1 | 18200 | 18700 | 102.7% | 2.24 | 0 | 11 |  |  |  |  | R-410A | 1.4667 | Residential & Commercial | USHP | Ducted CEE Tier 1
212984761 | Central HP <5.4 tons | ARCOAIRE | HRCU-A-CB (Split System: Heat Pump with Remote Outdoor Unit-Air-Source) | DLCURAH18ABK |  |  | EN(A,D)4X30L17** | *92MSN0801716A* | 17400 | 16.5 | 8.1 | 17900 | 18600 | 103.9% | 2.24 | 0 | 11 |  |  |  |  | R-410A | 1.45 | Residential & Commercial | USHP | Ducted CEE Tier 1
212988039 | Central HP <5.4 tons | ARCOAIRE | HRCU-A-CB (Split System: Heat Pump with Remote Outdoor Unit-Air-Source) | DLCURAH30ABK |  |  | EA*4X37L21A* | *96MSN1002120A* | 30800 | 15.2 | 8.5 | 33200 | 26200 | 78.92% | 1.84 | 0 | 9 |  |  |  |  | R-410A | 2.5667 | Residential & Commercial | USHP
212985279 | Central HP <5.4 tons | ARCOAIRE | HRCU-A-CB (Split System: Heat Pump with Remote Outdoor Unit-Air-Source) | DLCURAH30ABK |  |  | EA*4X42L21A* | *92MSN1002120A* | 30200 | 15.2 | 8.1 | 34200 | 27400 | 80.12% | 1.8 | 0 | 9 |  |  |  |  | R-410A | 2.5167 | Residential & Commercial | USHP
212985616 | Central HP <5.4 tons | ARCOAIRE | HRCU-A-CB (Split System: Heat Pump with Remote Outdoor Unit-Air-Source) | DLCURAH30ABK |  |  | EA*4X42L24A* | *92MSN1202420A* | 30000 | 15.2 | 8.1 | 34200 | 27600 | 80.7% | 1.8 | 0 | 9 |  |  |  |  | R-410A | 2.5 | Residential & Commercial | USHP
212980215 | Central HP <5.4 tons | ARCOAIRE | HRCU-A-CB (Split System: Heat Pump with Remote Outdoor Unit-Air-Source) | DLCURAH30ABK |  |  | EA*4X42L24A* | *80MS(N,L)0902116A* | 29600 | 15.2 | 8.1 | 33800 | 27600 | 81.66% | 1.78 | 0 | 9 |  |  |  |  | R-410A | 2.4667 | Residential & Commercial | USHP
211229146 | Central HP <5.4 tons | ARCOAIRE | HRCU-A-CB (Split System: Heat Pump with Remote Outdoor Unit-Air-Source) | DLCURAH36ABK |  |  | EA*4X48L21A* | *95ESU1002122A* | 37200 | 15.5 | 8.5 | 38500 | 35000 | 90.91% | 2.12 | 0 | 10 |  |  |  |  | R-410A | 3.1 | Residential & Commercial | USHP | Ducted CEE Tier 1
211229321 | Central HP <5.4 tons | ARCOAIRE | HRCU-A-CB (Split System: Heat Pump with Remote Outdoor Unit-Air-Source) | DLCURAH36ABK |  |  | EA*4X48L24A* | *80ES(N,L)1352420A* | 36200 | 16 | 8.5 | 38500 | 34600 | 89.87% | 2.06 | 0 | 10 |  |  |  |  | R-410A | 3.0167 | Residential & Commercial | USHP | Ducted CEE Tier 1
211229221 | Central HP <5.4 tons | ARCOAIRE | HRCU-A-CB (Split System: Heat Pump with Remote Outdoor Unit-Air-Source) | DLCURAH36ABK |  |  | EA*4X48L21A* | OMV112K14A | 35600 | 15.5 | 8.1 | 38500 | 34800 | 90.39% | 2.04 | 0 | 9.5 |  |  |  |  | R-410A | 2.9667 | Residential & Commercial | USHP
211229441 | Central HP <5.4 tons | ARCOAIRE | HRCU-A-CB (Split System: Heat Pump with Remote Outdoor Unit-Air-Source) | DLCURAH36ABK |  |  | EA*4X48L24A* | *92ESN0802120A* | 35800 | 16.5 | 8.5 | 37800 | 34600 | 91.53% | 2.04 | 0 | 10 |  |  |  |  | R-410A | 2.9833 | Residential & Commercial | USHP | Ducted CEE Tier 1
212983670 | Central HP <5.4 tons | ARCOAIRE | HRCU-A-CB (Split System: Heat Pump with Remote Outdoor Unit-Air-Source) | DLCURAH18ABK |  |  | EA*4X30L14A* | *92MSN0601412A* | 17700 | 16 | 8.5 | 18300 | 18700 | 102.2% | 2.24 | 0 | 10.5 |  |  |  |  | R-410A | 1.475 | Residential & Commercial | USHP | Ducted CEE Tier 1
212983690 | Central HP <5.4 tons | ARCOAIRE | HRCU-A-CB (Split System: Heat Pump with Remote Outdoor Unit-Air-Source) | DLCURAH18ABK |  |  | EN(A,D)4X18L14** | *92MSN0601412A* | 17300 | 16 | 8.5 | 18500 | 19800 | 107% | 2.38 | 0 | 10.5 |  |  |  |  | R-410A | 1.4417 | Residential & Commercial | USHP | Ducted CEE Tier 1
213076447 | Central HP <5.4 tons | ARCOAIRE | HRCU-A-CB (Split System: Heat Pump with Remote Outdoor Unit-Air-Source) | DLCURAH36ABK |  |  | END4X42L17** | *80VTL0451412B* | 35400 | 16 | 8.1 | 38500 | 35000 | 90.91% | 1.94 | 0 | 10 |  |  |  |  | R-410A | 2.95 | Residential & Commercial | USHP | Ducted CEE Tier 1
212981536 | Central HP <5.4 tons | ARCOAIRE | HRCU-A-CB (Split System: Heat Pump with Remote Outdoor Unit-Air-Source) | DLCURAH36ABK |  |  | EA*4X48L21A* | *80MSU1002120A* | 35600 | 16 | 8.5 | 38000 | 34600 | 91.05% | 2.04 | 0 | 10 |  |  |  |  | R-410A | 2.9667 | Residential & Commercial | USHP | Ducted CEE Tier 1
212973205 | Central HP <5.4 tons | ARCOAIRE | HRCU-A-CB (Split System: Heat Pump with Remote Outdoor Unit-Air-Source) | DLCURAH24ABK |  |  | EA*4X30L17A* | *96VSN0401712B* | 23200 | 16 | 8.5 | 26400 | 25200 | 95.45% | 2.08 | 0 | 10 |  |  |  |  | R-410A | 1.9333 | Residential & Commercial | USHP | Ducted CEE Tier 1
212973005 | Central HP <5.4 tons | ARCOAIRE | HRCU-A-CB (Split System: Heat Pump with Remote Outdoor Unit-Air-Source) | DLCURAH24ABK |  |  | EN(A,D,W)4X36L17** | *96VSN0401410B* | 23400 | 16 | 8.1 | 26400 | 24600 | 93.18% | 2.02 | 0 | 10 |  |  |  |  | R-410A | 1.95 | Residential & Commercial | USHP | Ducted CEE Tier 1
212975093 | Central HP <5.4 tons | ARCOAIRE | HRCU-A-CB (Split System: Heat Pump with Remote Outdoor Unit-Air-Source) | DLCURAH18ABK |  |  | EA*4X25L17A* | *96VTN0401712B* | 17700 | 16 | 8.1 | 17800 | 17800 | 100% | 2.14 | 0 | 10.5 |  |  |  |  | R-410A | 1.475 | Residential & Commercial | USHP | Ducted CEE Tier 1
212974695 | Central HP <5.4 tons | ARCOAIRE | HRCU-A-CB (Split System: Heat Pump with Remote Outdoor Unit-Air-Source) | DLCURAH18ABK |  |  | EN(A,D)4X18L14** | *96VTN0401410B* | 17100 | 15.5 | 8.1 | 18400 | 19800 | 107.6% | 2.38 | 0 | 10.5 |  |  |  |  | R-410A | 1.425 | Residential & Commercial | USHP | Ducted CEE Tier 1
212969779 | Central HP <5.4 tons | ARCOAIRE | HRCU-A-CB (Split System: Heat Pump with Remote Outdoor Unit-Air-Source) | DLCURAH24ABK |  |  | EA*4X36L17A* | *80VSL0451412B* | 23600 | 17 | 8.5 | 26000 | 24200 | 93.08% | 2 | 0 | 10 |  |  |  |  | R-410A | 1.9667 | Residential & Commercial | USHP | Ducted CEE Tier 1
213078209 | Central HP <5.4 tons | ARCOAIRE | HRCU-A-CB (Split System: Heat Pump with Remote Outdoor Unit-Air-Source) | DLCURAH36ABK |  |  | EA*4X43L21A* | *80MS(N,L)0702116A* | 36400 | 16 | 8.5 | 38000 | 34800 | 91.58% | 2.06 | 0 | 10 |  |  |  |  | R-410A | 3.0333 | Residential & Commercial | USHP | Ducted CEE Tier 1
213078479 | Central HP <5.4 tons | ARCOAIRE | HRCU-A-CB (Split System: Heat Pump with Remote Outdoor Unit-Air-Source) | DLCURAH36ABK |  |  | EN(A,D)4X48L24** | *80MS(N,L)0902116A* | 35800 | 16.5 | 8.1 | 38500 | 34800 | 90.39% | 2 | 0 | 10 |  |  |  |  | R-410A | 2.9833 | Residential & Commercial | USHP | Ducted CEE Tier 1
213079313 | Central HP <5.4 tons | ARCOAIRE | HRCU-A-CB (Split System: Heat Pump with Remote Outdoor Unit-Air-Source) | DLCURAH36ABK |  |  | EN(A,D,W)4X48L21** | *80MSU0802120A* | 35800 | 17 | 8.1 | 38000 | 34800 | 91.58% | 2.04 | 0 | 10.5 |  |  |  |  | R-410A | 2.9833 | Residential & Commercial | USHP | Ducted CEE Tier 1
213079347 | Central HP <5.4 tons | ARCOAIRE | HRCU-A-CB (Split System: Heat Pump with Remote Outdoor Unit-Air-Source) | DLCURAH36ABK |  |  | EA*4X37L17A* | *92MSN0601412A* | 36200 | 15.2 | 8.5 | 38500 | 35200 | 91.43% | 2 | 0 | 10 |  |  |  |  | R-410A | 3.0167 | Residential & Commercial | USHP | Ducted CEE Tier 1
213079631 | Central HP <5.4 tons | ARCOAIRE | HRCU-A-CB (Split System: Heat Pump with Remote Outdoor Unit-Air-Source) | DLCURAH36ABK |  |  | EN(A,D,W)4X48L21** | *92MSN0801716A* | 36000 | 16.5 | 8.1 | 38500 | 35000 | 90.91% | 2 | 0 | 10 |  |  |  |  | R-410A | 3 | Residential & Commercial | USHP | Ducted CEE Tier 1
213080516 | Central HP <5.4 tons | ARCOAIRE | HRCU-A-CB (Split System: Heat Pump with Remote Outdoor Unit-Air-Source) | DLCURAH36ABK |  |  | EA*4X36L21A* | *95MSU0401712A* | 35000 | 15.2 | 8.1 | 39000 | 35400 | 90.77% | 1.82 | 0 | 9.5 |  |  |  |  | R-410A | 2.9167 | Residential & Commercial | USHP
212983933 | Central HP <5.4 tons | ARCOAIRE | HRCU-A-CB (Split System: Heat Pump with Remote Outdoor Unit-Air-Source) | DLCURAH30ABK |  |  | EA*4X37L21A* | *92MSN0601714A* | 30200 | 15.2 | 8.1 | 33400 | 26400 | 79.04% | 1.84 | 0 | 9 |  |  |  |  | R-410A | 2.5167 | Residential & Commercial | USHP
212982148 | Central HP <5.4 tons | ARCOAIRE | HRCU-A-CB (Split System: Heat Pump with Remote Outdoor Unit-Air-Source) | DLCURAH30ABK |  |  | EA*4X37L21A* | *80MSU0401712A* | 30400 | 15.2 | 8.1 | 33400 | 26200 | 78.44% | 1.86 | 0 | 9 |  |  |  |  | R-410A | 2.5333 | Residential & Commercial | USHP
212982964 | Central HP <5.4 tons | ARCOAIRE | HRCU-A-CB (Split System: Heat Pump with Remote Outdoor Unit-Air-Source) | DLCURAH30ABK |  |  | EA*4X42L24A* | *80MSU0802120A* | 29600 | 15.5 | 8.5 | 33600 | 27400 | 81.55% | 1.78 | 0 | 9 |  |  |  |  | R-410A | 2.4667 | Residential & Commercial | USHP
211244687 | Central HP <5.4 tons | ARCOAIRE | HRCU-A-CB (Split System: Heat Pump with Remote Outdoor Unit-Air-Source) | DLCURAH24ABK |  |  | EN(A,D)4X30L17** | *80ES(N,L)0451712A* | 24000 | 16.5 | 8.1 | 26200 | 23000 | 87.79% | 1.9 | 0 | 10.5 |  |  |  |  | R-410A | 2 | Residential & Commercial | USHP | Ducted CEE Tier 1
211244952 | Central HP <5.4 tons | ARCOAIRE | HRCU-A-CB (Split System: Heat Pump with Remote Outdoor Unit-Air-Source) | DLCURAH24ABK |  |  | EN(A,D,W)4X36L17** | *80VSL0451716A* | 24200 | 16 | 8.1 | 26400 | 22800 | 86.36% | 1.88 | 0 | 10.5 |  |  |  |  | R-410A | 2.0167 | Residential & Commercial | USHP | Ducted CEE Tier 1
212982664 | Central HP <5.4 tons | ARCOAIRE | HRCU-A-CB (Split System: Heat Pump with Remote Outdoor Unit-Air-Source) | DLCURAH30ABK |  |  | EA*4X43L21A* | *80MSU0601716A* | 30800 | 15.2 | 8.5 | 33000 | 26200 | 79.39% | 1.86 | 0 | 9 |  |  |  |  | R-410A | 2.5667 | Residential & Commercial | USHP
211244644 | Central HP <5.4 tons | ARCOAIRE | HRCU-A-CB (Split System: Heat Pump with Remote Outdoor Unit-Air-Source) | DLCURAH24ABK |  |  | EN(A,D)4X30L17** | *96VTN0601412A* | 23600 | 16.5 | 8.1 | 25800 | 23800 | 92.25% | 1.98 | 0 | 10 |  |  |  |  | R-410A | 1.9667 | Residential & Commercial | USHP | Ducted CEE Tier 1
213942103 | Central HP <5.4 tons | ARCOAIRE | HRCU-A-CB (Split System: Heat Pump with Remote Outdoor Unit-Air-Source) | DLCURAH24ABK |  |  | EN(A,D,W)4X36L17** | *96VTN0601716B* | 24000 | 16.5 | 9 | 26000 | 23200 | 89.23% | 1.92 | 0 | 10.5 |  |  |  |  | R-410A | 2 | Residential & Commercial | USHP | Ducted CEE Tier 1
212981752 | Central HP <5.4 tons | ARCOAIRE | HRCU-A-CB (Split System: Heat Pump with Remote Outdoor Unit-Air-Source) | DLCURAH24ABK |  |  | EA*4X37L17A* | *80MSU1002120A* | 24200 | 16.5 | 8.5 | 25200 | 22000 | 87.3% | 1.84 | 0 | 10 |  |  |  |  | R-410A | 2.0167 | Residential & Commercial | USHP | Ducted CEE Tier 1
212981704 | Central HP <5.4 tons | ARCOAIRE | HRCU-A-CB (Split System: Heat Pump with Remote Outdoor Unit-Air-Source) | DLCURAH24ABK |  |  | EA*4X25L17A* | *80MSU1002120A* | 24400 | 17 | 8.5 | 25200 | 21600 | 85.71% | 1.8 | 0 | 10 |  |  |  |  | R-410A | 2.0333 | Residential & Commercial | USHP | Ducted CEE Tier 1
212982304 | Central HP <5.4 tons | ARCOAIRE | HRCU-A-CB (Split System: Heat Pump with Remote Outdoor Unit-Air-Source) | DLCURAH24ABK |  |  | EA*4X37L17A* | *80MSU0401712A* | 24200 | 16.5 | 8.5 | 25200 | 22000 | 87.3% | 1.84 | 0 | 10 |  |  |  |  | R-410A | 2.0167 | Residential & Commercial | USHP | Ducted CEE Tier 1
212983243 | Central HP <5.4 tons | ARCOAIRE | HRCU-A-CB (Split System: Heat Pump with Remote Outdoor Unit-Air-Source) | DLCURAH24ABK |  |  | EN(A,D)4X36L21** | *92MSN0401712A* | 23400 | 15.5 | 8.1 | 26200 | 24200 | 92.37% | 1.98 | 0 | 10 |  |  |  |  | R-410A | 1.95 | Residential & Commercial | USHP | Ducted CEE Tier 1
212976526 | Central HP <5.4 tons | PAYNE HEATING AND COOLING | HRCU-A-CB (Split System: Heat Pump with Remote Outdoor Unit-Air-Source) | 38MURAQ36AB3* |  |  | CAP**4824AL* | PG96VTAB60080C** | 35400 | 16.5 | 8.1 | 37800 | 34600 | 91.53% | 2 | 0 | 10 |  |  |  |  | R-410A | 2.95 | Residential & Commercial | USHP | Ducted CEE Tier 1
216681855 | Central HP <5.4 tons | PAYNE HEATING AND COOLING | HRCU-A-CB (Split System: Heat Pump with Remote Outdoor Unit-Air-Source) | 38MURAQ36AB3* |  |  | CSPH*4812AL* | PG97VTAA60100C** | 36200 | 16 | 8.5 | 38500 | 34400 | 89.35% | 1.82 | 0 | 10 |  |  |  |  | R-410A | 3.0167 | Residential & Commercial | USHP | Ducted CEE Tier 1
213780421 | Central HP <5.4 tons | DAY & NIGHT | HRCU-A-CB (Split System: Heat Pump with Remote Outdoor Unit-Air-Source) | CVH837GKA** |  |  | EHD4X60AAL+WALLCON | *96CTN0601714B* | 32800 | 16.5 | 8.1 | 32400 | 25000 | 77.16% | 1.96 | 0 | 11 |  |  |  |  | R-410A | 2.7333 | Residential & Commercial | USHP | Ducted CEE Tier 1
211243485 | Central HP <5.4 tons | ARCOAIRE | HRCU-A-CB (Split System: Heat Pump with Remote Outdoor Unit-Air-Source) | DLCURAH24ABK |  |  | EA*4X37L21A* | *80VTL1102122A* | 24400 | 17 | 8.5 | 25200 | 21200 | 84.13% | 1.8 | 0 | 10.5 |  |  |  |  | R-410A | 2.0333 | Residential & Commercial | USHP | Ducted CEE Tier 1
212979159 | Central HP <5.4 tons | ARCOAIRE | HRCU-A-CB (Split System: Heat Pump with Remote Outdoor Unit-Air-Source) | DLCURAH24ABK |  |  | EA*4X36L17A* | *80MS(N,L)0701716A* | 23800 | 17 | 8.5 | 26200 | 23800 | 90.84% | 1.98 | 0 | 10 |  |  |  |  | R-410A | 1.9833 | Residential & Commercial | USHP | Ducted CEE Tier 1
215935538 | Central HP <5.4 tons | ARCOAIRE | HRCU-A-CB (Split System: Heat Pump with Remote Outdoor Unit-Air-Source) | H5H3V36*K*AAA* |  |  | EVD5X30M17A*+WALLCON | *96CTN0601714B* | 34000 | 20 | 8.1 | 38000 | 27200 | 71.58% | 2 | 0 | 11 |  |  |  |  | R-454B | 2.8333 | Residential & Commercial | USHP | Ducted CEE Tier 1
215935938 | Central HP <5.4 tons | ARCOAIRE | HRCU-A-CB (Split System: Heat Pump with Remote Outdoor Unit-Air-Source) | H5H3V36*K*AAA* |  |  | EVD5X42M17A*+WALLCON | *96CTN0601714B* | 34200 | 20.5 | 8.5 | 38000 | 27400 | 72.11% | 2 | 0 | 11 |  |  |  |  | R-454B | 2.85 | Residential & Commercial | USHP | Ducted CEE Tier 1
212975709 | Central HP <5.4 tons | ARCOAIRE | HRCU-A-CB (Split System: Heat Pump with Remote Outdoor Unit-Air-Source) | DLCURAH24ABK |  |  | EN(A,D)4X24L14** | *96VTN0601412B* | 23200 | 16.5 | 8.5 | 26800 | 25400 | 94.78% | 2.12 | 0 | 10 |  |  |  |  | R-410A | 1.9333 | Residential & Commercial | USHP | Ducted CEE Tier 1
212971647 | Central HP <5.4 tons | ARCOAIRE | HRCU-A-CB (Split System: Heat Pump with Remote Outdoor Unit-Air-Source) | DLCURAH24ABK |  |  | EA*4X30L17A* | *80VTL0701716B* | 23600 | 17 | 8.5 | 26000 | 24000 | 92.31% | 2 | 0 | 10 |  |  |  |  | R-410A | 1.9667 | Residential & Commercial | USHP | Ducted CEE Tier 1
212971186 | Central HP <5.4 tons | ARCOAIRE | HRCU-A-CB (Split System: Heat Pump with Remote Outdoor Unit-Air-Source) | DLCURAH24ABK |  |  | EA*4X37L17A* | *80VTL0451412B* | 24200 | 17 | 8.5 | 25200 | 22000 | 87.3% | 1.84 | 0 | 10 |  |  |  |  | R-410A | 2.0167 | Residential & Commercial | USHP | Ducted CEE Tier 1
213078133 | Central HP <5.4 tons | ARCOAIRE | HRCU-A-CB (Split System: Heat Pump with Remote Outdoor Unit-Air-Source) | DLCURAH36ABK |  |  | END4X42L17** | *80MS(N,L)0701716A* | 35800 | 15.5 | 8.1 | 38500 | 35200 | 91.43% | 1.96 | 0 | 10 |  |  |  |  | R-410A | 2.9833 | Residential & Commercial | USHP | Ducted CEE Tier 1
213078169 | Central HP <5.4 tons | ARCOAIRE | HRCU-A-CB (Split System: Heat Pump with Remote Outdoor Unit-Air-Source) | DLCURAH36ABK |  |  | EA*4X36L21A* | *80MS(N,L)0702116A* | 34800 | 16 | 8.1 | 38500 | 35200 | 91.43% | 1.82 | 0 | 9.5 |  |  |  |  | R-410A | 2.9 | Residential & Commercial | USHP
213078769 | Central HP <5.4 tons | ARCOAIRE | HRCU-A-CB (Split System: Heat Pump with Remote Outdoor Unit-Air-Source) | DLCURAH36ABK |  |  | EA*4X42L24A* | *80MS(N,L)1352420A* | 35400 | 16.5 | 8.1 | 38500 | 35000 | 90.91% | 1.88 | 0 | 10 |  |  |  |  | R-410A | 2.95 | Residential & Commercial | USHP | Ducted CEE Tier 1
213077949 | Central HP <5.4 tons | ARCOAIRE | HRCU-A-CB (Split System: Heat Pump with Remote Outdoor Unit-Air-Source) | DLCURAH36ABK |  |  | EA*4X37L21A* | *80MS(N,L)0701712A* | 36200 | 16 | 8.5 | 38000 | 34800 | 91.58% | 2.04 | 0 | 10 |  |  |  |  | R-410A | 3.0167 | Residential & Commercial | USHP | Ducted CEE Tier 1
212979957 | Central HP <5.4 tons | ARCOAIRE | HRCU-A-CB (Split System: Heat Pump with Remote Outdoor Unit-Air-Source) | DLCURAH18ABK |  |  | EA*4X24L17A* | *80MS(N,L)0901714A* | 17500 | 16 | 8.5 | 18500 | 19400 | 104.9% | 2.34 | 0 | 10.5 |  |  |  |  | R-410A | 1.4583 | Residential & Commercial | USHP | Ducted CEE Tier 1
211260111 | Central HP <5.4 tons | ARCOAIRE | HRCU-A-CB (Split System: Heat Pump with Remote Outdoor Unit-Air-Source) | DLCURAH18ABK |  |  | EA*4X24L14A* | *80VTL0451412A* | 17600 | 16 | 8.5 | 18400 | 19100 | 103.8% | 2.3 | 0 | 10.5 |  |  |  |  | R-410A | 1.4667 | Residential & Commercial | USHP | Ducted CEE Tier 1
211240257 | Central HP <5.4 tons | ARCOAIRE | HRCU-A-CB (Split System: Heat Pump with Remote Outdoor Unit-Air-Source) | DLCURAH24ABK |  |  | EA*4X24L14A* | *80VTL0451412A* | 23800 | 16.5 | 8.5 | 26800 | 24000 | 89.55% | 1.98 | 0 | 10 |  |  |  |  | R-410A | 1.9833 | Residential & Commercial | USHP | Ducted CEE Tier 1
211240489 | Central HP <5.4 tons | ARCOAIRE | HRCU-A-CB (Split System: Heat Pump with Remote Outdoor Unit-Air-Source) | DLCURAH24ABK |  |  | EA*4X24L17A* | *95ESU0601716A* | 24000 | 16.5 | 8.5 | 26800 | 24000 | 89.55% | 1.98 | 0 | 10 |  |  |  |  | R-410A | 2 | Residential & Commercial | USHP | Ducted CEE Tier 1
211241377 | Central HP <5.4 tons | ARCOAIRE | HRCU-A-CB (Split System: Heat Pump with Remote Outdoor Unit-Air-Source) | DLCURAH24ABK |  |  | EA*4X30L17A* | *80VSL0451412A* | 23400 | 16.5 | 8.5 | 25800 | 24400 | 94.57% | 2.02 | 0 | 10 |  |  |  |  | R-410A | 1.95 | Residential & Commercial | USHP | Ducted CEE Tier 1
211243465 | Central HP <5.4 tons | ARCOAIRE | HRCU-A-CB (Split System: Heat Pump with Remote Outdoor Unit-Air-Source) | DLCURAH24ABK |  |  | EA*4X37L21A* | *96VTN0802120A* | 24200 | 17 | 8.1 | 25000 | 21400 | 85.6% | 1.8 | 0 | 10 |  |  |  |  | R-410A | 2.0167 | Residential & Commercial | USHP | Ducted CEE Tier 1
211243133 | Central HP <5.4 tons | ARCOAIRE | HRCU-A-CB (Split System: Heat Pump with Remote Outdoor Unit-Air-Source) | DLCURAH24ABK |  |  | EA*4X37L17A* | *92ESN0401712A* | 24200 | 16 | 8.1 | 25400 | 22000 | 86.61% | 1.82 | 0 | 10 |  |  |  |  | R-410A | 2.0167 | Residential & Commercial | USHP | Ducted CEE Tier 1
211243266 | Central HP <5.4 tons | ARCOAIRE | HRCU-A-CB (Split System: Heat Pump with Remote Outdoor Unit-Air-Source) | DLCURAH24ABK |  |  | EA*4X37L21A* | *95ESU0401712A* | 24400 | 17 | 8.5 | 25200 | 21200 | 84.13% | 1.78 | 0 | 10 |  |  |  |  | R-410A | 2.0333 | Residential & Commercial | USHP | Ducted CEE Tier 1
211242645 | Central HP <5.4 tons | ARCOAIRE | HRCU-A-CB (Split System: Heat Pump with Remote Outdoor Unit-Air-Source) | DLCURAH24ABK |  |  | EA*4X36L21A* | *92ESN0802120A* | 25000 | 17 | 8.5 | 26600 | 21800 | 81.95% | 1.82 | 0 | 10.5 |  |  |  |  | R-410A | 2.0833 | Residential & Commercial | USHP | Ducted CEE Tier 1
211243031 | Central HP <5.4 tons | ARCOAIRE | HRCU-A-CB (Split System: Heat Pump with Remote Outdoor Unit-Air-Source) | DLCURAH24ABK |  |  | EA*4X37L17A* | *80ES(N,L)0451712A* | 24600 | 16.5 | 8.5 | 25600 | 21600 | 84.38% | 1.8 | 0 | 10 |  |  |  |  | R-410A | 2.05 | Residential & Commercial | USHP | Ducted CEE Tier 1
211243701 | Central HP <5.4 tons | ARCOAIRE | HRCU-A-CB (Split System: Heat Pump with Remote Outdoor Unit-Air-Source) | DLCURAH24ABK |  |  | EN(A,D)4X24L14** | *80VSL0451412A* | 23800 | 16 | 8.5 | 26800 | 23200 | 86.57% | 1.9 | 0 | 10 |  |  |  |  | R-410A | 1.9833 | Residential & Commercial | USHP | Ducted CEE Tier 1
211242879 | Central HP <5.4 tons | ARCOAIRE | HRCU-A-CB (Split System: Heat Pump with Remote Outdoor Unit-Air-Source) | DLCURAH24ABK |  |  | EA*4X37L17A* | *95ESU0601716A* | 24800 | 17 | 8.5 | 25600 | 21400 | 83.59% | 1.8 | 0 | 10.5 |  |  |  |  | R-410A | 2.0667 | Residential & Commercial | USHP | Ducted CEE Tier 1
211242915 | Central HP <5.4 tons | ARCOAIRE | HRCU-A-CB (Split System: Heat Pump with Remote Outdoor Unit-Air-Source) | DLCURAH24ABK |  |  | EA*4X37L17A* | *96VTN0401712A* | 24600 | 15.5 | 8.5 | 25800 | 21600 | 83.72% | 1.78 | 0 | 10 |  |  |  |  | R-410A | 2.05 | Residential & Commercial | USHP | Ducted CEE Tier 1
211242480 | Central HP <5.4 tons | ARCOAIRE | HRCU-A-CB (Split System: Heat Pump with Remote Outdoor Unit-Air-Source) | DLCURAH24ABK |  |  | EA*4X36L21A* | *96VTN0801716A* | 24400 | 16.5 | 8.5 | 26200 | 22400 | 85.5% | 1.86 | 0 | 10 |  |  |  |  | R-410A | 2.0333 | Residential & Commercial | USHP | Ducted CEE Tier 1
211242145 | Central HP <5.4 tons | ARCOAIRE | HRCU-A-CB (Split System: Heat Pump with Remote Outdoor Unit-Air-Source) | DLCURAH24ABK |  |  | EA*4X36L17A* | *92ESN0801716A* | 24400 | 17 | 8.5 | 26200 | 22400 | 85.5% | 1.86 | 0 | 10 |  |  |  |  | R-410A | 2.0333 | Residential & Commercial | USHP | Ducted CEE Tier 1
211242511 | Central HP <5.4 tons | ARCOAIRE | HRCU-A-CB (Split System: Heat Pump with Remote Outdoor Unit-Air-Source) | DLCURAH24ABK |  |  | EA*4X36L21A* | *96VTN0601714A* | 24000 | 16.5 | 8.5 | 26000 | 22800 | 87.69% | 1.88 | 0 | 10 |  |  |  |  | R-410A | 2 | Residential & Commercial | USHP | Ducted CEE Tier 1
211241395 | Central HP <5.4 tons | ARCOAIRE | HRCU-A-CB (Split System: Heat Pump with Remote Outdoor Unit-Air-Source) | DLCURAH24ABK |  |  | EA*4X30L17A* | *96VSN0601714A* | 23400 | 16.5 | 8.5 | 25800 | 24200 | 93.8% | 2.02 | 0 | 10 |  |  |  |  | R-410A | 1.95 | Residential & Commercial | USHP | Ducted CEE Tier 1
213076423 | Central HP <5.4 tons | ARCOAIRE | HRCU-A-CB (Split System: Heat Pump with Remote Outdoor Unit-Air-Source) | DLCURAH36ABK |  |  | EA*4X37L17A* | *80VTL0451412B* | 36000 | 15.5 | 8.5 | 38500 | 35000 | 90.91% | 2 | 0 | 10 |  |  |  |  | R-410A | 3 | Residential & Commercial | USHP | Ducted CEE Tier 1
213076791 | Central HP <5.4 tons | ARCOAIRE | HRCU-A-CB (Split System: Heat Pump with Remote Outdoor Unit-Air-Source) | DLCURAH36ABK |  |  | EA*4X48L21A* | *80VTL1102122B* | 36200 | 16 | 8.5 | 38000 | 34800 | 91.58% | 2.04 | 0 | 10 |  |  |  |  | R-410A | 3.0167 | Residential & Commercial | USHP | Ducted CEE Tier 1
212984185 | Central HP <5.4 tons | ARCOAIRE | HRCU-A-CB (Split System: Heat Pump with Remote Outdoor Unit-Air-Source) | DLCURAH18ABK |  |  | EA*4X25L17A* | *92MSN0601714A* | 18100 | 16.5 | 8.5 | 17900 | 17700 | 98.88% | 2.14 | 0 | 11 |  |  |  |  | R-410A | 1.5083 | Residential & Commercial | USHP | Ducted CEE Tier 1
213076522 | Central HP <5.4 tons | ARCOAIRE | HRCU-A-CB (Split System: Heat Pump with Remote Outdoor Unit-Air-Source) | DLCURAH36ABK |  |  | EA*4X43L21A* | *80VTL0701716B* | 36200 | 16 | 8.5 | 38000 | 34800 | 91.58% | 2.04 | 0 | 10 |  |  |  |  | R-410A | 3.0167 | Residential & Commercial | USHP | Ducted CEE Tier 1
213077744 | Central HP <5.4 tons | ARCOAIRE | HRCU-A-CB (Split System: Heat Pump with Remote Outdoor Unit-Air-Source) | DLCURAH36ABK |  |  | EA*4X43L21A* | *96VTN1002122B* | 36800 | 16.5 | 8.5 | 38000 | 34800 | 91.58% | 2.08 | 0 | 10 |  |  |  |  | R-410A | 3.0667 | Residential & Commercial | USHP | Ducted CEE Tier 1
213077808 | Central HP <5.4 tons | ARCOAIRE | HRCU-A-CB (Split System: Heat Pump with Remote Outdoor Unit-Air-Source) | DLCURAH36ABK |  |  | EN(A,D)4X48L24** | *96VTN1202422B* | 35800 | 16.5 | 8.1 | 38500 | 35000 | 90.91% | 2 | 0 | 10 |  |  |  |  | R-410A | 2.9833 | Residential & Commercial | USHP | Ducted CEE Tier 1
213077724 | Central HP <5.4 tons | ARCOAIRE | HRCU-A-CB (Split System: Heat Pump with Remote Outdoor Unit-Air-Source) | DLCURAH36ABK |  |  | EA*4X42L21A* | *96VTN1002122B* | 35400 | 16.5 | 8.1 | 38500 | 35000 | 90.91% | 1.88 | 0 | 10 |  |  |  |  | R-410A | 2.95 | Residential & Commercial | USHP | Ducted CEE Tier 1
212983700 | Central HP <5.4 tons | ARCOAIRE | HRCU-A-CB (Split System: Heat Pump with Remote Outdoor Unit-Air-Source) | DLCURAH18ABK |  |  | EN(A,D)4X24L14** | *92MSN0601412A* | 17500 | 16 | 8.5 | 18500 | 19200 | 103.8% | 2.3 | 0 | 11 |  |  |  |  | R-410A | 1.4583 | Residential & Commercial | USHP | Ducted CEE Tier 1
212983298 | Central HP <5.4 tons | ARCOAIRE | HRCU-A-CB (Split System: Heat Pump with Remote Outdoor Unit-Air-Source) | DLCURAH18ABK |  |  | EN(A,D)4X24L17** | *92MSN0401712A* | 17200 | 15.5 | 8.1 | 18300 | 19300 | 105.5% | 2.3 | 0 | 10.5 |  |  |  |  | R-410A | 1.4333 | Residential & Commercial | USHP | Ducted CEE Tier 1
215936258 | Central HP <5.4 tons | ARCOAIRE | HRCU-A-CB (Split System: Heat Pump with Remote Outdoor Unit-Air-Source) | H5H3V36*K*AAA* |  |  | EVD5X42M24A*+WALLCON | *96CTN1002122B* | 35600 | 22 | 8.5 | 38000 | 28400 | 74.74% | 2.04 | 0 | 12.5 |  |  |  |  | R-454B | 2.9667 | Residential & Commercial | USHP | Ducted CEE Tier 1
215936108 | Central HP <5.4 tons | ARCOAIRE | HRCU-A-CB (Split System: Heat Pump with Remote Outdoor Unit-Air-Source) | H5H3V36*K*AAA* |  |  | EVD5X42M21A*+WALLCON | *97CMN1002122B* | 34400 | 21 | 8.5 | 38500 | 28000 | 72.73% | 2.06 | 0 | 12 |  |  |  |  | R-454B | 2.8667 | Residential & Commercial | USHP | Ducted CEE Tier 1
215935608 | Central HP <5.4 tons | ARCOAIRE | HRCU-A-CB (Split System: Heat Pump with Remote Outdoor Unit-Air-Source) | H5H3V36*K*AAA* |  |  | EVD5X36M21A*+WALLCON | *80CSU1002120A* | 34400 | 20.5 | 8.5 | 38500 | 28200 | 73.25% | 2.04 | 0 | 11.7 |  |  |  |  | R-454B | 2.8667 | Residential & Commercial | USHP | Ducted CEE Tier 1
212981112 | Central HP <5.4 tons | ARCOAIRE | HRCU-A-CB (Split System: Heat Pump with Remote Outdoor Unit-Air-Source) | DLCURAH30ABK |  |  | EA*4X42L24A* | *80MS(N,L)1102420A* | 30000 | 15.5 | 8.1 | 34200 | 27600 | 80.7% | 1.8 | 0 | 9 |  |  |  |  | R-410A | 2.5 | Residential & Commercial | USHP
213077916 | Central HP <5.4 tons | ARCOAIRE | HRCU-A-CB (Split System: Heat Pump with Remote Outdoor Unit-Air-Source) | DLCURAH36ABK |  |  | EA*4X36L17A* | *80MS(N,L)0701712A* | 35000 | 16 | 8.1 | 38500 | 35200 | 91.43% | 1.82 | 0 | 9.5 |  |  |  |  | R-410A | 2.9167 | Residential & Commercial | USHP
213079121 | Central HP <5.4 tons | ARCOAIRE | HRCU-A-CB (Split System: Heat Pump with Remote Outdoor Unit-Air-Source) | DLCURAH36ABK |  |  | EA*4X42L24A* | *80MSU0601716A* | 35200 | 16.5 | 8.1 | 38500 | 35000 | 90.91% | 1.88 | 0 | 10 |  |  |  |  | R-410A | 2.9333 | Residential & Commercial | USHP | Ducted CEE Tier 1
213078989 | Central HP <5.4 tons | ARCOAIRE | HRCU-A-CB (Split System: Heat Pump with Remote Outdoor Unit-Air-Source) | DLCURAH36ABK |  |  | EA*4X37L21A* | *80MSU0401712A* | 36600 | 16 | 8.5 | 38500 | 34800 | 90.39% | 2.08 | 0 | 10 |  |  |  |  | R-410A | 3.05 | Residential & Commercial | USHP | Ducted CEE Tier 1
213078953 | Central HP <5.4 tons | ARCOAIRE | HRCU-A-CB (Split System: Heat Pump with Remote Outdoor Unit-Air-Source) | DLCURAH36ABK |  |  | EA*4X36L17A* | *80MSU0401712A* | 34800 | 15.5 | 8.5 | 39000 | 35200 | 90.26% | 1.8 | 0 | 9.5 |  |  |  |  | R-410A | 2.9 | Residential & Commercial | USHP
213079673 | Central HP <5.4 tons | ARCOAIRE | HRCU-A-CB (Split System: Heat Pump with Remote Outdoor Unit-Air-Source) | DLCURAH36ABK |  |  | EA*4X42L24A* | *92MSN0802120A* | 35200 | 16.5 | 8.1 | 38500 | 35000 | 90.91% | 1.88 | 0 | 10 |  |  |  |  | R-410A | 2.9333 | Residential & Commercial | USHP | Ducted CEE Tier 1
213079840 | Central HP <5.4 tons | ARCOAIRE | HRCU-A-CB (Split System: Heat Pump with Remote Outdoor Unit-Air-Source) | DLCURAH36ABK |  |  | EA*4X36L21A* | *92MSN1002122A* | 35200 | 16 | 8.1 | 38500 | 35200 | 91.43% | 1.84 | 0 | 9.5 |  |  |  |  | R-410A | 2.9333 | Residential & Commercial | USHP
214229391 | Central HP <5.4 tons | ARCOAIRE | HRCU-A-CB (Split System: Heat Pump with Remote Outdoor Unit-Air-Source) | DLCURAH24ABK |  |  | EN(A,D)4X36L21** | *80MSU0802120A* | 23400 | 17 | 8.5 | 25800 | 23800 | 92.25% | 2 | 0 | 10.5 |  |  |  |  | R-410A | 1.95 | Residential & Commercial | USHP | Ducted CEE Tier 1
214229138 | Central HP <5.4 tons | ARCOAIRE | HRCU-A-CB (Split System: Heat Pump with Remote Outdoor Unit-Air-Source) | DLCURAH24ABK |  |  | EA*4X25L17A* | *80MSU0601716A* | 24200 | 17.5 | 8.5 | 25200 | 21200 | 84.13% | 1.8 | 0 | 10 |  |  |  |  | R-410A | 2.0167 | Residential & Commercial | USHP | Ducted CEE Tier 1
215935818 | Central HP <5.4 tons | ARCOAIRE | HRCU-A-CB (Split System: Heat Pump with Remote Outdoor Unit-Air-Source) | H5H3V36*K*AAA* |  |  | EVD5X38M17A*+WALLCON | *80CSU0601716A* | 35400 | 22 | 8.5 | 38000 | 28600 | 75.26% | 2.02 | 0 | 12 |  |  |  |  | R-454B | 2.95 | Residential & Commercial | USHP | Ducted CEE Tier 1
215935648 | Central HP <5.4 tons | ARCOAIRE | HRCU-A-CB (Split System: Heat Pump with Remote Outdoor Unit-Air-Source) | H5H3V36*K*AAA* |  |  | EVD5X36M21A*+WALLCON | *80CTL0901716B* | 34400 | 21 | 8.5 | 38500 | 28200 | 73.25% | 2.04 | 0 | 11.7 |  |  |  |  | R-454B | 2.8667 | Residential & Commercial | USHP | Ducted CEE Tier 1
215935848 | Central HP <5.4 tons | ARCOAIRE | HRCU-A-CB (Split System: Heat Pump with Remote Outdoor Unit-Air-Source) | H5H3V36*K*AAA* |  |  | EVD5X38M17A*+WALLCON | *80CTL0701716B* | 35400 | 21.5 | 8.5 | 38500 | 29000 | 75.32% | 2.02 | 0 | 12 |  |  |  |  | R-454B | 2.95 | Residential & Commercial | USHP | Ducted CEE Tier 1
212984749 | Central HP <5.4 tons | ARCOAIRE | HRCU-A-CB (Split System: Heat Pump with Remote Outdoor Unit-Air-Source) | DLCURAH18ABK |  |  | EN(A,D)4X24L17** | *92MSN0801716A* | 17700 | 16.5 | 8.5 | 18700 | 19100 | 102.1% | 2.3 | 0 | 11 |  |  |  |  | R-410A | 1.475 | Residential & Commercial | USHP | Ducted CEE Tier 1
214228984 | Central HP <5.4 tons | ARCOAIRE | HRCU-A-CB (Split System: Heat Pump with Remote Outdoor Unit-Air-Source) | DLCURAH18ABK |  |  | EA*4X24L17A* | *80MSU0601716A* | 17600 | 16.5 | 8.5 | 18600 | 19100 | 102.7% | 2.3 | 0 | 10.5 |  |  |  |  | R-410A | 1.4667 | Residential & Commercial | USHP | Ducted CEE Tier 1
211229632 | Central HP <5.4 tons | ARCOAIRE | HRCU-A-CB (Split System: Heat Pump with Remote Outdoor Unit-Air-Source) | DLCURAH36ABK |  |  | EA*4X48L24A* | OLV112A16A | 35800 | 15.5 | 8.5 | 38500 | 34800 | 90.39% | 2.04 | 0 | 10 |  |  |  |  | R-410A | 2.9833 | Residential & Commercial | USHP | Ducted CEE Tier 1
211229923 | Central HP <5.4 tons | ARCOAIRE | HRCU-A-CB (Split System: Heat Pump with Remote Outdoor Unit-Air-Source) | DLCURAH36ABK |  |  | EN(A,D,W)4X48L21** | *80ES(N,L)0702116A* | 35800 | 16.5 | 8.1 | 38500 | 34800 | 90.39% | 2 | 0 | 10 |  |  |  |  | R-410A | 2.9833 | Residential & Commercial | USHP | Ducted CEE Tier 1
212989529 | Central HP <5.4 tons | ARCOAIRE | HRCU-A-CB (Split System: Heat Pump with Remote Outdoor Unit-Air-Source) | DLCURAH30ABK |  |  | EA*4X37L21A* | *95MSU0802120A* | 30600 | 15.2 | 8.1 | 33400 | 26400 | 79.04% | 1.86 | 0 | 9 |  |  |  |  | R-410A | 2.55 | Residential & Commercial | USHP
211229959 | Central HP <5.4 tons | ARCOAIRE | HRCU-A-CB (Split System: Heat Pump with Remote Outdoor Unit-Air-Source) | DLCURAH36ABK |  |  | EN(A,D,W)4X48L21** | *80ES(N,L)0902120A* | 36600 | 16 | 8.1 | 39500 | 34800 | 88.1% | 2.04 | 0 | 10.5 |  |  |  |  | R-410A | 3.05 | Residential & Commercial | USHP | Ducted CEE Tier 1
211229991 | Central HP <5.4 tons | ARCOAIRE | HRCU-A-CB (Split System: Heat Pump with Remote Outdoor Unit-Air-Source) | DLCURAH36ABK |  |  | EN(A,D,W)4X48L21** | *80VSL0701716A* | 35800 | 16 | 8.1 | 38500 | 34800 | 90.39% | 2 | 0 | 10 |  |  |  |  | R-410A | 2.9833 | Residential & Commercial | USHP | Ducted CEE Tier 1
211230343 | Central HP <5.4 tons | ARCOAIRE | HRCU-A-CB (Split System: Heat Pump with Remote Outdoor Unit-Air-Source) | DLCURAH36ABK |  |  | EN(A,D,W)4X48L21** | *96VTN1002122A* | 36000 | 16.5 | 8.1 | 38500 | 34800 | 90.39% | 2.02 | 0 | 10.5 |  |  |  |  | R-410A | 3 | Residential & Commercial | USHP | Ducted CEE Tier 1
211230234 | Central HP <5.4 tons | ARCOAIRE | HRCU-A-CB (Split System: Heat Pump with Remote Outdoor Unit-Air-Source) | DLCURAH36ABK |  |  | EN(A,D,W)4X48L21** | *96VSN0801716A* | 35800 | 16 | 8.1 | 38500 | 34800 | 90.39% | 2 | 0 | 10 |  |  |  |  | R-410A | 2.9833 | Residential & Commercial | USHP | Ducted CEE Tier 1
211230284 | Central HP <5.4 tons | ARCOAIRE | HRCU-A-CB (Split System: Heat Pump with Remote Outdoor Unit-Air-Source) | DLCURAH36ABK |  |  | EN(A,D,W)4X48L21** | *95ESU1002120A* | 36400 | 16 | 8.1 | 38500 | 34800 | 90.39% | 2.04 | 0 | 10.5 |  |  |  |  | R-410A | 3.0333 | Residential & Commercial | USHP | Ducted CEE Tier 1
211226817 | Central HP <5.4 tons | ARCOAIRE | HRCU-A-CB (Split System: Heat Pump with Remote Outdoor Unit-Air-Source) | DLCURAH36ABK |  |  | EA*4X37L21A* | *80ES(N,L)0901714A* | 36800 | 16 | 8.5 | 38500 | 34800 | 90.39% | 2.1 | 0 | 10 |  |  |  |  | R-410A | 3.0667 | Residential & Commercial | USHP | Ducted CEE Tier 1
215936078 | Central HP <5.4 tons | ARCOAIRE | HRCU-A-CB (Split System: Heat Pump with Remote Outdoor Unit-Air-Source) | H5H3V36*K*AAA* |  |  | EVD5X42M21A*+WALLCON | *97CMN0602120B* | 34200 | 20.5 | 8.5 | 39000 | 28600 | 73.33% | 2.04 | 0 | 11.5 |  |  |  |  | R-454B | 2.85 | Residential & Commercial | USHP | Ducted CEE Tier 1
215936098 | Central HP <5.4 tons | ARCOAIRE | HRCU-A-CB (Split System: Heat Pump with Remote Outdoor Unit-Air-Source) | H5H3V36*K*AAA* |  |  | EVD5X42M21A*+WALLCON | *97CMN0802120B* | 34400 | 20.5 | 8.5 | 38500 | 28200 | 73.25% | 2.04 | 0 | 11.7 |  |  |  |  | R-454B | 2.8667 | Residential & Commercial | USHP | Ducted CEE Tier 1
215935878 | Central HP <5.4 tons | ARCOAIRE | HRCU-A-CB (Split System: Heat Pump with Remote Outdoor Unit-Air-Source) | H5H3V36*K*AAA* |  |  | EVD5X38M17A*+WALLCON | *97CMN0601714B* | 35200 | 21 | 8.5 | 38000 | 28000 | 73.68% | 2.06 | 0 | 11.5 |  |  |  |  | R-454B | 2.9333 | Residential & Commercial | USHP | Ducted CEE Tier 1
215935998 | Central HP <5.4 tons | ARCOAIRE | HRCU-A-CB (Split System: Heat Pump with Remote Outdoor Unit-Air-Source) | H5H3V36*K*AAA* |  |  | EVD5X42M21A*+WALLCON | *80CTL0702120B* | 34400 | 21 | 8.5 | 38500 | 28200 | 73.25% | 2.04 | 0 | 11.7 |  |  |  |  | R-454B | 2.8667 | Residential & Commercial | USHP | Ducted CEE Tier 1
215936028 | Central HP <5.4 tons | ARCOAIRE | HRCU-A-CB (Split System: Heat Pump with Remote Outdoor Unit-Air-Source) | H5H3V36*K*AAA* |  |  | EVD5X42M21A*+WALLCON | *80CTL1102120B* | 34400 | 21 | 8.5 | 38500 | 28000 | 72.73% | 2.04 | 0 | 12 |  |  |  |  | R-454B | 2.8667 | Residential & Commercial | USHP | Ducted CEE Tier 1
215936048 | Central HP <5.4 tons | ARCOAIRE | HRCU-A-CB (Split System: Heat Pump with Remote Outdoor Unit-Air-Source) | H5H3V36*K*AAA* |  |  | EVD5X42M21A*+WALLCON | *95CSU0802120B* | 34400 | 20.5 | 8.5 | 38500 | 28200 | 73.25% | 2.04 | 0 | 11.7 |  |  |  |  | R-454B | 2.8667 | Residential & Commercial | USHP | Ducted CEE Tier 1
215935678 | Central HP <5.4 tons | ARCOAIRE | HRCU-A-CB (Split System: Heat Pump with Remote Outdoor Unit-Air-Source) | H5H3V36*K*AAA* |  |  | EVD5X36M21A*+WALLCON | *95CSU0601716B* | 34200 | 20.5 | 8.5 | 39000 | 28600 | 73.33% | 2.04 | 0 | 11.5 |  |  |  |  | R-454B | 2.85 | Residential & Commercial | USHP | Ducted CEE Tier 1
215935578 | Central HP <5.4 tons | ARCOAIRE | HRCU-A-CB (Split System: Heat Pump with Remote Outdoor Unit-Air-Source) | H5H3V36*K*AAA* |  |  | EVD5X36M17A*+WALLCON | *96CTN0601714B* | 34000 | 20 | 8.1 | 38000 | 27200 | 71.58% | 2 | 0 | 11 |  |  |  |  | R-454B | 2.8333 | Residential & Commercial | USHP | Ducted CEE Tier 1
212977696 | Central HP <5.4 tons | PAYNE HEATING AND COOLING | HRCU-A-CB (Split System: Heat Pump with Remote Outdoor Unit-Air-Source) | 38MURAQ24AB3* |  |  | CNPV*3617AL* | PG80MS(A,L)A36045A** | 23600 | 17 | 8.5 | 26400 | 24200 | 91.67% | 2 | 0 | 10.5 |  |  |  |  | R-410A | 1.9667 | Residential & Commercial | USHP | Ducted CEE Tier 1
212989061 | Central HP <5.4 tons | ARCOAIRE | HRCU-A-CB (Split System: Heat Pump with Remote Outdoor Unit-Air-Source) | DLCURAH30ABK |  |  | EA*4X43L21A* | *95MSU0601716A* | 30600 | 15.2 | 8.5 | 33600 | 26400 | 78.57% | 1.86 | 0 | 9 |  |  |  |  | R-410A | 2.55 | Residential & Commercial | USHP
212982952 | Central HP <5.4 tons | ARCOAIRE | HRCU-A-CB (Split System: Heat Pump with Remote Outdoor Unit-Air-Source) | DLCURAH30ABK |  |  | EA*4X42L21A* | *80MSU0802120A* | 29600 | 15.5 | 8.5 | 33600 | 27600 | 82.14% | 1.78 | 0 | 9 |  |  |  |  | R-410A | 2.4667 | Residential & Commercial | USHP
212981800 | Central HP <5.4 tons | ARCOAIRE | HRCU-A-CB (Split System: Heat Pump with Remote Outdoor Unit-Air-Source) | DLCURAH24ABK |  |  | EN(A,D,W)4X36L17** | *80MSU1002120A* | 23800 | 16.5 | 8.5 | 26400 | 24000 | 90.91% | 1.98 | 0 | 10.5 |  |  |  |  | R-410A | 1.9833 | Residential & Commercial | USHP | Ducted CEE Tier 1
212989505 | Central HP <5.4 tons | ARCOAIRE | HRCU-A-CB (Split System: Heat Pump with Remote Outdoor Unit-Air-Source) | DLCURAH36ABK |  |  | EA*4X48L24A* | *95MSU0802120A* | 35600 | 16.5 | 8.5 | 37800 | 34600 | 91.53% | 2.02 | 0 | 10 |  |  |  |  | R-410A | 2.9667 | Residential & Commercial | USHP | Ducted CEE Tier 1
212985509 | Central HP <5.4 tons | ARCOAIRE | HRCU-A-CB (Split System: Heat Pump with Remote Outdoor Unit-Air-Source) | DLCURAH36ABK |  |  | EA*4X48L21A* | *92MSN1002122A* | 35800 | 16.5 | 8.5 | 37800 | 34600 | 91.53% | 2.02 | 0 | 10 |  |  |  |  | R-410A | 2.9833 | Residential & Commercial | USHP | Ducted CEE Tier 1
215675247 | Central HP <5.4 tons | ARCOAIRE | HRCU-A-CB (Split System: Heat Pump with Remote Outdoor Unit-Air-Source) | H5H0V48*K*AAA* |  |  | ESH5X60M12A*+WALLCON | *95CSU0802120B* | 45500 | 16.5 | 8.5 | 48000 | 33800 | 70.42% | 2.06 | 0 | 9.5 |  |  |  |  | R-454B | 3.7917 | Residential & Commercial | USHP
215675347 | Central HP <5.4 tons | ARCOAIRE | HRCU-A-CB (Split System: Heat Pump with Remote Outdoor Unit-Air-Source) | H5H0V48*K*AAA* |  |  | FCMA5B60L0D*+WALLCON | 0 | 46500 | 19.5 | 9.5 | 47000 | 33000 | 70.21% | 2.2 | 0 | 10.5 |  |  |  |  | R-454B | 3.875 | Residential & Commercial | USHP | Ducted CEE Tier 1
212969829 | Central HP <5.4 tons | ARCOAIRE | HRCU-A-CB (Split System: Heat Pump with Remote Outdoor Unit-Air-Source) | DLCURAH24ABK |  |  | EN(A,D)4X30L17** | *80VSL0451412B* | 23600 | 17 | 8.5 | 26200 | 24600 | 93.89% | 2.04 | 0 | 10.5 |  |  |  |  | R-410A | 1.9667 | Residential & Commercial | USHP | Ducted CEE Tier 1
215935408 | Central HP <5.4 tons | ARCOAIRE | HRCU-A-CB (Split System: Heat Pump with Remote Outdoor Unit-Air-Source) | H5H3V36*K*AAA* |  |  | EVM5X60M24A*+WALLCON | *97CMN0802120B* | 35400 | 21.5 | 8.5 | 38000 | 28400 | 74.74% | 2.04 | 0 | 12.5 |  |  |  |  | R-454B | 2.95 | Residential & Commercial | USHP | Ducted CEE Tier 1
212974525 | Central HP <5.4 tons | ARCOAIRE | HRCU-A-CB (Split System: Heat Pump with Remote Outdoor Unit-Air-Source) | DLCURAH30ABK |  |  | EA*4X42L24A* | *96VSN1202422B* | 30200 | 15.2 | 8.1 | 34400 | 27400 | 79.65% | 1.8 | 0 | 9 |  |  |  |  | R-410A | 2.5167 | Residential & Commercial | USHP
212972486 | Central HP <5.4 tons | ARCOAIRE | HRCU-A-CB (Split System: Heat Pump with Remote Outdoor Unit-Air-Source) | DLCURAH30ABK |  |  | EA*4X43L21A* | *80VTL1102122B* | 30400 | 15.2 | 8.1 | 33400 | 26400 | 79.04% | 1.84 | 0 | 9 |  |  |  |  | R-410A | 2.5333 | Residential & Commercial | USHP
212980926 | Central HP <5.4 tons | ARCOAIRE | HRCU-A-CB (Split System: Heat Pump with Remote Outdoor Unit-Air-Source) | DLCURAH30ABK |  |  | EA*4X42L21A* | *80MS(N,L)1102120A* | 30400 | 15.2 | 8.1 | 34400 | 27400 | 79.65% | 1.82 | 0 | 9 |  |  |  |  | R-410A | 2.5333 | Residential & Commercial | USHP
212973585 | Central HP <5.4 tons | ARCOAIRE | HRCU-A-CB (Split System: Heat Pump with Remote Outdoor Unit-Air-Source) | DLCURAH24ABK |  |  | EA*4X37L17A* | *96VSN0601412B* | 24000 | 17 | 8.1 | 25200 | 22400 | 88.89% | 1.86 | 0 | 10 |  |  |  |  | R-410A | 2 | Residential & Commercial | USHP | Ducted CEE Tier 1
212973855 | Central HP <5.4 tons | ARCOAIRE | HRCU-A-CB (Split System: Heat Pump with Remote Outdoor Unit-Air-Source) | DLCURAH24ABK |  |  | EA*4X36L17A* | *96VSN0801716B* | 23600 | 17 | 8.5 | 26000 | 24200 | 93.08% | 2.02 | 0 | 10 |  |  |  |  | R-410A | 1.9667 | Residential & Commercial | USHP | Ducted CEE Tier 1
212976743 | Central HP <5.4 tons | PAYNE HEATING AND COOLING | HRCU-A-CB (Split System: Heat Pump with Remote Outdoor Unit-Air-Source) | 38MURAQ30AB3* |  |  | CAP**4224AL* | PG96VTAB60100C** | 30200 | 15.2 | 8.1 | 34200 | 27400 | 80.12% | 1.8 | 0 | 9 |  |  |  |  | R-410A | 2.5167 | Residential & Commercial | USHP
212974055 | Central HP <5.4 tons | ARCOAIRE | HRCU-A-CB (Split System: Heat Pump with Remote Outdoor Unit-Air-Source) | DLCURAH36ABK |  |  | EA*4X48L21A* | *96VSN0801716B* | 35400 | 16 | 8.1 | 37800 | 34800 | 92.06% | 2 | 0 | 10 |  |  |  |  | R-410A | 2.95 | Residential & Commercial | USHP | Ducted CEE Tier 1
212978967 | Central HP <5.4 tons | ARCOAIRE | HRCU-A-CB (Split System: Heat Pump with Remote Outdoor Unit-Air-Source) | DLCURAH36ABK |  |  | EA*4X48L21A* | *80MS(N,L)0701716A* | 35600 | 16 | 8.1 | 37800 | 34600 | 91.53% | 2 | 0 | 10 |  |  |  |  | R-410A | 2.9667 | Residential & Commercial | USHP | Ducted CEE Tier 1
211260523 | Central HP <5.4 tons | ARCOAIRE | HRCU-A-CB (Split System: Heat Pump with Remote Outdoor Unit-Air-Source) | DLCURAH18ABK |  |  | EA*4X24L17A* | *96VTN0601714A* | 17600 | 15.5 | 8.5 | 18600 | 19100 | 102.7% | 2.3 | 0 | 10.5 |  |  |  |  | R-410A | 1.4667 | Residential & Commercial | USHP | Ducted CEE Tier 1
213080564 | Central HP <5.4 tons | ARCOAIRE | HRCU-A-CB (Split System: Heat Pump with Remote Outdoor Unit-Air-Source) | DLCURAH36ABK |  |  | EA*4X43L21A* | *95MSU0401712A* | 36200 | 15.5 | 8.5 | 38500 | 35000 | 90.91% | 2.04 | 0 | 10 |  |  |  |  | R-410A | 3.0167 | Residential & Commercial | USHP | Ducted CEE Tier 1
213080414 | Central HP <5.4 tons | ARCOAIRE | HRCU-A-CB (Split System: Heat Pump with Remote Outdoor Unit-Air-Source) | DLCURAH36ABK |  |  | EA*4X43L21A* | *96MSN1002122A* | 36800 | 16 | 8.5 | 38500 | 34800 | 90.39% | 2.1 | 0 | 10 |  |  |  |  | R-410A | 3.0667 | Residential & Commercial | USHP | Ducted CEE Tier 1
212384278 | Central HP <5.4 tons | ARCOAIRE | HRCU-A-CB (Split System: Heat Pump with Remote Outdoor Unit-Air-Source) | DLCURAH36ABK |  |  | END4X42L17** | *80ES(N,L)0701712A* | 35800 | 15.2 | 8.1 | 39500 | 35000 | 88.61% | 1.96 | 0 | 10 |  |  |  |  | R-410A | 2.9833 | Residential & Commercial | USHP | Ducted CEE Tier 1
213077178 | Central HP <5.4 tons | ARCOAIRE | HRCU-A-CB (Split System: Heat Pump with Remote Outdoor Unit-Air-Source) | DLCURAH36ABK |  |  | EA*4X43L21A* | *96VSN1002120B* | 36200 | 16 | 8.5 | 38000 | 34800 | 91.58% | 2.04 | 0 | 10 |  |  |  |  | R-410A | 3.0167 | Residential & Commercial | USHP | Ducted CEE Tier 1
213077971 | Central HP <5.4 tons | ARCOAIRE | HRCU-A-CB (Split System: Heat Pump with Remote Outdoor Unit-Air-Source) | DLCURAH36ABK |  |  | EA*4X43L21A* | *80MS(N,L)0701712A* | 36200 | 16 | 8.5 | 38000 | 34800 | 91.58% | 2.04 | 0 | 10 |  |  |  |  | R-410A | 3.0167 | Residential & Commercial | USHP | Ducted CEE Tier 1
213077880 | Central HP <5.4 tons | ARCOAIRE | HRCU-A-CB (Split System: Heat Pump with Remote Outdoor Unit-Air-Source) | DLCURAH36ABK |  |  | EA*4X37L17A* | *80MS(N,L)0701412A* | 36000 | 15.5 | 8.5 | 38500 | 35000 | 90.91% | 2 | 0 | 10 |  |  |  |  | R-410A | 3 | Residential & Commercial | USHP | Ducted CEE Tier 1
214229270 | Central HP <5.4 tons | ARCOAIRE | HRCU-A-CB (Split System: Heat Pump with Remote Outdoor Unit-Air-Source) | DLCURAH30ABK |  |  | END4X42L17** | *80MSU0601716A* | 29800 | 15.2 | 8.1 | 34000 | 27000 | 79.41% | 1.82 | 0 | 9 |  |  |  |  | R-410A | 2.4833 | Residential & Commercial | USHP
213076467 | Central HP <5.4 tons | ARCOAIRE | HRCU-A-CB (Split System: Heat Pump with Remote Outdoor Unit-Air-Source) | DLCURAH36ABK |  |  | EA*4X36L17A* | *80VTL0701716B* | 34800 | 15.5 | 8.1 | 38500 | 35200 | 91.43% | 1.82 | 0 | 9.5 |  |  |  |  | R-410A | 2.9 | Residential & Commercial | USHP
213076034 | Central HP <5.4 tons | ARCOAIRE | HRCU-A-CB (Split System: Heat Pump with Remote Outdoor Unit-Air-Source) | DLCURAH30ABK |  |  | EA*4X42L21A* | *95MSU1002120A* | 29800 | 15.2 | 8.1 | 38500 | 27600 | 71.69% | 1.78 | 0 | 9 |  |  |  |  | R-410A | 2.4833 | Residential & Commercial | USHP
212978154 | Central HP <5.4 tons | ARCOAIRE | HRCU-A-CB (Split System: Heat Pump with Remote Outdoor Unit-Air-Source) | DLCURAH24ABK |  |  | EA*4X37L17A* | *80MS(N,L)0701412A* | 24000 | 17.5 | 8.5 | 25200 | 22200 | 88.1% | 1.86 | 0 | 10 |  |  |  |  | R-410A | 2 | Residential & Commercial | USHP | Ducted CEE Tier 1
212979873 | Central HP <5.4 tons | ARCOAIRE | HRCU-A-CB (Split System: Heat Pump with Remote Outdoor Unit-Air-Source) | DLCURAH24ABK |  |  | EA*4X37L17A* | *80MS(N,L)0901714A* | 24000 | 17 | 8.1 | 25200 | 22400 | 88.89% | 1.86 | 0 | 10 |  |  |  |  | R-410A | 2 | Residential & Commercial | USHP | Ducted CEE Tier 1
212979909 | Central HP <5.4 tons | ARCOAIRE | HRCU-A-CB (Split System: Heat Pump with Remote Outdoor Unit-Air-Source) | DLCURAH24ABK |  |  | EN(A,D)4X30L17** | *80MS(N,L)0901714A* | 23600 | 17 | 8.5 | 26400 | 24400 | 92.42% | 2.02 | 0 | 10.5 |  |  |  |  | R-410A | 1.9667 | Residential & Commercial | USHP | Ducted CEE Tier 1
212980193 | Central HP <5.4 tons | ARCOAIRE | HRCU-A-CB (Split System: Heat Pump with Remote Outdoor Unit-Air-Source) | DLCURAH30ABK |  |  | EA*4X37L21A* | *80MS(N,L)0902116A* | 30600 | 15.2 | 8.1 | 33200 | 26400 | 79.52% | 1.86 | 0 | 9 |  |  |  |  | R-410A | 2.55 | Residential & Commercial | USHP
213080271 | Central HP <5.4 tons | ARCOAIRE | HRCU-A-CB (Split System: Heat Pump with Remote Outdoor Unit-Air-Source) | DLCURAH36ABK |  |  | EA*4X36L21A* | *96MSN1002120A* | 35200 | 16 | 8.1 | 38500 | 35200 | 91.43% | 1.8 | 0 | 9.5 |  |  |  |  | R-410A | 2.9333 | Residential & Commercial | USHP
213077188 | Central HP <5.4 tons | ARCOAIRE | HRCU-A-CB (Split System: Heat Pump with Remote Outdoor Unit-Air-Source) | DLCURAH36ABK |  |  | EA*4X48L24A* | *96VSN1002120B* | 35800 | 16 | 8.5 | 38000 | 34800 | 91.58% | 2.02 | 0 | 10 |  |  |  |  | R-410A | 2.9833 | Residential & Commercial | USHP | Ducted CEE Tier 1
212980534 | Central HP <5.4 tons | ARCOAIRE | HRCU-A-CB (Split System: Heat Pump with Remote Outdoor Unit-Air-Source) | DLCURAH30ABK |  |  | EA*4X42L24A* | *80MS(N,L)0902120A* | 29600 | 15.2 | 8.1 | 33800 | 27600 | 81.66% | 1.78 | 0 | 9 |  |  |  |  | R-410A | 2.4667 | Residential & Commercial | USHP
212979717 | Central HP <5.4 tons | ARCOAIRE | HRCU-A-CB (Split System: Heat Pump with Remote Outdoor Unit-Air-Source) | DLCURAH30ABK |  |  | EA*4X37L21A* | *80MS(N,L)0901714A* | 30400 | 15.2 | 8.1 | 33200 | 26400 | 79.52% | 1.84 | 0 | 9 |  |  |  |  | R-410A | 2.5333 | Residential & Commercial | USHP
212981836 | Central HP <5.4 tons | ARCOAIRE | HRCU-A-CB (Split System: Heat Pump with Remote Outdoor Unit-Air-Source) | DLCURAH18ABK |  |  | EA*4X24L17A* | *80MSU1002120A* | 17200 | 15.5 | 8.5 | 18300 | 19400 | 106% | 2.32 | 0 | 10 |  |  |  |  | R-410A | 1.4333 | Residential & Commercial | USHP | Ducted CEE Tier 1
212982088 | Central HP <5.4 tons | ARCOAIRE | HRCU-A-CB (Split System: Heat Pump with Remote Outdoor Unit-Air-Source) | DLCURAH36ABK |  |  | EA*4X48L21A* | *80MSU0401712A* | 35600 | 16 | 8.5 | 37800 | 34600 | 91.53% | 2.04 | 0 | 10 |  |  |  |  | R-410A | 2.9667 | Residential & Commercial | USHP | Ducted CEE Tier 1
213353858 | Central HP <5.4 tons | ARCOAIRE | HRCU-A-CB (Split System: Heat Pump with Remote Outdoor Unit-Air-Source) | DLCURAH36ABK |  |  | F5MA4*42L*C* | 0 | 37200 | 16 | 9 | 38500 | 35000 | 90.91% | 2.04 | 0 | 10 |  |  |  |  | R-410A | 3.1 | Residential & Commercial | USHP | Ducted CEE Tier 1
212980914 | Central HP <5.4 tons | ARCOAIRE | HRCU-A-CB (Split System: Heat Pump with Remote Outdoor Unit-Air-Source) | DLCURAH30ABK |  |  | EA*4X37L21A* | *80MS(N,L)1102120A* | 30800 | 15.2 | 8.5 | 33400 | 26200 | 78.44% | 1.86 | 0 | 9 |  |  |  |  | R-410A | 2.5667 | Residential & Commercial | USHP
212980589 | Central HP <5.4 tons | ARCOAIRE | HRCU-A-CB (Split System: Heat Pump with Remote Outdoor Unit-Air-Source) | DLCURAH24ABK |  |  | EA*4X37L21A* | *80MS(N,L)0902120A* | 24000 | 17.5 | 8.5 | 25200 | 21800 | 86.51% | 1.82 | 0 | 10 |  |  |  |  | R-410A | 2 | Residential & Commercial | USHP | Ducted CEE Tier 1
212981716 | Central HP <5.4 tons | ARCOAIRE | HRCU-A-CB (Split System: Heat Pump with Remote Outdoor Unit-Air-Source) | DLCURAH24ABK |  |  | EA*4X30L17A* | *80MSU1002120A* | 23800 | 16.5 | 8.5 | 26200 | 23600 | 90.08% | 1.96 | 0 | 10 |  |  |  |  | R-410A | 1.9833 | Residential & Commercial | USHP | Ducted CEE Tier 1
212982352 | Central HP <5.4 tons | ARCOAIRE | HRCU-A-CB (Split System: Heat Pump with Remote Outdoor Unit-Air-Source) | DLCURAH24ABK |  |  | EN(A,D,W)4X36L17** | *80MSU0401712A* | 23800 | 16.5 | 8.5 | 25800 | 23800 | 92.25% | 1.98 | 0 | 10.5 |  |  |  |  | R-410A | 1.9833 | Residential & Commercial | USHP | Ducted CEE Tier 1
213077238 | Central HP <5.4 tons | ARCOAIRE | HRCU-A-CB (Split System: Heat Pump with Remote Outdoor Unit-Air-Source) | DLCURAH36ABK |  |  | EA*4X42L24A* | *96VSN1202422B* | 35400 | 16 | 8.1 | 38500 | 35000 | 90.91% | 1.9 | 0 | 10 |  |  |  |  | R-410A | 2.95 | Residential & Commercial | USHP | Ducted CEE Tier 1
213077336 | Central HP <5.4 tons | ARCOAIRE | HRCU-A-CB (Split System: Heat Pump with Remote Outdoor Unit-Air-Source) | DLCURAH36ABK |  |  | EA*4X36L17A* | *96VTN0801716B* | 35200 | 15.2 | 8.1 | 39000 | 35400 | 90.77% | 1.82 | 0 | 9.5 |  |  |  |  | R-410A | 2.9333 | Residential & Commercial | USHP
212986179 | Central HP <5.4 tons | ARCOAIRE | HRCU-A-CB (Split System: Heat Pump with Remote Outdoor Unit-Air-Source) | DLCURAH24ABK |  |  | EA*4X30L17A* | *96MSN0401410A* | 23400 | 16 | 8.5 | 26400 | 24600 | 93.18% | 2.04 | 0 | 10 |  |  |  |  | R-410A | 1.95 | Residential & Commercial | USHP | Ducted CEE Tier 1
212985777 | Central HP <5.4 tons | ARCOAIRE | HRCU-A-CB (Split System: Heat Pump with Remote Outdoor Unit-Air-Source) | DLCURAH24ABK |  |  | EA*4X25L17A* | *96MSN0261410A* | 24200 | 16.5 | 8.5 | 25200 | 21600 | 85.71% | 1.82 | 0 | 10 |  |  |  |  | R-410A | 2.0167 | Residential & Commercial | USHP | Ducted CEE Tier 1
212972001 | Central HP <5.4 tons | PAYNE HEATING AND COOLING | HRCU-A-CB (Split System: Heat Pump with Remote Outdoor Unit-Air-Source) | 38MURAQ24AB3* |  |  | CAP**3721AL* | PG80VTLB48090B** | 24000 | 17.5 | 8.5 | 25200 | 21800 | 86.51% | 1.82 | 0 | 10 |  |  |  |  | R-410A | 2 | Residential & Commercial | USHP | Ducted CEE Tier 1
212975278 | Central HP <5.4 tons | PAYNE HEATING AND COOLING | HRCU-A-CB (Split System: Heat Pump with Remote Outdoor Unit-Air-Source) | 38MURAQ24AB3* |  |  | CAP**3017AL* | PG96VTAB36040B** | 23200 | 16 | 8.5 | 26400 | 25200 | 95.45% | 2.08 | 0 | 10 |  |  |  |  | R-410A | 1.9333 | Residential & Commercial | USHP | Ducted CEE Tier 1
212975729 | Central HP <5.4 tons | PAYNE HEATING AND COOLING | HRCU-A-CB (Split System: Heat Pump with Remote Outdoor Unit-Air-Source) | 38MURAQ24AB3* |  |  | CNPV*3014AL* | PG96VTAB36060A** | 23400 | 16.5 | 8.1 | 26000 | 24400 | 93.85% | 2.02 | 0 | 10 |  |  |  |  | R-410A | 1.95 | Residential & Commercial | USHP | Ducted CEE Tier 1
212975995 | Central HP <5.4 tons | PAYNE HEATING AND COOLING | HRCU-A-CB (Split System: Heat Pump with Remote Outdoor Unit-Air-Source) | 38MURAQ24AB3* |  |  | CAP**2417AL* | PG96VTAB48080B** | 23600 | 16.5 | 8.5 | 27000 | 25600 | 94.81% | 2.14 | 0 | 10 |  |  |  |  | R-410A | 1.9667 | Residential & Commercial | USHP | Ducted CEE Tier 1
212977636 | Central HP <5.4 tons | PAYNE HEATING AND COOLING | HRCU-A-CB (Split System: Heat Pump with Remote Outdoor Unit-Air-Source) | 38MURAQ24AB3* |  |  | CAP**3717AL* | PG80MS(A,L)A36045A** | 24200 | 17 | 8.5 | 25200 | 22000 | 87.3% | 1.84 | 0 | 10 |  |  |  |  | R-410A | 2.0167 | Residential & Commercial | USHP | Ducted CEE Tier 1
211241742 | Central HP <5.4 tons | ARCOAIRE | HRCU-A-CB (Split System: Heat Pump with Remote Outdoor Unit-Air-Source) | DLCURAH24ABK |  |  | EA*4X30L17A* | *92ESN0401410A* | 24000 | 15.2 | 8.5 | 26600 | 23000 | 86.47% | 1.86 | 0 | 9.5 |  |  |  |  | R-410A | 2 | Residential & Commercial | USHP
211241776 | Central HP <5.4 tons | ARCOAIRE | HRCU-A-CB (Split System: Heat Pump with Remote Outdoor Unit-Air-Source) | DLCURAH24ABK |  |  | EA*4X30L17A* | *80ESU0601716A | 24800 | 16.5 | 8.5 | 26800 | 22200 | 82.84% | 1.84 | 0 | 10 |  |  |  |  | R-410A | 2.0667 | Residential & Commercial | USHP | Ducted CEE Tier 1
211241795 | Central HP <5.4 tons | ARCOAIRE | HRCU-A-CB (Split System: Heat Pump with Remote Outdoor Unit-Air-Source) | DLCURAH24ABK |  |  | EA*4X30L17A* | OLV098A12* | 23200 | 16.5 | 8.5 | 25800 | 24400 | 94.57% | 2.02 | 0 | 10 |  |  |  |  | R-410A | 1.9333 | Residential & Commercial | USHP | Ducted CEE Tier 1
211241629 | Central HP <5.4 tons | ARCOAIRE | HRCU-A-CB (Split System: Heat Pump with Remote Outdoor Unit-Air-Source) | DLCURAH24ABK |  |  | EA*4X30L17A* | *96VTN0601714A* | 23800 | 16.5 | 8.5 | 26200 | 23400 | 89.31% | 1.92 | 0 | 10 |  |  |  |  | R-410A | 1.9833 | Residential & Commercial | USHP | Ducted CEE Tier 1
211241675 | Central HP <5.4 tons | ARCOAIRE | HRCU-A-CB (Split System: Heat Pump with Remote Outdoor Unit-Air-Source) | DLCURAH24ABK |  |  | EA*4X30L17A* | *80ES(N,L)0901714A* | 24600 | 16.5 | 8.5 | 26600 | 22600 | 84.96% | 1.86 | 0 | 10 |  |  |  |  | R-410A | 2.05 | Residential & Commercial | USHP | Ducted CEE Tier 1
212980259 | Central HP <5.4 tons | ARCOAIRE | HRCU-A-CB (Split System: Heat Pump with Remote Outdoor Unit-Air-Source) | DLCURAH24ABK |  |  | EA*4X36L21A* | *80MS(N,L)0902116A* | 23400 | 17.5 | 8.5 | 26000 | 24400 | 93.85% | 2.04 | 0 | 10 |  |  |  |  | R-410A | 1.95 | Residential & Commercial | USHP | Ducted CEE Tier 1
211243332 | Central HP <5.4 tons | ARCOAIRE | HRCU-A-CB (Split System: Heat Pump with Remote Outdoor Unit-Air-Source) | DLCURAH24ABK |  |  | EA*4X37L21A* | *80VSL0451716A* | 24800 | 16.5 | 8.5 | 25600 | 21000 | 82.03% | 1.76 | 0 | 10.5 |  |  |  |  | R-410A | 2.0667 | Residential & Commercial | USHP | Ducted CEE Tier 1
213077088 | Central HP <5.4 tons | ARCOAIRE | HRCU-A-CB (Split System: Heat Pump with Remote Outdoor Unit-Air-Source) | DLCURAH36ABK |  |  | EA*4X48L21A* | *96VSN0802120B* | 36200 | 16 | 8.5 | 38000 | 34800 | 91.58% | 2.04 | 0 | 10 |  |  |  |  | R-410A | 3.0167 | Residential & Commercial | USHP | Ducted CEE Tier 1
213078199 | Central HP <5.4 tons | ARCOAIRE | HRCU-A-CB (Split System: Heat Pump with Remote Outdoor Unit-Air-Source) | DLCURAH36ABK |  |  | EA*4X42L24A* | *80MS(N,L)0702116A* | 35200 | 16.5 | 8.1 | 38500 | 35000 | 90.91% | 1.88 | 0 | 10 |  |  |  |  | R-410A | 2.9333 | Residential & Commercial | USHP | Ducted CEE Tier 1
212984593 | Central HP <5.4 tons | ARCOAIRE | HRCU-A-CB (Split System: Heat Pump with Remote Outdoor Unit-Air-Source) | DLCURAH24ABK |  |  | EA*4X30L17A* | *92MSN0801716A* | 23400 | 17.5 | 8.5 | 26200 | 24800 | 94.66% | 2.08 | 0 | 10 |  |  |  |  | R-410A | 1.95 | Residential & Commercial | USHP | Ducted CEE Tier 1
211244266 | Central HP <5.4 tons | ARCOAIRE | HRCU-A-CB (Split System: Heat Pump with Remote Outdoor Unit-Air-Source) | DLCURAH24ABK |  |  | EN(A,D)4X24L17** | OMV112K14A | 23800 | 15.2 | 8.5 | 27000 | 23200 | 85.93% | 1.9 | 0 | 10 |  |  |  |  | R-410A | 1.9833 | Residential & Commercial | USHP | Ducted CEE Tier 1
211244182 | Central HP <5.4 tons | ARCOAIRE | HRCU-A-CB (Split System: Heat Pump with Remote Outdoor Unit-Air-Source) | DLCURAH24ABK |  |  | EN(A,D)4X24L17** | *95ESN0601714A* | 24200 | 15.5 | 8.5 | 27200 | 22800 | 83.82% | 1.86 | 0 | 10 |  |  |  |  | R-410A | 2.0167 | Residential & Commercial | USHP | Ducted CEE Tier 1
212969579 | Central HP <5.4 tons | ARCOAIRE | HRCU-A-CB (Split System: Heat Pump with Remote Outdoor Unit-Air-Source) | DLCURAH18ABK |  |  | EN(A,D)4X24L17** | *80VSL0451412B* | 17700 | 16.5 | 8.5 | 18700 | 19100 | 102.1% | 2.3 | 0 | 11 |  |  |  |  | R-410A | 1.475 | Residential & Commercial | USHP | Ducted CEE Tier 1
212978789 | Central HP <5.4 tons | ARCOAIRE | HRCU-A-CB (Split System: Heat Pump with Remote Outdoor Unit-Air-Source) | DLCURAH18ABK |  |  | EN(A,D)4X24L17** | *80MS(N,L)0701712A* | 17400 | 16.5 | 8.5 | 18400 | 19200 | 104.3% | 2.32 | 0 | 11 |  |  |  |  | R-410A | 1.45 | Residential & Commercial | USHP | Ducted CEE Tier 1
212984089 | Central HP <5.4 tons | ARCOAIRE | HRCU-A-CB (Split System: Heat Pump with Remote Outdoor Unit-Air-Source) | DLCURAH24ABK |  |  | EA*4X37L17A* | *92MSN0601714A* | 24000 | 17 | 8.5 | 25600 | 22400 | 87.5% | 1.88 | 0 | 10 |  |  |  |  | R-410A | 2 | Residential & Commercial | USHP | Ducted CEE Tier 1
213078424 | Central HP <5.4 tons | ARCOAIRE | HRCU-A-CB (Split System: Heat Pump with Remote Outdoor Unit-Air-Source) | DLCURAH36ABK |  |  | EA*4X42L24A* | *80MS(N,L)0902116A* | 35200 | 16.5 | 8.1 | 38500 | 35000 | 90.91% | 1.88 | 0 | 10 |  |  |  |  | R-410A | 2.9333 | Residential & Commercial | USHP | Ducted CEE Tier 1
213078597 | Central HP <5.4 tons | ARCOAIRE | HRCU-A-CB (Split System: Heat Pump with Remote Outdoor Unit-Air-Source) | DLCURAH36ABK |  |  | EN(A,D)4X48L24** | *80MS(N,L)0902420A* | 36000 | 16.5 | 8.1 | 38500 | 34800 | 90.39% | 2.02 | 0 | 10.5 |  |  |  |  | R-410A | 3 | Residential & Commercial | USHP | Ducted CEE Tier 1
212983144 | Central HP <5.4 tons | ARCOAIRE | HRCU-A-CB (Split System: Heat Pump with Remote Outdoor Unit-Air-Source) | DLCURAH24ABK |  |  | EA*4X25L17A* | *92MSN0401712A* | 24000 | 16 | 8.1 | 25200 | 22000 | 87.3% | 1.82 | 0 | 10 |  |  |  |  | R-410A | 2 | Residential & Commercial | USHP | Ducted CEE Tier 1
212983155 | Central HP <5.4 tons | ARCOAIRE | HRCU-A-CB (Split System: Heat Pump with Remote Outdoor Unit-Air-Source) | DLCURAH24ABK |  |  | EA*4X30L17A* | *92MSN0401712A* | 23400 | 16 | 8.5 | 26400 | 24800 | 93.94% | 2.04 | 0 | 9.5 |  |  |  |  | R-410A | 1.95 | Residential & Commercial | USHP
213079085 | Central HP <5.4 tons | ARCOAIRE | HRCU-A-CB (Split System: Heat Pump with Remote Outdoor Unit-Air-Source) | DLCURAH36ABK |  |  | EA*4X36L21A* | *80MSU0601716A* | 35000 | 16.5 | 8.1 | 38500 | 35000 | 90.91% | 1.8 | 0 | 9.5 |  |  |  |  | R-410A | 2.9167 | Residential & Commercial | USHP
213078631 | Central HP <5.4 tons | ARCOAIRE | HRCU-A-CB (Split System: Heat Pump with Remote Outdoor Unit-Air-Source) | DLCURAH36ABK |  |  | EA*4X42L21A* | *80MS(N,L)1102120A* | 35800 | 16.5 | 8.1 | 38500 | 35000 | 90.91% | 1.9 | 0 | 10 |  |  |  |  | R-410A | 2.9833 | Residential & Commercial | USHP | Ducted CEE Tier 1
212970886 | Central HP <5.4 tons | ARCOAIRE | HRCU-A-CB (Split System: Heat Pump with Remote Outdoor Unit-Air-Source) | DLCURAH18ABK |  |  | EA*4X25L17A* | *80VTL0451412B* | 18300 | 16.5 | 8.5 | 18100 | 17600 | 97.24% | 2.14 | 0 | 11 |  |  |  |  | R-410A | 1.525 | Residential & Commercial | USHP | Ducted CEE Tier 1
212972685 | Central HP <5.4 tons | ARCOAIRE | HRCU-A-CB (Split System: Heat Pump with Remote Outdoor Unit-Air-Source) | DLCURAH18ABK |  |  | EA*4X24L17A* | *96VSN0401410B* | 17200 | 17.5 | 8.5 | 18200 | 19400 | 106.6% | 2.34 | 0 | 10.5 |  |  |  |  | R-410A | 1.4333 | Residential & Commercial | USHP | Ducted CEE Tier 1
212972735 | Central HP <5.4 tons | ARCOAIRE | HRCU-A-CB (Split System: Heat Pump with Remote Outdoor Unit-Air-Source) | DLCURAH18ABK |  |  | EN(A,D)4X24L14** | *96VSN0401410B* | 17400 | 15.5 | 8.5 | 18500 | 19200 | 103.8% | 2.3 | 0 | 10.5 |  |  |  |  | R-410A | 1.45 | Residential & Commercial | USHP | Ducted CEE Tier 1
212971438 | Central HP <5.4 tons | ARCOAIRE | HRCU-A-CB (Split System: Heat Pump with Remote Outdoor Unit-Air-Source) | DLCURAH18ABK |  |  | EA*4X19L17A* | *80VTL0701716B* | 18000 | 16.5 | 8.5 | 18000 | 17800 | 98.89% | 2.14 | 0 | 10.5 |  |  |  |  | R-410A | 1.5 | Residential & Commercial | USHP | Ducted CEE Tier 1
212973035 | Central HP <5.4 tons | ARCOAIRE | HRCU-A-CB (Split System: Heat Pump with Remote Outdoor Unit-Air-Source) | DLCURAH18ABK |  |  | EA*4X25L17A* | *96VSN0401712B* | 17700 | 16 | 8.1 | 17800 | 17800 | 100% | 2.14 | 0 | 10.5 |  |  |  |  | R-410A | 1.475 | Residential & Commercial | USHP | Ducted CEE Tier 1
213076928 | Central HP <5.4 tons | ARCOAIRE | HRCU-A-CB (Split System: Heat Pump with Remote Outdoor Unit-Air-Source) | DLCURAH36ABK |  |  | EA*4X36L17A* | *96VSN0801716B* | 35200 | 15.2 | 8.1 | 39000 | 35400 | 90.77% | 1.82 | 0 | 9.5 |  |  |  |  | R-410A | 2.9333 | Residential & Commercial | USHP
213076767 | Central HP <5.4 tons | ARCOAIRE | HRCU-A-CB (Split System: Heat Pump with Remote Outdoor Unit-Air-Source) | DLCURAH36ABK |  |  | EA*4X42L24A* | *80VTL1102122B* | 35800 | 16 | 8.1 | 38500 | 35200 | 91.43% | 1.9 | 0 | 10 |  |  |  |  | R-410A | 2.9833 | Residential & Commercial | USHP | Ducted CEE Tier 1
212989289 | Central HP <5.4 tons | ARCOAIRE | HRCU-A-CB (Split System: Heat Pump with Remote Outdoor Unit-Air-Source) | DLCURAH18ABK |  |  | EA*4X25L17A* | *95MSU0601716A* | 17800 | 16.5 | 8.1 | 17700 | 17700 | 100% | 2.14 | 0 | 10.5 |  |  |  |  | R-410A | 1.4833 | Residential & Commercial | USHP | Ducted CEE Tier 1
212986311 | Central HP <5.4 tons | ARCOAIRE | HRCU-A-CB (Split System: Heat Pump with Remote Outdoor Unit-Air-Source) | DLCURAH18ABK |  |  | EA*4X30L14A* | *96MSN0401410A* | 17600 | 16 | 8.5 | 18300 | 18900 | 103.3% | 2.26 | 0 | 10.5 |  |  |  |  | R-410A | 1.4667 | Residential & Commercial | USHP | Ducted CEE Tier 1
212988785 | Central HP <5.4 tons | ARCOAIRE | HRCU-A-CB (Split System: Heat Pump with Remote Outdoor Unit-Air-Source) | DLCURAH18ABK |  |  | EA*4X24L17A* | *95MSU0401712A* | 17200 | 16 | 8.5 | 18200 | 19400 | 106.6% | 2.34 | 0 | 10.5 |  |  |  |  | R-410A | 1.4333 | Residential & Commercial | USHP | Ducted CEE Tier 1
212984173 | Central HP <5.4 tons | ARCOAIRE | HRCU-A-CB (Split System: Heat Pump with Remote Outdoor Unit-Air-Source) | DLCURAH18ABK |  |  | EA*4X24L17A* | *92MSN0601714A* | 17500 | 16.5 | 8.5 | 18500 | 19400 | 104.9% | 2.34 | 0 | 10.5 |  |  |  |  | R-410A | 1.4583 | Residential & Commercial | USHP | Ducted CEE Tier 1
213079944 | Central HP <5.4 tons | ARCOAIRE | HRCU-A-CB (Split System: Heat Pump with Remote Outdoor Unit-Air-Source) | DLCURAH36ABK |  |  | EN(A,D)4X48L24** | *92MSN1202420A* | 36400 | 16 | 8.1 | 38500 | 35000 | 90.91% | 2.02 | 0 | 10.5 |  |  |  |  | R-410A | 3.0333 | Residential & Commercial | USHP | Ducted CEE Tier 1
213079903 | Central HP <5.4 tons | ARCOAIRE | HRCU-A-CB (Split System: Heat Pump with Remote Outdoor Unit-Air-Source) | DLCURAH36ABK |  |  | EN(A,D,W)4X48L21** | *92MSN1002122A* | 36000 | 16.5 | 8.1 | 38500 | 35000 | 90.91% | 2 | 0 | 10.5 |  |  |  |  | R-410A | 3 | Residential & Commercial | USHP | Ducted CEE Tier 1
213080125 | Central HP <5.4 tons | PAYNE HEATING AND COOLING | HRCU-A-CB (Split System: Heat Pump with Remote Outdoor Unit-Air-Source) | 38MURAQ36AB3* |  |  | CNPV*4821AL* | PG96MSAA48080B** | 35600 | 16 | 8.1 | 38500 | 35000 | 90.91% | 1.98 | 0 | 10 |  |  |  |  | R-410A | 2.9667 | Residential & Commercial | USHP | Ducted CEE Tier 1
213080742 | Central HP <5.4 tons | PAYNE HEATING AND COOLING | HRCU-A-CB (Split System: Heat Pump with Remote Outdoor Unit-Air-Source) | 38MURAQ36AB3* |  |  | CNPV*4217AL* | PG95MSUA48060B** | 35800 | 15.5 | 8.1 | 38500 | 35200 | 91.43% | 1.96 | 0 | 10 |  |  |  |  | R-410A | 2.9833 | Residential & Commercial | USHP | Ducted CEE Tier 1
214239837 | Central HP <5.4 tons | ARCOAIRE | HRCU-A-CB (Split System: Heat Pump with Remote Outdoor Unit-Air-Source) | HVH837GKA** |  |  | EN(A,D,W)4X42L21**+WALLCON | *96CTN1002122B* | 31800 | 16.5 | 8.1 | 33000 | 24400 | 73.94% | 1.88 | 0 | 11 |  |  |  |  | R-410A | 2.65 | Residential & Commercial | USHP | Ducted CEE Tier 1
214229124 | Central HP <5.4 tons | PAYNE HEATING AND COOLING | HRCU-A-CB (Split System: Heat Pump with Remote Outdoor Unit-Air-Source) | 38MURAQ24AB3* |  |  | CAP**2417AL* | PG80MSUA48060B** | 23400 | 17 | 9 | 26200 | 26000 | 99.24% | 2.2 | 0 | 10 |  |  |  |  | R-410A | 1.95 | Residential & Commercial | USHP | Ducted CEE Tier 1
211244149 | Central HP <5.4 tons | ARCOAIRE | HRCU-A-CB (Split System: Heat Pump with Remote Outdoor Unit-Air-Source) | DLCURAH24ABK |  |  | EN(A,D)4X24L17** | *92ESN0601412A* | 24200 | 15.5 | 8.5 | 27200 | 22600 | 83.09% | 1.86 | 0 | 10 |  |  |  |  | R-410A | 2.0167 | Residential & Commercial | USHP | Ducted CEE Tier 1
211244049 | Central HP <5.4 tons | ARCOAIRE | HRCU-A-CB (Split System: Heat Pump with Remote Outdoor Unit-Air-Source) | DLCURAH24ABK |  |  | EN(A,D)4X24L17** | *95ESN0601412A* | 24000 | 15.2 | 8.5 | 27200 | 23000 | 84.56% | 1.88 | 0 | 10 |  |  |  |  | R-410A | 2 | Residential & Commercial | USHP | Ducted CEE Tier 1
211242563 | Central HP <5.4 tons | ARCOAIRE | HRCU-A-CB (Split System: Heat Pump with Remote Outdoor Unit-Air-Source) | DLCURAH24ABK |  |  | EA*4X36L21A* | *80ES(N,L)0701712A* | 23400 | 17 | 8.5 | 25600 | 23600 | 92.19% | 1.98 | 0 | 10 |  |  |  |  | R-410A | 1.95 | Residential & Commercial | USHP | Ducted CEE Tier 1
211242111 | Central HP <5.4 tons | ARCOAIRE | HRCU-A-CB (Split System: Heat Pump with Remote Outdoor Unit-Air-Source) | DLCURAH24ABK |  |  | EA*4X36L17A* | *80ES(N,L)0901714A* | 24600 | 17 | 8.5 | 26400 | 22200 | 84.09% | 1.84 | 0 | 10 |  |  |  |  | R-410A | 2.05 | Residential & Commercial | USHP | Ducted CEE Tier 1
212978286 | Central HP <5.4 tons | ARCOAIRE | HRCU-A-CB (Split System: Heat Pump with Remote Outdoor Unit-Air-Source) | DLCURAH18ABK |  |  | EA*4X30L17A* | *80MS(N,L)0701412A* | 17400 | 16.5 | 8.5 | 17900 | 18700 | 104.5% | 2.24 | 0 | 10.5 |  |  |  |  | R-410A | 1.45 | Residential & Commercial | USHP | Ducted CEE Tier 1
212975302 | Central HP <5.4 tons | ARCOAIRE | HRCU-A-CB (Split System: Heat Pump with Remote Outdoor Unit-Air-Source) | DLCURAH24ABK |  |  | EA*4X36L21A* | *96VTN0401712B* | 23400 | 16.5 | 8.5 | 26200 | 24200 | 92.37% | 2 | 0 | 10 |  |  |  |  | R-410A | 1.95 | Residential & Commercial | USHP | Ducted CEE Tier 1
212975269 | Central HP <5.4 tons | ARCOAIRE | HRCU-A-CB (Split System: Heat Pump with Remote Outdoor Unit-Air-Source) | DLCURAH24ABK |  |  | EA*4X25L17A* | *96VTN0401712B* | 24200 | 16 | 8.5 | 25400 | 21800 | 85.83% | 1.8 | 0 | 10 |  |  |  |  | R-410A | 2.0167 | Residential & Commercial | USHP | Ducted CEE Tier 1
212971126 | Central HP <5.4 tons | ARCOAIRE | HRCU-A-CB (Split System: Heat Pump with Remote Outdoor Unit-Air-Source) | DLCURAH24ABK |  |  | EA*4X24L17A* | *80VTL0451412B* | 23200 | 17 | 8.5 | 38500 | 27000 | 70.13% | 2.3 | 0 | 10 |  |  |  |  | R-410A | 1.9333 | Residential & Commercial | USHP | Ducted CEE Tier 1
212971658 | Central HP <5.4 tons | ARCOAIRE | HRCU-A-CB (Split System: Heat Pump with Remote Outdoor Unit-Air-Source) | DLCURAH24ABK |  |  | EA*4X36L17A* | *80VTL0701716B* | 23800 | 17 | 8.5 | 26200 | 23800 | 90.84% | 1.98 | 0 | 10 |  |  |  |  | R-410A | 1.9833 | Residential & Commercial | USHP | Ducted CEE Tier 1
212972146 | Central HP <5.4 tons | ARCOAIRE | HRCU-A-CB (Split System: Heat Pump with Remote Outdoor Unit-Air-Source) | DLCURAH24ABK |  |  | EN(A,D)4X36L21** | *80VTL0902120B* | 23400 | 17 | 8.5 | 26200 | 24600 | 93.89% | 2.06 | 0 | 10 |  |  |  |  | R-410A | 1.95 | Residential & Commercial | USHP | Ducted CEE Tier 1
212969839 | Central HP <5.4 tons | ARCOAIRE | HRCU-A-CB (Split System: Heat Pump with Remote Outdoor Unit-Air-Source) | DLCURAH24ABK |  |  | EN(A,D,W)4X36L17** | *80VSL0451412B* | 23600 | 17 | 8.5 | 26200 | 24600 | 93.89% | 2.04 | 0 | 10.5 |  |  |  |  | R-410A | 1.9667 | Residential & Commercial | USHP | Ducted CEE Tier 1
212973335 | Central HP <5.4 tons | ARCOAIRE | HRCU-A-CB (Split System: Heat Pump with Remote Outdoor Unit-Air-Source) | DLCURAH18ABK |  |  | EA*4X30L14A* | *96VSN0601412B* | 17400 | 16.5 | 8.5 | 18000 | 18900 | 105% | 2.28 | 0 | 10.5 |  |  |  |  | R-410A | 1.45 | Residential & Commercial | USHP | Ducted CEE Tier 1
212974721 | Central HP <5.4 tons | ARCOAIRE | HRCU-A-CB (Split System: Heat Pump with Remote Outdoor Unit-Air-Source) | DLCURAH18ABK |  |  | EN(A,D)4X24L17** | *96VTN0401410B* | 17300 | 15.5 | 8.5 | 18400 | 19200 | 104.3% | 2.3 | 0 | 10.5 |  |  |  |  | R-410A | 1.4417 | Residential & Commercial | USHP | Ducted CEE Tier 1
212978635 | Central HP <5.4 tons | ARCOAIRE | HRCU-A-CB (Split System: Heat Pump with Remote Outdoor Unit-Air-Source) | DLCURAH24ABK |  |  | EA*4X25L17A* | *80MS(N,L)0701712A* | 24400 | 17.5 | 8.5 | 25200 | 21600 | 85.71% | 1.82 | 0 | 10.5 |  |  |  |  | R-410A | 2.0333 | Residential & Commercial | USHP | Ducted CEE Tier 1
211243961 | Central HP <5.4 tons | ARCOAIRE | HRCU-A-CB (Split System: Heat Pump with Remote Outdoor Unit-Air-Source) | DLCURAH24ABK |  |  | EN(A,D)4X24L17** | *95ESU0601716A* | 23800 | 16.5 | 8.5 | 26800 | 23400 | 87.31% | 1.92 | 0 | 10 |  |  |  |  | R-410A | 1.9833 | Residential & Commercial | USHP | Ducted CEE Tier 1
211243972 | Central HP <5.4 tons | ARCOAIRE | HRCU-A-CB (Split System: Heat Pump with Remote Outdoor Unit-Air-Source) | DLCURAH24ABK |  |  | EN(A,D)4X24L17** | *80ESU0401712A* | 23600 | 17 | 8.5 | 26400 | 23800 | 90.15% | 1.98 | 0 | 10 |  |  |  |  | R-410A | 1.9667 | Residential & Commercial | USHP | Ducted CEE Tier 1
211244070 | Central HP <5.4 tons | ARCOAIRE | HRCU-A-CB (Split System: Heat Pump with Remote Outdoor Unit-Air-Source) | DLCURAH24ABK |  |  | EN(A,D)4X24L17** | *96VTN0601412A* | 23200 | 16 | 8.5 | 26400 | 24600 | 93.18% | 2.04 | 0 | 10 |  |  |  |  | R-410A | 1.9333 | Residential & Commercial | USHP | Ducted CEE Tier 1
212982436 | Central HP <5.4 tons | ARCOAIRE | HRCU-A-CB (Split System: Heat Pump with Remote Outdoor Unit-Air-Source) | DLCURAH18ABK |  |  | EN(A,D)4X30L17** | *80MSU0401712A* | 17500 | 16 | 8.1 | 18200 | 18500 | 101.6% | 2.22 | 0 | 10.5 |  |  |  |  | R-410A | 1.4583 | Residential & Commercial | USHP | Ducted CEE Tier 1
212384790 | Central HP <5.4 tons | ARCOAIRE | HRCU-A-CB (Split System: Heat Pump with Remote Outdoor Unit-Air-Source) | DLCURAH36ABK |  |  | EN(A,D,W)4X48L21** | *92ESN0801716A* | 36200 | 16.5 | 8.1 | 39000 | 34800 | 89.23% | 2.02 | 0 | 10.5 |  |  |  |  | R-410A | 3.0167 | Residential & Commercial | USHP | Ducted CEE Tier 1
213076118 | Central HP <5.4 tons | ARCOAIRE | HRCU-A-CB (Split System: Heat Pump with Remote Outdoor Unit-Air-Source) | DLCURAH24ABK |  |  | EN(A,D)4X36L21** | *95MSU1002120A* | 23800 | 17 | 8.5 | 26400 | 24000 | 90.91% | 2 | 0 | 10.5 |  |  |  |  | R-410A | 1.9833 | Residential & Commercial | USHP | Ducted CEE Tier 1
212978712 | Central HP <5.4 tons | ARCOAIRE | HRCU-A-CB (Split System: Heat Pump with Remote Outdoor Unit-Air-Source) | DLCURAH24ABK |  |  | EN(A,D)4X30L17** | *80MS(N,L)0701712A* | 23400 | 17 | 8.1 | 25800 | 24200 | 93.8% | 2.04 | 0 | 10.5 |  |  |  |  | R-410A | 1.95 | Residential & Commercial | USHP | Ducted CEE Tier 1
212979849 | Central HP <5.4 tons | ARCOAIRE | HRCU-A-CB (Split System: Heat Pump with Remote Outdoor Unit-Air-Source) | DLCURAH24ABK |  |  | EA*4X36L17A* | *80MS(N,L)0901714A* | 23800 | 17 | 8.5 | 26200 | 23800 | 90.84% | 1.98 | 0 | 10 |  |  |  |  | R-410A | 1.9833 | Residential & Commercial | USHP | Ducted CEE Tier 1
212983710 | Central HP <5.4 tons | ARCOAIRE | HRCU-A-CB (Split System: Heat Pump with Remote Outdoor Unit-Air-Source) | DLCURAH18ABK |  |  | EN(A,D)4X24L17** | *92MSN0601412A* | 17500 | 16 | 8.5 | 18500 | 19200 | 103.8% | 2.3 | 0 | 11 |  |  |  |  | R-410A | 1.4583 | Residential & Commercial | USHP | Ducted CEE Tier 1
212978312 | Central HP <5.4 tons | ARCOAIRE | HRCU-A-CB (Split System: Heat Pump with Remote Outdoor Unit-Air-Source) | DLCURAH18ABK |  |  | EN(A,D)4X24L14** | *80MS(N,L)0701412A* | 17600 | 16.5 | 8.5 | 18500 | 19100 | 103.2% | 2.3 | 0 | 11 |  |  |  |  | R-410A | 1.4667 | Residential & Commercial | USHP | Ducted CEE Tier 1
211243773 | Central HP <5.4 tons | ARCOAIRE | HRCU-A-CB (Split System: Heat Pump with Remote Outdoor Unit-Air-Source) | DLCURAH24ABK |  |  | EN(A,D)4X24L14** | *96VTN0601412A* | 23200 | 16 | 8.5 | 26400 | 24600 | 93.18% | 2.04 | 0 | 10 |  |  |  |  | R-410A | 1.9333 | Residential & Commercial | USHP | Ducted CEE Tier 1
211244326 | Central HP <5.4 tons | ARCOAIRE | HRCU-A-CB (Split System: Heat Pump with Remote Outdoor Unit-Air-Source) | DLCURAH24ABK |  |  | EN(A,D)4X30L14** | *95ESN0601412A* | 24200 | 15.5 | 8.1 | 26600 | 22800 | 85.71% | 1.86 | 0 | 10 |  |  |  |  | R-410A | 2.0167 | Residential & Commercial | USHP | Ducted CEE Tier 1
212983731 | Central HP <5.4 tons | ARCOAIRE | HRCU-A-CB (Split System: Heat Pump with Remote Outdoor Unit-Air-Source) | DLCURAH18ABK |  |  | EN(A,D)4X30L17** | *92MSN0601412A* | 17400 | 16.5 | 8.1 | 18000 | 18700 | 103.9% | 2.24 | 0 | 11 |  |  |  |  | R-410A | 1.45 | Residential & Commercial | USHP | Ducted CEE Tier 1
211244238 | Central HP <5.4 tons | ARCOAIRE | HRCU-A-CB (Split System: Heat Pump with Remote Outdoor Unit-Air-Source) | DLCURAH24ABK |  |  | EN(A,D)4X24L17** | *80ESU0601716A | 24400 | 16 | 8.5 | 27200 | 22600 | 83.09% | 1.86 | 0 | 10 |  |  |  |  | R-410A | 2.0333 | Residential & Commercial | USHP | Ducted CEE Tier 1
211241257 | Central HP <5.4 tons | ARCOAIRE | HRCU-A-CB (Split System: Heat Pump with Remote Outdoor Unit-Air-Source) | DLCURAH24ABK |  |  | EA*4X30L14A* | *96VSN0601412A* | 23400 | 16.5 | 8.5 | 25800 | 24200 | 93.8% | 2 | 0 | 10 |  |  |  |  | R-410A | 1.95 | Residential & Commercial | USHP | Ducted CEE Tier 1
211241332 | Central HP <5.4 tons | ARCOAIRE | HRCU-A-CB (Split System: Heat Pump with Remote Outdoor Unit-Air-Source) | DLCURAH24ABK |  |  | EA*4X30L14A* | *80ES(N,L)0451412A* | 24400 | 16 | 8.5 | 26600 | 22600 | 84.96% | 1.86 | 0 | 10 |  |  |  |  | R-410A | 2.0333 | Residential & Commercial | USHP | Ducted CEE Tier 1
211241441 | Central HP <5.4 tons | ARCOAIRE | HRCU-A-CB (Split System: Heat Pump with Remote Outdoor Unit-Air-Source) | DLCURAH24ABK |  |  | EA*4X30L17A* | *95ESU0401712A* | 23600 | 16.5 | 8.5 | 26000 | 23800 | 91.54% | 1.98 | 0 | 10 |  |  |  |  | R-410A | 1.9667 | Residential & Commercial | USHP | Ducted CEE Tier 1
211241521 | Central HP <5.4 tons | ARCOAIRE | HRCU-A-CB (Split System: Heat Pump with Remote Outdoor Unit-Air-Source) | DLCURAH24ABK |  |  | EA*4X30L17A* | *80VTL0451412A* | 24200 | 16.5 | 8.5 | 26400 | 23000 | 87.12% | 1.9 | 0 | 10 |  |  |  |  | R-410A | 2.0167 | Residential & Commercial | USHP | Ducted CEE Tier 1
211242075 | Central HP <5.4 tons | ARCOAIRE | HRCU-A-CB (Split System: Heat Pump with Remote Outdoor Unit-Air-Source) | DLCURAH24ABK |  |  | EA*4X36L17A* | *80ES(N,L)0451412A* | 24600 | 16 | 8.5 | 26600 | 22200 | 83.46% | 1.82 | 0 | 10 |  |  |  |  | R-410A | 2.05 | Residential & Commercial | USHP | Ducted CEE Tier 1
212973355 | Central HP <5.4 tons | ARCOAIRE | HRCU-A-CB (Split System: Heat Pump with Remote Outdoor Unit-Air-Source) | DLCURAH18ABK |  |  | EN(A,D)4X18L14** | *96VSN0601412B* | 17300 | 16 | 8.5 | 18500 | 19800 | 107% | 2.38 | 0 | 10.5 |  |  |  |  | R-410A | 1.4417 | Residential & Commercial | USHP | Ducted CEE Tier 1
212970850 | Central HP <5.4 tons | ARCOAIRE | HRCU-A-CB (Split System: Heat Pump with Remote Outdoor Unit-Air-Source) | DLCURAH18ABK |  |  | EA*4X19L17A* | *80VTL0451412B* | 18200 | 16.5 | 8.5 | 18100 | 17700 | 97.79% | 2.14 | 0 | 11 |  |  |  |  | R-410A | 1.5167 | Residential & Commercial | USHP | Ducted CEE Tier 1
212969529 | Central HP <5.4 tons | ARCOAIRE | HRCU-A-CB (Split System: Heat Pump with Remote Outdoor Unit-Air-Source) | DLCURAH18ABK |  |  | EA*4X24L17A* | *80VSL0451412B* | 17700 | 16.5 | 8.5 | 18600 | 19300 | 103.8% | 2.32 | 0 | 10.5 |  |  |  |  | R-410A | 1.475 | Residential & Commercial | USHP | Ducted CEE Tier 1
212972755 | Central HP <5.4 tons | ARCOAIRE | HRCU-A-CB (Split System: Heat Pump with Remote Outdoor Unit-Air-Source) | DLCURAH18ABK |  |  | EN(A,D)4X30L14** | *96VSN0401410B* | 17400 | 16 | 8.1 | 18000 | 18700 | 103.9% | 2.24 | 0 | 10.5 |  |  |  |  | R-410A | 1.45 | Residential & Commercial | USHP | Ducted CEE Tier 1
212978106 | Central HP <5.4 tons | ARCOAIRE | HRCU-A-CB (Split System: Heat Pump with Remote Outdoor Unit-Air-Source) | DLCURAH24ABK |  |  | EA*4X25L17A* | *80MS(N,L)0701412A* | 24200 | 17.5 | 8.5 | 25200 | 21800 | 86.51% | 1.82 | 0 | 10.5 |  |  |  |  | R-410A | 2.0167 | Residential & Commercial | USHP | Ducted CEE Tier 1
212978142 | Central HP <5.4 tons | ARCOAIRE | HRCU-A-CB (Split System: Heat Pump with Remote Outdoor Unit-Air-Source) | DLCURAH24ABK |  |  | EA*4X36L17A* | *80MS(N,L)0701412A* | 23600 | 17.5 | 8.5 | 26200 | 23800 | 90.84% | 2 | 0 | 10 |  |  |  |  | R-410A | 1.9667 | Residential & Commercial | USHP | Ducted CEE Tier 1
212979183 | Central HP <5.4 tons | ARCOAIRE | HRCU-A-CB (Split System: Heat Pump with Remote Outdoor Unit-Air-Source) | DLCURAH24ABK |  |  | EA*4X37L17A* | *80MS(N,L)0701716A* | 24000 | 17 | 8.5 | 25200 | 22200 | 88.1% | 1.86 | 0 | 10 |  |  |  |  | R-410A | 2 | Residential & Commercial | USHP | Ducted CEE Tier 1
213076374 | Central HP <5.4 tons | ARCOAIRE | HRCU-A-CB (Split System: Heat Pump with Remote Outdoor Unit-Air-Source) | DLCURAH24ABK |  |  | EA*4X24L17A* | *96VTN0601716B* | 23200 | 16.5 | 8.5 | 26800 | 26600 | 99.25% | 2.26 | 0 | 10 |  |  |  |  | R-410A | 1.9333 | Residential & Commercial | USHP | Ducted CEE Tier 1
211227919 | Central HP <5.4 tons | ARCOAIRE | HRCU-A-CB (Split System: Heat Pump with Remote Outdoor Unit-Air-Source) | DLCURAH36ABK |  |  | EA*4X42L24A* | *80VTL0902120A* | 35000 | 16 | 8.1 | 38500 | 35000 | 90.91% | 1.86 | 0 | 9.5 |  |  |  |  | R-410A | 2.9167 | Residential & Commercial | USHP
211227594 | Central HP <5.4 tons | ARCOAIRE | HRCU-A-CB (Split System: Heat Pump with Remote Outdoor Unit-Air-Source) | DLCURAH36ABK |  |  | EA*4X42L21A* | *96VSN0601714A* | 35000 | 15.2 | 8.1 | 38500 | 35200 | 91.43% | 1.86 | 0 | 9.5 |  |  |  |  | R-410A | 2.9167 | Residential & Commercial | USHP
211244581 | Central HP <5.4 tons | ARCOAIRE | HRCU-A-CB (Split System: Heat Pump with Remote Outdoor Unit-Air-Source) | DLCURAH24ABK |  |  | EN(A,D)4X30L17** | *96VTN0801716A* | 24200 | 16.5 | 8.1 | 26200 | 23000 | 87.79% | 1.9 | 0 | 10.5 |  |  |  |  | R-410A | 2.0167 | Residential & Commercial | USHP | Ducted CEE Tier 1
211244654 | Central HP <5.4 tons | ARCOAIRE | HRCU-A-CB (Split System: Heat Pump with Remote Outdoor Unit-Air-Source) | DLCURAH24ABK |  |  | EN(A,D)4X30L17** | *95ESN0261410A* | 23400 | 16 | 8.1 | 25800 | 24200 | 93.8% | 2 | 0 | 10 |  |  |  |  | R-410A | 1.95 | Residential & Commercial | USHP | Ducted CEE Tier 1
211244665 | Central HP <5.4 tons | ARCOAIRE | HRCU-A-CB (Split System: Heat Pump with Remote Outdoor Unit-Air-Source) | DLCURAH24ABK |  |  | EN(A,D)4X30L17** | *96VTN0601714A* | 24000 | 16.5 | 8.1 | 26200 | 23200 | 88.55% | 1.92 | 0 | 10 |  |  |  |  | R-410A | 2 | Residential & Commercial | USHP | Ducted CEE Tier 1
211244699 | Central HP <5.4 tons | ARCOAIRE | HRCU-A-CB (Split System: Heat Pump with Remote Outdoor Unit-Air-Source) | DLCURAH24ABK |  |  | EN(A,D)4X30L17** | *80ES(N,L)0701712A* | 24400 | 16.5 | 8.1 | 26400 | 22600 | 85.61% | 1.88 | 0 | 10.5 |  |  |  |  | R-410A | 2.0333 | Residential & Commercial | USHP | Ducted CEE Tier 1
212970669 | Central HP <5.4 tons | ARCOAIRE | HRCU-A-CB (Split System: Heat Pump with Remote Outdoor Unit-Air-Source) | DLCURAH36ABK |  |  | EA*4X42L24A* | *80VSL0902120B* | 35200 | 16 | 8.1 | 38500 | 35000 | 90.91% | 1.88 | 0 | 10 |  |  |  |  | R-410A | 2.9333 | Residential & Commercial | USHP | Ducted CEE Tier 1
211712539 | Central HP <5.4 tons | ARCOAIRE | HRCU-A-CB (Split System: Heat Pump with Remote Outdoor Unit-Air-Source) | DLCURAH30ABK |  |  | EA*4X42L21A* | *92ESN0802120A* | 30600 | 15.2 | 8.1 | 34200 | 27000 | 78.95% | 1.82 | 0 | 9 |  |  |  |  | R-410A | 2.55 | Residential & Commercial | USHP
212975258 | Central HP <5.4 tons | ARCOAIRE | HRCU-A-CB (Split System: Heat Pump with Remote Outdoor Unit-Air-Source) | DLCURAH24ABK |  |  | EA*4X24L17A* | *96VTN0401712B* | 23400 | 16 | 8.5 | 27000 | 26200 | 97.04% | 2.18 | 0 | 9.5 |  |  |  |  | R-410A | 1.95 | Residential & Commercial | USHP
212973245 | Central HP <5.4 tons | ARCOAIRE | HRCU-A-CB (Split System: Heat Pump with Remote Outdoor Unit-Air-Source) | DLCURAH24ABK |  |  | EA*4X37L21A* | *96VSN0401712B* | 24200 | 16.5 | 8.5 | 25400 | 21600 | 85.04% | 1.8 | 0 | 10 |  |  |  |  | R-410A | 2.0167 | Residential & Commercial | USHP | Ducted CEE Tier 1
212977600 | Central HP <5.4 tons | PAYNE HEATING AND COOLING | HRCU-A-CB (Split System: Heat Pump with Remote Outdoor Unit-Air-Source) | 38MURAQ24AB3* |  |  | CAP**3014AL* | PG80MS(A,L)A36045A** | 23600 | 17 | 8.5 | 26400 | 24600 | 93.18% | 2.04 | 0 | 10 |  |  |  |  | R-410A | 1.9667 | Residential & Commercial | USHP | Ducted CEE Tier 1
211240525 | Central HP <5.4 tons | ARCOAIRE | HRCU-A-CB (Split System: Heat Pump with Remote Outdoor Unit-Air-Source) | DLCURAH24ABK |  |  | EA*4X24L17A* | *96VTN0401712A* | 23000 | 15.5 | 8.5 | 26400 | 26000 | 98.48% | 2.18 | 0 | 9.5 |  |  |  |  | R-410A | 1.9167 | Residential & Commercial | USHP
211241545 | Central HP <5.4 tons | ARCOAIRE | HRCU-A-CB (Split System: Heat Pump with Remote Outdoor Unit-Air-Source) | DLCURAH24ABK |  |  | EA*4X30L17A* | *96VTN0801716A* | 24200 | 16.5 | 8.5 | 26400 | 23000 | 87.12% | 1.9 | 0 | 10 |  |  |  |  | R-410A | 2.0167 | Residential & Commercial | USHP | Ducted CEE Tier 1
212976303 | Central HP <5.4 tons | ARCOAIRE | HRCU-A-CB (Split System: Heat Pump with Remote Outdoor Unit-Air-Source) | DLCURAH36ABK |  |  | EA*4X48L21A* | *96VTN0801716B* | 35400 | 16 | 8.1 | 37800 | 34800 | 92.06% | 2 | 0 | 10 |  |  |  |  | R-410A | 2.95 | Residential & Commercial | USHP | Ducted CEE Tier 1
210473209 | Central HP <5.4 tons | ARCOAIRE | HRCU-A-CB (Split System: Heat Pump with Remote Outdoor Unit-Air-Source) | HVH825GKA3* |  |  | EA*4X43L21A*+WALLCON | *97CMN0801714A* | 24400 | 16.5 | 8.1 | 21200 | 16700 | 78.77% | 2.02 | 0 | 11 |  |  |  |  | R-410A | 2.0333 | Residential & Commercial | USHP | Ducted CEE Tier 1
210473143 | Central HP <5.4 tons | ARCOAIRE | HRCU-A-CB (Split System: Heat Pump with Remote Outdoor Unit-Air-Source) | HVH825GKA3* |  |  | EA*4X43L21A*+WALLCON | *80CSU1002120A* | 24400 | 16.5 | 8.1 | 21200 | 16600 | 78.3% | 2.02 | 0 | 10.5 |  |  |  |  | R-410A | 2.0333 | Residential & Commercial | USHP | Ducted CEE Tier 1
210473920 | Central HP <5.4 tons | ARCOAIRE | HRCU-A-CB (Split System: Heat Pump with Remote Outdoor Unit-Air-Source) | HVH825GKA3* |  |  | EN(A,D,W)4X48L21**+WALLCON | *80CSU0401712A* | 24200 | 17 | 8.1 | 21200 | 16500 | 77.83% | 2 | 0 | 11 |  |  |  |  | R-410A | 2.0167 | Residential & Commercial | USHP | Ducted CEE Tier 1
210474052 | Central HP <5.4 tons | ARCOAIRE | HRCU-A-CB (Split System: Heat Pump with Remote Outdoor Unit-Air-Source) | HVH825GKA3* |  |  | EN(A,D,W)4X48L21**+WALLCON | *97CMN0602120A* | 24000 | 16.5 | 8.1 | 21400 | 16700 | 78.04% | 2 | 0 | 11 |  |  |  |  | R-410A | 2 | Residential & Commercial | USHP | Ducted CEE Tier 1
212979495 | Central HP <5.4 tons | ARCOAIRE | HRCU-A-CB (Split System: Heat Pump with Remote Outdoor Unit-Air-Source) | DLCURAH24ABK |  |  | EA*4X36L21A* | *80MS(N,L)0702116A* | 24000 | 17.5 | 8.5 | 26400 | 23400 | 88.64% | 1.94 | 0 | 10 |  |  |  |  | R-410A | 2 | Residential & Commercial | USHP | Ducted CEE Tier 1
212979861 | Central HP <5.4 tons | ARCOAIRE | HRCU-A-CB (Split System: Heat Pump with Remote Outdoor Unit-Air-Source) | DLCURAH24ABK |  |  | EA*4X36L21A* | *80MS(N,L)0901714A* | 23800 | 17.5 | 8.5 | 26200 | 23600 | 90.08% | 1.98 | 0 | 10 |  |  |  |  | R-410A | 1.9833 | Residential & Commercial | USHP | Ducted CEE Tier 1
211244337 | Central HP <5.4 tons | ARCOAIRE | HRCU-A-CB (Split System: Heat Pump with Remote Outdoor Unit-Air-Source) | DLCURAH24ABK |  |  | EN(A,D)4X30L14** | *96VTN0401410A* | 23600 | 15.5 | 8.1 | 26200 | 23600 | 90.08% | 1.92 | 0 | 10 |  |  |  |  | R-410A | 1.9667 | Residential & Commercial | USHP | Ducted CEE Tier 1
216682323 | Central HP <5.4 tons | PAYNE HEATING AND COOLING | HRCU-A-CB (Split System: Heat Pump with Remote Outdoor Unit-Air-Source) | 38MURAQ24AB3* |  |  | CSPH*2412AL* | PG97VTAA60100C** | 23800 | 16 | 9 | 26200 | 23400 | 89.31% | 1.8 | 0 | 10 |  |  |  |  | R-410A | 1.9833 | Residential & Commercial | USHP | Ducted CEE Tier 1
216682359 | Central HP <5.4 tons | PAYNE HEATING AND COOLING | HRCU-A-CB (Split System: Heat Pump with Remote Outdoor Unit-Air-Source) | 38MURAQ24AB3* |  |  | CNPV*3621AL* | PG97VTAA60100C** | 23400 | 17 | 9 | 25800 | 23800 | 92.25% | 1.86 | 0 | 10.5 |  |  |  |  | R-410A | 1.95 | Residential & Commercial | USHP | Ducted CEE Tier 1
211242034 | Central HP <5.4 tons | ARCOAIRE | HRCU-A-CB (Split System: Heat Pump with Remote Outdoor Unit-Air-Source) | DLCURAH24ABK |  |  | EA*4X36L17A* | *96VTN0401410A* | 23400 | 16 | 8.5 | 25600 | 23800 | 92.97% | 1.96 | 0 | 10 |  |  |  |  | R-410A | 1.95 | Residential & Commercial | USHP | Ducted CEE Tier 1
211241925 | Central HP <5.4 tons | ARCOAIRE | HRCU-A-CB (Split System: Heat Pump with Remote Outdoor Unit-Air-Source) | DLCURAH24ABK |  |  | EA*4X36L17A* | *80VSL0701716A* | 24000 | 16.5 | 8.5 | 26000 | 22800 | 87.69% | 1.9 | 0 | 10 |  |  |  |  | R-410A | 2 | Residential & Commercial | USHP | Ducted CEE Tier 1
211242945 | Central HP <5.4 tons | ARCOAIRE | HRCU-A-CB (Split System: Heat Pump with Remote Outdoor Unit-Air-Source) | DLCURAH24ABK |  |  | EA*4X37L17A* | *95ESN0401410A* | 24800 | 15.2 | 8.5 | 26200 | 21200 | 80.92% | 1.76 | 0 | 10 |  |  |  |  | R-410A | 2.0667 | Residential & Commercial | USHP | Ducted CEE Tier 1
211243009 | Central HP <5.4 tons | ARCOAIRE | HRCU-A-CB (Split System: Heat Pump with Remote Outdoor Unit-Air-Source) | DLCURAH24ABK |  |  | EA*4X37L17A* | *96VTN0601714A* | 24400 | 16.5 | 8.5 | 25600 | 21600 | 84.38% | 1.8 | 0 | 10 |  |  |  |  | R-410A | 2.0333 | Residential & Commercial | USHP | Ducted CEE Tier 1
211242634 | Central HP <5.4 tons | ARCOAIRE | HRCU-A-CB (Split System: Heat Pump with Remote Outdoor Unit-Air-Source) | DLCURAH24ABK |  |  | EA*4X36L21A* | *92ESN0801716A* | 24400 | 17 | 8.5 | 26200 | 22400 | 85.5% | 1.86 | 0 | 10 |  |  |  |  | R-410A | 2.0333 | Residential & Commercial | USHP | Ducted CEE Tier 1
211242711 | Central HP <5.4 tons | ARCOAIRE | HRCU-A-CB (Split System: Heat Pump with Remote Outdoor Unit-Air-Source) | DLCURAH24ABK |  |  | EA*4X36L21A* | *80ESU0601716A | 25000 | 17 | 8.5 | 26600 | 21800 | 81.95% | 1.82 | 0 | 10.5 |  |  |  |  | R-410A | 2.0833 | Residential & Commercial | USHP | Ducted CEE Tier 1
211243729 | Central HP <5.4 tons | ARCOAIRE | HRCU-A-CB (Split System: Heat Pump with Remote Outdoor Unit-Air-Source) | DLCURAH24ABK |  |  | EN(A,D)4X24L14** | *80VTL0451412A* | 23800 | 16 | 8.5 | 26800 | 23200 | 86.57% | 1.92 | 0 | 10 |  |  |  |  | R-410A | 1.9833 | Residential & Commercial | USHP | Ducted CEE Tier 1
211243100 | Central HP <5.4 tons | ARCOAIRE | HRCU-A-CB (Split System: Heat Pump with Remote Outdoor Unit-Air-Source) | DLCURAH24ABK |  |  | EA*4X37L17A* | *95ESN0601714A* | 25200 | 16 | 8.5 | 26200 | 21200 | 80.92% | 1.76 | 0 | 10 |  |  |  |  | R-410A | 2.1 | Residential & Commercial | USHP | Ducted CEE Tier 1
211244822 | Central HP <5.4 tons | ARCOAIRE | HRCU-A-CB (Split System: Heat Pump with Remote Outdoor Unit-Air-Source) | DLCURAH24ABK |  |  | EN(A,D)4X30L17** | OMV098J12* | 23600 | 16.5 | 8.1 | 26000 | 23600 | 90.77% | 1.96 | 0 | 10 |  |  |  |  | R-410A | 1.9667 | Residential & Commercial | USHP | Ducted CEE Tier 1
211245526 | Central HP <5.4 tons | ARCOAIRE | HRCU-A-CB (Split System: Heat Pump with Remote Outdoor Unit-Air-Source) | DLCURAH24ABK |  |  | EN(A,D)4X36L21** | *80VTL0701716A* | 24200 | 17 | 8.1 | 26200 | 23000 | 87.79% | 1.9 | 0 | 10.5 |  |  |  |  | R-410A | 2.0167 | Residential & Commercial | USHP | Ducted CEE Tier 1
211245276 | Central HP <5.4 tons | ARCOAIRE | HRCU-A-CB (Split System: Heat Pump with Remote Outdoor Unit-Air-Source) | DLCURAH24ABK |  |  | EN(A,D,W)4X36L17** | OMV112K14A | 24000 | 16 | 8.1 | 26400 | 23000 | 87.12% | 1.88 | 0 | 10 |  |  |  |  | R-410A | 2 | Residential & Commercial | USHP | Ducted CEE Tier 1
211245101 | Central HP <5.4 tons | ARCOAIRE | HRCU-A-CB (Split System: Heat Pump with Remote Outdoor Unit-Air-Source) | DLCURAH24ABK |  |  | EN(A,D,W)4X36L17** | *96VTN0601714A* | 24000 | 16.5 | 8.1 | 26200 | 23200 | 88.55% | 1.92 | 0 | 10 |  |  |  |  | R-410A | 2 | Residential & Commercial | USHP | Ducted CEE Tier 1
212975104 | Central HP <5.4 tons | ARCOAIRE | HRCU-A-CB (Split System: Heat Pump with Remote Outdoor Unit-Air-Source) | DLCURAH18ABK |  |  | EA*4X30L17A* | *96VTN0401712B* | 17400 | 16 | 8.5 | 18000 | 18800 | 104.4% | 2.24 | 0 | 10.5 |  |  |  |  | R-410A | 1.45 | Residential & Commercial | USHP | Ducted CEE Tier 1
212973315 | Central HP <5.4 tons | ARCOAIRE | HRCU-A-CB (Split System: Heat Pump with Remote Outdoor Unit-Air-Source) | DLCURAH18ABK |  |  | EA*4X24L17A* | *96VSN0601412B* | 17300 | 16 | 8.5 | 18200 | 19400 | 106.6% | 2.34 | 0 | 10.5 |  |  |  |  | R-410A | 1.4417 | Residential & Commercial | USHP | Ducted CEE Tier 1
212973015 | Central HP <5.4 tons | ARCOAIRE | HRCU-A-CB (Split System: Heat Pump with Remote Outdoor Unit-Air-Source) | DLCURAH18ABK |  |  | EA*4X19L17A* | *96VSN0401712B* | 17700 | 16 | 8.1 | 17800 | 17900 | 100.6% | 2.16 | 0 | 10.5 |  |  |  |  | R-410A | 1.475 | Residential & Commercial | USHP | Ducted CEE Tier 1
212973065 | Central HP <5.4 tons | ARCOAIRE | HRCU-A-CB (Split System: Heat Pump with Remote Outdoor Unit-Air-Source) | DLCURAH18ABK |  |  | EN(A,D)4X30L17** | *96VSN0401712B* | 17300 | 16 | 8.1 | 17900 | 18600 | 103.9% | 2.22 | 0 | 10.5 |  |  |  |  | R-410A | 1.4417 | Residential & Commercial | USHP | Ducted CEE Tier 1
212969569 | Central HP <5.4 tons | ARCOAIRE | HRCU-A-CB (Split System: Heat Pump with Remote Outdoor Unit-Air-Source) | DLCURAH18ABK |  |  | EN(A,D)4X24L14** | *80VSL0451412B* | 17700 | 16.5 | 8.5 | 18700 | 19100 | 102.1% | 2.3 | 0 | 11 |  |  |  |  | R-410A | 1.475 | Residential & Commercial | USHP | Ducted CEE Tier 1
212969589 | Central HP <5.4 tons | ARCOAIRE | HRCU-A-CB (Split System: Heat Pump with Remote Outdoor Unit-Air-Source) | DLCURAH18ABK |  |  | EN(A,D)4X30L14** | *80VSL0451412B* | 17400 | 16.5 | 8.1 | 17900 | 18600 | 103.9% | 2.24 | 0 | 11 |  |  |  |  | R-410A | 1.45 | Residential & Commercial | USHP | Ducted CEE Tier 1
216737070 | Central HP <5.4 tons | PAYNE HEATING AND COOLING | HRCU-A-CB (Split System: Heat Pump with Remote Outdoor Unit-Air-Source) | 37MUHAQ24AA3 |  |  | CSAH*3012AM* | PG80MS(A,L)A42090B** | 22400 | 15.5 | 8.1 | 21000 | 18800 | 89.52% | 1.9 | 0 | 10.5 |  |  |  |  | R-454B | 1.8667 | Residential & Commercial | USHP | Ducted CEE Tier 1
216737222 | Central HP <5.4 tons | PAYNE HEATING AND COOLING | HRCU-A-CB (Split System: Heat Pump with Remote Outdoor Unit-Air-Source) | 37MUHAQ24AA3 |  |  | CSAH*3012AM* | PG80MSUA48060B** | 22800 | 16 | 8.5 | 21200 | 19000 | 89.62% | 1.96 | 0 | 10.5 |  |  |  |  | R-454B | 1.9 | Residential & Commercial | USHP | Ducted CEE Tier 1
212976010 | Central HP <5.4 tons | ARCOAIRE | HRCU-A-CB (Split System: Heat Pump with Remote Outdoor Unit-Air-Source) | DLCURAH24ABK |  |  | EA*4X25L17A* | *96VTN0801716B* | 24400 | 17 | 8.5 | 25400 | 21600 | 85.04% | 1.8 | 0 | 10 |  |  |  |  | R-410A | 2.0333 | Residential & Commercial | USHP | Ducted CEE Tier 1
212976101 | Central HP <5.4 tons | ARCOAIRE | HRCU-A-CB (Split System: Heat Pump with Remote Outdoor Unit-Air-Source) | DLCURAH24ABK |  |  | EN(A,D)4X30L17** | *96VTN0801716B* | 23400 | 16.5 | 8.1 | 25800 | 24200 | 93.8% | 2 | 0 | 10 |  |  |  |  | R-410A | 1.95 | Residential & Commercial | USHP | Ducted CEE Tier 1
212973225 | Central HP <5.4 tons | ARCOAIRE | HRCU-A-CB (Split System: Heat Pump with Remote Outdoor Unit-Air-Source) | DLCURAH24ABK |  |  | EA*4X36L21A* | *96VSN0401712B* | 23400 | 16.5 | 8.5 | 26200 | 24200 | 92.37% | 2 | 0 | 10 |  |  |  |  | R-410A | 1.95 | Residential & Commercial | USHP | Ducted CEE Tier 1
212973595 | Central HP <5.4 tons | ARCOAIRE | HRCU-A-CB (Split System: Heat Pump with Remote Outdoor Unit-Air-Source) | DLCURAH24ABK |  |  | EN(A,D)4X24L14** | *96VSN0601412B* | 23200 | 16.5 | 8.5 | 26800 | 25400 | 94.78% | 2.12 | 0 | 10 |  |  |  |  | R-410A | 1.9333 | Residential & Commercial | USHP | Ducted CEE Tier 1
212975776 | Central HP <5.4 tons | ARCOAIRE | HRCU-A-CB (Split System: Heat Pump with Remote Outdoor Unit-Air-Source) | DLCURAH18ABK |  |  | EA*4X19L17A* | *96VTN0801716B* | 17700 | 16.5 | 8.1 | 17700 | 17900 | 101.1% | 2.16 | 0 | 10.5 |  |  |  |  | R-410A | 1.475 | Residential & Commercial | USHP | Ducted CEE Tier 1
212975467 | Central HP <5.4 tons | ARCOAIRE | HRCU-A-CB (Split System: Heat Pump with Remote Outdoor Unit-Air-Source) | DLCURAH18ABK |  |  | EN(A,D)4X24L17** | *96VTN0601412B* | 17500 | 16 | 8.5 | 18500 | 19200 | 103.8% | 2.3 | 0 | 10.5 |  |  |  |  | R-410A | 1.4583 | Residential & Commercial | USHP | Ducted CEE Tier 1
212971482 | Central HP <5.4 tons | ARCOAIRE | HRCU-A-CB (Split System: Heat Pump with Remote Outdoor Unit-Air-Source) | DLCURAH18ABK |  |  | EN(A,D)4X24L17** | *80VTL0701716B* | 17500 | 16 | 8.5 | 18500 | 19200 | 103.8% | 2.3 | 0 | 10.5 |  |  |  |  | R-410A | 1.4583 | Residential & Commercial | USHP | Ducted CEE Tier 1
212973375 | Central HP <5.4 tons | ARCOAIRE | HRCU-A-CB (Split System: Heat Pump with Remote Outdoor Unit-Air-Source) | DLCURAH18ABK |  |  | EN(A,D)4X24L17** | *96VSN0601412B* | 17500 | 16 | 8.5 | 18500 | 19200 | 103.8% | 2.3 | 0 | 10.5 |  |  |  |  | R-410A | 1.4583 | Residential & Commercial | USHP | Ducted CEE Tier 1
212973395 | Central HP <5.4 tons | ARCOAIRE | HRCU-A-CB (Split System: Heat Pump with Remote Outdoor Unit-Air-Source) | DLCURAH18ABK |  |  | EN(A,D)4X30L17** | *96VSN0601412B* | 17500 | 16.5 | 8.1 | 18000 | 18700 | 103.9% | 2.24 | 0 | 11 |  |  |  |  | R-410A | 1.4583 | Residential & Commercial | USHP | Ducted CEE Tier 1
212970862 | Central HP <5.4 tons | ARCOAIRE | HRCU-A-CB (Split System: Heat Pump with Remote Outdoor Unit-Air-Source) | DLCURAH18ABK |  |  | EA*4X24L14A* | *80VTL0451412B* | 17700 | 16.5 | 8.5 | 18600 | 19400 | 104.3% | 2.32 | 0 | 10.5 |  |  |  |  | R-410A | 1.475 | Residential & Commercial | USHP | Ducted CEE Tier 1
212969799 | Central HP <5.4 tons | ARCOAIRE | HRCU-A-CB (Split System: Heat Pump with Remote Outdoor Unit-Air-Source) | DLCURAH24ABK |  |  | EN(A,D)4X24L14** | *80VSL0451412B* | 23400 | 17 | 8.5 | 27000 | 25000 | 92.59% | 2.08 | 0 | 10 |  |  |  |  | R-410A | 1.95 | Residential & Commercial | USHP | Ducted CEE Tier 1
212971198 | Central HP <5.4 tons | ARCOAIRE | HRCU-A-CB (Split System: Heat Pump with Remote Outdoor Unit-Air-Source) | DLCURAH24ABK |  |  | EN(A,D)4X24L14** | *80VTL0451412B* | 23400 | 17 | 8.5 | 27000 | 25000 | 92.59% | 2.08 | 0 | 10 |  |  |  |  | R-410A | 1.95 | Residential & Commercial | USHP | Ducted CEE Tier 1
212973545 | Central HP <5.4 tons | ARCOAIRE | HRCU-A-CB (Split System: Heat Pump with Remote Outdoor Unit-Air-Source) | DLCURAH24ABK |  |  | EA*4X25L17A* | *96VSN0601412B* | 24000 | 17 | 8.5 | 25000 | 21800 | 87.2% | 1.82 | 0 | 10 |  |  |  |  | R-410A | 2 | Residential & Commercial | USHP | Ducted CEE Tier 1
212969749 | Central HP <5.4 tons | ARCOAIRE | HRCU-A-CB (Split System: Heat Pump with Remote Outdoor Unit-Air-Source) | DLCURAH24ABK |  |  | EA*4X25L17A* | *80VSL0451412B* | 24000 | 17.5 | 8.5 | 25000 | 21800 | 87.2% | 1.82 | 0 | 10 |  |  |  |  | R-410A | 2 | Residential & Commercial | USHP | Ducted CEE Tier 1
212971162 | Central HP <5.4 tons | ARCOAIRE | HRCU-A-CB (Split System: Heat Pump with Remote Outdoor Unit-Air-Source) | DLCURAH24ABK |  |  | EA*4X30L17A* | *80VTL0451412B* | 23400 | 17 | 8.5 | 26200 | 24800 | 94.66% | 2.08 | 0 | 10 |  |  |  |  | R-410A | 1.95 | Residential & Commercial | USHP | Ducted CEE Tier 1
212971246 | Central HP <5.4 tons | ARCOAIRE | HRCU-A-CB (Split System: Heat Pump with Remote Outdoor Unit-Air-Source) | DLCURAH24ABK |  |  | EN(A,D,W)4X36L17** | *80VTL0451412B* | 23600 | 17 | 8.5 | 26200 | 24600 | 93.89% | 2.04 | 0 | 10.5 |  |  |  |  | R-410A | 1.9667 | Residential & Commercial | USHP | Ducted CEE Tier 1
212974747 | Central HP <5.4 tons | ARCOAIRE | HRCU-A-CB (Split System: Heat Pump with Remote Outdoor Unit-Air-Source) | DLCURAH18ABK |  |  | EN(A,D)4X30L17** | *96VTN0401410B* | 17400 | 16 | 8.1 | 18000 | 18700 | 103.9% | 2.24 | 0 | 10.5 |  |  |  |  | R-410A | 1.45 | Residential & Commercial | USHP | Ducted CEE Tier 1
212972675 | Central HP <5.4 tons | ARCOAIRE | HRCU-A-CB (Split System: Heat Pump with Remote Outdoor Unit-Air-Source) | DLCURAH18ABK |  |  | EA*4X24L14A* | *96VSN0401410B* | 17200 | 16 | 8.5 | 18200 | 19400 | 106.6% | 2.34 | 0 | 10 |  |  |  |  | R-410A | 1.4333 | Residential & Commercial | USHP | Ducted CEE Tier 1
212973295 | Central HP <5.4 tons | ARCOAIRE | HRCU-A-CB (Split System: Heat Pump with Remote Outdoor Unit-Air-Source) | DLCURAH18ABK |  |  | EA*4X19L17A* | *96VSN0601412B* | 17700 | 16.5 | 8.1 | 17700 | 17900 | 101.1% | 2.16 | 0 | 10.5 |  |  |  |  | R-410A | 1.475 | Residential & Commercial | USHP | Ducted CEE Tier 1
212971471 | Central HP <5.4 tons | ARCOAIRE | HRCU-A-CB (Split System: Heat Pump with Remote Outdoor Unit-Air-Source) | DLCURAH18ABK |  |  | EA*4X30L17A* | *80VTL0701716B* | 17700 | 16.5 | 8.5 | 18200 | 18700 | 102.7% | 2.24 | 0 | 10.5 |  |  |  |  | R-410A | 1.475 | Residential & Commercial | USHP | Ducted CEE Tier 1
214229388 | Central HP <5.4 tons | PAYNE HEATING AND COOLING | HRCU-A-CB (Split System: Heat Pump with Remote Outdoor Unit-Air-Source) | 38MURAQ24AB3* |  |  | CNPV*3621AL* | PG80MSUA60080C** | 23400 | 17 | 8.5 | 25800 | 23800 | 92.25% | 2 | 0 | 10.5 |  |  |  |  | R-410A | 1.95 | Residential & Commercial | USHP | Ducted CEE Tier 1
210599173 | Central HP <5.4 tons | ARCOAIRE | HRCU-A-CB (Split System: Heat Pump with Remote Outdoor Unit-Air-Source) | HVH837GKA** |  |  | EA*4X60L24A*+WALLCON | *80CTL0902120A* | 32800 | 17.5 | 8.5 | 31800 | 24800 | 77.99% | 1.98 | 0 | 11.7 |  |  |  |  | R-410A | 2.7333 | Residential & Commercial | USHP | Ducted CEE Tier 1
210599225 | Central HP <5.4 tons | ARCOAIRE | HRCU-A-CB (Split System: Heat Pump with Remote Outdoor Unit-Air-Source) | HVH837GKA** |  |  | EA*4X61L21A*+WALLCON | *80CSU0601716A* | 33200 | 17.5 | 8.1 | 32200 | 25000 | 77.64% | 1.98 | 0 | 11.5 |  |  |  |  | R-410A | 2.7667 | Residential & Commercial | USHP | Ducted CEE Tier 1
211245951 | Central HP <5.4 tons | ARCOAIRE | HRCU-A-CB (Split System: Heat Pump with Remote Outdoor Unit-Air-Source) | DLCURAH24ABK |  |  | FM(C,U)4Z30**AL* | 0 | 24200 | 18 | 9 | 26600 | 23000 | 86.47% | 1.92 | 0 | 10.5 |  |  |  |  | R-410A | 2.0167 | Residential & Commercial | USHP | Ducted CEE Tier 1
212982652 | Central HP <5.4 tons | ARCOAIRE | HRCU-A-CB (Split System: Heat Pump with Remote Outdoor Unit-Air-Source) | DLCURAH30ABK |  |  | EA*4X42L24A* | *80MSU0601716A* | 30000 | 15.5 | 8.1 | 34200 | 27600 | 80.7% | 1.8 | 0 | 9 |  |  |  |  | R-410A | 2.5 | Residential & Commercial | USHP
212979051 | Central HP <5.4 tons | ARCOAIRE | HRCU-A-CB (Split System: Heat Pump with Remote Outdoor Unit-Air-Source) | DLCURAH30ABK |  |  | EA*4X43L21A* | *80MS(N,L)0701716A* | 30600 | 15.2 | 8.5 | 33600 | 26400 | 78.57% | 1.86 | 0 | 9 |  |  |  |  | R-410A | 2.55 | Residential & Commercial | USHP
212981788 | Central HP <5.4 tons | ARCOAIRE | HRCU-A-CB (Split System: Heat Pump with Remote Outdoor Unit-Air-Source) | DLCURAH24ABK |  |  | EN(A,D)4X30L17** | *80MSU1002120A* | 23800 | 16.5 | 8.5 | 26400 | 24000 | 90.91% | 1.98 | 0 | 10.5 |  |  |  |  | R-410A | 1.9833 | Residential & Commercial | USHP | Ducted CEE Tier 1
212975335 | Central HP <5.4 tons | ARCOAIRE | HRCU-A-CB (Split System: Heat Pump with Remote Outdoor Unit-Air-Source) | DLCURAH24ABK |  |  | EN(A,D)4X24L17** | *96VTN0401712B* | 23200 | 15.5 | 8.5 | 27000 | 25000 | 92.59% | 2.06 | 0 | 10 |  |  |  |  | R-410A | 1.9333 | Residential & Commercial | USHP | Ducted CEE Tier 1
212969939 | Central HP <5.4 tons | ARCOAIRE | HRCU-A-CB (Split System: Heat Pump with Remote Outdoor Unit-Air-Source) | DLCURAH36ABK |  |  | EA*4X37L17A* | *80VSL0451412B* | 36000 | 15.5 | 8.5 | 38500 | 35000 | 90.91% | 2 | 0 | 10 |  |  |  |  | R-410A | 3 | Residential & Commercial | USHP | Ducted CEE Tier 1
212970389 | Central HP <5.4 tons | ARCOAIRE | HRCU-A-CB (Split System: Heat Pump with Remote Outdoor Unit-Air-Source) | DLCURAH36ABK |  |  | EA*4X37L17A* | *80VSL0701716B* | 36000 | 15.5 | 8.1 | 38500 | 35000 | 90.91% | 2 | 0 | 10 |  |  |  |  | R-410A | 3 | Residential & Commercial | USHP | Ducted CEE Tier 1
212975368 | Central HP <5.4 tons | ARCOAIRE | HRCU-A-CB (Split System: Heat Pump with Remote Outdoor Unit-Air-Source) | DLCURAH24ABK |  |  | EN(A,D)4X36L21** | *96VTN0401712B* | 23200 | 16 | 8.1 | 26200 | 24800 | 94.66% | 2.06 | 0 | 10 |  |  |  |  | R-410A | 1.9333 | Residential & Commercial | USHP | Ducted CEE Tier 1
212982244 | Central HP <5.4 tons | ARCOAIRE | HRCU-A-CB (Split System: Heat Pump with Remote Outdoor Unit-Air-Source) | DLCURAH24ABK |  |  | EA*4X24L17A* | *80MSU0401712A* | 23400 | 16.5 | 8.5 | 26400 | 25400 | 96.21% | 2.14 | 0 | 10 |  |  |  |  | R-410A | 1.95 | Residential & Commercial | USHP | Ducted CEE Tier 1
212983680 | Central HP <5.4 tons | ARCOAIRE | HRCU-A-CB (Split System: Heat Pump with Remote Outdoor Unit-Air-Source) | DLCURAH18ABK |  |  | EA*4X30L17A* | *92MSN0601412A* | 17400 | 16.5 | 8.5 | 18000 | 18900 | 105% | 2.28 | 0 | 10.5 |  |  |  |  | R-410A | 1.45 | Residential & Commercial | USHP | Ducted CEE Tier 1
212983630 | Central HP <5.4 tons | ARCOAIRE | HRCU-A-CB (Split System: Heat Pump with Remote Outdoor Unit-Air-Source) | DLCURAH18ABK |  |  | EA*4X19L17A* | *92MSN0601412A* | 17700 | 16.5 | 8.1 | 17700 | 17900 | 101.1% | 2.16 | 0 | 10.5 |  |  |  |  | R-410A | 1.475 | Residential & Commercial | USHP | Ducted CEE Tier 1
212982376 | Central HP <5.4 tons | ARCOAIRE | HRCU-A-CB (Split System: Heat Pump with Remote Outdoor Unit-Air-Source) | DLCURAH18ABK |  |  | EA*4X19L17A* | *80MSU0401712A* | 17800 | 16 | 8.1 | 17900 | 17700 | 98.88% | 2.14 | 0 | 10.5 |  |  |  |  | R-410A | 1.4833 | Residential & Commercial | USHP | Ducted CEE Tier 1
212982412 | Central HP <5.4 tons | ARCOAIRE | HRCU-A-CB (Split System: Heat Pump with Remote Outdoor Unit-Air-Source) | DLCURAH18ABK |  |  | EA*4X30L17A* | *80MSU0401712A* | 17500 | 16 | 8.5 | 18100 | 18500 | 102.2% | 2.24 | 0 | 10.5 |  |  |  |  | R-410A | 1.4583 | Residential & Commercial | USHP | Ducted CEE Tier 1
212383484 | Central HP <5.4 tons | ARCOAIRE | HRCU-A-CB (Split System: Heat Pump with Remote Outdoor Unit-Air-Source) | DLCURAH36ABK |  |  | EA*4X48L21A* | *80ES(N,L)0701716A* | 35600 | 16 | 8.5 | 37800 | 34600 | 91.53% | 2.04 | 0 | 10 |  |  |  |  | R-410A | 2.9667 | Residential & Commercial | USHP | Ducted CEE Tier 1
212383125 | Central HP <5.4 tons | ARCOAIRE | HRCU-A-CB (Split System: Heat Pump with Remote Outdoor Unit-Air-Source) | DLCURAH36ABK |  |  | EA*4X36L21A* | *96VSN1002120A* | 35200 | 16 | 8.1 | 39000 | 35200 | 90.26% | 1.82 | 0 | 9.5 |  |  |  |  | R-410A | 2.9333 | Residential & Commercial | USHP
210599390 | Central HP <5.4 tons | ARCOAIRE | HRCU-A-CB (Split System: Heat Pump with Remote Outdoor Unit-Air-Source) | HVH837GKA** |  |  | EHD4X60AAL+WALLCON | *80CSU0401712A* | 33000 | 17 | 8.1 | 32200 | 24800 | 77.02% | 1.98 | 0 | 11 |  |  |  |  | R-410A | 2.75 | Residential & Commercial | USHP | Ducted CEE Tier 1
216733704 | Central HP <5.4 tons | PAYNE HEATING AND COOLING | HRCU-A-CB (Split System: Heat Pump with Remote Outdoor Unit-Air-Source) | 37MUHAQ24AA3 |  |  | CAA**3014AM* | PG80VTLB36045A** | 22000 | 16 | 8.1 | 20800 | 18700 | 89.9% | 1.85 | 0 | 10.5 |  |  |  |  | R-454B | 1.8333 | Residential & Commercial | USHP | Ducted CEE Tier 1
216733855 | Central HP <5.4 tons | PAYNE HEATING AND COOLING | HRCU-A-CB (Split System: Heat Pump with Remote Outdoor Unit-Air-Source) | 37MUHAQ24AA3 |  |  | CAA**3017AM* | PG80MS(A,L)A36070B** | 22200 | 16.5 | 8.1 | 20800 | 18700 | 89.9% | 1.85 | 0 | 10.5 |  |  |  |  | R-454B | 1.85 | Residential & Commercial | USHP | Ducted CEE Tier 1
210474453 | Central HP <5.4 tons | ARCOAIRE | HRCU-A-CB (Split System: Heat Pump with Remote Outdoor Unit-Air-Source) | HVH825GKA3* |  |  | EHD4X48AAL+WALLCON | *95CSU0802120A* | 24200 | 16.5 | 8.1 | 21200 | 16600 | 78.3% | 2.02 | 0 | 11 |  |  |  |  | R-410A | 2.0167 | Residential & Commercial | USHP | Ducted CEE Tier 1
210473165 | Central HP <5.4 tons | ARCOAIRE | HRCU-A-CB (Split System: Heat Pump with Remote Outdoor Unit-Air-Source) | HVH825GKA3* |  |  | EA*4X43L21A*+WALLCON | *80CTL0701716A* | 24400 | 17 | 8.5 | 21200 | 16600 | 78.3% | 2.02 | 0 | 11 |  |  |  |  | R-410A | 2.0333 | Residential & Commercial | USHP | Ducted CEE Tier 1
210473517 | Central HP <5.4 tons | ARCOAIRE | HRCU-A-CB (Split System: Heat Pump with Remote Outdoor Unit-Air-Source) | HVH825GKA3* |  |  | EA*4X48L24A*+WALLCON | *96CTN1002122A* | 24200 | 16.5 | 8.1 | 21000 | 16500 | 78.57% | 2.02 | 0 | 11 |  |  |  |  | R-410A | 2.0167 | Residential & Commercial | USHP | Ducted CEE Tier 1
210473887 | Central HP <5.4 tons | ARCOAIRE | HRCU-A-CB (Split System: Heat Pump with Remote Outdoor Unit-Air-Source) | HVH825GKA3* |  |  | EN(A,D,W)4X48L21**+WALLCON | *95CSU0601716A* | 24000 | 16.5 | 8.1 | 21400 | 16700 | 78.04% | 2 | 0 | 11 |  |  |  |  | R-410A | 2 | Residential & Commercial | USHP | Ducted CEE Tier 1
210473942 | Central HP <5.4 tons | ARCOAIRE | HRCU-A-CB (Split System: Heat Pump with Remote Outdoor Unit-Air-Source) | HVH825GKA3* |  |  | EN(A,D,W)4X48L21**+WALLCON | *80CSU1002120A* | 24000 | 16.5 | 8.1 | 21400 | 16600 | 77.57% | 2 | 0 | 11 |  |  |  |  | R-410A | 2 | Residential & Commercial | USHP | Ducted CEE Tier 1
212982328 | Central HP <5.4 tons | ARCOAIRE | HRCU-A-CB (Split System: Heat Pump with Remote Outdoor Unit-Air-Source) | DLCURAH24ABK |  |  | EN(A,D)4X24L17** | *80MSU0401712A* | 23200 | 16 | 8.5 | 26200 | 24800 | 94.66% | 2.06 | 0 | 10 |  |  |  |  | R-410A | 1.9333 | Residential & Commercial | USHP | Ducted CEE Tier 1
212978657 | Central HP <5.4 tons | ARCOAIRE | HRCU-A-CB (Split System: Heat Pump with Remote Outdoor Unit-Air-Source) | DLCURAH24ABK |  |  | EA*4X36L17A* | *80MS(N,L)0701712A* | 23600 | 17.5 | 8.5 | 26000 | 24200 | 93.08% | 2.02 | 0 | 10 |  |  |  |  | R-410A | 1.9667 | Residential & Commercial | USHP | Ducted CEE Tier 1
212978668 | Central HP <5.4 tons | ARCOAIRE | HRCU-A-CB (Split System: Heat Pump with Remote Outdoor Unit-Air-Source) | DLCURAH24ABK |  |  | EA*4X36L21A* | *80MS(N,L)0701712A* | 23600 | 17.5 | 8.5 | 26000 | 24000 | 92.31% | 2 | 0 | 10 |  |  |  |  | R-410A | 1.9667 | Residential & Commercial | USHP | Ducted CEE Tier 1
212978723 | Central HP <5.4 tons | ARCOAIRE | HRCU-A-CB (Split System: Heat Pump with Remote Outdoor Unit-Air-Source) | DLCURAH24ABK |  |  | EN(A,D,W)4X36L17** | *80MS(N,L)0701712A* | 23400 | 17 | 8.1 | 25800 | 24200 | 93.8% | 2.04 | 0 | 10.5 |  |  |  |  | R-410A | 1.95 | Residential & Commercial | USHP | Ducted CEE Tier 1
212980938 | Central HP <5.4 tons | ARCOAIRE | HRCU-A-CB (Split System: Heat Pump with Remote Outdoor Unit-Air-Source) | DLCURAH30ABK |  |  | EA*4X42L24A* | *80MS(N,L)1102120A* | 30400 | 15.2 | 8.1 | 34400 | 27400 | 79.65% | 1.82 | 0 | 9 |  |  |  |  | R-410A | 2.5333 | Residential & Commercial | USHP
212980204 | Central HP <5.4 tons | ARCOAIRE | HRCU-A-CB (Split System: Heat Pump with Remote Outdoor Unit-Air-Source) | DLCURAH30ABK |  |  | EA*4X42L21A* | *80MS(N,L)0902116A* | 29600 | 15.2 | 8.1 | 33800 | 27600 | 81.66% | 1.78 | 0 | 9 |  |  |  |  | R-410A | 2.4667 | Residential & Commercial | USHP
212980578 | Central HP <5.4 tons | ARCOAIRE | HRCU-A-CB (Split System: Heat Pump with Remote Outdoor Unit-Air-Source) | DLCURAH24ABK |  |  | EA*4X36L21A* | *80MS(N,L)0902120A* | 23800 | 17.5 | 8.5 | 26200 | 23800 | 90.84% | 1.98 | 0 | 10 |  |  |  |  | R-410A | 1.9833 | Residential & Commercial | USHP | Ducted CEE Tier 1
212978624 | Central HP <5.4 tons | ARCOAIRE | HRCU-A-CB (Split System: Heat Pump with Remote Outdoor Unit-Air-Source) | DLCURAH24ABK |  |  | EA*4X24L17A* | *80MS(N,L)0701712A* | 23600 | 17 | 9 | 27000 | 25800 | 95.56% | 2.16 | 0 | 10 |  |  |  |  | R-410A | 1.9667 | Residential & Commercial | USHP | Ducted CEE Tier 1
212979837 | Central HP <5.4 tons | ARCOAIRE | HRCU-A-CB (Split System: Heat Pump with Remote Outdoor Unit-Air-Source) | DLCURAH24ABK |  |  | EA*4X30L17A* | *80MS(N,L)0901714A* | 23600 | 17 | 8.5 | 26400 | 24600 | 93.18% | 2.04 | 0 | 10 |  |  |  |  | R-410A | 1.9667 | Residential & Commercial | USHP | Ducted CEE Tier 1
212978558 | Central HP <5.4 tons | ARCOAIRE | HRCU-A-CB (Split System: Heat Pump with Remote Outdoor Unit-Air-Source) | DLCURAH30ABK |  |  | EA*4X43L21A* | *80MS(N,L)0701712A* | 30600 | 15.2 | 8.1 | 33400 | 26400 | 79.04% | 1.86 | 0 | 9 |  |  |  |  | R-410A | 2.55 | Residential & Commercial | USHP
216734368 | Central HP <5.4 tons | PAYNE HEATING AND COOLING | HRCU-A-CB (Split System: Heat Pump with Remote Outdoor Unit-Air-Source) | 37MUHAQ24AA3 |  |  | CAA**3617AM* | PG80MS(A,L)A42045B** | 22200 | 15.5 | 8.1 | 20800 | 18700 | 89.9% | 1.85 | 0 | 10.5 |  |  |  |  | R-454B | 1.85 | Residential & Commercial | USHP | Ducted CEE Tier 1
216737081 | Central HP <5.4 tons | PAYNE HEATING AND COOLING | HRCU-A-CB (Split System: Heat Pump with Remote Outdoor Unit-Air-Source) | 37MUHAQ24AA3 |  |  | CSAH*3012AM* | PG80MS(A,L)A48090C** | 22600 | 15.2 | 8.1 | 21000 | 18900 | 90% | 1.85 | 0 | 10.5 |  |  |  |  | R-454B | 1.8833 | Residential & Commercial | USHP | Ducted CEE Tier 1
211240971 | Central HP <5.4 tons | ARCOAIRE | HRCU-A-CB (Split System: Heat Pump with Remote Outdoor Unit-Air-Source) | DLCURAH24ABK |  |  | EA*4X25L17A* | *96VTN0801716A* | 24800 | 17 | 8.5 | 25600 | 21200 | 82.81% | 1.78 | 0 | 10.5 |  |  |  |  | R-410A | 2.0667 | Residential & Commercial | USHP | Ducted CEE Tier 1
211240803 | Central HP <5.4 tons | ARCOAIRE | HRCU-A-CB (Split System: Heat Pump with Remote Outdoor Unit-Air-Source) | DLCURAH24ABK |  |  | EA*4X25L17A* | *80VSL0451412A* | 25000 | 16.5 | 8.5 | 25800 | 21000 | 81.4% | 1.76 | 0 | 10.5 |  |  |  |  | R-410A | 2.0833 | Residential & Commercial | USHP | Ducted CEE Tier 1
211240830 | Central HP <5.4 tons | ARCOAIRE | HRCU-A-CB (Split System: Heat Pump with Remote Outdoor Unit-Air-Source) | DLCURAH24ABK |  |  | EA*4X25L17A* | *96VSN0401410A* | 24400 | 16 | 8.5 | 25600 | 21400 | 83.59% | 1.78 | 0 | 10 |  |  |  |  | R-410A | 2.0333 | Residential & Commercial | USHP | Ducted CEE Tier 1
211240839 | Central HP <5.4 tons | ARCOAIRE | HRCU-A-CB (Split System: Heat Pump with Remote Outdoor Unit-Air-Source) | DLCURAH24ABK |  |  | EA*4X25L17A* | *96VSN0401712A* | 23800 | 16 | 8.1 | 25200 | 21800 | 86.51% | 1.82 | 0 | 10 |  |  |  |  | R-410A | 1.9833 | Residential & Commercial | USHP | Ducted CEE Tier 1
212384714 | Central HP <5.4 tons | ARCOAIRE | HRCU-A-CB (Split System: Heat Pump with Remote Outdoor Unit-Air-Source) | DLCURAH36ABK |  |  | EN(A,D,W)4X42L21** | *80ESU0802120A | 36800 | 15.2 | 8.1 | 40000 | 35200 | 88% | 1.94 | 0 | 10 |  |  |  |  | R-410A | 3.0667 | Residential & Commercial | USHP | Ducted CEE Tier 1
212383074 | Central HP <5.4 tons | ARCOAIRE | HRCU-A-CB (Split System: Heat Pump with Remote Outdoor Unit-Air-Source) | DLCURAH36ABK |  |  | EA*4X36L17A* | *80ESU0601716A | 35600 | 15.5 | 8.1 | 39500 | 35200 | 89.11% | 1.84 | 0 | 9.5 |  |  |  |  | R-410A | 2.9667 | Residential & Commercial | USHP
212978214 | Central HP <5.4 tons | ARCOAIRE | HRCU-A-CB (Split System: Heat Pump with Remote Outdoor Unit-Air-Source) | DLCURAH24ABK |  |  | EN(A,D,W)4X36L17** | *80MS(N,L)0701412A* | 23600 | 17 | 8.1 | 26000 | 24000 | 92.31% | 2 | 0 | 10.5 |  |  |  |  | R-410A | 1.9667 | Residential & Commercial | USHP | Ducted CEE Tier 1
212978082 | Central HP <5.4 tons | ARCOAIRE | HRCU-A-CB (Split System: Heat Pump with Remote Outdoor Unit-Air-Source) | DLCURAH24ABK |  |  | EA*4X24L14A* | *80MS(N,L)0701412A* | 23200 | 17 | 9 | 26800 | 26800 | 100% | 2.28 | 0 | 10 |  |  |  |  | R-410A | 1.9333 | Residential & Commercial | USHP | Ducted CEE Tier 1
212978250 | Central HP <5.4 tons | ARCOAIRE | HRCU-A-CB (Split System: Heat Pump with Remote Outdoor Unit-Air-Source) | DLCURAH18ABK |  |  | EA*4X24L17A* | *80MS(N,L)0701412A* | 17600 | 16.5 | 8.5 | 18500 | 19400 | 104.9% | 2.34 | 0 | 10.5 |  |  |  |  | R-410A | 1.4667 | Residential & Commercial | USHP | Ducted CEE Tier 1
212978300 | Central HP <5.4 tons | ARCOAIRE | HRCU-A-CB (Split System: Heat Pump with Remote Outdoor Unit-Air-Source) | DLCURAH18ABK |  |  | EN(A,D)4X18L14** | *80MS(N,L)0701412A* | 17400 | 16 | 8.5 | 18500 | 19700 | 106.5% | 2.38 | 0 | 10.5 |  |  |  |  | R-410A | 1.45 | Residential & Commercial | USHP | Ducted CEE Tier 1
212974415 | Central HP <5.4 tons | ARCOAIRE | HRCU-A-CB (Split System: Heat Pump with Remote Outdoor Unit-Air-Source) | DLCURAH36ABK |  |  | EA*4X48L21A* | *96VSN1002120B* | 35800 | 16 | 8.5 | 37800 | 34800 | 92.06% | 2.02 | 0 | 10 |  |  |  |  | R-410A | 2.9833 | Residential & Commercial | USHP | Ducted CEE Tier 1
212980479 | Central HP <5.4 tons | ARCOAIRE | HRCU-A-CB (Split System: Heat Pump with Remote Outdoor Unit-Air-Source) | DLCURAH36ABK |  |  | EA*4X48L21A* | *80MS(N,L)0902120A* | 35800 | 16.5 | 8.5 | 37800 | 34600 | 91.53% | 2.02 | 0 | 10 |  |  |  |  | R-410A | 2.9833 | Residential & Commercial | USHP | Ducted CEE Tier 1
215675367 | Central HP <5.4 tons | ARCOAIRE | HRCU-A-CB (Split System: Heat Pump with Remote Outdoor Unit-Air-Source) | H5H0V48*K*AAA* |  |  | EVM5X48M21A*+WALLCON | *80CSU0802120A* | 47000 | 18.5 | 9 | 50000 | 36400 | 72.8% | 2 | 0 | 10 |  |  |  |  | R-454B | 3.9167 | Residential & Commercial | USHP | Ducted CEE Tier 1
216644421 | Central HP <5.4 tons | PAYNE HEATING AND COOLING | HRCU-A-CB (Split System: Heat Pump with Remote Outdoor Unit-Air-Source) | 37MUHAQ18AA3 |  |  | CAA**2517AM* | PG96VTAB36060A** | 18000 | 15.2 | 9 | 19700 | 17600 | 89.34% | 1.88 | 0 | 11 |  |  |  |  | R-454B | 1.5 | Residential & Commercial | USHP | Ducted CEE Tier 1
212981860 | Central HP <5.4 tons | ARCOAIRE | HRCU-A-CB (Split System: Heat Pump with Remote Outdoor Unit-Air-Source) | DLCURAH18ABK |  |  | EA*4X30L17A* | *80MSU1002120A* | 17500 | 16 | 8.5 | 18100 | 18700 | 103.3% | 2.24 | 0 | 10.5 |  |  |  |  | R-410A | 1.4583 | Residential & Commercial | USHP | Ducted CEE Tier 1
212978348 | Central HP <5.4 tons | ARCOAIRE | HRCU-A-CB (Split System: Heat Pump with Remote Outdoor Unit-Air-Source) | DLCURAH18ABK |  |  | EN(A,D)4X30L17** | *80MS(N,L)0701412A* | 17400 | 16.5 | 8.1 | 18000 | 18700 | 103.9% | 2.26 | 0 | 11 |  |  |  |  | R-410A | 1.45 | Residential & Commercial | USHP | Ducted CEE Tier 1
212978734 | Central HP <5.4 tons | ARCOAIRE | HRCU-A-CB (Split System: Heat Pump with Remote Outdoor Unit-Air-Source) | DLCURAH24ABK |  |  | EN(A,D)4X36L21** | *80MS(N,L)0701712A* | 23400 | 17.5 | 8.5 | 26200 | 24600 | 93.89% | 2.06 | 0 | 10.5 |  |  |  |  | R-410A | 1.95 | Residential & Commercial | USHP | Ducted CEE Tier 1
210474063 | Central HP <5.4 tons | ARCOAIRE | HRCU-A-CB (Split System: Heat Pump with Remote Outdoor Unit-Air-Source) | HVH825GKA3* |  |  | EN(A,D)4X48L24**+WALLCON | *95CSU0802120A* | 24200 | 17 | 8.1 | 21200 | 16600 | 78.3% | 2.02 | 0 | 11.5 |  |  |  |  | R-410A | 2.0167 | Residential & Commercial | USHP | Ducted CEE Tier 1
212975390 | Central HP <5.4 tons | ARCOAIRE | HRCU-A-CB (Split System: Heat Pump with Remote Outdoor Unit-Air-Source) | DLCURAH18ABK |  |  | EA*4X24L14A* | *96VTN0601412B* | 17200 | 16 | 8.5 | 18100 | 19400 | 107.2% | 2.34 | 0 | 10.5 |  |  |  |  | R-410A | 1.4333 | Residential & Commercial | USHP | Ducted CEE Tier 1
212975115 | Central HP <5.4 tons | ARCOAIRE | HRCU-A-CB (Split System: Heat Pump with Remote Outdoor Unit-Air-Source) | DLCURAH18ABK |  |  | EN(A,D)4X24L17** | *96VTN0401712B* | 17500 | 15.5 | 8.5 | 18600 | 19200 | 103.2% | 2.3 | 0 | 10.5 |  |  |  |  | R-410A | 1.4583 | Residential & Commercial | USHP | Ducted CEE Tier 1
212974656 | Central HP <5.4 tons | ARCOAIRE | HRCU-A-CB (Split System: Heat Pump with Remote Outdoor Unit-Air-Source) | DLCURAH18ABK |  |  | EA*4X25L17A* | *96VTN0401410B* | 17700 | 16 | 8.1 | 17700 | 17900 | 101.1% | 2.14 | 0 | 10.5 |  |  |  |  | R-410A | 1.475 | Residential & Commercial | USHP | Ducted CEE Tier 1
212970946 | Central HP <5.4 tons | ARCOAIRE | HRCU-A-CB (Split System: Heat Pump with Remote Outdoor Unit-Air-Source) | DLCURAH18ABK |  |  | EN(A,D)4X30L14** | *80VTL0451412B* | 17400 | 16.5 | 8.1 | 17900 | 18600 | 103.9% | 2.24 | 0 | 11 |  |  |  |  | R-410A | 1.45 | Residential & Commercial | USHP | Ducted CEE Tier 1
212973025 | Central HP <5.4 tons | ARCOAIRE | HRCU-A-CB (Split System: Heat Pump with Remote Outdoor Unit-Air-Source) | DLCURAH18ABK |  |  | EA*4X24L17A* | *96VSN0401712B* | 17200 | 16 | 8.5 | 18200 | 19400 | 106.6% | 2.34 | 0 | 10.5 |  |  |  |  | R-410A | 1.4333 | Residential & Commercial | USHP | Ducted CEE Tier 1
216738316 | Central HP <5.4 tons | PAYNE HEATING AND COOLING | HRCU-A-CB (Split System: Heat Pump with Remote Outdoor Unit-Air-Source) | 37MUHAQ24AA3 |  |  | CSAH*3612AM* | PG80VTLB36045A** | 22600 | 16 | 8.1 | 20800 | 18400 | 88.46% | 1.85 | 0 | 11 |  |  |  |  | R-454B | 1.8833 | Residential & Commercial | USHP | Ducted CEE Tier 1
216739066 | Central HP <5.4 tons | PAYNE HEATING AND COOLING | HRCU-A-CB (Split System: Heat Pump with Remote Outdoor Unit-Air-Source) | 37MUHAQ24AA3 |  |  | FJ5AN*B36L* | 0 | 24000 | 15.2 | 8.5 | 21800 | 19200 | 88.07% | 1.98 | 0 | 11 |  |  |  |  | R-454B | 2 | Residential & Commercial | USHP | Ducted CEE Tier 1
210599591 | Central HP <5.4 tons | ARCOAIRE | HRCU-A-CB (Split System: Heat Pump with Remote Outdoor Unit-Air-Source) | HVH837GKA** |  |  | EN(A,D,W)4X60L24**+WALLCON | *95CSU0802120A* | 32800 | 18 | 8.1 | 32200 | 24600 | 76.4% | 1.98 | 0 | 12 |  |  |  |  | R-410A | 2.7333 | Residential & Commercial | USHP | Ducted CEE Tier 1
212978118 | Central HP <5.4 tons | ARCOAIRE | HRCU-A-CB (Split System: Heat Pump with Remote Outdoor Unit-Air-Source) | DLCURAH24ABK |  |  | EA*4X30L14A* | *80MS(N,L)0701412A* | 23400 | 17 | 8.5 | 26200 | 24800 | 94.66% | 2.08 | 0 | 10 |  |  |  |  | R-410A | 1.95 | Residential & Commercial | USHP | Ducted CEE Tier 1
212979825 | Central HP <5.4 tons | ARCOAIRE | HRCU-A-CB (Split System: Heat Pump with Remote Outdoor Unit-Air-Source) | DLCURAH24ABK |  |  | EA*4X25L17A* | *80MS(N,L)0901714A* | 24200 | 17 | 8.5 | 25200 | 21800 | 86.51% | 1.82 | 0 | 10 |  |  |  |  | R-410A | 2.0167 | Residential & Commercial | USHP | Ducted CEE Tier 1
212979207 | Central HP <5.4 tons | ARCOAIRE | HRCU-A-CB (Split System: Heat Pump with Remote Outdoor Unit-Air-Source) | DLCURAH24ABK |  |  | EN(A,D)4X24L17** | *80MS(N,L)0701716A* | 23200 | 16.5 | 8.5 | 26800 | 25400 | 94.78% | 2.14 | 0 | 10 |  |  |  |  | R-410A | 1.9333 | Residential & Commercial | USHP | Ducted CEE Tier 1
216682107 | Central HP <5.4 tons | PAYNE HEATING AND COOLING | HRCU-A-CB (Split System: Heat Pump with Remote Outdoor Unit-Air-Source) | 38MURAQ30AB3* |  |  | CAP**4321AL* | PG97VTAA60100C** | 30600 | 15.2 | 9 | 33200 | 26000 | 78.31% | 1.8 | 0 | 9 |  |  |  |  | R-410A | 2.55 | Residential & Commercial | USHP
212384690 | Central HP <5.4 tons | ARCOAIRE | HRCU-A-CB (Split System: Heat Pump with Remote Outdoor Unit-Air-Source) | DLCURAH36ABK |  |  | EN(A,D,W)4X42L21** | *92ESN1002120A* | 36200 | 15.5 | 8.1 | 39500 | 35200 | 89.11% | 1.9 | 0 | 10 |  |  |  |  | R-410A | 3.0167 | Residential & Commercial | USHP | Ducted CEE Tier 1
211241311 | Central HP <5.4 tons | ARCOAIRE | HRCU-A-CB (Split System: Heat Pump with Remote Outdoor Unit-Air-Source) | DLCURAH24ABK |  |  | EA*4X30L14A* | *96VTN0601412A* | 23400 | 16.5 | 8.5 | 25800 | 24200 | 93.8% | 2 | 0 | 10 |  |  |  |  | R-410A | 1.95 | Residential & Commercial | USHP | Ducted CEE Tier 1
211242044 | Central HP <5.4 tons | ARCOAIRE | HRCU-A-CB (Split System: Heat Pump with Remote Outdoor Unit-Air-Source) | DLCURAH24ABK |  |  | EA*4X36L17A* | *96VTN0601412A* | 23600 | 16.5 | 8.5 | 25800 | 23400 | 90.7% | 1.94 | 0 | 10 |  |  |  |  | R-410A | 1.9667 | Residential & Commercial | USHP | Ducted CEE Tier 1
211241510 | Central HP <5.4 tons | ARCOAIRE | HRCU-A-CB (Split System: Heat Pump with Remote Outdoor Unit-Air-Source) | DLCURAH24ABK |  |  | EA*4X30L17A* | *80ESU0401712A* | 24000 | 17 | 8.5 | 26000 | 23200 | 89.23% | 1.94 | 0 | 10 |  |  |  |  | R-410A | 2 | Residential & Commercial | USHP | Ducted CEE Tier 1
211241709 | Central HP <5.4 tons | ARCOAIRE | HRCU-A-CB (Split System: Heat Pump with Remote Outdoor Unit-Air-Source) | DLCURAH24ABK |  |  | EA*4X30L17A* | *92ESN0801716A* | 24200 | 17 | 8.5 | 26400 | 22800 | 86.36% | 1.9 | 0 | 10 |  |  |  |  | R-410A | 2.0167 | Residential & Commercial | USHP | Ducted CEE Tier 1
211242611 | Central HP <5.4 tons | ARCOAIRE | HRCU-A-CB (Split System: Heat Pump with Remote Outdoor Unit-Air-Source) | DLCURAH24ABK |  |  | EA*4X36L21A* | *80ES(N,L)1102120A* | 25200 | 16.5 | 8.5 | 26800 | 21800 | 81.34% | 1.8 | 0 | 10 |  |  |  |  | R-410A | 2.1 | Residential & Commercial | USHP | Ducted CEE Tier 1
211242397 | Central HP <5.4 tons | ARCOAIRE | HRCU-A-CB (Split System: Heat Pump with Remote Outdoor Unit-Air-Source) | DLCURAH24ABK |  |  | EA*4X36L21A* | *80VSL0701716A* | 24000 | 17 | 8.5 | 26000 | 22800 | 87.69% | 1.9 | 0 | 10 |  |  |  |  | R-410A | 2 | Residential & Commercial | USHP | Ducted CEE Tier 1
211244017 | Central HP <5.4 tons | ARCOAIRE | HRCU-A-CB (Split System: Heat Pump with Remote Outdoor Unit-Air-Source) | DLCURAH24ABK |  |  | EN(A,D)4X24L17** | *80VTL0701716A* | 23600 | 16.5 | 8.5 | 26600 | 23400 | 87.97% | 1.94 | 0 | 10 |  |  |  |  | R-410A | 1.9667 | Residential & Commercial | USHP | Ducted CEE Tier 1
211244402 | Central HP <5.4 tons | ARCOAIRE | HRCU-A-CB (Split System: Heat Pump with Remote Outdoor Unit-Air-Source) | DLCURAH24ABK |  |  | EN(A,D)4X30L14** | *80ES(N,L)0701412A* | 24200 | 16.5 | 8.1 | 26200 | 23000 | 87.79% | 1.9 | 0 | 10.5 |  |  |  |  | R-410A | 2.0167 | Residential & Commercial | USHP | Ducted CEE Tier 1
212975687 | Central HP <5.4 tons | ARCOAIRE | HRCU-A-CB (Split System: Heat Pump with Remote Outdoor Unit-Air-Source) | DLCURAH24ABK |  |  | EA*4X36L17A* | *96VTN0601412B* | 23600 | 17 | 8.5 | 26200 | 24000 | 91.6% | 2 | 0 | 10 |  |  |  |  | R-410A | 1.9667 | Residential & Commercial | USHP | Ducted CEE Tier 1
212970639 | Central HP <5.4 tons | ARCOAIRE | HRCU-A-CB (Split System: Heat Pump with Remote Outdoor Unit-Air-Source) | DLCURAH36ABK |  |  | EA*4X36L21A* | *80VSL0902120B* | 35000 | 16 | 8.1 | 38500 | 35200 | 91.43% | 1.82 | 0 | 9.5 |  |  |  |  | R-410A | 2.9167 | Residential & Commercial | USHP
212970739 | Central HP <5.4 tons | ARCOAIRE | HRCU-A-CB (Split System: Heat Pump with Remote Outdoor Unit-Air-Source) | DLCURAH36ABK |  |  | EN(A,D)4X48L24** | *80VSL0902120B* | 36000 | 16.5 | 8.1 | 38000 | 35000 | 92.11% | 2 | 0 | 10 |  |  |  |  | R-410A | 3 | Residential & Commercial | USHP | Ducted CEE Tier 1
212976023 | Central HP <5.4 tons | ARCOAIRE | HRCU-A-CB (Split System: Heat Pump with Remote Outdoor Unit-Air-Source) | DLCURAH24ABK |  |  | EA*4X30L17A* | *96VTN0801716B* | 23400 | 17 | 8.5 | 26200 | 25000 | 95.42% | 2.08 | 0 | 10 |  |  |  |  | R-410A | 1.95 | Residential & Commercial | USHP | Ducted CEE Tier 1
212972965 | Central HP <5.4 tons | ARCOAIRE | HRCU-A-CB (Split System: Heat Pump with Remote Outdoor Unit-Air-Source) | DLCURAH24ABK |  |  | EN(A,D)4X24L14** | *96VSN0401410B* | 23000 | 16 | 8.5 | 27000 | 25600 | 94.81% | 2.12 | 0 | 10 |  |  |  |  | R-410A | 1.9167 | Residential & Commercial | USHP | Ducted CEE Tier 1
212972995 | Central HP <5.4 tons | ARCOAIRE | HRCU-A-CB (Split System: Heat Pump with Remote Outdoor Unit-Air-Source) | DLCURAH24ABK |  |  | EN(A,D)4X30L17** | *96VSN0401410B* | 23400 | 16 | 8.1 | 26400 | 24600 | 93.18% | 2.02 | 0 | 10 |  |  |  |  | R-410A | 1.95 | Residential & Commercial | USHP | Ducted CEE Tier 1
212973865 | Central HP <5.4 tons | ARCOAIRE | HRCU-A-CB (Split System: Heat Pump with Remote Outdoor Unit-Air-Source) | DLCURAH24ABK |  |  | EA*4X36L21A* | *96VSN0801716B* | 23600 | 17 | 8.5 | 26200 | 24000 | 91.6% | 2 | 0 | 10 |  |  |  |  | R-410A | 1.9667 | Residential & Commercial | USHP | Ducted CEE Tier 1
212974115 | Central HP <5.4 tons | ARCOAIRE | HRCU-A-CB (Split System: Heat Pump with Remote Outdoor Unit-Air-Source) | DLCURAH24ABK |  |  | EN(A,D)4X36L21** | *96VSN0802120B* | 23800 | 17 | 8.5 | 26400 | 24000 | 90.91% | 1.98 | 0 | 10.5 |  |  |  |  | R-410A | 1.9833 | Residential & Commercial | USHP | Ducted CEE Tier 1
216683382 | Central HP <5.4 tons | PAYNE HEATING AND COOLING | HRCU-A-CB (Split System: Heat Pump with Remote Outdoor Unit-Air-Source) | 38MURAQ24AB3* |  |  | CSPH*2412AL* | PG97VTAA66120D** | 23800 | 16 | 9 | 26400 | 23400 | 88.64% | 1.8 | 0 | 10 |  |  |  |  | R-410A | 1.9833 | Residential & Commercial | USHP | Ducted CEE Tier 1
212980512 | Central HP <5.4 tons | ARCOAIRE | HRCU-A-CB (Split System: Heat Pump with Remote Outdoor Unit-Air-Source) | DLCURAH30ABK |  |  | EA*4X37L21A* | *80MS(N,L)0902120A* | 30800 | 15.2 | 8.5 | 33600 | 26400 | 78.57% | 1.86 | 0 | 9 |  |  |  |  | R-410A | 2.5667 | Residential & Commercial | USHP
212979885 | Central HP <5.4 tons | ARCOAIRE | HRCU-A-CB (Split System: Heat Pump with Remote Outdoor Unit-Air-Source) | DLCURAH24ABK |  |  | EA*4X37L21A* | *80MS(N,L)0901714A* | 24200 | 17.5 | 8.5 | 25200 | 21800 | 86.51% | 1.82 | 0 | 10 |  |  |  |  | R-410A | 2.0167 | Residential & Commercial | USHP | Ducted CEE Tier 1
212979921 | Central HP <5.4 tons | ARCOAIRE | HRCU-A-CB (Split System: Heat Pump with Remote Outdoor Unit-Air-Source) | DLCURAH24ABK |  |  | EN(A,D,W)4X36L17** | *80MS(N,L)0901714A* | 23600 | 17 | 8.5 | 26400 | 24400 | 92.42% | 2.02 | 0 | 10.5 |  |  |  |  | R-410A | 1.9667 | Residential & Commercial | USHP | Ducted CEE Tier 1
212979147 | Central HP <5.4 tons | ARCOAIRE | HRCU-A-CB (Split System: Heat Pump with Remote Outdoor Unit-Air-Source) | DLCURAH24ABK |  |  | EA*4X30L17A* | *80MS(N,L)0701716A* | 23600 | 17 | 8.5 | 26400 | 24600 | 93.18% | 2.04 | 0 | 10 |  |  |  |  | R-410A | 1.9667 | Residential & Commercial | USHP | Ducted CEE Tier 1
212980986 | Central HP <5.4 tons | ARCOAIRE | HRCU-A-CB (Split System: Heat Pump with Remote Outdoor Unit-Air-Source) | DLCURAH24ABK |  |  | EA*4X36L21A* | *80MS(N,L)1102120A* | 23600 | 17.5 | 8.5 | 26200 | 23800 | 90.84% | 2 | 0 | 10 |  |  |  |  | R-410A | 1.9667 | Residential & Commercial | USHP | Ducted CEE Tier 1
213076046 | Central HP <5.4 tons | ARCOAIRE | HRCU-A-CB (Split System: Heat Pump with Remote Outdoor Unit-Air-Source) | DLCURAH30ABK |  |  | EA*4X42L24A* | *95MSU1002120A* | 29800 | 15.2 | 8.1 | 38000 | 27600 | 72.63% | 1.78 | 0 | 9 |  |  |  |  | R-410A | 2.4833 | Residential & Commercial | USHP
212980700 | Central HP <5.4 tons | ARCOAIRE | HRCU-A-CB (Split System: Heat Pump with Remote Outdoor Unit-Air-Source) | DLCURAH30ABK |  |  | EA*4X42L24A* | *80MS(N,L)0902420A* | 30200 | 15.2 | 8.1 | 34400 | 27400 | 79.65% | 1.8 | 0 | 9 |  |  |  |  | R-410A | 2.5167 | Residential & Commercial | USHP
213076731 | Central HP <5.4 tons | ARCOAIRE | HRCU-A-CB (Split System: Heat Pump with Remote Outdoor Unit-Air-Source) | DLCURAH36ABK |  |  | EA*4X36L21A* | *80VTL1102122B* | 35400 | 16 | 8.1 | 39000 | 35200 | 90.26% | 1.84 | 0 | 10 |  |  |  |  | R-410A | 2.95 | Residential & Commercial | USHP | Ducted CEE Tier 1
212981210 | Central HP <5.4 tons | ARCOAIRE | HRCU-A-CB (Split System: Heat Pump with Remote Outdoor Unit-Air-Source) | DLCURAH36ABK |  |  | EA*4X48L24A* | *80MS(N,L)1352420A* | 35800 | 16.5 | 8.5 | 37800 | 34600 | 91.53% | 2.02 | 0 | 10 |  |  |  |  | R-410A | 2.9833 | Residential & Commercial | USHP | Ducted CEE Tier 1
212383438 | Central HP <5.4 tons | ARCOAIRE | HRCU-A-CB (Split System: Heat Pump with Remote Outdoor Unit-Air-Source) | DLCURAH36ABK |  |  | EA*4X37L21A* | *92ESN1002120A* | 37200 | 16 | 8.5 | 39000 | 34800 | 89.23% | 2.12 | 0 | 10 |  |  |  |  | R-410A | 3.1 | Residential & Commercial | USHP | Ducted CEE Tier 1
212383157 | Central HP <5.4 tons | ARCOAIRE | HRCU-A-CB (Split System: Heat Pump with Remote Outdoor Unit-Air-Source) | DLCURAH36ABK |  |  | EA*4X36L21A* | *95ESU1002122A* | 36200 | 15.2 | 8.1 | 40000 | 35400 | 88.5% | 1.86 | 0 | 9.5 |  |  |  |  | R-410A | 3.0167 | Residential & Commercial | USHP
212383331 | Central HP <5.4 tons | ARCOAIRE | HRCU-A-CB (Split System: Heat Pump with Remote Outdoor Unit-Air-Source) | DLCURAH36ABK |  |  | EA*4X36L21A* | *92ESN0801716A* | 35200 | 16 | 8.1 | 39000 | 35200 | 90.26% | 1.82 | 0 | 9.5 |  |  |  |  | R-410A | 2.9333 | Residential & Commercial | USHP
212978547 | Central HP <5.4 tons | ARCOAIRE | HRCU-A-CB (Split System: Heat Pump with Remote Outdoor Unit-Air-Source) | DLCURAH30ABK |  |  | EA*4X42L21A* | *80MS(N,L)0701712A* | 29800 | 15.2 | 8.1 | 34200 | 27600 | 80.7% | 1.8 | 0 | 9 |  |  |  |  | R-410A | 2.4833 | Residential & Commercial | USHP
211712575 | Central HP <5.4 tons | ARCOAIRE | HRCU-A-CB (Split System: Heat Pump with Remote Outdoor Unit-Air-Source) | DLCURAH30ABK |  |  | EA*4X42L21A* | *80ESU0802120A | 29800 | 15.2 | 8.1 | 33800 | 27200 | 80.47% | 1.78 | 0 | 9 |  |  |  |  | R-410A | 2.4833 | Residential & Commercial | USHP
216640228 | Central HP <5.4 tons | PAYNE HEATING AND COOLING | HRCU-A-CB (Split System: Heat Pump with Remote Outdoor Unit-Air-Source) | 37MURAQ24AA3 |  |  | PF5TNXB24L* | 0 | 24000 | 15.5 | 9 | 24200 | 19500 | 80.58% | 1.98 | 0 | 10 |  |  |  |  | R-454B | 2 | Residential & Commercial | USHP | Ducted CEE Tier 1
211243531 | Central HP <5.4 tons | ARCOAIRE | HRCU-A-CB (Split System: Heat Pump with Remote Outdoor Unit-Air-Source) | DLCURAH24ABK |  |  | EA*4X37L21A* | *80ES(N,L)0901714A* | 25400 | 17 | 8.5 | 25800 | 20600 | 79.84% | 1.76 | 0 | 10.5 |  |  |  |  | R-410A | 2.1167 | Residential & Commercial | USHP | Ducted CEE Tier 1
211243567 | Central HP <5.4 tons | ARCOAIRE | HRCU-A-CB (Split System: Heat Pump with Remote Outdoor Unit-Air-Source) | DLCURAH24ABK |  |  | EA*4X37L21A* | *92ESN0601714A* | 25000 | 17 | 8.5 | 25600 | 20800 | 81.25% | 1.76 | 0 | 10.5 |  |  |  |  | R-410A | 2.0833 | Residential & Commercial | USHP | Ducted CEE Tier 1
211243166 | Central HP <5.4 tons | ARCOAIRE | HRCU-A-CB (Split System: Heat Pump with Remote Outdoor Unit-Air-Source) | DLCURAH24ABK |  |  | EA*4X37L17A* | OMV098J12* | 24200 | 16.5 | 8.5 | 25400 | 21800 | 85.83% | 1.82 | 0 | 10 |  |  |  |  | R-410A | 2.0167 | Residential & Commercial | USHP | Ducted CEE Tier 1
211243247 | Central HP <5.4 tons | ARCOAIRE | HRCU-A-CB (Split System: Heat Pump with Remote Outdoor Unit-Air-Source) | DLCURAH24ABK |  |  | EA*4X37L21A* | *96VSN0401712A* | 24000 | 16 | 8.1 | 25000 | 21600 | 86.4% | 1.8 | 0 | 10 |  |  |  |  | R-410A | 2 | Residential & Commercial | USHP | Ducted CEE Tier 1
211244467 | Central HP <5.4 tons | ARCOAIRE | HRCU-A-CB (Split System: Heat Pump with Remote Outdoor Unit-Air-Source) | DLCURAH24ABK |  |  | EN(A,D)4X30L17** | *96VSN0801716A* | 24200 | 16.5 | 8.1 | 26200 | 23000 | 87.79% | 1.9 | 0 | 10.5 |  |  |  |  | R-410A | 2.0167 | Residential & Commercial | USHP | Ducted CEE Tier 1
211244535 | Central HP <5.4 tons | ARCOAIRE | HRCU-A-CB (Split System: Heat Pump with Remote Outdoor Unit-Air-Source) | DLCURAH24ABK |  |  | EN(A,D)4X30L17** | *95ESU0601716A* | 24200 | 16.5 | 8.1 | 26200 | 22800 | 87.02% | 1.9 | 0 | 10.5 |  |  |  |  | R-410A | 2.0167 | Residential & Commercial | USHP | Ducted CEE Tier 1
211243983 | Central HP <5.4 tons | ARCOAIRE | HRCU-A-CB (Split System: Heat Pump with Remote Outdoor Unit-Air-Source) | DLCURAH24ABK |  |  | EN(A,D)4X24L17** | *80VTL0451412A* | 23800 | 16 | 8.5 | 26800 | 23200 | 86.57% | 1.92 | 0 | 10 |  |  |  |  | R-410A | 1.9833 | Residential & Commercial | USHP | Ducted CEE Tier 1
211243951 | Central HP <5.4 tons | ARCOAIRE | HRCU-A-CB (Split System: Heat Pump with Remote Outdoor Unit-Air-Source) | DLCURAH24ABK |  |  | EN(A,D)4X24L17** | *80VSL0701716A* | 23400 | 16 | 8.5 | 26600 | 24000 | 90.23% | 1.98 | 0 | 10 |  |  |  |  | R-410A | 1.95 | Residential & Commercial | USHP | Ducted CEE Tier 1
216675760 | Central HP <5.4 tons | PAYNE HEATING AND COOLING | HRCU-A-CB (Split System: Heat Pump with Remote Outdoor Unit-Air-Source) | 37MURAQ24AA3 |  |  | CAA**2414AM* | PG80MS(A,L)A36070A** | 23200 | 15.2 | 8.5 | 24600 | 19600 | 79.67% | 1.88 | 0 | 9.5 |  |  |  |  | R-454B | 1.9333 | Residential & Commercial | USHP
212978800 | Central HP <5.4 tons | ARCOAIRE | HRCU-A-CB (Split System: Heat Pump with Remote Outdoor Unit-Air-Source) | DLCURAH18ABK |  |  | EN(A,D)4X30L17** | *80MS(N,L)0701712A* | 17700 | 16.5 | 8.1 | 18200 | 18600 | 102.2% | 2.24 | 0 | 11 |  |  |  |  | R-410A | 1.475 | Residential & Commercial | USHP | Ducted CEE Tier 1
210474552 | Central HP <5.4 tons | ARCOAIRE | HRCU-A-CB (Split System: Heat Pump with Remote Outdoor Unit-Air-Source) | HVH825GKA3* |  |  | EHD4X48AAL+WALLCON | *96CTN0801714A* | 24200 | 16 | 8.1 | 21400 | 16700 | 78.04% | 2 | 0 | 10.5 |  |  |  |  | R-410A | 2.0167 | Residential & Commercial | USHP | Ducted CEE Tier 1
210474563 | Central HP <5.4 tons | ARCOAIRE | HRCU-A-CB (Split System: Heat Pump with Remote Outdoor Unit-Air-Source) | HVH825GKA3* |  |  | EHD4X48AAL+WALLCON | *96CTN1202422A* | 24200 | 16.5 | 8.1 | 21200 | 16600 | 78.3% | 2.02 | 0 | 11 |  |  |  |  | R-410A | 2.0167 | Residential & Commercial | USHP | Ducted CEE Tier 1
210473484 | Central HP <5.4 tons | ARCOAIRE | HRCU-A-CB (Split System: Heat Pump with Remote Outdoor Unit-Air-Source) | HVH825GKA3* |  |  | EA*4X48L24A*+WALLCON | *96CTN1202422A* | 24200 | 17 | 8.1 | 21000 | 16500 | 78.57% | 2.02 | 0 | 11 |  |  |  |  | R-410A | 2.0167 | Residential & Commercial | USHP | Ducted CEE Tier 1
214238867 | Central HP <5.4 tons | ARCOAIRE | HRCU-A-CB (Split System: Heat Pump with Remote Outdoor Unit-Air-Source) | HVH837GKA2* |  |  | EN(A,D)4X36L21**+WALLCON | *80CTL0902120B* | 31400 | 16.5 | 8.1 | 33000 | 24000 | 72.73% | 1.82 | 0 | 11 |  |  |  |  | R-410A | 2.6167 | Residential & Commercial | USHP | Ducted CEE Tier 1
210470236 | Central HP <5.4 tons | ARCOAIRE | HRCU-A-CB (Split System: Heat Pump with Remote Outdoor Unit-Air-Source) | HVH837GKA2* |  |  | EA*4X60L24A*+WALLCON | *95CSU0802120A* | 32800 | 17.5 | 8.5 | 31800 | 24800 | 77.99% | 2 | 0 | 11.5 |  |  |  |  | R-410A | 2.7333 | Residential & Commercial | USHP | Ducted CEE Tier 1
213076372 | Central HP <5.4 tons | PAYNE HEATING AND COOLING | HRCU-A-CB (Split System: Heat Pump with Remote Outdoor Unit-Air-Source) | 38MURAQ24AB3* |  |  | CAP**2417AL* | PG96VTAB48060B** | 23200 | 16.5 | 8.5 | 26800 | 26600 | 99.25% | 2.26 | 0 | 10 |  |  |  |  | R-410A | 1.9333 | Residential & Commercial | USHP | Ducted CEE Tier 1
211229342 | Central HP <5.4 tons | ARCOAIRE | HRCU-A-CB (Split System: Heat Pump with Remote Outdoor Unit-Air-Source) | DLCURAH36ABK |  |  | EA*4X48L24A* | *80VSL0702120A* | 36000 | 16 | 8.5 | 38500 | 34600 | 89.87% | 2.06 | 0 | 10 |  |  |  |  | R-410A | 3 | Residential & Commercial | USHP | Ducted CEE Tier 1
211229594 | Central HP <5.4 tons | ARCOAIRE | HRCU-A-CB (Split System: Heat Pump with Remote Outdoor Unit-Air-Source) | DLCURAH36ABK |  |  | EA*4X48L24A* | *96VTN0802120A* | 35600 | 16 | 8.1 | 37800 | 34600 | 91.53% | 2.02 | 0 | 10 |  |  |  |  | R-410A | 2.9667 | Residential & Commercial | USHP | Ducted CEE Tier 1
211229911 | Central HP <5.4 tons | ARCOAIRE | HRCU-A-CB (Split System: Heat Pump with Remote Outdoor Unit-Air-Source) | DLCURAH36ABK |  |  | EN(A,D,W)4X48L21** | *80ES(N,L)0701712A* | 36200 | 15.5 | 8.1 | 38500 | 35000 | 90.91% | 2.02 | 0 | 10 |  |  |  |  | R-410A | 3.0167 | Residential & Commercial | USHP | Ducted CEE Tier 1
211230030 | Central HP <5.4 tons | ARCOAIRE | HRCU-A-CB (Split System: Heat Pump with Remote Outdoor Unit-Air-Source) | DLCURAH36ABK |  |  | EN(A,D,W)4X48L21** | *80ESU0601716A | 35600 | 16.5 | 8.1 | 38500 | 34800 | 90.39% | 2 | 0 | 10 |  |  |  |  | R-410A | 2.9667 | Residential & Commercial | USHP | Ducted CEE Tier 1
211230063 | Central HP <5.4 tons | ARCOAIRE | HRCU-A-CB (Split System: Heat Pump with Remote Outdoor Unit-Air-Source) | DLCURAH36ABK |  |  | EN(A,D,W)4X48L21** | *80VTL0701716A* | 36000 | 16 | 8.1 | 38500 | 34800 | 90.39% | 2.02 | 0 | 10 |  |  |  |  | R-410A | 3 | Residential & Commercial | USHP | Ducted CEE Tier 1
211242065 | Central HP <5.4 tons | ARCOAIRE | HRCU-A-CB (Split System: Heat Pump with Remote Outdoor Unit-Air-Source) | DLCURAH24ABK |  |  | EA*4X36L17A* | *96VTN0601714A* | 24000 | 16.5 | 8.5 | 26000 | 22800 | 87.69% | 1.88 | 0 | 10 |  |  |  |  | R-410A | 2 | Residential & Commercial | USHP | Ducted CEE Tier 1
211243644 | Central HP <5.4 tons | ARCOAIRE | HRCU-A-CB (Split System: Heat Pump with Remote Outdoor Unit-Air-Source) | DLCURAH24ABK |  |  | EA*4X37L21A* | *80ESU0802120A | 25000 | 17.5 | 8.5 | 25600 | 20800 | 81.25% | 1.76 | 0 | 10.5 |  |  |  |  | R-410A | 2.0833 | Residential & Commercial | USHP | Ducted CEE Tier 1
211243369 | Central HP <5.4 tons | ARCOAIRE | HRCU-A-CB (Split System: Heat Pump with Remote Outdoor Unit-Air-Source) | DLCURAH24ABK |  |  | EA*4X37L21A* | *95ESU0601716A* | 25000 | 17 | 8.5 | 25600 | 20800 | 81.25% | 1.76 | 0 | 10.5 |  |  |  |  | R-410A | 2.0833 | Residential & Commercial | USHP | Ducted CEE Tier 1
211243519 | Central HP <5.4 tons | ARCOAIRE | HRCU-A-CB (Split System: Heat Pump with Remote Outdoor Unit-Air-Source) | DLCURAH24ABK |  |  | EA*4X37L21A* | *80ES(N,L)0702116A* | 25000 | 17 | 8.5 | 25600 | 20800 | 81.25% | 1.76 | 0 | 10.5 |  |  |  |  | R-410A | 2.0833 | Residential & Commercial | USHP | Ducted CEE Tier 1
211243578 | Central HP <5.4 tons | ARCOAIRE | HRCU-A-CB (Split System: Heat Pump with Remote Outdoor Unit-Air-Source) | DLCURAH24ABK |  |  | EA*4X37L21A* | *92ESN0801716A* | 25000 | 17.5 | 8.5 | 25600 | 20800 | 81.25% | 1.76 | 0 | 10.5 |  |  |  |  | R-410A | 2.0833 | Residential & Commercial | USHP | Ducted CEE Tier 1
211243794 | Central HP <5.4 tons | ARCOAIRE | HRCU-A-CB (Split System: Heat Pump with Remote Outdoor Unit-Air-Source) | DLCURAH24ABK |  |  | EN(A,D)4X24L14** | *80ES(N,L)0451412A* | 24200 | 15.5 | 8.5 | 27200 | 22600 | 83.09% | 1.86 | 0 | 10 |  |  |  |  | R-410A | 2.0167 | Residential & Commercial | USHP | Ducted CEE Tier 1
211240754 | Central HP <5.4 tons | ARCOAIRE | HRCU-A-CB (Split System: Heat Pump with Remote Outdoor Unit-Air-Source) | DLCURAH24ABK |  |  | EA*4X24L17A* | *80ES(N,L)0701412A* | 24000 | 16.5 | 8.5 | 26800 | 23800 | 88.81% | 1.96 | 0 | 10 |  |  |  |  | R-410A | 2 | Residential & Commercial | USHP | Ducted CEE Tier 1
211712331 | Central HP <5.4 tons | ARCOAIRE | HRCU-A-CB (Split System: Heat Pump with Remote Outdoor Unit-Air-Source) | DLCURAH30ABK |  |  | EA*4X42L21A* | *80ESU0401712A* | 30400 | 15.2 | 8.1 | 34200 | 27000 | 78.95% | 1.8 | 0 | 9 |  |  |  |  | R-410A | 2.5333 | Residential & Commercial | USHP
212979219 | Central HP <5.4 tons | ARCOAIRE | HRCU-A-CB (Split System: Heat Pump with Remote Outdoor Unit-Air-Source) | DLCURAH24ABK |  |  | EN(A,D)4X30L17** | *80MS(N,L)0701716A* | 23600 | 17 | 8.5 | 26400 | 24400 | 92.42% | 2.02 | 0 | 10.5 |  |  |  |  | R-410A | 1.9667 | Residential & Commercial | USHP | Ducted CEE Tier 1
211241212 | Central HP <5.4 tons | ARCOAIRE | HRCU-A-CB (Split System: Heat Pump with Remote Outdoor Unit-Air-Source) | DLCURAH24ABK |  |  | EA*4X25L17A* | OMV098J12* | 24200 | 17 | 8.5 | 25200 | 21600 | 85.71% | 1.8 | 0 | 10 |  |  |  |  | R-410A | 2.0167 | Residential & Commercial | USHP | Ducted CEE Tier 1
212979435 | Central HP <5.4 tons | ARCOAIRE | HRCU-A-CB (Split System: Heat Pump with Remote Outdoor Unit-Air-Source) | DLCURAH30ABK |  |  | EA*4X37L21A* | *80MS(N,L)0702116A* | 30400 | 15.2 | 8.1 | 33400 | 26400 | 79.04% | 1.84 | 0 | 9 |  |  |  |  | R-410A | 2.5333 | Residential & Commercial | USHP
211222228 | Central HP <5.4 tons | ARCOAIRE | HRCU-A-CB (Split System: Heat Pump with Remote Outdoor Unit-Air-Source) | DLCURAH30ABK |  |  | EA*4X36L21A* | *96VTN1002122A* | 29600 | 15.2 | 8.1 | 33800 | 27800 | 82.25% | 1.76 | 0 | 9 |  |  |  |  | R-410A | 2.4667 | Residential & Commercial | USHP
211222748 | Central HP <5.4 tons | ARCOAIRE | HRCU-A-CB (Split System: Heat Pump with Remote Outdoor Unit-Air-Source) | DLCURAH30ABK |  |  | FM(C,U)4Z36**AL* | 0 | 30400 | 15.5 | 8.5 | 35000 | 27400 | 78.29% | 1.82 | 0 | 9 |  |  |  |  | R-410A | 2.5333 | Residential & Commercial | USHP
211222764 | Central HP <5.4 tons | ARCOAIRE | HRCU-A-CB (Split System: Heat Pump with Remote Outdoor Unit-Air-Source) | DLCURAH30ABK |  |  | FMA4X36**AL* | 0 | 31200 | 15.5 | 8.5 | 35400 | 26800 | 75.71% | 1.86 | 0 | 9 |  |  |  |  | R-410A | 2.6 | Residential & Commercial | USHP
211241221 | Central HP <5.4 tons | ARCOAIRE | HRCU-A-CB (Split System: Heat Pump with Remote Outdoor Unit-Air-Source) | DLCURAH24ABK |  |  | EA*4X25L17A* | OLV098A12* | 24000 | 16.5 | 8.1 | 25000 | 21800 | 87.2% | 1.82 | 0 | 10 |  |  |  |  | R-410A | 2 | Residential & Commercial | USHP | Ducted CEE Tier 1
211241230 | Central HP <5.4 tons | ARCOAIRE | HRCU-A-CB (Split System: Heat Pump with Remote Outdoor Unit-Air-Source) | DLCURAH24ABK |  |  | EA*4X25L17A* | OMV112K14A | 24800 | 16 | 8.5 | 25800 | 21200 | 82.17% | 1.76 | 0 | 10 |  |  |  |  | R-410A | 2.0667 | Residential & Commercial | USHP | Ducted CEE Tier 1
212981010 | Central HP <5.4 tons | ARCOAIRE | HRCU-A-CB (Split System: Heat Pump with Remote Outdoor Unit-Air-Source) | DLCURAH24ABK |  |  | EN(A,D)4X36L21** | *80MS(N,L)1102120A* | 23400 | 17 | 8.5 | 26200 | 24600 | 93.89% | 2.06 | 0 | 10.5 |  |  |  |  | R-410A | 1.95 | Residential & Commercial | USHP | Ducted CEE Tier 1
213076106 | Central HP <5.4 tons | ARCOAIRE | HRCU-A-CB (Split System: Heat Pump with Remote Outdoor Unit-Air-Source) | DLCURAH24ABK |  |  | EA*4X37L21A* | *95MSU1002120A* | 24400 | 17 | 8.5 | 25200 | 21200 | 84.13% | 1.8 | 0 | 10.5 |  |  |  |  | R-410A | 2.0333 | Residential & Commercial | USHP | Ducted CEE Tier 1
212980226 | Central HP <5.4 tons | ARCOAIRE | HRCU-A-CB (Split System: Heat Pump with Remote Outdoor Unit-Air-Source) | DLCURAH30ABK |  |  | EA*4X43L21A* | *80MS(N,L)0902116A* | 30600 | 15.2 | 8.1 | 33400 | 26400 | 79.04% | 1.86 | 0 | 9 |  |  |  |  | R-410A | 2.55 | Residential & Commercial | USHP
212978536 | Central HP <5.4 tons | ARCOAIRE | HRCU-A-CB (Split System: Heat Pump with Remote Outdoor Unit-Air-Source) | DLCURAH30ABK |  |  | EA*4X37L21A* | *80MS(N,L)0701712A* | 30400 | 15.2 | 8.1 | 33000 | 26400 | 80% | 1.84 | 0 | 9 |  |  |  |  | R-410A | 2.5333 | Residential & Commercial | USHP
211712527 | Central HP <5.4 tons | ARCOAIRE | HRCU-A-CB (Split System: Heat Pump with Remote Outdoor Unit-Air-Source) | DLCURAH30ABK |  |  | EA*4X42L21A* | *92ESN0801716A* | 29600 | 15.2 | 8.1 | 33800 | 27400 | 81.07% | 1.78 | 0 | 9 |  |  |  |  | R-410A | 2.4667 | Residential & Commercial | USHP
212981221 | Central HP <5.4 tons | ARCOAIRE | HRCU-A-CB (Split System: Heat Pump with Remote Outdoor Unit-Air-Source) | DLCURAH30ABK |  |  | EA*4X42L24A* | *80MS(N,L)1352420A* | 30200 | 15.2 | 8.1 | 34400 | 27400 | 79.65% | 1.8 | 0 | 9 |  |  |  |  | R-410A | 2.5167 | Residential & Commercial | USHP
212979465 | Central HP <5.4 tons | ARCOAIRE | HRCU-A-CB (Split System: Heat Pump with Remote Outdoor Unit-Air-Source) | DLCURAH30ABK |  |  | EA*4X43L21A* | *80MS(N,L)0702116A* | 30400 | 15.2 | 8.1 | 33400 | 26400 | 79.04% | 1.84 | 0 | 9 |  |  |  |  | R-410A | 2.5333 | Residential & Commercial | USHP
212980182 | Central HP <5.4 tons | ARCOAIRE | HRCU-A-CB (Split System: Heat Pump with Remote Outdoor Unit-Air-Source) | DLCURAH30ABK |  |  | EA*4X36L21A* | *80MS(N,L)0902116A* | 29400 | 15.2 | 8.1 | 34000 | 28000 | 82.35% | 1.76 | 0 | 9 |  |  |  |  | R-410A | 2.45 | Residential & Commercial | USHP
211240947 | Central HP <5.4 tons | ARCOAIRE | HRCU-A-CB (Split System: Heat Pump with Remote Outdoor Unit-Air-Source) | DLCURAH24ABK |  |  | EA*4X25L17A* | *80VTL0451412A* | 24800 | 17 | 8.5 | 25600 | 21200 | 82.81% | 1.78 | 0 | 10.5 |  |  |  |  | R-410A | 2.0667 | Residential & Commercial | USHP | Ducted CEE Tier 1
211240588 | Central HP <5.4 tons | ARCOAIRE | HRCU-A-CB (Split System: Heat Pump with Remote Outdoor Unit-Air-Source) | DLCURAH24ABK |  |  | EA*4X24L17A* | *96VTN0401410A* | 23400 | 15.5 | 8.5 | 26800 | 24800 | 92.54% | 2.04 | 0 | 10 |  |  |  |  | R-410A | 1.95 | Residential & Commercial | USHP | Ducted CEE Tier 1
211242869 | Central HP <5.4 tons | ARCOAIRE | HRCU-A-CB (Split System: Heat Pump with Remote Outdoor Unit-Air-Source) | DLCURAH24ABK |  |  | EA*4X37L17A* | *80VSL0701716A* | 24200 | 16.5 | 8.5 | 25400 | 21800 | 85.83% | 1.82 | 0 | 10 |  |  |  |  | R-410A | 2.0167 | Residential & Commercial | USHP | Ducted CEE Tier 1
211243067 | Central HP <5.4 tons | ARCOAIRE | HRCU-A-CB (Split System: Heat Pump with Remote Outdoor Unit-Air-Source) | DLCURAH24ABK |  |  | EA*4X37L17A* | *92ESN0601412A* | 25200 | 16.5 | 8.5 | 26200 | 21000 | 80.15% | 1.76 | 0 | 10 |  |  |  |  | R-410A | 2.1 | Residential & Commercial | USHP | Ducted CEE Tier 1
211242276 | Central HP <5.4 tons | ARCOAIRE | HRCU-A-CB (Split System: Heat Pump with Remote Outdoor Unit-Air-Source) | DLCURAH24ABK |  |  | EA*4X36L21A* | *96VSN0601714A* | 23600 | 16.5 | 8.5 | 25600 | 23600 | 92.19% | 1.96 | 0 | 10 |  |  |  |  | R-410A | 1.9667 | Residential & Commercial | USHP | Ducted CEE Tier 1
211241981 | Central HP <5.4 tons | ARCOAIRE | HRCU-A-CB (Split System: Heat Pump with Remote Outdoor Unit-Air-Source) | DLCURAH24ABK |  |  | EA*4X36L17A* | *96VTN0801716A* | 24200 | 16.5 | 8.5 | 26200 | 22600 | 86.26% | 1.86 | 0 | 10 |  |  |  |  | R-410A | 2.0167 | Residential & Commercial | USHP | Ducted CEE Tier 1
211242231 | Central HP <5.4 tons | ARCOAIRE | HRCU-A-CB (Split System: Heat Pump with Remote Outdoor Unit-Air-Source) | DLCURAH24ABK |  |  | EA*4X36L17A* | OLV098A12* | 23400 | 16.5 | 8.5 | 25600 | 23800 | 92.97% | 1.98 | 0 | 10 |  |  |  |  | R-410A | 1.95 | Residential & Commercial | USHP | Ducted CEE Tier 1
211242240 | Central HP <5.4 tons | ARCOAIRE | HRCU-A-CB (Split System: Heat Pump with Remote Outdoor Unit-Air-Source) | DLCURAH24ABK |  |  | EA*4X36L17A* | OMV112K14A | 24200 | 16 | 8.5 | 26200 | 22600 | 86.26% | 1.86 | 0 | 10 |  |  |  |  | R-410A | 2.0167 | Residential & Commercial | USHP | Ducted CEE Tier 1
210473700 | Central HP <5.4 tons | ARCOAIRE | HRCU-A-CB (Split System: Heat Pump with Remote Outdoor Unit-Air-Source) | HVH825GKA3* |  |  | END4X42L17**+WALLCON | *80CTL0901716A* | 24000 | 17 | 8.1 | 21400 | 16600 | 77.57% | 2 | 0 | 11.5 |  |  |  |  | R-410A | 2 | Residential & Commercial | USHP | Ducted CEE Tier 1
210473231 | Central HP <5.4 tons | ARCOAIRE | HRCU-A-CB (Split System: Heat Pump with Remote Outdoor Unit-Air-Source) | HVH825GKA3* |  |  | EA*4X43L21A*+WALLCON | *96CTN1002122A* | 24400 | 16.5 | 8.5 | 21200 | 16600 | 78.3% | 2.04 | 0 | 11 |  |  |  |  | R-410A | 2.0333 | Residential & Commercial | USHP | Ducted CEE Tier 1
211222524 | Central HP <5.4 tons | ARCOAIRE | HRCU-A-CB (Split System: Heat Pump with Remote Outdoor Unit-Air-Source) | DLCURAH30ABK |  |  | EA*4X37L21A* | *80ESU0401712A* | 31000 | 15.2 | 8.1 | 33400 | 26000 | 77.84% | 1.86 | 0 | 9 |  |  |  |  | R-410A | 2.5833 | Residential & Commercial | USHP
211241124 | Central HP <5.4 tons | ARCOAIRE | HRCU-A-CB (Split System: Heat Pump with Remote Outdoor Unit-Air-Source) | DLCURAH24ABK |  |  | EA*4X25L17A* | *92ESN0601714A* | 25000 | 17 | 8.5 | 25600 | 21000 | 82.03% | 1.78 | 0 | 10.5 |  |  |  |  | R-410A | 2.0833 | Residential & Commercial | USHP | Ducted CEE Tier 1
211240641 | Central HP <5.4 tons | ARCOAIRE | HRCU-A-CB (Split System: Heat Pump with Remote Outdoor Unit-Air-Source) | DLCURAH24ABK |  |  | EA*4X24L17A* | *80ES(N,L)0451712A* | 23800 | 16.5 | 8.5 | 26800 | 24200 | 90.3% | 2 | 0 | 10 |  |  |  |  | R-410A | 1.9833 | Residential & Commercial | USHP | Ducted CEE Tier 1
211240743 | Central HP <5.4 tons | ARCOAIRE | HRCU-A-CB (Split System: Heat Pump with Remote Outdoor Unit-Air-Source) | DLCURAH24ABK |  |  | EA*4X24L17A* | *92ESN0401712A* | 23400 | 15.5 | 8.5 | 26800 | 24800 | 92.54% | 2.04 | 0 | 9.5 |  |  |  |  | R-410A | 1.95 | Residential & Commercial | USHP
211240356 | Central HP <5.4 tons | ARCOAIRE | HRCU-A-CB (Split System: Heat Pump with Remote Outdoor Unit-Air-Source) | DLCURAH24ABK |  |  | EA*4X24L14A* | *80ES(N,L)0701412A* | 24000 | 16.5 | 8.5 | 26800 | 24000 | 89.55% | 1.98 | 0 | 10 |  |  |  |  | R-410A | 2 | Residential & Commercial | USHP | Ducted CEE Tier 1
211240291 | Central HP <5.4 tons | ARCOAIRE | HRCU-A-CB (Split System: Heat Pump with Remote Outdoor Unit-Air-Source) | DLCURAH24ABK |  |  | EA*4X24L14A* | *96VTN0401410A* | 23400 | 15.5 | 8.5 | 26800 | 24800 | 92.54% | 2.04 | 0 | 9.5 |  |  |  |  | R-410A | 1.95 | Residential & Commercial | USHP
211712244 | Central HP <5.4 tons | ARCOAIRE | HRCU-A-CB (Split System: Heat Pump with Remote Outdoor Unit-Air-Source) | DLCURAH30ABK |  |  | EA*4X42L21A* | *96VTN1002122A* | 29600 | 15.2 | 8.1 | 33600 | 27400 | 81.55% | 1.78 | 0 | 9 |  |  |  |  | R-410A | 2.4667 | Residential & Commercial | USHP
211222604 | Central HP <5.4 tons | ARCOAIRE | HRCU-A-CB (Split System: Heat Pump with Remote Outdoor Unit-Air-Source) | DLCURAH30ABK |  |  | EA*4X37L21A* | *92ESN0802120A* | 31200 | 15.2 | 8.5 | 33400 | 26000 | 77.84% | 1.88 | 0 | 9 |  |  |  |  | R-410A | 2.6 | Residential & Commercial | USHP
211241867 | Central HP <5.4 tons | ARCOAIRE | HRCU-A-CB (Split System: Heat Pump with Remote Outdoor Unit-Air-Source) | DLCURAH24ABK |  |  | EA*4X36L17A* | *96VSN0801716A* | 24200 | 16.5 | 8.5 | 26200 | 22600 | 86.26% | 1.86 | 0 | 10 |  |  |  |  | R-410A | 2.0167 | Residential & Commercial | USHP | Ducted CEE Tier 1
211241608 | Central HP <5.4 tons | ARCOAIRE | HRCU-A-CB (Split System: Heat Pump with Remote Outdoor Unit-Air-Source) | DLCURAH24ABK |  |  | EA*4X30L17A* | *96VTN0601412A* | 23400 | 16.5 | 8.5 | 26000 | 24000 | 92.31% | 1.98 | 0 | 10 |  |  |  |  | R-410A | 1.95 | Residential & Commercial | USHP | Ducted CEE Tier 1
216734910 | Central HP <5.4 tons | PAYNE HEATING AND COOLING | HRCU-A-CB (Split System: Heat Pump with Remote Outdoor Unit-Air-Source) | 37MUHAQ24AA3 |  |  | CAA**3717AM* | PG80MS(A,L)A42045B** | 22800 | 15.5 | 8.1 | 20800 | 18500 | 88.94% | 1.9 | 0 | 11 |  |  |  |  | R-454B | 1.9 | Residential & Commercial | USHP | Ducted CEE Tier 1
216734951 | Central HP <5.4 tons | PAYNE HEATING AND COOLING | HRCU-A-CB (Split System: Heat Pump with Remote Outdoor Unit-Air-Source) | 37MUHAQ24AA3 |  |  | CAA**3717AM* | PG80MS(A,L)A42090B** | 22800 | 16 | 8.1 | 20600 | 18400 | 89.32% | 1.9 | 0 | 11 |  |  |  |  | R-454B | 1.9 | Residential & Commercial | USHP | Ducted CEE Tier 1
210474019 | Central HP <5.4 tons | ARCOAIRE | HRCU-A-CB (Split System: Heat Pump with Remote Outdoor Unit-Air-Source) | HVH825GKA3* |  |  | EN(A,D,W)4X48L21**+WALLCON | *97CMN1002122A* | 24200 | 17 | 8.1 | 21400 | 16600 | 77.57% | 2.02 | 0 | 11.5 |  |  |  |  | R-410A | 2.0167 | Residential & Commercial | USHP | Ducted CEE Tier 1
210474310 | Central HP <5.4 tons | ARCOAIRE | HRCU-A-CB (Split System: Heat Pump with Remote Outdoor Unit-Air-Source) | HVH825GKA3* |  |  | EHD4X42AAL+WALLCON | *80CTL1352422A* | 24200 | 16 | 8.1 | 21400 | 16600 | 77.57% | 2 | 0 | 10.5 |  |  |  |  | R-410A | 2.0167 | Residential & Commercial | USHP | Ducted CEE Tier 1
212978094 | Central HP <5.4 tons | ARCOAIRE | HRCU-A-CB (Split System: Heat Pump with Remote Outdoor Unit-Air-Source) | DLCURAH24ABK |  |  | EA*4X24L17A* | *80MS(N,L)0701412A* | 23400 | 17 | 9 | 26800 | 26400 | 98.51% | 2.24 | 0 | 10 |  |  |  |  | R-410A | 1.95 | Residential & Commercial | USHP | Ducted CEE Tier 1
212980600 | Central HP <5.4 tons | ARCOAIRE | HRCU-A-CB (Split System: Heat Pump with Remote Outdoor Unit-Air-Source) | DLCURAH24ABK |  |  | EN(A,D)4X36L21** | *80MS(N,L)0902120A* | 23600 | 17 | 8.5 | 26200 | 24400 | 93.13% | 2.04 | 0 | 10.5 |  |  |  |  | R-410A | 1.9667 | Residential & Commercial | USHP | Ducted CEE Tier 1
212979195 | Central HP <5.4 tons | ARCOAIRE | HRCU-A-CB (Split System: Heat Pump with Remote Outdoor Unit-Air-Source) | DLCURAH24ABK |  |  | EA*4X37L21A* | *80MS(N,L)0701716A* | 24200 | 17.5 | 8.5 | 25200 | 21600 | 85.71% | 1.82 | 0 | 10.5 |  |  |  |  | R-410A | 2.0167 | Residential & Commercial | USHP | Ducted CEE Tier 1
211244160 | Central HP <5.4 tons | ARCOAIRE | HRCU-A-CB (Split System: Heat Pump with Remote Outdoor Unit-Air-Source) | DLCURAH24ABK |  |  | EN(A,D)4X24L17** | *92ESN0601714A* | 23800 | 16.5 | 8.5 | 26800 | 23200 | 86.57% | 1.92 | 0 | 10 |  |  |  |  | R-410A | 1.9833 | Residential & Commercial | USHP | Ducted CEE Tier 1
211244193 | Central HP <5.4 tons | ARCOAIRE | HRCU-A-CB (Split System: Heat Pump with Remote Outdoor Unit-Air-Source) | DLCURAH24ABK |  |  | EN(A,D)4X24L17** | *95ESN0801716A* | 24200 | 15.2 | 8.5 | 27400 | 22600 | 82.48% | 1.84 | 0 | 10 |  |  |  |  | R-410A | 2.0167 | Residential & Commercial | USHP | Ducted CEE Tier 1
212969739 | Central HP <5.4 tons | ARCOAIRE | HRCU-A-CB (Split System: Heat Pump with Remote Outdoor Unit-Air-Source) | DLCURAH24ABK |  |  | EA*4X24L17A* | *80VSL0451412B* | 23200 | 17 | 8.5 | 26800 | 27000 | 100.7% | 2.3 | 0 | 10 |  |  |  |  | R-410A | 1.9333 | Residential & Commercial | USHP | Ducted CEE Tier 1
212969789 | Central HP <5.4 tons | ARCOAIRE | HRCU-A-CB (Split System: Heat Pump with Remote Outdoor Unit-Air-Source) | DLCURAH24ABK |  |  | EA*4X37L17A* | *80VSL0451412B* | 24200 | 17 | 8.5 | 25200 | 22000 | 87.3% | 1.84 | 0 | 10 |  |  |  |  | R-410A | 2.0167 | Residential & Commercial | USHP | Ducted CEE Tier 1
212974669 | Central HP <5.4 tons | ARCOAIRE | HRCU-A-CB (Split System: Heat Pump with Remote Outdoor Unit-Air-Source) | DLCURAH18ABK |  |  | EA*4X30L14A* | *96VTN0401410B* | 17300 | 16 | 8.1 | 17900 | 18700 | 104.5% | 2.24 | 0 | 10.5 |  |  |  |  | R-410A | 1.4417 | Residential & Commercial | USHP | Ducted CEE Tier 1
216734357 | Central HP <5.4 tons | PAYNE HEATING AND COOLING | HRCU-A-CB (Split System: Heat Pump with Remote Outdoor Unit-Air-Source) | 37MUHAQ24AA3 |  |  | CAA**3617AM* | PG80MS(A,L)A36045A** | 22400 | 16 | 8.5 | 20800 | 18700 | 89.9% | 1.96 | 0 | 11 |  |  |  |  | R-454B | 1.8667 | Residential & Commercial | USHP | Ducted CEE Tier 1
216735009 | Central HP <5.4 tons | PAYNE HEATING AND COOLING | HRCU-A-CB (Split System: Heat Pump with Remote Outdoor Unit-Air-Source) | 37MUHAQ24AA3 |  |  | CAA**3717AM* | PG80MSUA48060B** | 23200 | 17 | 8.5 | 21000 | 18600 | 88.57% | 1.94 | 0 | 11 |  |  |  |  | R-454B | 1.9333 | Residential & Commercial | USHP | Ducted CEE Tier 1
216735204 | Central HP <5.4 tons | PAYNE HEATING AND COOLING | HRCU-A-CB (Split System: Heat Pump with Remote Outdoor Unit-Air-Source) | 37MUHAQ24AA3 |  |  | CAA**3717AM* | PG96MSAA48080B** | 23000 | 16 | 8.5 | 20800 | 18500 | 88.94% | 1.98 | 0 | 11 |  |  |  |  | R-454B | 1.9167 | Residential & Commercial | USHP | Ducted CEE Tier 1
211241957 | Central HP <5.4 tons | ARCOAIRE | HRCU-A-CB (Split System: Heat Pump with Remote Outdoor Unit-Air-Source) | DLCURAH24ABK |  |  | EA*4X36L17A* | *80VTL0451412A* | 24200 | 16.5 | 8.5 | 26200 | 22400 | 85.5% | 1.86 | 0 | 10 |  |  |  |  | R-410A | 2.0167 | Residential & Commercial | USHP | Ducted CEE Tier 1
211242200 | Central HP <5.4 tons | ARCOAIRE | HRCU-A-CB (Split System: Heat Pump with Remote Outdoor Unit-Air-Source) | DLCURAH24ABK |  |  | EA*4X36L17A* | *80ES(N,L)0701412A* | 24400 | 17 | 8.5 | 26200 | 22400 | 85.5% | 1.86 | 0 | 10 |  |  |  |  | R-410A | 2.0333 | Residential & Commercial | USHP | Ducted CEE Tier 1
211242343 | Central HP <5.4 tons | ARCOAIRE | HRCU-A-CB (Split System: Heat Pump with Remote Outdoor Unit-Air-Source) | DLCURAH24ABK |  |  | EA*4X36L21A* | *96VTN1002122A* | 23800 | 17 | 8.5 | 25800 | 23200 | 89.92% | 1.92 | 0 | 10 |  |  |  |  | R-410A | 1.9833 | Residential & Commercial | USHP | Ducted CEE Tier 1
211242425 | Central HP <5.4 tons | ARCOAIRE | HRCU-A-CB (Split System: Heat Pump with Remote Outdoor Unit-Air-Source) | DLCURAH24ABK |  |  | EA*4X36L21A* | *95ESU0601716A* | 24400 | 17 | 8.5 | 26200 | 22400 | 85.5% | 1.86 | 0 | 10 |  |  |  |  | R-410A | 2.0333 | Residential & Commercial | USHP | Ducted CEE Tier 1
211242775 | Central HP <5.4 tons | ARCOAIRE | HRCU-A-CB (Split System: Heat Pump with Remote Outdoor Unit-Air-Source) | DLCURAH24ABK |  |  | EA*4X37L17A* | *96VSN0601714A* | 24600 | 16.5 | 8.5 | 25600 | 21600 | 84.38% | 1.8 | 0 | 10 |  |  |  |  | R-410A | 2.05 | Residential & Commercial | USHP | Ducted CEE Tier 1
211242784 | Central HP <5.4 tons | ARCOAIRE | HRCU-A-CB (Split System: Heat Pump with Remote Outdoor Unit-Air-Source) | DLCURAH24ABK |  |  | EA*4X37L17A* | *96VSN0401410A* | 24200 | 16 | 8.5 | 25600 | 21800 | 85.16% | 1.8 | 0 | 10 |  |  |  |  | R-410A | 2.0167 | Residential & Commercial | USHP | Ducted CEE Tier 1
211242793 | Central HP <5.4 tons | ARCOAIRE | HRCU-A-CB (Split System: Heat Pump with Remote Outdoor Unit-Air-Source) | DLCURAH24ABK |  |  | EA*4X37L17A* | *96VSN0401712A* | 24600 | 15.5 | 8.5 | 25800 | 21600 | 83.72% | 1.78 | 0 | 10 |  |  |  |  | R-410A | 2.05 | Residential & Commercial | USHP | Ducted CEE Tier 1
211242802 | Central HP <5.4 tons | ARCOAIRE | HRCU-A-CB (Split System: Heat Pump with Remote Outdoor Unit-Air-Source) | DLCURAH24ABK |  |  | EA*4X37L17A* | *96VSN0601412A* | 24000 | 16.5 | 8.5 | 25200 | 22000 | 87.3% | 1.84 | 0 | 10 |  |  |  |  | R-410A | 2 | Residential & Commercial | USHP | Ducted CEE Tier 1
212979657 | Central HP <5.4 tons | ARCOAIRE | HRCU-A-CB (Split System: Heat Pump with Remote Outdoor Unit-Air-Source) | DLCURAH36ABK |  |  | EA*4X48L21A* | *80MS(N,L)0901714A* | 35800 | 16.5 | 8.5 | 37800 | 34600 | 91.53% | 2.02 | 0 | 10 |  |  |  |  | R-410A | 2.9833 | Residential & Commercial | USHP | Ducted CEE Tier 1
212979405 | Central HP <5.4 tons | ARCOAIRE | HRCU-A-CB (Split System: Heat Pump with Remote Outdoor Unit-Air-Source) | DLCURAH36ABK |  |  | EA*4X48L21A* | *80MS(N,L)0702116A* | 35400 | 16.5 | 8.1 | 37800 | 34600 | 91.53% | 2 | 0 | 10 |  |  |  |  | R-410A | 2.95 | Residential & Commercial | USHP | Ducted CEE Tier 1
212978238 | Central HP <5.4 tons | ARCOAIRE | HRCU-A-CB (Split System: Heat Pump with Remote Outdoor Unit-Air-Source) | DLCURAH18ABK |  |  | EA*4X24L14A* | *80MS(N,L)0701412A* | 17600 | 16.5 | 8.5 | 18500 | 19400 | 104.9% | 2.34 | 0 | 10.5 |  |  |  |  | R-410A | 1.4667 | Residential & Commercial | USHP | Ducted CEE Tier 1
212978336 | Central HP <5.4 tons | ARCOAIRE | HRCU-A-CB (Split System: Heat Pump with Remote Outdoor Unit-Air-Source) | DLCURAH18ABK |  |  | EN(A,D)4X30L14** | *80MS(N,L)0701412A* | 17400 | 16.5 | 8.1 | 18000 | 18700 | 103.9% | 2.26 | 0 | 11 |  |  |  |  | R-410A | 1.45 | Residential & Commercial | USHP | Ducted CEE Tier 1
212982604 | Central HP <5.4 tons | ARCOAIRE | HRCU-A-CB (Split System: Heat Pump with Remote Outdoor Unit-Air-Source) | DLCURAH36ABK |  |  | EA*4X48L24A* | *80MSU0601716A* | 35600 | 17 | 8.5 | 37800 | 34600 | 91.53% | 2.02 | 0 | 10 |  |  |  |  | R-410A | 2.9667 | Residential & Commercial | USHP | Ducted CEE Tier 1
211244125 | Central HP <5.4 tons | ARCOAIRE | HRCU-A-CB (Split System: Heat Pump with Remote Outdoor Unit-Air-Source) | DLCURAH24ABK |  |  | EN(A,D)4X24L17** | *80ES(N,L)0701712A* | 23800 | 16 | 8.5 | 27000 | 23200 | 85.93% | 1.9 | 0 | 10 |  |  |  |  | R-410A | 1.9833 | Residential & Commercial | USHP | Ducted CEE Tier 1
211243475 | Central HP <5.4 tons | ARCOAIRE | HRCU-A-CB (Split System: Heat Pump with Remote Outdoor Unit-Air-Source) | DLCURAH24ABK |  |  | EA*4X37L21A* | *96VTN1002120A* | 24400 | 17 | 8.5 | 25200 | 21200 | 84.13% | 1.78 | 0 | 10.5 |  |  |  |  | R-410A | 2.0333 | Residential & Commercial | USHP | Ducted CEE Tier 1
211243674 | Central HP <5.4 tons | ARCOAIRE | HRCU-A-CB (Split System: Heat Pump with Remote Outdoor Unit-Air-Source) | DLCURAH24ABK |  |  | EA*4X37L21A* | OLV098A12* | 24000 | 16.5 | 8.1 | 25000 | 21600 | 86.4% | 1.8 | 0 | 10 |  |  |  |  | R-410A | 2 | Residential & Commercial | USHP | Ducted CEE Tier 1
211243089 | Central HP <5.4 tons | ARCOAIRE | HRCU-A-CB (Split System: Heat Pump with Remote Outdoor Unit-Air-Source) | DLCURAH24ABK |  |  | EA*4X37L17A* | *92ESN0801716A* | 24800 | 17 | 8.5 | 25600 | 21400 | 83.59% | 1.8 | 0 | 10.5 |  |  |  |  | R-410A | 2.0667 | Residential & Commercial | USHP | Ducted CEE Tier 1
211243122 | Central HP <5.4 tons | ARCOAIRE | HRCU-A-CB (Split System: Heat Pump with Remote Outdoor Unit-Air-Source) | DLCURAH24ABK |  |  | EA*4X37L17A* | *92ESN0401410A* | 24600 | 15.2 | 8.5 | 26000 | 21600 | 83.08% | 1.78 | 0 | 10 |  |  |  |  | R-410A | 2.05 | Residential & Commercial | USHP | Ducted CEE Tier 1
212979243 | Central HP <5.4 tons | ARCOAIRE | HRCU-A-CB (Split System: Heat Pump with Remote Outdoor Unit-Air-Source) | DLCURAH24ABK |  |  | EN(A,D)4X36L21** | *80MS(N,L)0701716A* | 23600 | 17 | 8.5 | 26400 | 24200 | 91.67% | 2.02 | 0 | 10.5 |  |  |  |  | R-410A | 1.9667 | Residential & Commercial | USHP | Ducted CEE Tier 1
212979813 | Central HP <5.4 tons | ARCOAIRE | HRCU-A-CB (Split System: Heat Pump with Remote Outdoor Unit-Air-Source) | DLCURAH24ABK |  |  | EA*4X24L17A* | *80MS(N,L)0901714A* | 23200 | 17 | 8.5 | 26800 | 26600 | 99.25% | 2.26 | 0 | 10 |  |  |  |  | R-410A | 1.9333 | Residential & Commercial | USHP | Ducted CEE Tier 1
212978130 | Central HP <5.4 tons | ARCOAIRE | HRCU-A-CB (Split System: Heat Pump with Remote Outdoor Unit-Air-Source) | DLCURAH24ABK |  |  | EA*4X30L17A* | *80MS(N,L)0701412A* | 23600 | 17.5 | 8.5 | 26200 | 24600 | 93.89% | 2.06 | 0 | 10 |  |  |  |  | R-410A | 1.9667 | Residential & Commercial | USHP | Ducted CEE Tier 1
212983530 | Central HP <5.4 tons | ARCOAIRE | HRCU-A-CB (Split System: Heat Pump with Remote Outdoor Unit-Air-Source) | DLCURAH24ABK |  |  | EA*4X25L17A* | *92MSN0601412A* | 24400 | 17 | 8.5 | 25400 | 21600 | 85.04% | 1.8 | 0 | 10 |  |  |  |  | R-410A | 2.0333 | Residential & Commercial | USHP | Ducted CEE Tier 1
211244137 | Central HP <5.4 tons | ARCOAIRE | HRCU-A-CB (Split System: Heat Pump with Remote Outdoor Unit-Air-Source) | DLCURAH24ABK |  |  | EN(A,D)4X24L17** | *80ES(N,L)0901714A* | 24000 | 16 | 8.5 | 27000 | 23000 | 85.19% | 1.9 | 0 | 10 |  |  |  |  | R-410A | 2 | Residential & Commercial | USHP | Ducted CEE Tier 1
211241813 | Central HP <5.4 tons | ARCOAIRE | HRCU-A-CB (Split System: Heat Pump with Remote Outdoor Unit-Air-Source) | DLCURAH24ABK |  |  | EA*4X36L17A* | *80VSL0451412A* | 23400 | 16.5 | 8.5 | 25600 | 23600 | 92.19% | 1.96 | 0 | 10 |  |  |  |  | R-410A | 1.95 | Residential & Commercial | USHP | Ducted CEE Tier 1
211241499 | Central HP <5.4 tons | ARCOAIRE | HRCU-A-CB (Split System: Heat Pump with Remote Outdoor Unit-Air-Source) | DLCURAH24ABK |  |  | EA*4X30L17A* | *95ESU0601716A* | 24200 | 16.5 | 8.5 | 26400 | 23000 | 87.12% | 1.9 | 0 | 10 |  |  |  |  | R-410A | 2.0167 | Residential & Commercial | USHP | Ducted CEE Tier 1
211241413 | Central HP <5.4 tons | ARCOAIRE | HRCU-A-CB (Split System: Heat Pump with Remote Outdoor Unit-Air-Source) | DLCURAH24ABK |  |  | EA*4X30L17A* | *96VSN0401712A* | 23200 | 16 | 8.5 | 25800 | 24200 | 93.8% | 2 | 0 | 9.5 |  |  |  |  | R-410A | 1.9333 | Residential & Commercial | USHP
211241113 | Central HP <5.4 tons | ARCOAIRE | HRCU-A-CB (Split System: Heat Pump with Remote Outdoor Unit-Air-Source) | DLCURAH24ABK |  |  | EA*4X25L17A* | *92ESN0601412A* | 24000 | 17 | 8.1 | 25000 | 21800 | 87.2% | 1.82 | 0 | 10 |  |  |  |  | R-410A | 2 | Residential & Commercial | USHP | Ducted CEE Tier 1
211242901 | Central HP <5.4 tons | ARCOAIRE | HRCU-A-CB (Split System: Heat Pump with Remote Outdoor Unit-Air-Source) | DLCURAH24ABK |  |  | EA*4X37L17A* | *80VTL0451412A* | 24800 | 16.5 | 8.5 | 25600 | 21400 | 83.59% | 1.8 | 0 | 10 |  |  |  |  | R-410A | 2.0667 | Residential & Commercial | USHP | Ducted CEE Tier 1
211243403 | Central HP <5.4 tons | ARCOAIRE | HRCU-A-CB (Split System: Heat Pump with Remote Outdoor Unit-Air-Source) | DLCURAH24ABK |  |  | EA*4X37L21A* | *96VTN0401712A* | 24000 | 16 | 8.1 | 25000 | 21600 | 86.4% | 1.8 | 0 | 10 |  |  |  |  | R-410A | 2 | Residential & Commercial | USHP | Ducted CEE Tier 1
211242333 | Central HP <5.4 tons | ARCOAIRE | HRCU-A-CB (Split System: Heat Pump with Remote Outdoor Unit-Air-Source) | DLCURAH24ABK |  |  | EA*4X36L21A* | *80ES(N,L)0701716A* | 25000 | 16.5 | 8.5 | 26800 | 21800 | 81.34% | 1.8 | 0 | 10 |  |  |  |  | R-410A | 2.0833 | Residential & Commercial | USHP | Ducted CEE Tier 1
216735162 | Central HP <5.4 tons | PAYNE HEATING AND COOLING | HRCU-A-CB (Split System: Heat Pump with Remote Outdoor Unit-Air-Source) | 37MUHAQ24AA3 |  |  | CAA**3717AM* | PG96MSAA30026A** | 22800 | 15.5 | 8.1 | 20800 | 18500 | 88.94% | 1.9 | 0 | 11 |  |  |  |  | R-454B | 1.9 | Residential & Commercial | USHP | Ducted CEE Tier 1
216735330 | Central HP <5.4 tons | PAYNE HEATING AND COOLING | HRCU-A-CB (Split System: Heat Pump with Remote Outdoor Unit-Air-Source) | 37MUHAQ24AA3 |  |  | CAA**3717AM* | PG96VTAB36060A** | 22600 | 16 | 8.5 | 20600 | 18400 | 89.32% | 1.96 | 0 | 11 |  |  |  |  | R-454B | 1.8833 | Residential & Commercial | USHP | Ducted CEE Tier 1
216735789 | Central HP <5.4 tons | PAYNE HEATING AND COOLING | HRCU-A-CB (Split System: Heat Pump with Remote Outdoor Unit-Air-Source) | 37MUHAQ24AA3 |  |  | CAA**3721AM* | PG92MSAA60100C** | 23000 | 16.5 | 8.5 | 20600 | 18400 | 89.32% | 1.98 | 0 | 11 |  |  |  |  | R-454B | 1.9167 | Residential & Commercial | USHP | Ducted CEE Tier 1
212974734 | Central HP <5.4 tons | ARCOAIRE | HRCU-A-CB (Split System: Heat Pump with Remote Outdoor Unit-Air-Source) | DLCURAH18ABK |  |  | EN(A,D)4X30L14** | *96VTN0401410B* | 17400 | 16 | 8.1 | 18000 | 18600 | 103.3% | 2.22 | 0 | 10.5 |  |  |  |  | R-410A | 1.45 | Residential & Commercial | USHP | Ducted CEE Tier 1
212969989 | Central HP <5.4 tons | ARCOAIRE | HRCU-A-CB (Split System: Heat Pump with Remote Outdoor Unit-Air-Source) | DLCURAH18ABK |  |  | EA*4X25L17A* | *80VSL0701716B* | 17800 | 16.5 | 8.1 | 17700 | 17700 | 100% | 2.14 | 0 | 10.5 |  |  |  |  | R-410A | 1.4833 | Residential & Commercial | USHP | Ducted CEE Tier 1
212978745 | Central HP <5.4 tons | ARCOAIRE | HRCU-A-CB (Split System: Heat Pump with Remote Outdoor Unit-Air-Source) | DLCURAH18ABK |  |  | EA*4X19L17A* | *80MS(N,L)0701712A* | 18000 | 17 | 8.5 | 17900 | 17800 | 99.44% | 2.16 | 0 | 11 |  |  |  |  | R-410A | 1.5 | Residential & Commercial | USHP | Ducted CEE Tier 1
212979455 | Central HP <5.4 tons | ARCOAIRE | HRCU-A-CB (Split System: Heat Pump with Remote Outdoor Unit-Air-Source) | DLCURAH30ABK |  |  | EA*4X42L24A* | *80MS(N,L)0702116A* | 29800 | 15.2 | 8.1 | 34200 | 27600 | 80.7% | 1.8 | 0 | 9 |  |  |  |  | R-410A | 2.4833 | Residential & Commercial | USHP
212979741 | Central HP <5.4 tons | ARCOAIRE | HRCU-A-CB (Split System: Heat Pump with Remote Outdoor Unit-Air-Source) | DLCURAH30ABK |  |  | EA*4X43L21A* | *80MS(N,L)0901714A* | 30400 | 15.2 | 8.1 | 33000 | 26400 | 80% | 1.84 | 0 | 9 |  |  |  |  | R-410A | 2.5333 | Residential & Commercial | USHP
212979123 | Central HP <5.4 tons | ARCOAIRE | HRCU-A-CB (Split System: Heat Pump with Remote Outdoor Unit-Air-Source) | DLCURAH24ABK |  |  | EA*4X24L17A* | *80MS(N,L)0701716A* | 23400 | 17 | 9 | 26800 | 26400 | 98.51% | 2.24 | 0 | 10 |  |  |  |  | R-410A | 1.95 | Residential & Commercial | USHP | Ducted CEE Tier 1
211240776 | Central HP <5.4 tons | ARCOAIRE | HRCU-A-CB (Split System: Heat Pump with Remote Outdoor Unit-Air-Source) | DLCURAH24ABK |  |  | EA*4X24L17A* | OMV098J12* | 23400 | 16.5 | 8.5 | 26600 | 25000 | 93.98% | 2.08 | 0 | 10 |  |  |  |  | R-410A | 1.95 | Residential & Commercial | USHP | Ducted CEE Tier 1
211240238 | Central HP <5.4 tons | ARCOAIRE | HRCU-A-CB (Split System: Heat Pump with Remote Outdoor Unit-Air-Source) | DLCURAH24ABK |  |  | EA*4X24L14A* | *96VSN0401410A* | 23400 | 15.5 | 8.5 | 26800 | 24800 | 92.54% | 2.04 | 0 | 9.5 |  |  |  |  | R-410A | 1.95 | Residential & Commercial | USHP
212983221 | Central HP <5.4 tons | ARCOAIRE | HRCU-A-CB (Split System: Heat Pump with Remote Outdoor Unit-Air-Source) | DLCURAH24ABK |  |  | EN(A,D)4X30L17** | *92MSN0401712A* | 23400 | 15.5 | 8.1 | 26200 | 24200 | 92.37% | 1.98 | 0 | 10 |  |  |  |  | R-410A | 1.95 | Residential & Commercial | USHP | Ducted CEE Tier 1
211244257 | Central HP <5.4 tons | ARCOAIRE | HRCU-A-CB (Split System: Heat Pump with Remote Outdoor Unit-Air-Source) | DLCURAH24ABK |  |  | EN(A,D)4X24L17** | OLV098A12* | 23000 | 16 | 8.5 | 26400 | 24600 | 93.18% | 2.04 | 0 | 10 |  |  |  |  | R-410A | 1.9167 | Residential & Commercial | USHP | Ducted CEE Tier 1
212982124 | Central HP <5.4 tons | ARCOAIRE | HRCU-A-CB (Split System: Heat Pump with Remote Outdoor Unit-Air-Source) | DLCURAH30ABK |  |  | EA*4X36L21A* | *80MSU0401712A* | 29800 | 15.2 | 8.5 | 33800 | 27800 | 82.25% | 1.76 | 0 | 9 |  |  |  |  | R-410A | 2.4833 | Residential & Commercial | USHP
211242757 | Central HP <5.4 tons | ARCOAIRE | HRCU-A-CB (Split System: Heat Pump with Remote Outdoor Unit-Air-Source) | DLCURAH24ABK |  |  | EA*4X37L17A* | *80VSL0451412A* | 24800 | 16.5 | 8.5 | 25800 | 21400 | 82.95% | 1.78 | 0 | 10 |  |  |  |  | R-410A | 2.0667 | Residential & Commercial | USHP | Ducted CEE Tier 1
211242436 | Central HP <5.4 tons | ARCOAIRE | HRCU-A-CB (Split System: Heat Pump with Remote Outdoor Unit-Air-Source) | DLCURAH24ABK |  |  | EA*4X36L21A* | *80ESU0401712A* | 24200 | 17.5 | 8.5 | 26000 | 22800 | 87.69% | 1.9 | 0 | 10 |  |  |  |  | R-410A | 2.0167 | Residential & Commercial | USHP | Ducted CEE Tier 1
211242469 | Central HP <5.4 tons | ARCOAIRE | HRCU-A-CB (Split System: Heat Pump with Remote Outdoor Unit-Air-Source) | DLCURAH24ABK |  |  | EA*4X36L21A* | *95ESN0802120A* | 24800 | 16.5 | 8.5 | 26600 | 22000 | 82.71% | 1.82 | 0 | 10 |  |  |  |  | R-410A | 2.0667 | Residential & Commercial | USHP | Ducted CEE Tier 1
211242285 | Central HP <5.4 tons | ARCOAIRE | HRCU-A-CB (Split System: Heat Pump with Remote Outdoor Unit-Air-Source) | DLCURAH24ABK |  |  | EA*4X36L21A* | *96VSN0802120A* | 24200 | 17 | 8.5 | 26000 | 22600 | 86.92% | 1.88 | 0 | 10 |  |  |  |  | R-410A | 2.0167 | Residential & Commercial | USHP | Ducted CEE Tier 1
211222067 | Central HP <5.4 tons | ARCOAIRE | HRCU-A-CB (Split System: Heat Pump with Remote Outdoor Unit-Air-Source) | DLCURAH30ABK |  |  | EA*4X36L21A* | *80ESU0802120A | 29600 | 15.2 | 8.1 | 33800 | 27600 | 81.66% | 1.76 | 0 | 9 |  |  |  |  | R-410A | 2.4667 | Residential & Commercial | USHP
211222532 | Central HP <5.4 tons | ARCOAIRE | HRCU-A-CB (Split System: Heat Pump with Remote Outdoor Unit-Air-Source) | DLCURAH30ABK |  |  | EA*4X37L21A* | *80ESU0601716A | 31200 | 15.2 | 8.5 | 33400 | 26000 | 77.84% | 1.86 | 0 | 9 |  |  |  |  | R-410A | 2.6 | Residential & Commercial | USHP
211242222 | Central HP <5.4 tons | ARCOAIRE | HRCU-A-CB (Split System: Heat Pump with Remote Outdoor Unit-Air-Source) | DLCURAH24ABK |  |  | EA*4X36L17A* | OMV098J12* | 23600 | 16.5 | 8.5 | 25800 | 23400 | 90.7% | 1.94 | 0 | 10 |  |  |  |  | R-410A | 1.9667 | Residential & Commercial | USHP | Ducted CEE Tier 1
211240699 | Central HP <5.4 tons | ARCOAIRE | HRCU-A-CB (Split System: Heat Pump with Remote Outdoor Unit-Air-Source) | DLCURAH24ABK |  |  | EA*4X24L17A* | *92ESN0801716A* | 24000 | 17 | 8.5 | 26800 | 23800 | 88.81% | 1.96 | 0 | 10 |  |  |  |  | R-410A | 2 | Residential & Commercial | USHP | Ducted CEE Tier 1
211244347 | Central HP <5.4 tons | ARCOAIRE | HRCU-A-CB (Split System: Heat Pump with Remote Outdoor Unit-Air-Source) | DLCURAH24ABK |  |  | EN(A,D)4X30L14** | *96VTN0601412A* | 23400 | 16.5 | 8.1 | 25800 | 24000 | 93.02% | 1.98 | 0 | 10 |  |  |  |  | R-410A | 1.95 | Residential & Commercial | USHP | Ducted CEE Tier 1
211244431 | Central HP <5.4 tons | ARCOAIRE | HRCU-A-CB (Split System: Heat Pump with Remote Outdoor Unit-Air-Source) | DLCURAH24ABK |  |  | EN(A,D)4X30L17** | *96VSN0601714A* | 23400 | 16.5 | 8.1 | 25800 | 24000 | 93.02% | 2 | 0 | 10 |  |  |  |  | R-410A | 1.95 | Residential & Commercial | USHP | Ducted CEE Tier 1
211244113 | Central HP <5.4 tons | ARCOAIRE | HRCU-A-CB (Split System: Heat Pump with Remote Outdoor Unit-Air-Source) | DLCURAH24ABK |  |  | EN(A,D)4X24L17** | *80ES(N,L)0451712A* | 23600 | 16 | 8.5 | 26800 | 23600 | 88.06% | 1.94 | 0 | 10 |  |  |  |  | R-410A | 1.9667 | Residential & Commercial | USHP | Ducted CEE Tier 1
211243434 | Central HP <5.4 tons | ARCOAIRE | HRCU-A-CB (Split System: Heat Pump with Remote Outdoor Unit-Air-Source) | DLCURAH24ABK |  |  | EA*4X37L21A* | *80VTL0701716A* | 24800 | 17 | 8.5 | 25400 | 20800 | 81.89% | 1.76 | 0 | 10.5 |  |  |  |  | R-410A | 2.0667 | Residential & Commercial | USHP | Ducted CEE Tier 1
211243763 | Central HP <5.4 tons | ARCOAIRE | HRCU-A-CB (Split System: Heat Pump with Remote Outdoor Unit-Air-Source) | DLCURAH24ABK |  |  | EN(A,D)4X24L14** | *96VTN0401410A* | 23400 | 15.5 | 8.5 | 26600 | 24000 | 90.23% | 1.96 | 0 | 10 |  |  |  |  | R-410A | 1.95 | Residential & Commercial | USHP | Ducted CEE Tier 1
211242925 | Central HP <5.4 tons | ARCOAIRE | HRCU-A-CB (Split System: Heat Pump with Remote Outdoor Unit-Air-Source) | DLCURAH24ABK |  |  | EA*4X37L17A* | *96VTN0801716A* | 24600 | 16.5 | 8.5 | 25600 | 21400 | 83.59% | 1.8 | 0 | 10 |  |  |  |  | R-410A | 2.05 | Residential & Commercial | USHP | Ducted CEE Tier 1
211243043 | Central HP <5.4 tons | ARCOAIRE | HRCU-A-CB (Split System: Heat Pump with Remote Outdoor Unit-Air-Source) | DLCURAH24ABK |  |  | EA*4X37L17A* | *80ES(N,L)0701712A* | 24800 | 16.5 | 8.5 | 25800 | 21400 | 82.95% | 1.78 | 0 | 10 |  |  |  |  | R-410A | 2.0667 | Residential & Commercial | USHP | Ducted CEE Tier 1
212980171 | Central HP <5.4 tons | ARCOAIRE | HRCU-A-CB (Split System: Heat Pump with Remote Outdoor Unit-Air-Source) | DLCURAH36ABK |  |  | EA*4X48L24A* | *80MS(N,L)0902116A* | 35600 | 16.5 | 8.5 | 37800 | 34600 | 91.53% | 2.02 | 0 | 10 |  |  |  |  | R-410A | 2.9667 | Residential & Commercial | USHP | Ducted CEE Tier 1
212981884 | Central HP <5.4 tons | ARCOAIRE | HRCU-A-CB (Split System: Heat Pump with Remote Outdoor Unit-Air-Source) | DLCURAH18ABK |  |  | EN(A,D)4X30L17** | *80MSU1002120A* | 17500 | 16 | 8.1 | 18200 | 18700 | 102.7% | 2.24 | 0 | 10.5 |  |  |  |  | R-410A | 1.4583 | Residential & Commercial | USHP | Ducted CEE Tier 1
216735914 | Central HP <5.4 tons | PAYNE HEATING AND COOLING | HRCU-A-CB (Split System: Heat Pump with Remote Outdoor Unit-Air-Source) | 37MUHAQ24AA3 |  |  | CAA**3721AM* | PG95MSUA48060B** | 23000 | 16.5 | 8.5 | 20600 | 18400 | 89.32% | 1.96 | 0 | 11 |  |  |  |  | R-454B | 1.9167 | Residential & Commercial | USHP | Ducted CEE Tier 1
211242099 | Central HP <5.4 tons | ARCOAIRE | HRCU-A-CB (Split System: Heat Pump with Remote Outdoor Unit-Air-Source) | DLCURAH24ABK |  |  | EA*4X36L17A* | *80ES(N,L)0701712A* | 24400 | 16.5 | 8.5 | 26400 | 22400 | 84.85% | 1.84 | 0 | 10 |  |  |  |  | R-410A | 2.0333 | Residential & Commercial | USHP | Ducted CEE Tier 1
211241431 | Central HP <5.4 tons | ARCOAIRE | HRCU-A-CB (Split System: Heat Pump with Remote Outdoor Unit-Air-Source) | DLCURAH24ABK |  |  | EA*4X30L17A* | *96VSN0801716A* | 24200 | 16.5 | 8.5 | 26400 | 23000 | 87.12% | 1.9 | 0 | 10 |  |  |  |  | R-410A | 2.0167 | Residential & Commercial | USHP | Ducted CEE Tier 1
211240511 | Central HP <5.4 tons | ARCOAIRE | HRCU-A-CB (Split System: Heat Pump with Remote Outdoor Unit-Air-Source) | DLCURAH24ABK |  |  | EA*4X24L17A* | *80VTL0451412A* | 24000 | 16.5 | 8.5 | 26800 | 24000 | 89.55% | 1.98 | 0 | 10 |  |  |  |  | R-410A | 2 | Residential & Commercial | USHP | Ducted CEE Tier 1
211241013 | Central HP <5.4 tons | ARCOAIRE | HRCU-A-CB (Split System: Heat Pump with Remote Outdoor Unit-Air-Source) | DLCURAH24ABK |  |  | EA*4X25L17A* | *95ESN0601412A* | 25000 | 16 | 8.5 | 26000 | 21000 | 80.77% | 1.76 | 0 | 10 |  |  |  |  | R-410A | 2.0833 | Residential & Commercial | USHP | Ducted CEE Tier 1
211240906 | Central HP <5.4 tons | ARCOAIRE | HRCU-A-CB (Split System: Heat Pump with Remote Outdoor Unit-Air-Source) | DLCURAH24ABK |  |  | EA*4X25L17A* | *80VSL0451716A* | 24800 | 16.5 | 8.5 | 25600 | 21200 | 82.81% | 1.78 | 0 | 10 |  |  |  |  | R-410A | 2.0667 | Residential & Commercial | USHP | Ducted CEE Tier 1
211240936 | Central HP <5.4 tons | ARCOAIRE | HRCU-A-CB (Split System: Heat Pump with Remote Outdoor Unit-Air-Source) | DLCURAH24ABK |  |  | EA*4X25L17A* | *80ESU0401712A* | 24600 | 17.5 | 8.5 | 25400 | 21200 | 83.46% | 1.8 | 0 | 10.5 |  |  |  |  | R-410A | 2.05 | Residential & Commercial | USHP | Ducted CEE Tier 1
211241344 | Central HP <5.4 tons | ARCOAIRE | HRCU-A-CB (Split System: Heat Pump with Remote Outdoor Unit-Air-Source) | DLCURAH24ABK |  |  | EA*4X30L14A* | *92ESN0601412A* | 23400 | 16.5 | 8.5 | 25800 | 24400 | 94.57% | 2.02 | 0 | 10 |  |  |  |  | R-410A | 1.95 | Residential & Commercial | USHP | Ducted CEE Tier 1
211241077 | Central HP <5.4 tons | ARCOAIRE | HRCU-A-CB (Split System: Heat Pump with Remote Outdoor Unit-Air-Source) | DLCURAH24ABK |  |  | EA*4X25L17A* | *80ES(N,L)0451712A* | 24800 | 17 | 8.5 | 25600 | 21200 | 82.81% | 1.78 | 0 | 10.5 |  |  |  |  | R-410A | 2.0667 | Residential & Commercial | USHP | Ducted CEE Tier 1
211241024 | Central HP <5.4 tons | ARCOAIRE | HRCU-A-CB (Split System: Heat Pump with Remote Outdoor Unit-Air-Source) | DLCURAH24ABK |  |  | EA*4X25L17A* | *96VTN0401410A* | 24400 | 16 | 8.5 | 25600 | 21600 | 84.38% | 1.78 | 0 | 10 |  |  |  |  | R-410A | 2.0333 | Residential & Commercial | USHP | Ducted CEE Tier 1
211241946 | Central HP <5.4 tons | ARCOAIRE | HRCU-A-CB (Split System: Heat Pump with Remote Outdoor Unit-Air-Source) | DLCURAH24ABK |  |  | EA*4X36L17A* | *80ESU0401712A* | 24000 | 17.5 | 8.5 | 26000 | 22800 | 87.69% | 1.9 | 0 | 10 |  |  |  |  | R-410A | 2 | Residential & Commercial | USHP | Ducted CEE Tier 1
211242312 | Central HP <5.4 tons | ARCOAIRE | HRCU-A-CB (Split System: Heat Pump with Remote Outdoor Unit-Air-Source) | DLCURAH24ABK |  |  | EA*4X36L21A* | *96VSN0801716A* | 24400 | 16.5 | 8.5 | 26200 | 22400 | 85.5% | 1.86 | 0 | 10 |  |  |  |  | R-410A | 2.0333 | Residential & Commercial | USHP | Ducted CEE Tier 1
211242832 | Central HP <5.4 tons | ARCOAIRE | HRCU-A-CB (Split System: Heat Pump with Remote Outdoor Unit-Air-Source) | DLCURAH24ABK |  |  | EA*4X37L17A* | *80ES(N,L)0701716A* | 25400 | 16 | 8.5 | 26400 | 21000 | 79.55% | 1.76 | 0 | 10 |  |  |  |  | R-410A | 2.1167 | Residential & Commercial | USHP | Ducted CEE Tier 1
211242678 | Central HP <5.4 tons | ARCOAIRE | HRCU-A-CB (Split System: Heat Pump with Remote Outdoor Unit-Air-Source) | DLCURAH24ABK |  |  | EA*4X36L21A* | *95ESN0801716A* | 24800 | 15.5 | 8.5 | 26800 | 22000 | 82.09% | 1.8 | 0 | 10 |  |  |  |  | R-410A | 2.0667 | Residential & Commercial | USHP | Ducted CEE Tier 1
211242748 | Central HP <5.4 tons | ARCOAIRE | HRCU-A-CB (Split System: Heat Pump with Remote Outdoor Unit-Air-Source) | DLCURAH24ABK |  |  | EA*4X36L21A* | OLV112A16A | 24400 | 16 | 8.5 | 26400 | 22200 | 84.09% | 1.84 | 0 | 10 |  |  |  |  | R-410A | 2.0333 | Residential & Commercial | USHP | Ducted CEE Tier 1
211241002 | Central HP <5.4 tons | ARCOAIRE | HRCU-A-CB (Split System: Heat Pump with Remote Outdoor Unit-Air-Source) | DLCURAH24ABK |  |  | EA*4X25L17A* | *95ESN0401712A* | 24600 | 15.2 | 8.5 | 25800 | 21200 | 82.17% | 1.76 | 0 | 10 |  |  |  |  | R-410A | 2.05 | Residential & Commercial | USHP | Ducted CEE Tier 1
211241267 | Central HP <5.4 tons | ARCOAIRE | HRCU-A-CB (Split System: Heat Pump with Remote Outdoor Unit-Air-Source) | DLCURAH24ABK |  |  | EA*4X30L14A* | *80VTL0451412A* | 24000 | 16.5 | 8.5 | 26200 | 23000 | 87.79% | 1.9 | 0 | 10 |  |  |  |  | R-410A | 2 | Residential & Commercial | USHP | Ducted CEE Tier 1
211241065 | Central HP <5.4 tons | ARCOAIRE | HRCU-A-CB (Split System: Heat Pump with Remote Outdoor Unit-Air-Source) | DLCURAH24ABK |  |  | EA*4X25L17A* | *80ES(N,L)0451412A* | 25400 | 16.5 | 8.5 | 26000 | 20800 | 80% | 1.76 | 0 | 10.5 |  |  |  |  | R-410A | 2.1167 | Residential & Commercial | USHP | Ducted CEE Tier 1
211240598 | Central HP <5.4 tons | ARCOAIRE | HRCU-A-CB (Split System: Heat Pump with Remote Outdoor Unit-Air-Source) | DLCURAH24ABK |  |  | EA*4X24L17A* | *96VTN0601412A* | 23200 | 16.5 | 8.5 | 26400 | 25600 | 96.97% | 2.14 | 0 | 10 |  |  |  |  | R-410A | 1.9333 | Residential & Commercial | USHP | Ducted CEE Tier 1
212977624 | Central HP <5.4 tons | PAYNE HEATING AND COOLING | HRCU-A-CB (Split System: Heat Pump with Remote Outdoor Unit-Air-Source) | 38MURAQ24AB3* |  |  | CAP**3617AL* | PG80MS(A,L)A36045A** | 23800 | 17 | 8.5 | 26200 | 23800 | 90.84% | 1.96 | 0 | 10 |  |  |  |  | R-410A | 1.9833 | Residential & Commercial | USHP | Ducted CEE Tier 1
212978767 | Central HP <5.4 tons | ARCOAIRE | HRCU-A-CB (Split System: Heat Pump with Remote Outdoor Unit-Air-Source) | DLCURAH18ABK |  |  | EA*4X25L17A* | *80MS(N,L)0701712A* | 18000 | 17 | 8.5 | 17800 | 17700 | 99.44% | 2.14 | 0 | 11 |  |  |  |  | R-410A | 1.5 | Residential & Commercial | USHP | Ducted CEE Tier 1
211244101 | Central HP <5.4 tons | ARCOAIRE | HRCU-A-CB (Split System: Heat Pump with Remote Outdoor Unit-Air-Source) | DLCURAH24ABK |  |  | EN(A,D)4X24L17** | *80ES(N,L)0451412A* | 24200 | 15.5 | 8.5 | 27200 | 22600 | 83.09% | 1.86 | 0 | 10 |  |  |  |  | R-410A | 2.0167 | Residential & Commercial | USHP | Ducted CEE Tier 1
211244284 | Central HP <5.4 tons | ARCOAIRE | HRCU-A-CB (Split System: Heat Pump with Remote Outdoor Unit-Air-Source) | DLCURAH24ABK |  |  | EN(A,D)4X30L14** | *96VSN0401410A* | 23600 | 15.5 | 8.1 | 26200 | 23600 | 90.08% | 1.92 | 0 | 10 |  |  |  |  | R-410A | 1.9667 | Residential & Commercial | USHP | Ducted CEE Tier 1
211243683 | Central HP <5.4 tons | ARCOAIRE | HRCU-A-CB (Split System: Heat Pump with Remote Outdoor Unit-Air-Source) | DLCURAH24ABK |  |  | EA*4X37L21A* | OMV112K14A | 25000 | 16 | 8.5 | 25600 | 21000 | 82.03% | 1.76 | 0 | 10 |  |  |  |  | R-410A | 2.0833 | Residential & Commercial | USHP | Ducted CEE Tier 1
211243665 | Central HP <5.4 tons | ARCOAIRE | HRCU-A-CB (Split System: Heat Pump with Remote Outdoor Unit-Air-Source) | DLCURAH24ABK |  |  | EA*4X37L21A* | OMV098J12* | 24400 | 17 | 8.5 | 25200 | 21200 | 84.13% | 1.78 | 0 | 10 |  |  |  |  | R-410A | 2.0333 | Residential & Commercial | USHP | Ducted CEE Tier 1
212979789 | Central HP <5.4 tons | ARCOAIRE | HRCU-A-CB (Split System: Heat Pump with Remote Outdoor Unit-Air-Source) | DLCURAH30ABK |  |  | END4X42L17** | *80MS(N,L)0901714A* | 30000 | 15.2 | 8.1 | 34000 | 27200 | 80% | 1.82 | 0 | 9 |  |  |  |  | R-410A | 2.5 | Residential & Commercial | USHP
211222708 | Central HP <5.4 tons | ARCOAIRE | HRCU-A-CB (Split System: Heat Pump with Remote Outdoor Unit-Air-Source) | DLCURAH30ABK |  |  | EA*4X37L21A* | *96VTN1002122A* | 30600 | 15.2 | 8.1 | 33000 | 26200 | 79.39% | 1.84 | 0 | 9 |  |  |  |  | R-410A | 2.55 | Residential & Commercial | USHP
211243380 | Central HP <5.4 tons | ARCOAIRE | HRCU-A-CB (Split System: Heat Pump with Remote Outdoor Unit-Air-Source) | DLCURAH24ABK |  |  | EA*4X37L21A* | *80ESU0401712A* | 24600 | 17.5 | 8.5 | 25200 | 21000 | 83.33% | 1.78 | 0 | 10.5 |  |  |  |  | R-410A | 2.05 | Residential & Commercial | USHP | Ducted CEE Tier 1
211712450 | Central HP <5.4 tons | ARCOAIRE | HRCU-A-CB (Split System: Heat Pump with Remote Outdoor Unit-Air-Source) | DLCURAH30ABK |  |  | EA*4X42L21A* | *80ES(N,L)0702116A* | 29600 | 15.2 | 8.1 | 33600 | 27400 | 81.55% | 1.78 | 0 | 9 |  |  |  |  | R-410A | 2.4667 | Residential & Commercial | USHP
212978274 | Central HP <5.4 tons | ARCOAIRE | HRCU-A-CB (Split System: Heat Pump with Remote Outdoor Unit-Air-Source) | DLCURAH18ABK |  |  | EA*4X30L14A* | *80MS(N,L)0701412A* | 17700 | 16.5 | 8.5 | 18200 | 18700 | 102.7% | 2.24 | 0 | 10.5 |  |  |  |  | R-410A | 1.475 | Residential & Commercial | USHP | Ducted CEE Tier 1
212978324 | Central HP <5.4 tons | ARCOAIRE | HRCU-A-CB (Split System: Heat Pump with Remote Outdoor Unit-Air-Source) | DLCURAH18ABK |  |  | EN(A,D)4X24L17** | *80MS(N,L)0701412A* | 17600 | 16.5 | 8.5 | 18500 | 19100 | 103.2% | 2.3 | 0 | 11 |  |  |  |  | R-410A | 1.4667 | Residential & Commercial | USHP | Ducted CEE Tier 1
212980523 | Central HP <5.4 tons | ARCOAIRE | HRCU-A-CB (Split System: Heat Pump with Remote Outdoor Unit-Air-Source) | DLCURAH30ABK |  |  | EA*4X42L21A* | *80MS(N,L)0902120A* | 30200 | 15.2 | 8.1 | 34400 | 27400 | 79.65% | 1.8 | 0 | 9 |  |  |  |  | R-410A | 2.5167 | Residential & Commercial | USHP
211243175 | Central HP <5.4 tons | ARCOAIRE | HRCU-A-CB (Split System: Heat Pump with Remote Outdoor Unit-Air-Source) | DLCURAH24ABK |  |  | EA*4X37L17A* | OLV098A12* | 23800 | 16.5 | 8.1 | 25200 | 22200 | 88.1% | 1.84 | 0 | 10 |  |  |  |  | R-410A | 1.9833 | Residential & Commercial | USHP | Ducted CEE Tier 1
211240301 | Central HP <5.4 tons | ARCOAIRE | HRCU-A-CB (Split System: Heat Pump with Remote Outdoor Unit-Air-Source) | DLCURAH24ABK |  |  | EA*4X24L14A* | *96VTN0601412A* | 23200 | 16 | 8.5 | 26400 | 25600 | 96.97% | 2.14 | 0 | 10 |  |  |  |  | R-410A | 1.9333 | Residential & Commercial | USHP | Ducted CEE Tier 1
211240394 | Central HP <5.4 tons | ARCOAIRE | HRCU-A-CB (Split System: Heat Pump with Remote Outdoor Unit-Air-Source) | DLCURAH24ABK |  |  | EA*4X24L17A* | *96VSN0401410A* | 23400 | 15.5 | 8.5 | 26800 | 24800 | 92.54% | 2.04 | 0 | 9.5 |  |  |  |  | R-410A | 1.95 | Residential & Commercial | USHP
213075926 | Central HP <5.4 tons | ARCOAIRE | HRCU-A-CB (Split System: Heat Pump with Remote Outdoor Unit-Air-Source) | DLCURAH36ABK |  |  | EA*4X43L21A* | *95MSU1002120A* | 36400 | 16 | 8.5 | 38000 | 34800 | 91.58% | 2.06 | 0 | 10 |  |  |  |  | R-410A | 3.0333 | Residential & Commercial | USHP | Ducted CEE Tier 1
212383367 | Central HP <5.4 tons | ARCOAIRE | HRCU-A-CB (Split System: Heat Pump with Remote Outdoor Unit-Air-Source) | DLCURAH36ABK |  |  | EA*4X36L21A* | *80ESU0802120A | 36600 | 15.2 | 8.1 | 40000 | 35400 | 88.5% | 1.88 | 0 | 10 |  |  |  |  | R-410A | 3.05 | Residential & Commercial | USHP | Ducted CEE Tier 1
213353848 | Central HP <5.4 tons | ARCOAIRE | HRCU-A-CB (Split System: Heat Pump with Remote Outdoor Unit-Air-Source) | DLCURAH36ABK |  |  | F5MA4*36L*B* | 0 | 35800 | 16 | 9 | 38500 | 35000 | 90.91% | 1.94 | 0 | 10 |  |  |  |  | R-410A | 2.9833 | Residential & Commercial | USHP | Ducted CEE Tier 1
212384678 | Central HP <5.4 tons | ARCOAIRE | HRCU-A-CB (Split System: Heat Pump with Remote Outdoor Unit-Air-Source) | DLCURAH36ABK |  |  | EN(A,D,W)4X42L21** | *92ESN0802120A* | 36400 | 15.5 | 8.1 | 39500 | 35200 | 89.11% | 1.92 | 0 | 10 |  |  |  |  | R-410A | 3.0333 | Residential & Commercial | USHP | Ducted CEE Tier 1
216643612 | Central HP <5.4 tons | PAYNE HEATING AND COOLING | HRCU-A-CB (Split System: Heat Pump with Remote Outdoor Unit-Air-Source) | 37MUHAQ18AA3 |  |  | CAA**3017AM* | PG80MSUA48060B** | 18000 | 15.2 | 9.5 | 20200 | 18200 | 90.1% | 1.92 | 0 | 11 |  |  |  |  | R-454B | 1.5 | Residential & Commercial | USHP | Ducted CEE Tier 1
214243077 | Central HP <5.4 tons | HEIL | HRCU-A-CB (Split System: Heat Pump with Remote Outdoor Unit-Air-Source) | HVH825GKA2* |  |  | EN(A,D,W)4X48L21**+WALLCON | *80CTL0451712B* | 24000 | 16.5 | 8.1 | 21400 | 16700 | 78.04% | 2 | 0 | 11 |  |  |  |  | R-410A | 2 | Residential & Commercial | USHP | Ducted CEE Tier 1
210597855 | Central HP <5.4 tons | ARCOAIRE | HRCU-A-CB (Split System: Heat Pump with Remote Outdoor Unit-Air-Source) | HVH825GKA2* |  |  | EA*4X42L21A*+WALLCON | *80CTL0901716A* | 23800 | 17.5 | 8.1 | 21400 | 16500 | 77.1% | 1.98 | 0 | 11 |  |  |  |  | R-410A | 1.9833 | Residential & Commercial | USHP | Ducted CEE Tier 1
210598039 | Central HP <5.4 tons | ARCOAIRE | HRCU-A-CB (Split System: Heat Pump with Remote Outdoor Unit-Air-Source) | HVH825GKA2* |  |  | EA*4X48L21A*+WALLCON | *96CTN0801714A* | 24000 | 16.5 | 8.1 | 21000 | 16600 | 79.05% | 2 | 0 | 11 |  |  |  |  | R-410A | 2 | Residential & Commercial | USHP | Ducted CEE Tier 1
212383233 | Central HP <5.4 tons | ARCOAIRE | HRCU-A-CB (Split System: Heat Pump with Remote Outdoor Unit-Air-Source) | DLCURAH36ABK |  |  | EA*4X36L21A* | *95ESN0802120A* | 35800 | 15.5 | 8.1 | 39500 | 35400 | 89.62% | 1.84 | 0 | 9.5 |  |  |  |  | R-410A | 2.9833 | Residential & Commercial | USHP
212384778 | Central HP <5.4 tons | ARCOAIRE | HRCU-A-CB (Split System: Heat Pump with Remote Outdoor Unit-Air-Source) | DLCURAH36ABK |  |  | EN(A,D,W)4X48L21** | *80ES(N,L)0701716A* | 35800 | 16 | 8.1 | 39000 | 34800 | 89.23% | 2 | 0 | 10 |  |  |  |  | R-410A | 2.9833 | Residential & Commercial | USHP | Ducted CEE Tier 1
212980160 | Central HP <5.4 tons | ARCOAIRE | HRCU-A-CB (Split System: Heat Pump with Remote Outdoor Unit-Air-Source) | DLCURAH36ABK |  |  | EA*4X48L21A* | *80MS(N,L)0902116A* | 35600 | 16.5 | 8.5 | 37800 | 34600 | 91.53% | 2.02 | 0 | 10 |  |  |  |  | R-410A | 2.9667 | Residential & Commercial | USHP | Ducted CEE Tier 1
210598071 | Central HP <5.4 tons | ARCOAIRE | HRCU-A-CB (Split System: Heat Pump with Remote Outdoor Unit-Air-Source) | HVH825GKA2* |  |  | EA*4X48L24A*+WALLCON | *95CSU0802120A* | 24200 | 17 | 8.1 | 21000 | 16500 | 78.57% | 2.02 | 0 | 11 |  |  |  |  | R-410A | 2.0167 | Residential & Commercial | USHP | Ducted CEE Tier 1
210598087 | Central HP <5.4 tons | ARCOAIRE | HRCU-A-CB (Split System: Heat Pump with Remote Outdoor Unit-Air-Source) | HVH825GKA2* |  |  | EA*4X48L24A*+WALLCON | *97CMN0602120A* | 24000 | 16.5 | 8.1 | 21000 | 16600 | 79.05% | 2 | 0 | 11 |  |  |  |  | R-410A | 2 | Residential & Commercial | USHP | Ducted CEE Tier 1
210598371 | Central HP <5.4 tons | ARCOAIRE | HRCU-A-CB (Split System: Heat Pump with Remote Outdoor Unit-Air-Source) | HVH825GKA2* |  |  | EN(A,D)4X48L24**+WALLCON | *95CSU1002122A* | 24200 | 17 | 8.1 | 21200 | 16600 | 78.3% | 2.02 | 0 | 11.5 |  |  |  |  | R-410A | 2.0167 | Residential & Commercial | USHP | Ducted CEE Tier 1
216737692 | Central HP <5.4 tons | PAYNE HEATING AND COOLING | HRCU-A-CB (Split System: Heat Pump with Remote Outdoor Unit-Air-Source) | 37MUHAQ24AA3 |  |  | CSAH*3012AM* | PG95MSUA36040B** | 22400 | 15.5 | 8.1 | 21000 | 18900 | 90% | 1.85 | 0 | 10.5 |  |  |  |  | R-454B | 1.8667 | Residential & Commercial | USHP | Ducted CEE Tier 1
212383391 | Central HP <5.4 tons | ARCOAIRE | HRCU-A-CB (Split System: Heat Pump with Remote Outdoor Unit-Air-Source) | DLCURAH36ABK |  |  | EA*4X37L17A* | *80ESU0601716A | 36600 | 15.5 | 8.5 | 39500 | 35000 | 88.61% | 2.04 | 0 | 10 |  |  |  |  | R-410A | 3.05 | Residential & Commercial | USHP | Ducted CEE Tier 1
216734661 | Central HP <5.4 tons | PAYNE HEATING AND COOLING | HRCU-A-CB (Split System: Heat Pump with Remote Outdoor Unit-Air-Source) | 37MUHAQ24AA3 |  |  | CAA**3617AM* | PG96MSAA48060B** | 22200 | 15.5 | 8.1 | 20800 | 18700 | 89.9% | 1.85 | 0 | 10.5 |  |  |  |  | R-454B | 1.85 | Residential & Commercial | USHP | Ducted CEE Tier 1
212983640 | Central HP <5.4 tons | ARCOAIRE | HRCU-A-CB (Split System: Heat Pump with Remote Outdoor Unit-Air-Source) | DLCURAH18ABK |  |  | EA*4X24L14A* | *92MSN0601412A* | 17500 | 16 | 8.5 | 18500 | 19400 | 104.9% | 2.34 | 0 | 10.5 |  |  |  |  | R-410A | 1.4583 | Residential & Commercial | USHP | Ducted CEE Tier 1
216680636 | Central HP <5.4 tons | PAYNE HEATING AND COOLING | HRCU-A-CB (Split System: Heat Pump with Remote Outdoor Unit-Air-Source) | 38MURAQ24AB3* |  |  | CNPV*3617AL* | PG97VTAA48080B** | 23400 | 16.5 | 9 | 25800 | 23800 | 92.25% | 1.78 | 0 | 10 |  |  |  |  | R-410A | 1.95 | Residential & Commercial | USHP | Ducted CEE Tier 1
216681340 | Central HP <5.4 tons | PAYNE HEATING AND COOLING | HRCU-A-CB (Split System: Heat Pump with Remote Outdoor Unit-Air-Source) | 38MURAQ30AB3* |  |  | CAP**4321AL* | PG97VTAA60080C** | 30600 | 15.2 | 9 | 33000 | 26000 | 78.79% | 1.78 | 0 | 9 |  |  |  |  | R-410A | 2.55 | Residential & Commercial | USHP
216682083 | Central HP <5.4 tons | PAYNE HEATING AND COOLING | HRCU-A-CB (Split System: Heat Pump with Remote Outdoor Unit-Air-Source) | 38MURAQ30AB3* |  |  | CAP**4221AL* | PG97VTAA60100C** | 30000 | 15.2 | 8.5 | 34000 | 27000 | 79.41% | 1.75 | 0 | 9 |  |  |  |  | R-410A | 2.5 | Residential & Commercial | USHP
212384291 | Central HP <5.4 tons | ARCOAIRE | HRCU-A-CB (Split System: Heat Pump with Remote Outdoor Unit-Air-Source) | DLCURAH36ABK |  |  | END4X42L17** | *80ES(N,L)0901714A* | 36200 | 15.5 | 8.1 | 39500 | 35000 | 88.61% | 1.98 | 0 | 10 |  |  |  |  | R-410A | 3.0167 | Residential & Commercial | USHP | Ducted CEE Tier 1
212383472 | Central HP <5.4 tons | ARCOAIRE | HRCU-A-CB (Split System: Heat Pump with Remote Outdoor Unit-Air-Source) | DLCURAH36ABK |  |  | EA*4X43L21A* | *92ESN0801716A* | 36400 | 16 | 8.5 | 38500 | 34800 | 90.39% | 2.08 | 0 | 10 |  |  |  |  | R-410A | 3.0333 | Residential & Commercial | USHP | Ducted CEE Tier 1
215676417 | Central HP <5.4 tons | ARCOAIRE | HRCU-A-CB (Split System: Heat Pump with Remote Outdoor Unit-Air-Source) | H5H0V48*K*AAA* |  |  | EVD5X60M21A*+WALLCON | *80CSU0802120A* | 48000 | 19 | 9 | 50000 | 36600 | 73.2% | 2.12 | 0 | 10 |  |  |  |  | R-454B | 4 | Residential & Commercial | USHP | Ducted CEE Tier 1
215676267 | Central HP <5.4 tons | ARCOAIRE | HRCU-A-CB (Split System: Heat Pump with Remote Outdoor Unit-Air-Source) | H5H0V48*K*AAA* |  |  | EVD5X48M24A*+WALLCON | *97CMN1202422B* | 47000 | 18.5 | 9 | 50000 | 36400 | 72.8% | 2 | 0 | 10 |  |  |  |  | R-454B | 3.9167 | Residential & Commercial | USHP | Ducted CEE Tier 1
215676717 | Central HP <5.4 tons | ARCOAIRE | HRCU-A-CB (Split System: Heat Pump with Remote Outdoor Unit-Air-Source) | H5H0V48*K*AAA* |  |  | EVD5X61M21A*+WALLCON | *80CTL0701716B* | 48500 | 19 | 9 | 50000 | 37200 | 74.4% | 1.98 | 0 | 10 |  |  |  |  | R-454B | 4.0417 | Residential & Commercial | USHP | Ducted CEE Tier 1
216737109 | Central HP <5.4 tons | PAYNE HEATING AND COOLING | HRCU-A-CB (Split System: Heat Pump with Remote Outdoor Unit-Air-Source) | 37MUHAQ24AA3 |  |  | CSAH*3012AM* | PG80MS(A,L)A60110C** | 22800 | 15.2 | 8.1 | 21200 | 19000 | 89.62% | 1.9 | 0 | 10.5 |  |  |  |  | R-454B | 1.9 | Residential & Commercial | USHP | Ducted CEE Tier 1
215938368 | Central HP <5.4 tons | ARCOAIRE | HRCU-A-CB (Split System: Heat Pump with Remote Outdoor Unit-Air-Source) | H5H3V48*K*AAA* |  |  | EVD5X60M24A*+WALLCON | *97CMN1002122B* | 45500 | 20.5 | 8.1 | 52500 | 38000 | 72.38% | 1.9 | 0 | 11.5 |  |  |  |  | R-454B | 3.7917 | Residential & Commercial | USHP | Ducted CEE Tier 1
216675775 | Central HP <5.4 tons | ARCOAIRE | HRCU-A-CB (Split System: Heat Pump with Remote Outdoor Unit-Air-Source) | D5CURAH24AAK |  |  | EA*5X24M17A* | *80MS(N,L)0701412A* | 23400 | 15.2 | 8.5 | 24600 | 19600 | 79.67% | 1.9 | 0 | 9.8 |  |  |  |  | R-454B | 1.95 | Residential & Commercial | USHP
216738569 | Central HP <5.4 tons | PAYNE HEATING AND COOLING | HRCU-A-CB (Split System: Heat Pump with Remote Outdoor Unit-Air-Source) | 37MUHAQ24AA3 |  |  | CSAH*3612AM* | PG96MSAA60080C** | 22800 | 15.5 | 8.1 | 20800 | 18500 | 88.94% | 1.85 | 0 | 10.5 |  |  |  |  | R-454B | 1.9 | Residential & Commercial | USHP | Ducted CEE Tier 1
216738819 | Central HP <5.4 tons | PAYNE HEATING AND COOLING | HRCU-A-CB (Split System: Heat Pump with Remote Outdoor Unit-Air-Source) | 37MUHAQ24AA3 |  |  | CSAH*3612AM* | PG96VTAB36060A** | 22600 | 16 | 8.1 | 20800 | 18500 | 88.94% | 1.85 | 0 | 11 |  |  |  |  | R-454B | 1.8833 | Residential & Commercial | USHP | Ducted CEE Tier 1
216734525 | Central HP <5.4 tons | PAYNE HEATING AND COOLING | HRCU-A-CB (Split System: Heat Pump with Remote Outdoor Unit-Air-Source) | 37MUHAQ24AA3 |  |  | CAA**3617AM* | PG80VTLB36070A** | 22600 | 16.5 | 8.5 | 20800 | 18700 | 89.9% | 1.96 | 0 | 11 |  |  |  |  | R-454B | 1.8833 | Residential & Commercial | USHP | Ducted CEE Tier 1
216734800 | Central HP <5.4 tons | PAYNE HEATING AND COOLING | HRCU-A-CB (Split System: Heat Pump with Remote Outdoor Unit-Air-Source) | 37MUHAQ24AA3 |  |  | CAA**3617AM* | PG96VTAB36060A** | 22200 | 16 | 8.1 | 20800 | 18700 | 89.9% | 1.85 | 0 | 10.5 |  |  |  |  | R-454B | 1.85 | Residential & Commercial | USHP | Ducted CEE Tier 1
210597859 | Central HP <5.4 tons | ARCOAIRE | HRCU-A-CB (Split System: Heat Pump with Remote Outdoor Unit-Air-Source) | HVH825GKA2* |  |  | EA*4X42L21A*+WALLCON | *95CSU0601716A* | 23600 | 16.5 | 8.1 | 21400 | 16700 | 78.04% | 1.94 | 0 | 10.5 |  |  |  |  | R-410A | 1.9667 | Residential & Commercial | USHP | Ducted CEE Tier 1
210597875 | Central HP <5.4 tons | ARCOAIRE | HRCU-A-CB (Split System: Heat Pump with Remote Outdoor Unit-Air-Source) | HVH825GKA2* |  |  | EA*4X42L21A*+WALLCON | *96CTN0801714A* | 23600 | 16.5 | 8.1 | 21400 | 16700 | 78.04% | 1.96 | 0 | 11 |  |  |  |  | R-410A | 1.9667 | Residential & Commercial | USHP | Ducted CEE Tier 1
212977684 | Central HP <5.4 tons | PAYNE HEATING AND COOLING | HRCU-A-CB (Split System: Heat Pump with Remote Outdoor Unit-Air-Source) | 38MURAQ24AB3* |  |  | CNPV*3017AL* | PG80MS(A,L)A36045A** | 23600 | 17 | 8.5 | 26400 | 24200 | 91.67% | 2 | 0 | 10.5 |  |  |  |  | R-410A | 1.9667 | Residential & Commercial | USHP | Ducted CEE Tier 1
216675753 | Central HP <5.4 tons | ARCOAIRE | HRCU-A-CB (Split System: Heat Pump with Remote Outdoor Unit-Air-Source) | D5CURAH24AAK |  |  | EA*5X37M21A* | *80MS(N,L)0451714A* | 24400 | 15.2 | 8.5 | 23000 | 19000 | 82.61% | 1.96 | 0 | 10 |  |  |  |  | R-454B | 2.0333 | Residential & Commercial | USHP | Ducted CEE Tier 1
216675567 | Central HP <5.4 tons | ARCOAIRE | HRCU-A-CB (Split System: Heat Pump with Remote Outdoor Unit-Air-Source) | D5CURAH24AAK |  |  | ESH5X36M12A* | *80CSU1002120A* | 25000 | 15.2 | 8.5 | 24200 | 19500 | 80.58% | 1.92 | 0 | 10 |  |  |  |  | R-454B | 2.0833 | Residential & Commercial | USHP | Ducted CEE Tier 1
215676977 | Central HP <5.4 tons | ARCOAIRE | HRCU-A-CB (Split System: Heat Pump with Remote Outdoor Unit-Air-Source) | H5H0V60*K*AAA* |  |  | EVM5X60M21A*+WALLCON | *80CSU1002120A* | 56500 | 18 | 9 | 64000 | 45000 | 70.31% | 2.08 | 0 | 9 |  |  |  |  | R-454B | 4.7083 | Residential & Commercial | USHP
216644666 | Central HP <5.4 tons | PAYNE HEATING AND COOLING | HRCU-A-CB (Split System: Heat Pump with Remote Outdoor Unit-Air-Source) | 37MUHAQ18AA3 |  |  | FM(C,U)5Z30**AL* | 0 | 18500 | 15.5 | 12 | 20600 | 18600 | 90.29% | 2.08 | 0 | 11.5 |  |  |  |  | R-454B | 1.5417 | Residential & Commercial | USHP | Ducted CEE Tier 1
215675427 | Central HP <5.4 tons | ARCOAIRE | HRCU-A-CB (Split System: Heat Pump with Remote Outdoor Unit-Air-Source) | H5H0V48*K*AAA* |  |  | EVM5X48M21A*+WALLCON | *95CSU1002122B* | 47000 | 18 | 9 | 50000 | 36400 | 72.8% | 2.02 | 0 | 10 |  |  |  |  | R-454B | 3.9167 | Residential & Commercial | USHP | Ducted CEE Tier 1
210599620 | Central HP <5.4 tons | ARCOAIRE | HRCU-A-CB (Split System: Heat Pump with Remote Outdoor Unit-Air-Source) | HVH837GKA** |  |  | EN(A,D,W)4X60L24**+WALLCON | *97CMN1202422A* | 32800 | 17.5 | 8.1 | 32200 | 24800 | 77.02% | 1.96 | 0 | 11.7 |  |  |  |  | R-410A | 2.7333 | Residential & Commercial | USHP | Ducted CEE Tier 1
210597943 | Central HP <5.4 tons | ARCOAIRE | HRCU-A-CB (Split System: Heat Pump with Remote Outdoor Unit-Air-Source) | HVH825GKA2* |  |  | EA*4X43L21A*+WALLCON | *80CSU1002120A* | 24400 | 16.5 | 8.1 | 21200 | 16700 | 78.77% | 2.02 | 0 | 11 |  |  |  |  | R-410A | 2.0333 | Residential & Commercial | USHP | Ducted CEE Tier 1
210598027 | Central HP <5.4 tons | ARCOAIRE | HRCU-A-CB (Split System: Heat Pump with Remote Outdoor Unit-Air-Source) | HVH825GKA2* |  |  | EA*4X48L21A*+WALLCON | *95CSU0802120A* | 24200 | 17 | 8.1 | 21000 | 16500 | 78.57% | 2.02 | 0 | 11 |  |  |  |  | R-410A | 2.0167 | Residential & Commercial | USHP | Ducted CEE Tier 1
210598043 | Central HP <5.4 tons | ARCOAIRE | HRCU-A-CB (Split System: Heat Pump with Remote Outdoor Unit-Air-Source) | HVH825GKA2* |  |  | EA*4X48L21A*+WALLCON | *96CTN1002122A* | 24000 | 16.5 | 8.1 | 21000 | 16500 | 78.57% | 2.02 | 0 | 11 |  |  |  |  | R-410A | 2 | Residential & Commercial | USHP | Ducted CEE Tier 1
210598295 | Central HP <5.4 tons | ARCOAIRE | HRCU-A-CB (Split System: Heat Pump with Remote Outdoor Unit-Air-Source) | HVH825GKA2* |  |  | EHD4X48AAL+WALLCON | *96CTN1202422A* | 24200 | 16.5 | 8.1 | 21200 | 16600 | 78.3% | 2.02 | 0 | 11 |  |  |  |  | R-410A | 2.0167 | Residential & Commercial | USHP | Ducted CEE Tier 1
216675740 | Central HP <5.4 tons | PAYNE HEATING AND COOLING | HRCU-A-CB (Split System: Heat Pump with Remote Outdoor Unit-Air-Source) | 37MURAQ24AA3 |  |  | CAA**2517AM* | PG80MS(A,L)A42045B** | 24200 | 15.2 | 8.5 | 23200 | 19100 | 82.33% | 1.96 | 0 | 10 |  |  |  |  | R-454B | 2.0167 | Residential & Commercial | USHP | Ducted CEE Tier 1
216734843 | Central HP <5.4 tons | PAYNE HEATING AND COOLING | HRCU-A-CB (Split System: Heat Pump with Remote Outdoor Unit-Air-Source) | 37MUHAQ24AA3 |  |  | CAA**3617AM* | PG97VTAA48080B** | 22200 | 16 | 8.1 | 20800 | 18700 | 89.9% | 1.85 | 0 | 10.5 |  |  |  |  | R-454B | 1.85 | Residential & Commercial | USHP | Ducted CEE Tier 1
216735320 | Central HP <5.4 tons | PAYNE HEATING AND COOLING | HRCU-A-CB (Split System: Heat Pump with Remote Outdoor Unit-Air-Source) | 37MUHAQ24AA3 |  |  | CAA**3717AM* | PG96VTAB36040B** | 22800 | 16 | 8.5 | 20800 | 18600 | 89.42% | 1.96 | 0 | 10.5 |  |  |  |  | R-454B | 1.9 | Residential & Commercial | USHP | Ducted CEE Tier 1
216735488 | Central HP <5.4 tons | PAYNE HEATING AND COOLING | HRCU-A-CB (Split System: Heat Pump with Remote Outdoor Unit-Air-Source) | 37MUHAQ24AA3 |  |  | CAA**3721AM* | PG80MS(A,L)A42090B** | 23000 | 16 | 8.5 | 20600 | 18400 | 89.32% | 1.98 | 0 | 11 |  |  |  |  | R-454B | 1.9167 | Residential & Commercial | USHP | Ducted CEE Tier 1
216735904 | Central HP <5.4 tons | PAYNE HEATING AND COOLING | HRCU-A-CB (Split System: Heat Pump with Remote Outdoor Unit-Air-Source) | 37MUHAQ24AA3 |  |  | CAA**3721AM* | PG95MSUA36040B** | 23000 | 16.5 | 8.5 | 20600 | 18400 | 89.32% | 1.9 | 0 | 11 |  |  |  |  | R-454B | 1.9167 | Residential & Commercial | USHP | Ducted CEE Tier 1
216736047 | Central HP <5.4 tons | PAYNE HEATING AND COOLING | HRCU-A-CB (Split System: Heat Pump with Remote Outdoor Unit-Air-Source) | 37MUHAQ24AA3 |  |  | CAA**3721AM* | PG97VTAA48060B** | 23000 | 16.5 | 8.5 | 20600 | 18400 | 89.32% | 1.96 | 0 | 11 |  |  |  |  | R-454B | 1.9167 | Residential & Commercial | USHP | Ducted CEE Tier 1
216736892 | Central HP <5.4 tons | PAYNE HEATING AND COOLING | HRCU-A-CB (Split System: Heat Pump with Remote Outdoor Unit-Air-Source) | 37MUHAQ24AA3 |  |  | CSAH*2412AM* | PG96VTAB66120D** | 22400 | 15.2 | 8.1 | 21200 | 19100 | 90.09% | 1.85 | 0 | 10.5 |  |  |  |  | R-454B | 1.8667 | Residential & Commercial | USHP | Ducted CEE Tier 1
211240619 | Central HP <5.4 tons | ARCOAIRE | HRCU-A-CB (Split System: Heat Pump with Remote Outdoor Unit-Air-Source) | DLCURAH24ABK |  |  | EA*4X24L17A* | *96VTN0601714A* | 23600 | 16 | 8.5 | 26800 | 24400 | 91.04% | 2.02 | 0 | 10 |  |  |  |  | R-410A | 1.9667 | Residential & Commercial | USHP | Ducted CEE Tier 1
211240385 | Central HP <5.4 tons | ARCOAIRE | HRCU-A-CB (Split System: Heat Pump with Remote Outdoor Unit-Air-Source) | DLCURAH24ABK |  |  | EA*4X24L17A* | *96VSN0601714A* | 23800 | 16 | 8.5 | 26800 | 24000 | 89.55% | 1.98 | 0 | 10 |  |  |  |  | R-410A | 1.9833 | Residential & Commercial | USHP | Ducted CEE Tier 1
211240412 | Central HP <5.4 tons | ARCOAIRE | HRCU-A-CB (Split System: Heat Pump with Remote Outdoor Unit-Air-Source) | DLCURAH24ABK |  |  | EA*4X24L17A* | *96VSN0601412A* | 23200 | 16.5 | 8.5 | 26400 | 25600 | 96.97% | 2.14 | 0 | 10 |  |  |  |  | R-410A | 1.9333 | Residential & Commercial | USHP | Ducted CEE Tier 1
211240421 | Central HP <5.4 tons | ARCOAIRE | HRCU-A-CB (Split System: Heat Pump with Remote Outdoor Unit-Air-Source) | DLCURAH24ABK |  |  | EA*4X24L17A* | *96VSN0801716A* | 23800 | 16.5 | 8.5 | 26800 | 24000 | 89.55% | 1.98 | 0 | 10 |  |  |  |  | R-410A | 1.9833 | Residential & Commercial | USHP | Ducted CEE Tier 1
211240794 | Central HP <5.4 tons | ARCOAIRE | HRCU-A-CB (Split System: Heat Pump with Remote Outdoor Unit-Air-Source) | DLCURAH24ABK |  |  | EA*4X24L17A* | OMV112K14A | 23800 | 15.5 | 8.5 | 27000 | 24000 | 88.89% | 1.96 | 0 | 10 |  |  |  |  | R-410A | 1.9833 | Residential & Commercial | USHP | Ducted CEE Tier 1
211240710 | Central HP <5.4 tons | ARCOAIRE | HRCU-A-CB (Split System: Heat Pump with Remote Outdoor Unit-Air-Source) | DLCURAH24ABK |  |  | EA*4X24L17A* | *95ESN0601714A* | 24400 | 15.5 | 8.5 | 27200 | 23200 | 85.29% | 1.9 | 0 | 10 |  |  |  |  | R-410A | 2.0333 | Residential & Commercial | USHP | Ducted CEE Tier 1
211239224 | Central HP <5.4 tons | ARCOAIRE | HRCU-A-CB (Split System: Heat Pump with Remote Outdoor Unit-Air-Source) | DLCURAH24ABK |  |  | FJMA4*24L*B* | 0 | 24000 | 16 | 9 | 26400 | 23400 | 88.64% | 1.92 | 0 | 10 |  |  |  |  | R-410A | 2 | Residential & Commercial | USHP | Ducted CEE Tier 1
211241248 | Central HP <5.4 tons | ARCOAIRE | HRCU-A-CB (Split System: Heat Pump with Remote Outdoor Unit-Air-Source) | DLCURAH24ABK |  |  | EA*4X30L14A* | *96VSN0401410A* | 23600 | 15.5 | 8.5 | 26200 | 23600 | 90.08% | 1.94 | 0 | 10 |  |  |  |  | R-410A | 1.9667 | Residential & Commercial | USHP | Ducted CEE Tier 1
211243184 | Central HP <5.4 tons | ARCOAIRE | HRCU-A-CB (Split System: Heat Pump with Remote Outdoor Unit-Air-Source) | DLCURAH24ABK |  |  | EA*4X37L17A* | OMV112K14A | 24800 | 16 | 8.5 | 25800 | 21400 | 82.95% | 1.78 | 0 | 10 |  |  |  |  | R-410A | 2.0667 | Residential & Commercial | USHP | Ducted CEE Tier 1
211243229 | Central HP <5.4 tons | ARCOAIRE | HRCU-A-CB (Split System: Heat Pump with Remote Outdoor Unit-Air-Source) | DLCURAH24ABK |  |  | EA*4X37L21A* | *96VSN0802120A* | 24600 | 17 | 8.5 | 25200 | 21000 | 83.33% | 1.78 | 0 | 10.5 |  |  |  |  | R-410A | 2.05 | Residential & Commercial | USHP | Ducted CEE Tier 1
211242500 | Central HP <5.4 tons | ARCOAIRE | HRCU-A-CB (Split System: Heat Pump with Remote Outdoor Unit-Air-Source) | DLCURAH24ABK |  |  | EA*4X36L21A* | *95ESN0401712A* | 24200 | 15.2 | 8.5 | 26400 | 22600 | 85.61% | 1.84 | 0 | 9.5 |  |  |  |  | R-410A | 2.0167 | Residential & Commercial | USHP
211241764 | Central HP <5.4 tons | ARCOAIRE | HRCU-A-CB (Split System: Heat Pump with Remote Outdoor Unit-Air-Source) | DLCURAH24ABK |  |  | EA*4X30L17A* | *80ES(N,L)0701412A* | 24200 | 16.5 | 8.5 | 26400 | 22800 | 86.36% | 1.88 | 0 | 10 |  |  |  |  | R-410A | 2.0167 | Residential & Commercial | USHP | Ducted CEE Tier 1
211241916 | Central HP <5.4 tons | ARCOAIRE | HRCU-A-CB (Split System: Heat Pump with Remote Outdoor Unit-Air-Source) | DLCURAH24ABK |  |  | EA*4X36L17A* | *80VSL0451716A* | 24200 | 16.5 | 8.5 | 26200 | 22600 | 86.26% | 1.86 | 0 | 10 |  |  |  |  | R-410A | 2.0167 | Residential & Commercial | USHP | Ducted CEE Tier 1
211241991 | Central HP <5.4 tons | ARCOAIRE | HRCU-A-CB (Split System: Heat Pump with Remote Outdoor Unit-Air-Source) | DLCURAH24ABK |  |  | EA*4X36L17A* | *80VTL0701716A* | 24200 | 17 | 8.5 | 26000 | 22600 | 86.92% | 1.88 | 0 | 10 |  |  |  |  | R-410A | 2.0167 | Residential & Commercial | USHP | Ducted CEE Tier 1
211242023 | Central HP <5.4 tons | ARCOAIRE | HRCU-A-CB (Split System: Heat Pump with Remote Outdoor Unit-Air-Source) | DLCURAH24ABK |  |  | EA*4X36L17A* | *95ESN0601412A* | 24400 | 15.5 | 8.5 | 26600 | 22400 | 84.21% | 1.84 | 0 | 10 |  |  |  |  | R-410A | 2.0333 | Residential & Commercial | USHP | Ducted CEE Tier 1
211242123 | Central HP <5.4 tons | ARCOAIRE | HRCU-A-CB (Split System: Heat Pump with Remote Outdoor Unit-Air-Source) | DLCURAH24ABK |  |  | EA*4X36L17A* | *92ESN0601412A* | 23600 | 17 | 8.5 | 25600 | 23600 | 92.19% | 1.96 | 0 | 10 |  |  |  |  | R-410A | 1.9667 | Residential & Commercial | USHP | Ducted CEE Tier 1
211244413 | Central HP <5.4 tons | ARCOAIRE | HRCU-A-CB (Split System: Heat Pump with Remote Outdoor Unit-Air-Source) | DLCURAH24ABK |  |  | EN(A,D)4X30L17** | *80VSL0451412A* | 23400 | 16.5 | 8.1 | 25800 | 24200 | 93.8% | 2 | 0 | 10 |  |  |  |  | R-410A | 1.95 | Residential & Commercial | USHP | Ducted CEE Tier 1
211244440 | Central HP <5.4 tons | ARCOAIRE | HRCU-A-CB (Split System: Heat Pump with Remote Outdoor Unit-Air-Source) | DLCURAH24ABK |  |  | EN(A,D)4X30L17** | *96VSN0401410A* | 23400 | 16 | 8.1 | 25800 | 24000 | 93.02% | 2 | 0 | 10 |  |  |  |  | R-410A | 1.95 | Residential & Commercial | USHP | Ducted CEE Tier 1
211244488 | Central HP <5.4 tons | ARCOAIRE | HRCU-A-CB (Split System: Heat Pump with Remote Outdoor Unit-Air-Source) | DLCURAH24ABK |  |  | EN(A,D)4X30L17** | *80ES(N,L)0701716A* | 24800 | 16 | 8.1 | 26800 | 22200 | 82.84% | 1.82 | 0 | 10.5 |  |  |  |  | R-410A | 2.0667 | Residential & Commercial | USHP | Ducted CEE Tier 1
211244215 | Central HP <5.4 tons | ARCOAIRE | HRCU-A-CB (Split System: Heat Pump with Remote Outdoor Unit-Air-Source) | DLCURAH24ABK |  |  | EN(A,D)4X24L17** | *92ESN0401712A* | 23200 | 15.5 | 8.5 | 26600 | 24200 | 90.98% | 1.98 | 0 | 10 |  |  |  |  | R-410A | 1.9333 | Residential & Commercial | USHP | Ducted CEE Tier 1
216737226 | Central HP <5.4 tons | COMFORTMAKER | HRCU-A-CB (Split System: Heat Pump with Remote Outdoor Unit-Air-Source) | D5CUHAH24AAK |  |  | ESH5X30M12A* | *80MSU0601716A* | 22800 | 16 | 8.5 | 21200 | 19000 | 89.62% | 1.96 | 0 | 10.5 |  |  |  |  | R-454B | 1.9 | Residential & Commercial | USHP | Ducted CEE Tier 1
216732987 | Central HP <5.4 tons | ARCOAIRE | HRCU-A-CB (Split System: Heat Pump with Remote Outdoor Unit-Air-Source) | D5CUHAH24AAK |  |  | EA*5X24M17A* | *96VSN0801716B* | 22200 | 16 | 8.5 | 21200 | 19200 | 90.57% | 1.96 | 0 | 10.5 |  |  |  |  | R-454B | 1.85 | Residential & Commercial | USHP | Ducted CEE Tier 1
216733057 | Central HP <5.4 tons | ARCOAIRE | HRCU-A-CB (Split System: Heat Pump with Remote Outdoor Unit-Air-Source) | D5CUHAH24AAK |  |  | EA*5X24M17A* | *96VTN0401712B* | 22000 | 15.5 | 8.5 | 21200 | 19300 | 91.04% | 1.98 | 0 | 10 |  |  |  |  | R-454B | 1.8333 | Residential & Commercial | USHP | Ducted CEE Tier 1
216732796 | Central HP <5.4 tons | ARCOAIRE | HRCU-A-CB (Split System: Heat Pump with Remote Outdoor Unit-Air-Source) | D5CUHAH24AAK |  |  | EA*5X24M17A* | *80CTL0701716B* | 22200 | 16 | 8.5 | 21200 | 19200 | 90.57% | 1.96 | 0 | 10.5 |  |  |  |  | R-454B | 1.85 | Residential & Commercial | USHP | Ducted CEE Tier 1
216733548 | Central HP <5.4 tons | ARCOAIRE | HRCU-A-CB (Split System: Heat Pump with Remote Outdoor Unit-Air-Source) | D5CUHAH24AAK |  |  | EA*5X25M17A* | *96CTN0601714B* | 23000 | 16.5 | 8.5 | 20800 | 18500 | 88.94% | 1.96 | 0 | 11 |  |  |  |  | R-454B | 1.9167 | Residential & Commercial | USHP | Ducted CEE Tier 1
216733246 | Central HP <5.4 tons | ARCOAIRE | HRCU-A-CB (Split System: Heat Pump with Remote Outdoor Unit-Air-Source) | D5CUHAH24AAK |  |  | EA*5X25M17A* | *80VSL0901716B* | 23200 | 16.5 | 8.5 | 20800 | 18500 | 88.94% | 1.96 | 0 | 11 |  |  |  |  | R-454B | 1.9333 | Residential & Commercial | USHP | Ducted CEE Tier 1
214280308 | Central HP <5.4 tons | PAYNE HEATING AND COOLING | HRCU-A-CB (Split System: Heat Pump with Remote Outdoor Unit-Air-Source) | 38MURAQ36AB3* |  |  | CAP**4821AL* | PG96MSAA48060B** | 35600 | 15.5 | 8.5 | 38000 | 34800 | 91.58% | 2.04 | 0 | 9.5 |  |  |  |  | R-410A | 2.9667 | Residential & Commercial | USHP
215389775 | Central HP <5.4 tons | PAYNE HEATING AND COOLING | HRCU-A-CB (Split System: Heat Pump with Remote Outdoor Unit-Air-Source) | 38MURAQ36AB3* |  |  | CAP**3617AL* | PG96VTAB48060B** | 34800 | 15.2 | 8.1 | 38500 | 35200 | 91.43% | 1.8 | 0 | 9.5 |  |  |  |  | R-410A | 2.9 | Residential & Commercial | USHP
211227124 | Central HP <5.4 tons | ARCOAIRE | HRCU-A-CB (Split System: Heat Pump with Remote Outdoor Unit-Air-Source) | DLCURAH36ABK |  |  | EA*4X37L21A* | *96VSN1002120A* | 36400 | 16 | 8.5 | 38500 | 34800 | 90.39% | 2.08 | 0 | 10 |  |  |  |  | R-410A | 3.0333 | Residential & Commercial | USHP | Ducted CEE Tier 1
212383210 | Central HP <5.4 tons | ARCOAIRE | HRCU-A-CB (Split System: Heat Pump with Remote Outdoor Unit-Air-Source) | DLCURAH36ABK |  |  | EA*4X36L21A* | *95ESU1002120A* | 35400 | 16 | 8.1 | 39500 | 35200 | 89.11% | 1.82 | 0 | 9.5 |  |  |  |  | R-410A | 2.95 | Residential & Commercial | USHP
216679436 | Central HP <5.4 tons | PAYNE HEATING AND COOLING | HRCU-A-CB (Split System: Heat Pump with Remote Outdoor Unit-Air-Source) | 38MURAQ24AB3* |  |  | CAP**3717AL* | PG97VTAA48060B** | 24000 | 17 | 9 | 25200 | 22000 | 87.3% | 1.76 | 0 | 10 |  |  |  |  | R-410A | 2 | Residential & Commercial | USHP | Ducted CEE Tier 1
212975789 | Central HP <5.4 tons | ARCOAIRE | HRCU-A-CB (Split System: Heat Pump with Remote Outdoor Unit-Air-Source) | DLCURAH18ABK |  |  | EA*4X24L17A* | *96VTN0801716B* | 17200 | 16 | 8.5 | 18200 | 19400 | 106.6% | 2.34 | 0 | 10.5 |  |  |  |  | R-410A | 1.4333 | Residential & Commercial | USHP | Ducted CEE Tier 1
212384353 | Central HP <5.4 tons | ARCOAIRE | HRCU-A-CB (Split System: Heat Pump with Remote Outdoor Unit-Air-Source) | DLCURAH36ABK |  |  | END4X42L17** | *80ESU0601716A | 36400 | 15.5 | 8.1 | 39500 | 35000 | 88.61% | 1.98 | 0 | 10 |  |  |  |  | R-410A | 3.0333 | Residential & Commercial | USHP | Ducted CEE Tier 1
212384830 | Central HP <5.4 tons | ARCOAIRE | HRCU-A-CB (Split System: Heat Pump with Remote Outdoor Unit-Air-Source) | DLCURAH36ABK |  |  | FJMA4*42L*C* | 0 | 37000 | 16 | 8.1 | 39000 | 34800 | 89.23% | 2 | 0 | 10 |  |  |  |  | R-410A | 3.0833 | Residential & Commercial | USHP | Ducted CEE Tier 1
212984993 | Central HP <5.4 tons | ARCOAIRE | HRCU-A-CB (Split System: Heat Pump with Remote Outdoor Unit-Air-Source) | DLCURAH30ABK |  |  | EA*4X42L24A* | *92MSN0802120A* | 30200 | 15.2 | 8.1 | 34200 | 27400 | 80.12% | 1.8 | 0 | 9 |  |  |  |  | R-410A | 2.5167 | Residential & Commercial | USHP
213076500 | Central HP <5.4 tons | ARCOAIRE | HRCU-A-CB (Split System: Heat Pump with Remote Outdoor Unit-Air-Source) | DLCURAH36ABK |  |  | EA*4X37L21A* | *80VTL0701716B* | 36200 | 16 | 8.5 | 38000 | 34800 | 91.58% | 2.04 | 0 | 10 |  |  |  |  | R-410A | 3.0167 | Residential & Commercial | USHP | Ducted CEE Tier 1
211222740 | Central HP <5.4 tons | ARCOAIRE | HRCU-A-CB (Split System: Heat Pump with Remote Outdoor Unit-Air-Source) | DLCURAH30ABK |  |  | FM(C,U)4Z30**AL* | 0 | 30400 | 15.5 | 8.5 | 35000 | 27400 | 78.29% | 1.82 | 0 | 9 |  |  |  |  | R-410A | 2.5333 | Residential & Commercial | USHP
211714355 | Central HP <5.4 tons | ARCOAIRE | HRCU-A-CB (Split System: Heat Pump with Remote Outdoor Unit-Air-Source) | DLCURAH30ABK |  |  | EN(A,D,W)4X42L21** | *96VTN1002122A* | 30000 | 15.2 | 8.1 | 34000 | 27200 | 80% | 1.8 | 0 | 9 |  |  |  |  | R-410A | 2.5 | Residential & Commercial | USHP
211713349 | Central HP <5.4 tons | ARCOAIRE | HRCU-A-CB (Split System: Heat Pump with Remote Outdoor Unit-Air-Source) | DLCURAH30ABK |  |  | EA*4X43L21A* | *92ESN0802120A* | 31200 | 15.2 | 8.5 | 33600 | 26000 | 77.38% | 1.88 | 0 | 9 |  |  |  |  | R-410A | 2.6 | Residential & Commercial | USHP
211712649 | Central HP <5.4 tons | ARCOAIRE | HRCU-A-CB (Split System: Heat Pump with Remote Outdoor Unit-Air-Source) | DLCURAH30ABK |  |  | EA*4X42L24A* | *96VTN1002122A* | 29600 | 15.2 | 8.1 | 33800 | 27200 | 80.47% | 1.78 | 0 | 9 |  |  |  |  | R-410A | 2.4667 | Residential & Commercial | USHP
211712774 | Central HP <5.4 tons | ARCOAIRE | HRCU-A-CB (Split System: Heat Pump with Remote Outdoor Unit-Air-Source) | DLCURAH30ABK |  |  | EA*4X42L24A* | *96VTN0802120A* | 29600 | 15.2 | 8.1 | 33600 | 27400 | 81.55% | 1.78 | 0 | 9 |  |  |  |  | R-410A | 2.4667 | Residential & Commercial | USHP
213075950 | Central HP <5.4 tons | ARCOAIRE | HRCU-A-CB (Split System: Heat Pump with Remote Outdoor Unit-Air-Source) | DLCURAH36ABK |  |  | EA*4X48L24A* | *95MSU1002120A* | 36000 | 16.5 | 8.5 | 38000 | 34800 | 91.58% | 2.04 | 0 | 10 |  |  |  |  | R-410A | 3 | Residential & Commercial | USHP | Ducted CEE Tier 1
212983721 | Central HP <5.4 tons | ARCOAIRE | HRCU-A-CB (Split System: Heat Pump with Remote Outdoor Unit-Air-Source) | DLCURAH18ABK |  |  | EN(A,D)4X30L14** | *92MSN0601412A* | 17400 | 16 | 8.1 | 17900 | 18600 | 103.9% | 2.24 | 0 | 11 |  |  |  |  | R-410A | 1.45 | Residential & Commercial | USHP | Ducted CEE Tier 1
212983287 | Central HP <5.4 tons | ARCOAIRE | HRCU-A-CB (Split System: Heat Pump with Remote Outdoor Unit-Air-Source) | DLCURAH18ABK |  |  | EA*4X30L17A* | *92MSN0401712A* | 17300 | 15.5 | 8.5 | 18100 | 18800 | 103.9% | 2.24 | 0 | 10.5 |  |  |  |  | R-410A | 1.4417 | Residential & Commercial | USHP | Ducted CEE Tier 1
213774639 | Central HP <5.4 tons | ARCOAIRE | HRCU-A-CB (Split System: Heat Pump with Remote Outdoor Unit-Air-Source) | HVH825GKA3* |  |  | EHD4X48AAL+WALLCON | *97CMN0601714B* | 24000 | 15.5 | 8.1 | 21400 | 16700 | 78.04% | 2 | 0 | 10.5 |  |  |  |  | R-410A | 2 | Residential & Commercial | USHP | Ducted CEE Tier 1
213774439 | Central HP <5.4 tons | ARCOAIRE | HRCU-A-CB (Split System: Heat Pump with Remote Outdoor Unit-Air-Source) | HVH825GKA3* |  |  | EHD4X42AAL+WALLCON | *80CTL1102120B* | 24200 | 16 | 8.1 | 21400 | 16600 | 77.57% | 2 | 0 | 10.5 |  |  |  |  | R-410A | 2.0167 | Residential & Commercial | USHP | Ducted CEE Tier 1
211230144 | Central HP <5.4 tons | ARCOAIRE | HRCU-A-CB (Split System: Heat Pump with Remote Outdoor Unit-Air-Source) | DLCURAH36ABK |  |  | EN(A,D,W)4X48L21** | *92ESN1002120A* | 35800 | 16.5 | 8.1 | 38500 | 34800 | 90.39% | 2 | 0 | 10 |  |  |  |  | R-410A | 2.9833 | Residential & Commercial | USHP | Ducted CEE Tier 1
211230379 | Central HP <5.4 tons | ARCOAIRE | HRCU-A-CB (Split System: Heat Pump with Remote Outdoor Unit-Air-Source) | DLCURAH36ABK |  |  | EN(A,D,W)4X48L21** | OMV112K14A | 35800 | 15.5 | 8.1 | 38500 | 35000 | 90.91% | 2 | 0 | 10 |  |  |  |  | R-410A | 2.9833 | Residential & Commercial | USHP | Ducted CEE Tier 1
211228776 | Central HP <5.4 tons | ARCOAIRE | HRCU-A-CB (Split System: Heat Pump with Remote Outdoor Unit-Air-Source) | DLCURAH36ABK |  |  | EA*4X48L21A* | *80ES(N,L)0901714A* | 36400 | 16 | 8.5 | 38500 | 34800 | 90.39% | 2.08 | 0 | 10 |  |  |  |  | R-410A | 3.0333 | Residential & Commercial | USHP | Ducted CEE Tier 1
215667822 | Central HP <5.4 tons | ARCOAIRE | HRCU-A-CB (Split System: Heat Pump with Remote Outdoor Unit-Air-Source) | H5H0V24*K*AAA* |  |  | EA*5X37M21A*+WALLCON | *80CSU0601716A* | 24000 | 17.5 | 9 | 23200 | 16300 | 70.26% | 2.02 | 0 | 10.5 |  |  |  |  | R-454B | 2 | Residential & Commercial | USHP | Ducted CEE Tier 1
215667221 | Central HP <5.4 tons | ARCOAIRE | HRCU-A-CB (Split System: Heat Pump with Remote Outdoor Unit-Air-Source) | H5H0V24*K*AAA* |  |  | EA*5X25M17A*+WALLCON | *80CTL0901716B* | 24000 | 17.5 | 9 | 23200 | 16400 | 70.69% | 2 | 0 | 10.5 |  |  |  |  | R-454B | 2 | Residential & Commercial | USHP | Ducted CEE Tier 1
215667257 | Central HP <5.4 tons | ARCOAIRE | HRCU-A-CB (Split System: Heat Pump with Remote Outdoor Unit-Air-Source) | H5H0V24*K*AAA* |  |  | EA*5X25M17A*+WALLCON | *97CMN0801714B* | 23800 | 17 | 9 | 23400 | 16400 | 70.09% | 2 | 0 | 10.5 |  |  |  |  | R-454B | 1.9833 | Residential & Commercial | USHP | Ducted CEE Tier 1
215667491 | Central HP <5.4 tons | ARCOAIRE | HRCU-A-CB (Split System: Heat Pump with Remote Outdoor Unit-Air-Source) | H5H0V24*K*AAA* |  |  | EA*5X30M17A*+WALLCON | *97CMN0801714B* | 23000 | 17 | 8.5 | 23800 | 16700 | 70.17% | 1.86 | 0 | 10 |  |  |  |  | R-454B | 1.9167 | Residential & Commercial | USHP | Ducted CEE Tier 1
215667806 | Central HP <5.4 tons | ARCOAIRE | HRCU-A-CB (Split System: Heat Pump with Remote Outdoor Unit-Air-Source) | H5H0V24*K*AAA* |  |  | EA*5X37M17A*+WALLCON | *96CTN0801714B* | 23800 | 17 | 9 | 23400 | 16500 | 70.51% | 2 | 0 | 10.5 |  |  |  |  | R-454B | 1.9833 | Residential & Commercial | USHP | Ducted CEE Tier 1
216679904 | Central HP <5.4 tons | PAYNE HEATING AND COOLING | HRCU-A-CB (Split System: Heat Pump with Remote Outdoor Unit-Air-Source) | 38MURAQ36AB3* |  |  | CSPH*4212AL* | PG97VTAA48080B** | 35600 | 15.2 | 8.5 | 38500 | 34600 | 89.87% | 1.8 | 0 | 9.8 |  |  |  |  | R-410A | 2.9667 | Residential & Commercial | USHP
210598474 | Central HP <5.4 tons | ARCOAIRE | HRCU-A-CB (Split System: Heat Pump with Remote Outdoor Unit-Air-Source) | HVH825GKA2* |  |  | EN(A,D,W)4X48L21**+WALLCON | *80CSU0601716A* | 24200 | 17 | 8.1 | 21400 | 16600 | 77.57% | 2.02 | 0 | 11 |  |  |  |  | R-410A | 2.0167 | Residential & Commercial | USHP | Ducted CEE Tier 1
213771569 | Central HP <5.4 tons | ARCOAIRE | HRCU-A-CB (Split System: Heat Pump with Remote Outdoor Unit-Air-Source) | HVH825GKA2* |  |  | EA*4X48L21A*+WALLCON | *80CTL0701716B* | 24000 | 17 | 8.1 | 21000 | 16500 | 78.57% | 2 | 0 | 11 |  |  |  |  | R-410A | 2 | Residential & Commercial | USHP | Ducted CEE Tier 1
213771719 | Central HP <5.4 tons | ARCOAIRE | HRCU-A-CB (Split System: Heat Pump with Remote Outdoor Unit-Air-Source) | HVH825GKA2* |  |  | EA*4X48L24A*+WALLCON | *97CMN1202422B* | 24000 | 16.5 | 8.1 | 21000 | 16500 | 78.57% | 2.02 | 0 | 11 |  |  |  |  | R-410A | 2 | Residential & Commercial | USHP | Ducted CEE Tier 1
212982712 | Central HP <5.4 tons | ARCOAIRE | HRCU-A-CB (Split System: Heat Pump with Remote Outdoor Unit-Air-Source) | DLCURAH24ABK |  |  | EA*4X37L21A* | *80MSU0601716A* | 24200 | 17.5 | 8.5 | 24800 | 21400 | 86.29% | 1.8 | 0 | 10.5 |  |  |  |  | R-410A | 2.0167 | Residential & Commercial | USHP | Ducted CEE Tier 1
212973845 | Central HP <5.4 tons | ARCOAIRE | HRCU-A-CB (Split System: Heat Pump with Remote Outdoor Unit-Air-Source) | DLCURAH24ABK |  |  | EA*4X30L17A* | *96VSN0801716B* | 23400 | 17 | 8.5 | 26200 | 25000 | 95.42% | 2.08 | 0 | 10 |  |  |  |  | R-410A | 1.95 | Residential & Commercial | USHP | Ducted CEE Tier 1
212975033 | Central HP <5.4 tons | ARCOAIRE | HRCU-A-CB (Split System: Heat Pump with Remote Outdoor Unit-Air-Source) | DLCURAH24ABK |  |  | EN(A,D)4X30L14** | *96VTN0401410B* | 23200 | 15.5 | 8.1 | 25800 | 24200 | 93.8% | 2 | 0 | 10 |  |  |  |  | R-410A | 1.9333 | Residential & Commercial | USHP | Ducted CEE Tier 1
212974095 | Central HP <5.4 tons | ARCOAIRE | HRCU-A-CB (Split System: Heat Pump with Remote Outdoor Unit-Air-Source) | DLCURAH24ABK |  |  | EA*4X36L21A* | *96VSN0802120B* | 24000 | 17 | 8.5 | 26400 | 23400 | 88.64% | 1.94 | 0 | 10 |  |  |  |  | R-410A | 2 | Residential & Commercial | USHP | Ducted CEE Tier 1
212973895 | Central HP <5.4 tons | ARCOAIRE | HRCU-A-CB (Split System: Heat Pump with Remote Outdoor Unit-Air-Source) | DLCURAH24ABK |  |  | EN(A,D)4X24L17** | *96VSN0801716B* | 23400 | 16.5 | 8.5 | 27000 | 24800 | 91.85% | 2.04 | 0 | 10 |  |  |  |  | R-410A | 1.95 | Residential & Commercial | USHP | Ducted CEE Tier 1
216736332 | Central HP <5.4 tons | PAYNE HEATING AND COOLING | HRCU-A-CB (Split System: Heat Pump with Remote Outdoor Unit-Air-Source) | 37MUHAQ24AA3 |  |  | CSAH*2412AM* | PG80MSUA36040B** | 22400 | 15.5 | 8.1 | 21200 | 19000 | 89.62% | 1.85 | 0 | 10.5 |  |  |  |  | R-454B | 1.8667 | Residential & Commercial | USHP | Ducted CEE Tier 1
216736934 | Central HP <5.4 tons | PAYNE HEATING AND COOLING | HRCU-A-CB (Split System: Heat Pump with Remote Outdoor Unit-Air-Source) | 37MUHAQ24AA3 |  |  | CSAH*2412AM* | PG97VTAA60100C** | 22400 | 15.5 | 8.1 | 21200 | 19100 | 90.09% | 1.85 | 0 | 10.5 |  |  |  |  | R-454B | 1.8667 | Residential & Commercial | USHP | Ducted CEE Tier 1
215728608 | Central HP <5.4 tons | LENNOX | HRCU-A-CB (Split System: Heat Pump with Remote Outdoor Unit-Air-Source) | SL25XPV-036-230A** |  |  | CK40DT-50/60C-0*+TDR | EL296DF090XV60C* | 34200 | 21 | 9.3 | 36000 | 29000 | 80.56% | 1.84 | 0 | 13.5 |  |  |  |  | R-410A | 2.85 | Residential & Commercial | USHP | Ducted CEE Tier 1
215941178 | Central HP <5.4 tons | ARCOAIRE | HRCU-A-CB (Split System: Heat Pump with Remote Outdoor Unit-Air-Source) | H5H3V48*K*AAA* |  |  | ESH5X48M12A*+WALLCON | *97CTN0802120A* | 44000 | 20 | 9 | 48500 | 36600 | 75.46% | 1.8 | 0 | 10.5 |  |  |  |  | R-454B | 3.6667 | Residential & Commercial | USHP | Ducted CEE Tier 1
215940958 | Central HP <5.4 tons | ARCOAIRE | HRCU-A-CB (Split System: Heat Pump with Remote Outdoor Unit-Air-Source) | H5H3V48*K*AAA* |  |  | EA*5X48M21A*+WALLCON | *80CSU0601716B* | 43500 | 21 | 9.5 | 48000 | 36600 | 76.25% | 1.9 | 0 | 11 |  |  |  |  | R-454B | 3.625 | Residential & Commercial | USHP | Ducted CEE Tier 1
215940408 | Central HP <5.4 tons | ARCOAIRE | HRCU-A-CB (Split System: Heat Pump with Remote Outdoor Unit-Air-Source) | H5H3V36*K*AAA* |  |  | EVM5X60M21A*+WALLCON | *80CSU0401712B* | 35600 | 22 | 8.5 | 38000 | 28600 | 75.26% | 2.02 | 0 | 12.5 |  |  |  |  | R-454B | 2.9667 | Residential & Commercial | USHP | Ducted CEE Tier 1
215939658 | Central HP <5.4 tons | ARCOAIRE | HRCU-A-CB (Split System: Heat Pump with Remote Outdoor Unit-Air-Source) | H5H3V36*K*AAA* |  |  | EA*5X42M21A*+WALLCON | *80CSU0401712B* | 32800 | 20 | 9.5 | 34800 | 26600 | 76.44% | 2.02 | 0 | 11.5 |  |  |  |  | R-454B | 2.7333 | Residential & Commercial | USHP | Ducted CEE Tier 1
215939788 | Central HP <5.4 tons | ARCOAIRE | HRCU-A-CB (Split System: Heat Pump with Remote Outdoor Unit-Air-Source) | H5H3V36*K*AAA* |  |  | EA*5X60M24A*+WALLCON | *96CTN0802120B* | 34000 | 20 | 9.5 | 34200 | 26000 | 76.02% | 2.06 | 0 | 11.7 |  |  |  |  | R-454B | 2.8333 | Residential & Commercial | USHP | Ducted CEE Tier 1
215940058 | Central HP <5.4 tons | ARCOAIRE | HRCU-A-CB (Split System: Heat Pump with Remote Outdoor Unit-Air-Source) | H5H3V36*K*AAA* |  |  | ESH5X42M12A*+WALLCON | *97CTN0801716A* | 33400 | 18.5 | 9 | 35200 | 27000 | 76.7% | 1.92 | 0 | 11 |  |  |  |  | R-454B | 2.7833 | Residential & Commercial | USHP | Ducted CEE Tier 1
212982160 | Central HP <5.4 tons | ARCOAIRE | HRCU-A-CB (Split System: Heat Pump with Remote Outdoor Unit-Air-Source) | DLCURAH30ABK |  |  | EA*4X42L21A* | *80MSU0401712A* | 30000 | 15.2 | 8.5 | 33800 | 27400 | 81.07% | 1.78 | 0 | 9 |  |  |  |  | R-410A | 2.5 | Residential & Commercial | USHP
210474497 | Central HP <5.4 tons | ARCOAIRE | HRCU-A-CB (Split System: Heat Pump with Remote Outdoor Unit-Air-Source) | HVH825GKA3* |  |  | EHD4X48AAL+WALLCON | *80CSU1002120A* | 24200 | 16 | 8.1 | 21200 | 16600 | 78.3% | 2 | 0 | 10.5 |  |  |  |  | R-410A | 2.0167 | Residential & Commercial | USHP | Ducted CEE Tier 1
210473275 | Central HP <5.4 tons | ARCOAIRE | HRCU-A-CB (Split System: Heat Pump with Remote Outdoor Unit-Air-Source) | HVH825GKA3* |  |  | EA*4X48L21A*+WALLCON | *95CSU0802120A* | 24200 | 17 | 8.1 | 21000 | 16500 | 78.57% | 2.02 | 0 | 11 |  |  |  |  | R-410A | 2.0167 | Residential & Commercial | USHP | Ducted CEE Tier 1
210473341 | Central HP <5.4 tons | ARCOAIRE | HRCU-A-CB (Split System: Heat Pump with Remote Outdoor Unit-Air-Source) | HVH825GKA3* |  |  | EA*4X48L21A*+WALLCON | *80CTL0701716A* | 24000 | 17 | 8.1 | 21000 | 16600 | 79.05% | 2.02 | 0 | 11 |  |  |  |  | R-410A | 2 | Residential & Commercial | USHP | Ducted CEE Tier 1
210473418 | Central HP <5.4 tons | ARCOAIRE | HRCU-A-CB (Split System: Heat Pump with Remote Outdoor Unit-Air-Source) | HVH825GKA3* |  |  | EA*4X48L21A*+WALLCON | *80CTL0901716A* | 24200 | 17.5 | 8.1 | 20800 | 16500 | 79.33% | 2.04 | 0 | 11.5 |  |  |  |  | R-410A | 2.0167 | Residential & Commercial | USHP | Ducted CEE Tier 1
215675197 | Central HP <5.4 tons | ARCOAIRE | HRCU-A-CB (Split System: Heat Pump with Remote Outdoor Unit-Air-Source) | H5H0V48*K*AAA* |  |  | ESH5X60M12A*+WALLCON | *80CTL0901716B* | 45500 | 16.5 | 8.5 | 48000 | 34000 | 70.83% | 2.06 | 0 | 9.5 |  |  |  |  | R-454B | 3.7917 | Residential & Commercial | USHP
216643935 | Central HP <5.4 tons | PAYNE HEATING AND COOLING | HRCU-A-CB (Split System: Heat Pump with Remote Outdoor Unit-Air-Source) | 37MUHAQ18AA3 |  |  | CAA**1917AM* | PG92MSAA48080B** | 18500 | 15.2 | 10.5 | 20000 | 17800 | 89% | 2 | 0 | 11.5 |  |  |  |  | R-454B | 1.5417 | Residential & Commercial | USHP | Ducted CEE Tier 1
210473909 | Central HP <5.4 tons | ARCOAIRE | HRCU-A-CB (Split System: Heat Pump with Remote Outdoor Unit-Air-Source) | HVH825GKA3* |  |  | EN(A,D,W)4X48L21**+WALLCON | *95CSU1002122A* | 24200 | 17 | 8.1 | 21200 | 16600 | 78.3% | 2.02 | 0 | 11.5 |  |  |  |  | R-410A | 2.0167 | Residential & Commercial | USHP | Ducted CEE Tier 1
210473986 | Central HP <5.4 tons | ARCOAIRE | HRCU-A-CB (Split System: Heat Pump with Remote Outdoor Unit-Air-Source) | HVH825GKA3* |  |  | EN(A,D,W)4X48L21**+WALLCON | *96CTN0801714A* | 24000 | 16.5 | 8.1 | 21400 | 16600 | 77.57% | 2 | 0 | 11 |  |  |  |  | R-410A | 2 | Residential & Commercial | USHP | Ducted CEE Tier 1
216644280 | Central HP <5.4 tons | PAYNE HEATING AND COOLING | HRCU-A-CB (Split System: Heat Pump with Remote Outdoor Unit-Air-Source) | 37MUHAQ18AA3 |  |  | CAA**2517AM* | PG95MSUA48060B** | 18100 | 15.2 | 9 | 19700 | 17600 | 89.34% | 1.9 | 0 | 11 |  |  |  |  | R-454B | 1.5083 | Residential & Commercial | USHP | Ducted CEE Tier 1
216640209 | Central HP <5.4 tons | PAYNE HEATING AND COOLING | HRCU-A-CB (Split System: Heat Pump with Remote Outdoor Unit-Air-Source) | 37MUHAQ18AA3 |  |  | PF5TNXB24L* | 0 | 18400 | 15.5 | 9.5 | 20400 | 18300 | 89.71% | 1.98 | 0 | 11.5 |  |  |  |  | R-454B | 1.5333 | Residential & Commercial | USHP | Ducted CEE Tier 1
210474129 | Central HP <5.4 tons | ARCOAIRE | HRCU-A-CB (Split System: Heat Pump with Remote Outdoor Unit-Air-Source) | HVH825GKA3* |  |  | EN(A,D)4X48L24**+WALLCON | *97CMN1202422A* | 24200 | 16.5 | 8.1 | 21400 | 16600 | 77.57% | 2 | 0 | 11 |  |  |  |  | R-410A | 2.0167 | Residential & Commercial | USHP | Ducted CEE Tier 1
212969549 | Central HP <5.4 tons | ARCOAIRE | HRCU-A-CB (Split System: Heat Pump with Remote Outdoor Unit-Air-Source) | DLCURAH18ABK |  |  | EA*4X30L14A* | *80VSL0451412B* | 17800 | 16.5 | 8.5 | 18400 | 18800 | 102.2% | 2.26 | 0 | 10.5 |  |  |  |  | R-410A | 1.4833 | Residential & Commercial | USHP | Ducted CEE Tier 1
213770869 | Central HP <5.4 tons | ARCOAIRE | HRCU-A-CB (Split System: Heat Pump with Remote Outdoor Unit-Air-Source) | HVH825GKA2* |  |  | EA*4X36L17A*+WALLCON | *97CMN0801714B* | 23400 | 16.5 | 8.1 | 21600 | 16700 | 77.31% | 1.94 | 0 | 10.5 |  |  |  |  | R-410A | 1.95 | Residential & Commercial | USHP | Ducted CEE Tier 1
210473429 | Central HP <5.4 tons | ARCOAIRE | HRCU-A-CB (Split System: Heat Pump with Remote Outdoor Unit-Air-Source) | HVH825GKA3* |  |  | EA*4X48L21A*+WALLCON | *97CMN0602120A* | 24000 | 16.5 | 8.1 | 21000 | 16600 | 79.05% | 2 | 0 | 11 |  |  |  |  | R-410A | 2 | Residential & Commercial | USHP | Ducted CEE Tier 1
210473964 | Central HP <5.4 tons | ARCOAIRE | HRCU-A-CB (Split System: Heat Pump with Remote Outdoor Unit-Air-Source) | HVH825GKA3* |  |  | EN(A,D,W)4X48L21**+WALLCON | *80CTL0701716A* | 24200 | 17 | 8.1 | 21400 | 16600 | 77.57% | 2.02 | 0 | 11 |  |  |  |  | R-410A | 2.0167 | Residential & Commercial | USHP | Ducted CEE Tier 1
216737061 | Central HP <5.4 tons | PAYNE HEATING AND COOLING | HRCU-A-CB (Split System: Heat Pump with Remote Outdoor Unit-Air-Source) | 37MUHAQ24AA3 |  |  | CSAH*3012AM* | PG80MS(A,L)A48070C** | 22400 | 15.2 | 8.1 | 21000 | 18900 | 90% | 1.9 | 0 | 10.5 |  |  |  |  | R-454B | 1.8667 | Residential & Commercial | USHP | Ducted CEE Tier 1
213770599 | Central HP <5.4 tons | ARCOAIRE | HRCU-A-CB (Split System: Heat Pump with Remote Outdoor Unit-Air-Source) | HVH825GKA2* |  |  | EA*4X25L17A*+WALLCON | *80CTL0701412B* | 24400 | 16.5 | 8.5 | 21200 | 16600 | 78.3% | 2.02 | 0 | 11 |  |  |  |  | R-410A | 2.0333 | Residential & Commercial | USHP | Ducted CEE Tier 1
212969769 | Central HP <5.4 tons | ARCOAIRE | HRCU-A-CB (Split System: Heat Pump with Remote Outdoor Unit-Air-Source) | DLCURAH24ABK |  |  | EA*4X30L17A* | *80VSL0451412B* | 23400 | 17 | 8.5 | 26200 | 24800 | 94.66% | 2.08 | 0 | 10 |  |  |  |  | R-410A | 1.95 | Residential & Commercial | USHP | Ducted CEE Tier 1
212972414 | Central HP <5.4 tons | ARCOAIRE | HRCU-A-CB (Split System: Heat Pump with Remote Outdoor Unit-Air-Source) | DLCURAH24ABK |  |  | EA*4X37L21A* | *80VTL1102122B* | 24400 | 17.5 | 8.5 | 25400 | 21600 | 85.04% | 1.8 | 0 | 10.5 |  |  |  |  | R-410A | 2.0333 | Residential & Commercial | USHP | Ducted CEE Tier 1
212970419 | Central HP <5.4 tons | ARCOAIRE | HRCU-A-CB (Split System: Heat Pump with Remote Outdoor Unit-Air-Source) | DLCURAH36ABK |  |  | EA*4X43L21A* | *80VSL0701716B* | 36400 | 16 | 8.5 | 38500 | 35000 | 90.91% | 2.06 | 0 | 10 |  |  |  |  | R-410A | 3.0333 | Residential & Commercial | USHP | Ducted CEE Tier 1
212970369 | Central HP <5.4 tons | ARCOAIRE | HRCU-A-CB (Split System: Heat Pump with Remote Outdoor Unit-Air-Source) | DLCURAH36ABK |  |  | EA*4X36L17A* | *80VSL0701716B* | 35000 | 15.5 | 8.1 | 38500 | 35200 | 91.43% | 1.82 | 0 | 9.5 |  |  |  |  | R-410A | 2.9167 | Residential & Commercial | USHP
212969599 | Central HP <5.4 tons | ARCOAIRE | HRCU-A-CB (Split System: Heat Pump with Remote Outdoor Unit-Air-Source) | DLCURAH18ABK |  |  | EN(A,D)4X30L17** | *80VSL0451412B* | 17400 | 16.5 | 8.1 | 17900 | 18600 | 103.9% | 2.24 | 0 | 11 |  |  |  |  | R-410A | 1.45 | Residential & Commercial | USHP | Ducted CEE Tier 1
212972725 | Central HP <5.4 tons | ARCOAIRE | HRCU-A-CB (Split System: Heat Pump with Remote Outdoor Unit-Air-Source) | DLCURAH18ABK |  |  | EN(A,D)4X18L14** | *96VSN0401410B* | 17200 | 15.5 | 8.5 | 18500 | 19800 | 107% | 2.38 | 0 | 10.5 |  |  |  |  | R-410A | 1.4333 | Residential & Commercial | USHP | Ducted CEE Tier 1
214229226 | Central HP <5.4 tons | ARCOAIRE | HRCU-A-CB (Split System: Heat Pump with Remote Outdoor Unit-Air-Source) | DLCURAH30ABK |  |  | EA*4X36L17A* | *80MSU0601716A* | 29400 | 15.2 | 8.1 | 34000 | 27800 | 81.76% | 1.76 | 0 | 9 |  |  |  |  | R-410A | 2.45 | Residential & Commercial | USHP
212978525 | Central HP <5.4 tons | ARCOAIRE | HRCU-A-CB (Split System: Heat Pump with Remote Outdoor Unit-Air-Source) | DLCURAH30ABK |  |  | EA*4X37L17A* | *80MS(N,L)0701712A* | 30200 | 15.2 | 8.1 | 33800 | 27000 | 79.88% | 1.82 | 0 | 9 |  |  |  |  | R-410A | 2.5167 | Residential & Commercial | USHP
212971691 | Central HP <5.4 tons | ARCOAIRE | HRCU-A-CB (Split System: Heat Pump with Remote Outdoor Unit-Air-Source) | DLCURAH24ABK |  |  | EA*4X37L21A* | *80VTL0701716B* | 24200 | 17.5 | 8.5 | 25200 | 21600 | 85.71% | 1.82 | 0 | 10 |  |  |  |  | R-410A | 2.0167 | Residential & Commercial | USHP | Ducted CEE Tier 1
212981692 | Central HP <5.4 tons | ARCOAIRE | HRCU-A-CB (Split System: Heat Pump with Remote Outdoor Unit-Air-Source) | DLCURAH24ABK |  |  | EA*4X24L17A* | *80MSU1002120A* | 23400 | 16.5 | 8.5 | 27000 | 25800 | 95.56% | 2.16 | 0 | 10 |  |  |  |  | R-410A | 1.95 | Residential & Commercial | USHP | Ducted CEE Tier 1
212972234 | Central HP <5.4 tons | ARCOAIRE | HRCU-A-CB (Split System: Heat Pump with Remote Outdoor Unit-Air-Source) | DLCURAH36ABK |  |  | EA*4X48L21A* | *80VTL0902120B* | 35600 | 16.5 | 8.5 | 37800 | 34600 | 91.53% | 2.02 | 0 | 10 |  |  |  |  | R-410A | 2.9667 | Residential & Commercial | USHP | Ducted CEE Tier 1
212980490 | Central HP <5.4 tons | ARCOAIRE | HRCU-A-CB (Split System: Heat Pump with Remote Outdoor Unit-Air-Source) | DLCURAH36ABK |  |  | EA*4X48L24A* | *80MS(N,L)0902120A* | 36000 | 16.5 | 8.5 | 37800 | 34600 | 91.53% | 2.04 | 0 | 10 |  |  |  |  | R-410A | 3 | Residential & Commercial | USHP | Ducted CEE Tier 1
212980270 | Central HP <5.4 tons | ARCOAIRE | HRCU-A-CB (Split System: Heat Pump with Remote Outdoor Unit-Air-Source) | DLCURAH24ABK |  |  | EA*4X37L21A* | *80MS(N,L)0902116A* | 24400 | 17.5 | 8.5 | 25200 | 21200 | 84.13% | 1.8 | 0 | 10.5 |  |  |  |  | R-410A | 2.0333 | Residential & Commercial | USHP | Ducted CEE Tier 1
211244248 | Central HP <5.4 tons | ARCOAIRE | HRCU-A-CB (Split System: Heat Pump with Remote Outdoor Unit-Air-Source) | DLCURAH24ABK |  |  | EN(A,D)4X24L17** | OMV098J12* | 23400 | 16 | 8.5 | 26600 | 24000 | 90.23% | 1.98 | 0 | 10 |  |  |  |  | R-410A | 1.95 | Residential & Commercial | USHP | Ducted CEE Tier 1
215677397 | Central HP <5.4 tons | ARCOAIRE | HRCU-A-CB (Split System: Heat Pump with Remote Outdoor Unit-Air-Source) | H5H0V60*K*AAA* |  |  | EVD5X60M21A*+WALLCON | *97CMN0602120B* | 55500 | 17.5 | 8.5 | 64000 | 46000 | 71.88% | 1.94 | 0 | 8.5 |  |  |  |  | R-454B | 4.625 | Residential & Commercial | USHP
212979135 | Central HP <5.4 tons | ARCOAIRE | HRCU-A-CB (Split System: Heat Pump with Remote Outdoor Unit-Air-Source) | DLCURAH24ABK |  |  | EA*4X25L17A* | *80MS(N,L)0701716A* | 24200 | 17.5 | 8.5 | 25200 | 21800 | 86.51% | 1.82 | 0 | 10 |  |  |  |  | R-410A | 2.0167 | Residential & Commercial | USHP | Ducted CEE Tier 1
216675657 | Central HP <5.4 tons | ARCOAIRE | HRCU-A-CB (Split System: Heat Pump with Remote Outdoor Unit-Air-Source) | D5CURAH24AAK |  |  | EA*5X30M14A* | *80MS(N,L)0451412A* | 23600 | 15.2 | 8.5 | 24200 | 19400 | 80.17% | 1.9 | 0 | 9.8 |  |  |  |  | R-454B | 1.9667 | Residential & Commercial | USHP
216737009 | Central HP <5.4 tons | PAYNE HEATING AND COOLING | HRCU-A-CB (Split System: Heat Pump with Remote Outdoor Unit-Air-Source) | 37MUHAQ24AA3 |  |  | CSAH*3012AM* | PG80MS(A,L)A36045A** | 22400 | 15.2 | 8.1 | 21000 | 18800 | 89.52% | 1.9 | 0 | 10.5 |  |  |  |  | R-454B | 1.8667 | Residential & Commercial | USHP | Ducted CEE Tier 1
211240535 | Central HP <5.4 tons | ARCOAIRE | HRCU-A-CB (Split System: Heat Pump with Remote Outdoor Unit-Air-Source) | DLCURAH24ABK |  |  | EA*4X24L17A* | *96VTN0801716A* | 23800 | 16.5 | 8.5 | 26800 | 24000 | 89.55% | 1.98 | 0 | 10 |  |  |  |  | R-410A | 1.9833 | Residential & Commercial | USHP | Ducted CEE Tier 1
211244380 | Central HP <5.4 tons | ARCOAIRE | HRCU-A-CB (Split System: Heat Pump with Remote Outdoor Unit-Air-Source) | DLCURAH24ABK |  |  | EN(A,D)4X30L14** | *92ESN0601412A* | 23400 | 16.5 | 8.1 | 25800 | 24200 | 93.8% | 2.02 | 0 | 10 |  |  |  |  | R-410A | 1.95 | Residential & Commercial | USHP | Ducted CEE Tier 1
211244516 | Central HP <5.4 tons | ARCOAIRE | HRCU-A-CB (Split System: Heat Pump with Remote Outdoor Unit-Air-Source) | DLCURAH24ABK |  |  | EN(A,D)4X30L17** | *80VSL0451716A* | 24200 | 16 | 8.1 | 26400 | 22800 | 86.36% | 1.88 | 0 | 10.5 |  |  |  |  | R-410A | 2.0167 | Residential & Commercial | USHP | Ducted CEE Tier 1
212979729 | Central HP <5.4 tons | ARCOAIRE | HRCU-A-CB (Split System: Heat Pump with Remote Outdoor Unit-Air-Source) | DLCURAH30ABK |  |  | EA*4X42L21A* | *80MS(N,L)0901714A* | 30000 | 15.2 | 8.1 | 34200 | 27600 | 80.7% | 1.8 | 0 | 9 |  |  |  |  | R-410A | 2.5 | Residential & Commercial | USHP
212980545 | Central HP <5.4 tons | ARCOAIRE | HRCU-A-CB (Split System: Heat Pump with Remote Outdoor Unit-Air-Source) | DLCURAH30ABK |  |  | EA*4X43L21A* | *80MS(N,L)0902120A* | 30800 | 15.2 | 8.5 | 33600 | 26400 | 78.57% | 1.86 | 0 | 9 |  |  |  |  | R-410A | 2.5667 | Residential & Commercial | USHP
212383013 | Central HP <5.4 tons | ARCOAIRE | HRCU-A-CB (Split System: Heat Pump with Remote Outdoor Unit-Air-Source) | DLCURAH36ABK |  |  | EA*4X36L17A* | *92ESN0601412A* | 35400 | 15.2 | 8.1 | 39500 | 35400 | 89.62% | 1.82 | 0 | 9.5 |  |  |  |  | R-410A | 2.95 | Residential & Commercial | USHP
212383415 | Central HP <5.4 tons | ARCOAIRE | HRCU-A-CB (Split System: Heat Pump with Remote Outdoor Unit-Air-Source) | DLCURAH36ABK |  |  | EA*4X37L21A* | *95ESU0601716A* | 36800 | 15.5 | 8.5 | 39000 | 34800 | 89.23% | 2.1 | 0 | 10 |  |  |  |  | R-410A | 3.0667 | Residential & Commercial | USHP | Ducted CEE Tier 1
211222788 | Central HP <5.4 tons | ARCOAIRE | HRCU-A-CB (Split System: Heat Pump with Remote Outdoor Unit-Air-Source) | DLCURAH30ABK |  |  | FXM4X36**AL | 0 | 31000 | 15.2 | 8.1 | 33600 | 26400 | 78.57% | 1.82 | 0 | 9 |  |  |  |  | R-410A | 2.5833 | Residential & Commercial | USHP
212383115 | Central HP <5.4 tons | ARCOAIRE | HRCU-A-CB (Split System: Heat Pump with Remote Outdoor Unit-Air-Source) | DLCURAH36ABK |  |  | EA*4X36L21A* | *96VSN0802120A* | 35400 | 16 | 8.1 | 39500 | 35200 | 89.11% | 1.82 | 0 | 9.5 |  |  |  |  | R-410A | 2.95 | Residential & Commercial | USHP
211244275 | Central HP <5.4 tons | ARCOAIRE | HRCU-A-CB (Split System: Heat Pump with Remote Outdoor Unit-Air-Source) | DLCURAH24ABK |  |  | EN(A,D)4X30L14** | *80VSL0451412A* | 24000 | 16 | 8.1 | 26400 | 23000 | 87.12% | 1.88 | 0 | 10 |  |  |  |  | R-410A | 2 | Residential & Commercial | USHP | Ducted CEE Tier 1
211244171 | Central HP <5.4 tons | ARCOAIRE | HRCU-A-CB (Split System: Heat Pump with Remote Outdoor Unit-Air-Source) | DLCURAH24ABK |  |  | EN(A,D)4X24L17** | *92ESN0801716A* | 23800 | 16.5 | 8.5 | 26800 | 23200 | 86.57% | 1.92 | 0 | 10 |  |  |  |  | R-410A | 1.9833 | Residential & Commercial | USHP | Ducted CEE Tier 1
211243914 | Central HP <5.4 tons | ARCOAIRE | HRCU-A-CB (Split System: Heat Pump with Remote Outdoor Unit-Air-Source) | DLCURAH24ABK |  |  | EN(A,D)4X24L17** | *80ES(N,L)0701716A* | 24400 | 15.5 | 8.5 | 27400 | 22400 | 81.75% | 1.84 | 0 | 10 |  |  |  |  | R-410A | 2.0333 | Residential & Commercial | USHP | Ducted CEE Tier 1
211243710 | Central HP <5.4 tons | ARCOAIRE | HRCU-A-CB (Split System: Heat Pump with Remote Outdoor Unit-Air-Source) | DLCURAH24ABK |  |  | EN(A,D)4X24L14** | *96VSN0401410A* | 23400 | 15.5 | 8.5 | 26600 | 24000 | 90.23% | 1.96 | 0 | 10 |  |  |  |  | R-410A | 1.95 | Residential & Commercial | USHP | Ducted CEE Tier 1
211242860 | Central HP <5.4 tons | ARCOAIRE | HRCU-A-CB (Split System: Heat Pump with Remote Outdoor Unit-Air-Source) | DLCURAH24ABK |  |  | EA*4X37L17A* | *80VSL0451716A* | 24600 | 16.5 | 8.5 | 25600 | 21400 | 83.59% | 1.8 | 0 | 10 |  |  |  |  | R-410A | 2.05 | Residential & Commercial | USHP | Ducted CEE Tier 1
211242156 | Central HP <5.4 tons | ARCOAIRE | HRCU-A-CB (Split System: Heat Pump with Remote Outdoor Unit-Air-Source) | DLCURAH24ABK |  |  | EA*4X36L17A* | *95ESN0601714A* | 24600 | 16 | 8.5 | 26600 | 22200 | 83.46% | 1.82 | 0 | 10 |  |  |  |  | R-410A | 2.05 | Residential & Commercial | USHP | Ducted CEE Tier 1
211240229 | Central HP <5.4 tons | ARCOAIRE | HRCU-A-CB (Split System: Heat Pump with Remote Outdoor Unit-Air-Source) | DLCURAH24ABK |  |  | EA*4X24L14A* | *80VSL0451412A* | 24000 | 16 | 8.5 | 27000 | 23800 | 88.15% | 1.96 | 0 | 10 |  |  |  |  | R-410A | 2 | Residential & Commercial | USHP | Ducted CEE Tier 1
211240470 | Central HP <5.4 tons | ARCOAIRE | HRCU-A-CB (Split System: Heat Pump with Remote Outdoor Unit-Air-Source) | DLCURAH24ABK |  |  | EA*4X24L17A* | *80VSL0451716A* | 23800 | 16 | 8.5 | 26800 | 24000 | 89.55% | 1.98 | 0 | 10 |  |  |  |  | R-410A | 1.9833 | Residential & Commercial | USHP | Ducted CEE Tier 1
211241831 | Central HP <5.4 tons | ARCOAIRE | HRCU-A-CB (Split System: Heat Pump with Remote Outdoor Unit-Air-Source) | DLCURAH24ABK |  |  | EA*4X36L17A* | *96VSN0601714A* | 23400 | 16.5 | 8.5 | 25600 | 23600 | 92.19% | 1.96 | 0 | 10 |  |  |  |  | R-410A | 1.95 | Residential & Commercial | USHP | Ducted CEE Tier 1
212978646 | Central HP <5.4 tons | ARCOAIRE | HRCU-A-CB (Split System: Heat Pump with Remote Outdoor Unit-Air-Source) | DLCURAH24ABK |  |  | EA*4X30L17A* | *80MS(N,L)0701712A* | 23400 | 17.5 | 8.5 | 26200 | 25000 | 95.42% | 2.1 | 0 | 10 |  |  |  |  | R-410A | 1.95 | Residential & Commercial | USHP | Ducted CEE Tier 1
215668550 | Central HP <5.4 tons | ARCOAIRE | HRCU-A-CB (Split System: Heat Pump with Remote Outdoor Unit-Air-Source) | H5H0V36*K*AAA* |  |  | EA*5X37M17A*+WALLCON | *80CTL0451712B* | 33600 | 17 | 9 | 36000 | 25800 | 71.67% | 1.86 | 0 | 9 |  |  |  |  | R-454B | 2.8 | Residential & Commercial | USHP
215668686 | Central HP <5.4 tons | ARCOAIRE | HRCU-A-CB (Split System: Heat Pump with Remote Outdoor Unit-Air-Source) | H5H0V36*K*AAA* |  |  | EA*5X37M21A*+WALLCON | *80CTL0902120B* | 34600 | 18 | 9 | 35200 | 25000 | 71.02% | 1.9 | 0 | 10 |  |  |  |  | R-454B | 2.8833 | Residential & Commercial | USHP | Ducted CEE Tier 1
215668718 | Central HP <5.4 tons | ARCOAIRE | HRCU-A-CB (Split System: Heat Pump with Remote Outdoor Unit-Air-Source) | H5H0V36*K*AAA* |  |  | EA*5X37M21A*+WALLCON | *95CSU1002122B* | 34600 | 18 | 9 | 35200 | 25000 | 71.02% | 1.9 | 0 | 10 |  |  |  |  | R-454B | 2.8833 | Residential & Commercial | USHP | Ducted CEE Tier 1
211240322 | Central HP <5.4 tons | ARCOAIRE | HRCU-A-CB (Split System: Heat Pump with Remote Outdoor Unit-Air-Source) | DLCURAH24ABK |  |  | EA*4X24L14A* | *80ES(N,L)0451412A* | 24200 | 16 | 8.5 | 27200 | 23400 | 86.03% | 1.9 | 0 | 10 |  |  |  |  | R-410A | 2.0167 | Residential & Commercial | USHP | Ducted CEE Tier 1
216764847 | Central HP <5.4 tons | TRANE | HRCU-A-CB (Split System: Heat Pump with Remote Outdoor Unit-Air-Source) | 5TWR7060A1 |  |  | 5PX*D008AS3 | S8X1C100M5PTC | 51000 | 16.5 | 9 | 52000 | 39000 | 75% | 2.1 | 0 | 11 |  |  |  |  | R-454B | 4.25 | Residential & Commercial | USHP | Ducted CEE Tier 1
215668630 | Central HP <5.4 tons | ARCOAIRE | HRCU-A-CB (Split System: Heat Pump with Remote Outdoor Unit-Air-Source) | H5H0V36*K*AAA* |  |  | EA*5X37M21A*+WALLCON | *80CSU0401712A* | 34400 | 18 | 9 | 35200 | 25200 | 71.59% | 1.88 | 0 | 10 |  |  |  |  | R-454B | 2.8667 | Residential & Commercial | USHP | Ducted CEE Tier 1
215668798 | Central HP <5.4 tons | ARCOAIRE | HRCU-A-CB (Split System: Heat Pump with Remote Outdoor Unit-Air-Source) | H5H0V36*K*AAA* |  |  | EA*5X42M21A*+WALLCON | *80CSU0601716A* | 33000 | 17.5 | 8.5 | 35800 | 25600 | 71.51% | 1.86 | 0 | 9.5 |  |  |  |  | R-454B | 2.75 | Residential & Commercial | USHP
215668782 | Central HP <5.4 tons | ARCOAIRE | HRCU-A-CB (Split System: Heat Pump with Remote Outdoor Unit-Air-Source) | H5H0V36*K*AAA* |  |  | EA*5X37M21A*+WALLCON | *96CTN1002122B* | 34600 | 18 | 9 | 35200 | 25000 | 71.02% | 1.9 | 0 | 10 |  |  |  |  | R-454B | 2.8833 | Residential & Commercial | USHP | Ducted CEE Tier 1
215668830 | Central HP <5.4 tons | ARCOAIRE | HRCU-A-CB (Split System: Heat Pump with Remote Outdoor Unit-Air-Source) | H5H0V36*K*AAA* |  |  | EA*5X42M21A*+WALLCON | *80CTL0702120B* | 33000 | 17.5 | 9 | 35800 | 25600 | 71.51% | 1.86 | 0 | 10 |  |  |  |  | R-454B | 2.75 | Residential & Commercial | USHP | Ducted CEE Tier 1
215676768 | Central HP <5.4 tons | COMFORTMAKER | HRCU-A-CB (Split System: Heat Pump with Remote Outdoor Unit-Air-Source) | C5H0V48*K*AAA* |  |  | EVD5X61M21A*+WALLCON | *95CSU0601716B* | 48000 | 18.5 | 9 | 50000 | 37400 | 74.8% | 2 | 0 | 10 |  |  |  |  | R-454B | 4 | Residential & Commercial | USHP | Ducted CEE Tier 1
215668846 | Central HP <5.4 tons | ARCOAIRE | HRCU-A-CB (Split System: Heat Pump with Remote Outdoor Unit-Air-Source) | H5H0V36*K*AAA* |  |  | EA*5X42M21A*+WALLCON | *80CTL0902120B* | 33200 | 18 | 9 | 35800 | 25600 | 71.51% | 1.86 | 0 | 10 |  |  |  |  | R-454B | 2.7667 | Residential & Commercial | USHP | Ducted CEE Tier 1
210474343 | Central HP <5.4 tons | ARCOAIRE | HRCU-A-CB (Split System: Heat Pump with Remote Outdoor Unit-Air-Source) | HVH825GKA3* |  |  | EHD4X42AAL+WALLCON | *96CTN1202422A* | 24200 | 16 | 8.1 | 21400 | 16600 | 77.57% | 2 | 0 | 10.5 |  |  |  |  | R-410A | 2.0167 | Residential & Commercial | USHP | Ducted CEE Tier 1
211713325 | Central HP <5.4 tons | ARCOAIRE | HRCU-A-CB (Split System: Heat Pump with Remote Outdoor Unit-Air-Source) | DLCURAH30ABK |  |  | EA*4X43L21A* | *92ESN0601714A* | 30400 | 15.2 | 8.1 | 33000 | 26200 | 79.39% | 1.84 | 0 | 9 |  |  |  |  | R-410A | 2.5333 | Residential & Commercial | USHP
215668590 | Central HP <5.4 tons | ARCOAIRE | HRCU-A-CB (Split System: Heat Pump with Remote Outdoor Unit-Air-Source) | H5H0V36*K*AAA* |  |  | EA*5X37M17A*+WALLCON | *97CMN0601714B* | 33600 | 17 | 9 | 36000 | 25800 | 71.67% | 1.86 | 0 | 9.5 |  |  |  |  | R-454B | 2.8 | Residential & Commercial | USHP
215668638 | Central HP <5.4 tons | ARCOAIRE | HRCU-A-CB (Split System: Heat Pump with Remote Outdoor Unit-Air-Source) | H5H0V36*K*AAA* |  |  | EA*5X37M21A*+WALLCON | *80CSU0601716A* | 34400 | 18 | 9 | 35400 | 25200 | 71.19% | 1.9 | 0 | 9.5 |  |  |  |  | R-454B | 2.8667 | Residential & Commercial | USHP
215668790 | Central HP <5.4 tons | ARCOAIRE | HRCU-A-CB (Split System: Heat Pump with Remote Outdoor Unit-Air-Source) | H5H0V36*K*AAA* |  |  | EA*5X42M21A*+WALLCON | *80CSU0401712A* | 33000 | 17.5 | 9 | 35800 | 25600 | 71.51% | 1.86 | 0 | 9.5 |  |  |  |  | R-454B | 2.75 | Residential & Commercial | USHP
212970896 | Central HP <5.4 tons | PAYNE HEATING AND COOLING | HRCU-A-CB (Split System: Heat Pump with Remote Outdoor Unit-Air-Source) | 38MURAQ18AB3* |  |  | CAP**3014AL* | PG80VTLB36045A** | 17800 | 16.5 | 8.5 | 18400 | 18800 | 102.2% | 2.26 | 0 | 10.5 |  |  |  |  | R-410A | 1.4833 | Residential & Commercial | USHP | Ducted CEE Tier 1
212974680 | Central HP <5.4 tons | PAYNE HEATING AND COOLING | HRCU-A-CB (Split System: Heat Pump with Remote Outdoor Unit-Air-Source) | 38MURAQ18AB3* |  |  | CAP**3017AL* | PG96VTAB30040A** | 17300 | 16 | 8.5 | 18100 | 18900 | 104.4% | 2.26 | 0 | 10.5 |  |  |  |  | R-410A | 1.4417 | Residential & Commercial | USHP | Ducted CEE Tier 1
212975080 | Central HP <5.4 tons | PAYNE HEATING AND COOLING | HRCU-A-CB (Split System: Heat Pump with Remote Outdoor Unit-Air-Source) | 38MURAQ18AB3* |  |  | CAP**2417AL* | PG96VTAB36040B** | 17200 | 16 | 8.5 | 18200 | 19400 | 106.6% | 2.34 | 0 | 10.5 |  |  |  |  | R-410A | 1.4333 | Residential & Commercial | USHP | Ducted CEE Tier 1
215677547 | Central HP <5.4 tons | ARCOAIRE | HRCU-A-CB (Split System: Heat Pump with Remote Outdoor Unit-Air-Source) | H5H0V60*K*AAA* |  |  | EVD5X60M24A*+WALLCON | *96CTN1002122B* | 56500 | 18.5 | 9 | 63000 | 44500 | 70.63% | 2.08 | 0 | 9 |  |  |  |  | R-454B | 4.7083 | Residential & Commercial | USHP
212970872 | Central HP <5.4 tons | PAYNE HEATING AND COOLING | HRCU-A-CB (Split System: Heat Pump with Remote Outdoor Unit-Air-Source) | 38MURAQ18AB3* |  |  | CAP**2417AL* | PG80VTLB36045A** | 17700 | 16.5 | 8.5 | 18600 | 19300 | 103.8% | 2.32 | 0 | 10.5 |  |  |  |  | R-410A | 1.475 | Residential & Commercial | USHP | Ducted CEE Tier 1
212970920 | Central HP <5.4 tons | PAYNE HEATING AND COOLING | HRCU-A-CB (Split System: Heat Pump with Remote Outdoor Unit-Air-Source) | 38MURAQ18AB3* |  |  | CNPV*2414AL* | PG80VTLB36045A** | 17700 | 16.5 | 8.5 | 18700 | 19100 | 102.1% | 2.3 | 0 | 11 |  |  |  |  | R-410A | 1.475 | Residential & Commercial | USHP | Ducted CEE Tier 1
212971447 | Central HP <5.4 tons | PAYNE HEATING AND COOLING | HRCU-A-CB (Split System: Heat Pump with Remote Outdoor Unit-Air-Source) | 38MURAQ18AB3* |  |  | CAP**2417AL* | PG80VTLB48070B** | 17500 | 16 | 8.5 | 18500 | 19500 | 105.4% | 2.34 | 0 | 10.5 |  |  |  |  | R-410A | 1.4583 | Residential & Commercial | USHP | Ducted CEE Tier 1
212975091 | Central HP <5.4 tons | PAYNE HEATING AND COOLING | HRCU-A-CB (Split System: Heat Pump with Remote Outdoor Unit-Air-Source) | 38MURAQ18AB3* |  |  | CAP**2517AL* | PG96VTAB36040B** | 17700 | 16 | 8.1 | 17800 | 17800 | 100% | 2.14 | 0 | 10.5 |  |  |  |  | R-410A | 1.475 | Residential & Commercial | USHP | Ducted CEE Tier 1
215668622 | Central HP <5.4 tons | ARCOAIRE | HRCU-A-CB (Split System: Heat Pump with Remote Outdoor Unit-Air-Source) | H5H0V36*K*AAA* |  |  | EA*5X37M17A*+WALLCON | *96CTN0801714B* | 33800 | 17.5 | 9 | 35800 | 25600 | 71.51% | 1.88 | 0 | 9.5 |  |  |  |  | R-454B | 2.8167 | Residential & Commercial | USHP
215668654 | Central HP <5.4 tons | ARCOAIRE | HRCU-A-CB (Split System: Heat Pump with Remote Outdoor Unit-Air-Source) | H5H0V36*K*AAA* |  |  | EA*5X37M21A*+WALLCON | *80CTL0451712B* | 34000 | 17.5 | 9 | 35600 | 25400 | 71.35% | 1.86 | 0 | 9.5 |  |  |  |  | R-454B | 2.8333 | Residential & Commercial | USHP
215668670 | Central HP <5.4 tons | ARCOAIRE | HRCU-A-CB (Split System: Heat Pump with Remote Outdoor Unit-Air-Source) | H5H0V36*K*AAA* |  |  | EA*5X37M21A*+WALLCON | *80CTL0702120B* | 34400 | 18 | 9 | 35400 | 25200 | 71.19% | 1.88 | 0 | 10 |  |  |  |  | R-454B | 2.8667 | Residential & Commercial | USHP | Ducted CEE Tier 1
215676767 | Central HP <5.4 tons | ARCOAIRE | HRCU-A-CB (Split System: Heat Pump with Remote Outdoor Unit-Air-Source) | H5H0V48*K*AAA* |  |  | EVD5X61M21A*+WALLCON | *95CSU0601716B* | 48000 | 18.5 | 9 | 50000 | 37400 | 74.8% | 2 | 0 | 10 |  |  |  |  | R-454B | 4 | Residential & Commercial | USHP | Ducted CEE Tier 1
215669046 | Central HP <5.4 tons | ARCOAIRE | HRCU-A-CB (Split System: Heat Pump with Remote Outdoor Unit-Air-Source) | H5H0V36*K*AAA* |  |  | EA*5X43M21A*+WALLCON | *97CMN0601714B* | 34200 | 17.5 | 9 | 35600 | 25400 | 71.35% | 1.88 | 0 | 9.5 |  |  |  |  | R-454B | 2.85 | Residential & Commercial | USHP
215668598 | Central HP <5.4 tons | ARCOAIRE | HRCU-A-CB (Split System: Heat Pump with Remote Outdoor Unit-Air-Source) | H5H0V36*K*AAA* |  |  | EA*5X37M17A*+WALLCON | *97CMN0801714B* | 33800 | 17.5 | 9 | 35800 | 25600 | 71.51% | 1.86 | 0 | 9.5 |  |  |  |  | R-454B | 2.8167 | Residential & Commercial | USHP
215668614 | Central HP <5.4 tons | ARCOAIRE | HRCU-A-CB (Split System: Heat Pump with Remote Outdoor Unit-Air-Source) | H5H0V36*K*AAA* |  |  | EA*5X37M17A*+WALLCON | *96CTN0601714B* | 33800 | 17.5 | 9 | 35800 | 25600 | 71.51% | 1.86 | 0 | 9.5 |  |  |  |  | R-454B | 2.8167 | Residential & Commercial | USHP
215668662 | Central HP <5.4 tons | ARCOAIRE | HRCU-A-CB (Split System: Heat Pump with Remote Outdoor Unit-Air-Source) | H5H0V36*K*AAA* |  |  | EA*5X37M21A*+WALLCON | *80CTL0701716B* | 34400 | 18 | 9 | 35400 | 25200 | 71.19% | 1.9 | 0 | 10 |  |  |  |  | R-454B | 2.8667 | Residential & Commercial | USHP | Ducted CEE Tier 1
212977756 | Central HP <5.4 tons | PAYNE HEATING AND COOLING | HRCU-A-CB (Split System: Heat Pump with Remote Outdoor Unit-Air-Source) | 38MURAQ18AB3* |  |  | CAP**3014AL* | PG80MS(A,L)A36045A** | 17600 | 16.5 | 8.5 | 18100 | 18700 | 103.3% | 2.24 | 0 | 10.5 |  |  |  |  | R-410A | 1.4667 | Residential & Commercial | USHP | Ducted CEE Tier 1
215668774 | Central HP <5.4 tons | ARCOAIRE | HRCU-A-CB (Split System: Heat Pump with Remote Outdoor Unit-Air-Source) | H5H0V36*K*AAA* |  |  | EA*5X37M21A*+WALLCON | *96CTN0801714B* | 34400 | 18 | 9 | 35400 | 25200 | 71.19% | 1.9 | 0 | 10 |  |  |  |  | R-454B | 2.8667 | Residential & Commercial | USHP | Ducted CEE Tier 1
215668822 | Central HP <5.4 tons | ARCOAIRE | HRCU-A-CB (Split System: Heat Pump with Remote Outdoor Unit-Air-Source) | H5H0V36*K*AAA* |  |  | EA*5X42M21A*+WALLCON | *80CTL0701716B* | 33000 | 17.5 | 9 | 36000 | 25800 | 71.67% | 1.86 | 0 | 9.5 |  |  |  |  | R-454B | 2.75 | Residential & Commercial | USHP
212977816 | Central HP <5.4 tons | PAYNE HEATING AND COOLING | HRCU-A-CB (Split System: Heat Pump with Remote Outdoor Unit-Air-Source) | 38MURAQ18AB3* |  |  | CNPV*3014AL* | PG80MS(A,L)A36045A** | 17700 | 16.5 | 8.1 | 18200 | 18600 | 102.2% | 2.24 | 0 | 11 |  |  |  |  | R-410A | 1.475 | Residential & Commercial | USHP | Ducted CEE Tier 1
212975800 | Central HP <5.4 tons | PAYNE HEATING AND COOLING | HRCU-A-CB (Split System: Heat Pump with Remote Outdoor Unit-Air-Source) | 38MURAQ18AB3* |  |  | CAP**2517AL* | PG96VTAB48080B** | 17800 | 16.5 | 8.1 | 17600 | 17800 | 101.1% | 2.14 | 0 | 10.5 |  |  |  |  | R-410A | 1.4833 | Residential & Commercial | USHP | Ducted CEE Tier 1
215677697 | Central HP <5.4 tons | ARCOAIRE | HRCU-A-CB (Split System: Heat Pump with Remote Outdoor Unit-Air-Source) | H5H0V60*K*AAA* |  |  | EVD5X61M24A*+WALLCON | *97CMN0802120B* | 57500 | 18.5 | 9 | 64000 | 45000 | 70.31% | 2.06 | 0 | 9 |  |  |  |  | R-454B | 4.7917 | Residential & Commercial | USHP
212977804 | Central HP <5.4 tons | PAYNE HEATING AND COOLING | HRCU-A-CB (Split System: Heat Pump with Remote Outdoor Unit-Air-Source) | 38MURAQ18AB3* |  |  | CNPV*2417AL* | PG80MS(A,L)A36045A** | 17500 | 16.5 | 8.5 | 18400 | 19200 | 104.3% | 2.3 | 0 | 11 |  |  |  |  | R-410A | 1.4583 | Residential & Commercial | USHP | Ducted CEE Tier 1
215668558 | Central HP <5.4 tons | ARCOAIRE | HRCU-A-CB (Split System: Heat Pump with Remote Outdoor Unit-Air-Source) | H5H0V36*K*AAA* |  |  | EA*5X37M17A*+WALLCON | *80CTL0701412B* | 33800 | 17.5 | 9 | 35800 | 25600 | 71.51% | 1.86 | 0 | 9.5 |  |  |  |  | R-454B | 2.8167 | Residential & Commercial | USHP
215668742 | Central HP <5.4 tons | ARCOAIRE | HRCU-A-CB (Split System: Heat Pump with Remote Outdoor Unit-Air-Source) | H5H0V36*K*AAA* |  |  | EA*5X37M21A*+WALLCON | *97CMN0801714B* | 34200 | 17.5 | 9 | 35400 | 25400 | 71.75% | 1.88 | 0 | 9.5 |  |  |  |  | R-454B | 2.85 | Residential & Commercial | USHP
215668878 | Central HP <5.4 tons | ARCOAIRE | HRCU-A-CB (Split System: Heat Pump with Remote Outdoor Unit-Air-Source) | H5H0V36*K*AAA* |  |  | EA*5X42M21A*+WALLCON | *95CSU1002122B* | 33200 | 17.5 | 9 | 35800 | 25600 | 71.51% | 1.84 | 0 | 10 |  |  |  |  | R-454B | 2.7667 | Residential & Commercial | USHP | Ducted CEE Tier 1
215668542 | Central HP <5.4 tons | ARCOAIRE | HRCU-A-CB (Split System: Heat Pump with Remote Outdoor Unit-Air-Source) | H5H0V36*K*AAA* |  |  | EA*5X37M17A*+WALLCON | *80CSU0601716A* | 33800 | 17.5 | 9 | 35800 | 25600 | 71.51% | 1.88 | 0 | 9.5 |  |  |  |  | R-454B | 2.8167 | Residential & Commercial | USHP
212974667 | Central HP <5.4 tons | PAYNE HEATING AND COOLING | HRCU-A-CB (Split System: Heat Pump with Remote Outdoor Unit-Air-Source) | 38MURAQ18AB3* |  |  | CAP**3014AL* | PG96VTAB30040A** | 17300 | 16 | 8.1 | 17900 | 18700 | 104.5% | 2.24 | 0 | 10.5 |  |  |  |  | R-410A | 1.4417 | Residential & Commercial | USHP | Ducted CEE Tier 1
215675217 | Central HP <5.4 tons | ARCOAIRE | HRCU-A-CB (Split System: Heat Pump with Remote Outdoor Unit-Air-Source) | H5H0V48*K*AAA* |  |  | ESH5X60M12A*+WALLCON | *80CTL1102120B* | 45500 | 16.5 | 8.5 | 48000 | 33600 | 70% | 2.06 | 0 | 9.5 |  |  |  |  | R-454B | 3.7917 | Residential & Commercial | USHP
212975421 | Central HP <5.4 tons | PAYNE HEATING AND COOLING | HRCU-A-CB (Split System: Heat Pump with Remote Outdoor Unit-Air-Source) | 38MURAQ18AB3* |  |  | CAP**3014AL* | PG96VTAB36060A** | 17400 | 16.5 | 8.5 | 18000 | 18900 | 105% | 2.28 | 0 | 10.5 |  |  |  |  | R-410A | 1.45 | Residential & Commercial | USHP | Ducted CEE Tier 1
212975454 | Central HP <5.4 tons | PAYNE HEATING AND COOLING | HRCU-A-CB (Split System: Heat Pump with Remote Outdoor Unit-Air-Source) | 38MURAQ18AB3* |  |  | CNPV*2414AL* | PG96VTAB36060A** | 17500 | 16 | 8.5 | 18500 | 19200 | 103.8% | 2.3 | 0 | 10.5 |  |  |  |  | R-410A | 1.4583 | Residential & Commercial | USHP | Ducted CEE Tier 1
211712934 | Central HP <5.4 tons | ARCOAIRE | HRCU-A-CB (Split System: Heat Pump with Remote Outdoor Unit-Air-Source) | DLCURAH30ABK |  |  | EA*4X42L24A* | *80ES(N,L)1552420A* | 29800 | 15.2 | 8.1 | 33800 | 27200 | 80.47% | 1.78 | 0 | 9 |  |  |  |  | R-410A | 2.4833 | Residential & Commercial | USHP
211260829 | Central HP <5.4 tons | PAYNE HEATING AND COOLING | HRCU-A-CB (Split System: Heat Pump with Remote Outdoor Unit-Air-Source) | 38MURAQ18AB3* |  |  | CAP**2517AL* | PG80VTLA36045A** | 18200 | 16.5 | 8.5 | 18000 | 17500 | 97.22% | 2.12 | 0 | 11 |  |  |  |  | R-410A | 1.5167 | Residential & Commercial | USHP | Ducted CEE Tier 1
212974654 | Central HP <5.4 tons | PAYNE HEATING AND COOLING | HRCU-A-CB (Split System: Heat Pump with Remote Outdoor Unit-Air-Source) | 38MURAQ18AB3* |  |  | CAP**2517AL* | PG96VTAB30040A** | 17700 | 16 | 8.1 | 17700 | 17900 | 101.1% | 2.14 | 0 | 10.5 |  |  |  |  | R-410A | 1.475 | Residential & Commercial | USHP | Ducted CEE Tier 1
212975124 | Central HP <5.4 tons | PAYNE HEATING AND COOLING | HRCU-A-CB (Split System: Heat Pump with Remote Outdoor Unit-Air-Source) | 38MURAQ18AB3* |  |  | CNPV*3017AL* | PG96VTAB36040B** | 17300 | 16 | 8.1 | 17900 | 18600 | 103.9% | 2.22 | 0 | 10.5 |  |  |  |  | R-410A | 1.4417 | Residential & Commercial | USHP | Ducted CEE Tier 1
212975399 | Central HP <5.4 tons | PAYNE HEATING AND COOLING | HRCU-A-CB (Split System: Heat Pump with Remote Outdoor Unit-Air-Source) | 38MURAQ18AB3* |  |  | CAP**2417AL* | PG96VTAB36060A** | 17300 | 16 | 8.5 | 18200 | 19400 | 106.6% | 2.34 | 0 | 10.5 |  |  |  |  | R-410A | 1.4417 | Residential & Commercial | USHP | Ducted CEE Tier 1
216682443 | Central HP <5.4 tons | PAYNE HEATING AND COOLING | HRCU-A-CB (Split System: Heat Pump with Remote Outdoor Unit-Air-Source) | 38MURAQ18AB3* |  |  | CSPH*2412AL* | PG97VTAA60100C** | 17400 | 15.2 | 8.1 | 18100 | 18400 | 101.7% | 2.05 | 0 | 10 |  |  |  |  | R-410A | 1.45 | Residential & Commercial | USHP | Ducted CEE Tier 1
212977732 | Central HP <5.4 tons | PAYNE HEATING AND COOLING | HRCU-A-CB (Split System: Heat Pump with Remote Outdoor Unit-Air-Source) | 38MURAQ18AB3* |  |  | CAP**2417AL* | PG80MS(A,L)A36045A** | 17500 | 16.5 | 8.5 | 18400 | 19400 | 105.4% | 2.34 | 0 | 10.5 |  |  |  |  | R-410A | 1.4583 | Residential & Commercial | USHP | Ducted CEE Tier 1
212977780 | Central HP <5.4 tons | PAYNE HEATING AND COOLING | HRCU-A-CB (Split System: Heat Pump with Remote Outdoor Unit-Air-Source) | 38MURAQ18AB3* |  |  | CNPV*1814AL* | PG80MS(A,L)A36045A** | 17200 | 16 | 8.5 | 18400 | 19800 | 107.6% | 2.4 | 0 | 10.5 |  |  |  |  | R-410A | 1.4333 | Residential & Commercial | USHP | Ducted CEE Tier 1
212975774 | Central HP <5.4 tons | PAYNE HEATING AND COOLING | HRCU-A-CB (Split System: Heat Pump with Remote Outdoor Unit-Air-Source) | 38MURAQ18AB3* |  |  | CAP**1917AL* | PG96VTAB48080B** | 17700 | 16.5 | 8.1 | 17700 | 17900 | 101.1% | 2.16 | 0 | 10.5 |  |  |  |  | R-410A | 1.475 | Residential & Commercial | USHP | Ducted CEE Tier 1
211240961 | Central HP <5.4 tons | ARCOAIRE | HRCU-A-CB (Split System: Heat Pump with Remote Outdoor Unit-Air-Source) | DLCURAH24ABK |  |  | EA*4X25L17A* | *96VTN0401712A* | 23800 | 16 | 8.1 | 25200 | 21800 | 86.51% | 1.82 | 0 | 10 |  |  |  |  | R-410A | 1.9833 | Residential & Commercial | USHP | Ducted CEE Tier 1
211240334 | Central HP <5.4 tons | ARCOAIRE | HRCU-A-CB (Split System: Heat Pump with Remote Outdoor Unit-Air-Source) | DLCURAH24ABK |  |  | EA*4X24L14A* | *92ESN0601412A* | 24200 | 16 | 8.5 | 27200 | 23400 | 86.03% | 1.9 | 0 | 10 |  |  |  |  | R-410A | 2.0167 | Residential & Commercial | USHP | Ducted CEE Tier 1
215668606 | Central HP <5.4 tons | ARCOAIRE | HRCU-A-CB (Split System: Heat Pump with Remote Outdoor Unit-Air-Source) | H5H0V36*K*AAA* |  |  | EA*5X37M17A*+WALLCON | *96CTN0401410B* | 32600 | 16 | 8.5 | 36200 | 25600 | 70.72% | 1.76 | 0 | 9.5 |  |  |  |  | R-454B | 2.7167 | Residential & Commercial | USHP
212975443 | Central HP <5.4 tons | PAYNE HEATING AND COOLING | HRCU-A-CB (Split System: Heat Pump with Remote Outdoor Unit-Air-Source) | 38MURAQ18AB3* |  |  | CNPV*1814AL* | PG96VTAB36060A** | 17300 | 16 | 8.5 | 18500 | 19800 | 107% | 2.38 | 0 | 10.5 |  |  |  |  | R-410A | 1.4417 | Residential & Commercial | USHP | Ducted CEE Tier 1
215675537 | Central HP <5.4 tons | ARCOAIRE | HRCU-A-CB (Split System: Heat Pump with Remote Outdoor Unit-Air-Source) | H5H0V48*K*AAA* |  |  | EVM5X49M21A*+WALLCON | *80CTL0701716B* | 48000 | 18.5 | 9 | 50000 | 37200 | 74.4% | 2 | 0 | 10 |  |  |  |  | R-454B | 4 | Residential & Commercial | USHP | Ducted CEE Tier 1
215675637 | Central HP <5.4 tons | ARCOAIRE | HRCU-A-CB (Split System: Heat Pump with Remote Outdoor Unit-Air-Source) | H5H0V48*K*AAA* |  |  | EVM5X49M21A*+WALLCON | *97CMN1002122B* | 48000 | 19 | 9 | 50000 | 36800 | 73.6% | 2 | 0 | 10.5 |  |  |  |  | R-454B | 4 | Residential & Commercial | USHP | Ducted CEE Tier 1
215675987 | Central HP <5.4 tons | ARCOAIRE | HRCU-A-CB (Split System: Heat Pump with Remote Outdoor Unit-Air-Source) | H5H0V48*K*AAA* |  |  | EVM5X61M24A*+WALLCON | *80CTL0902120B* | 48500 | 19.5 | 9.5 | 50000 | 36600 | 73.2% | 2.1 | 0 | 10.5 |  |  |  |  | R-454B | 4.0417 | Residential & Commercial | USHP | Ducted CEE Tier 1
212970884 | Central HP <5.4 tons | PAYNE HEATING AND COOLING | HRCU-A-CB (Split System: Heat Pump with Remote Outdoor Unit-Air-Source) | 38MURAQ18AB3* |  |  | CAP**2517AL* | PG80VTLB36045A** | 18300 | 16.5 | 8.5 | 18100 | 17600 | 97.24% | 2.14 | 0 | 11 |  |  |  |  | R-410A | 1.525 | Residential & Commercial | USHP | Ducted CEE Tier 1
212974641 | Central HP <5.4 tons | PAYNE HEATING AND COOLING | HRCU-A-CB (Split System: Heat Pump with Remote Outdoor Unit-Air-Source) | 38MURAQ18AB3* |  |  | CAP**2417AL* | PG96VTAB30040A** | 17200 | 16.5 | 8.5 | 18200 | 19400 | 106.6% | 2.34 | 0 | 10 |  |  |  |  | R-410A | 1.4333 | Residential & Commercial | USHP | Ducted CEE Tier 1
213771269 | Central HP <5.4 tons | ARCOAIRE | HRCU-A-CB (Split System: Heat Pump with Remote Outdoor Unit-Air-Source) | HVH825GKA2* |  |  | EA*4X42L21A*+WALLCON | *80CTL0901716B* | 23800 | 16.5 | 8.1 | 21400 | 16600 | 77.57% | 1.96 | 0 | 10.5 |  |  |  |  | R-410A | 1.9833 | Residential & Commercial | USHP | Ducted CEE Tier 1
212977744 | Central HP <5.4 tons | PAYNE HEATING AND COOLING | HRCU-A-CB (Split System: Heat Pump with Remote Outdoor Unit-Air-Source) | 38MURAQ18AB3* |  |  | CAP**2517AL* | PG80MS(A,L)A36045A** | 18000 | 16.5 | 8.5 | 17900 | 17700 | 98.88% | 2.14 | 0 | 11 |  |  |  |  | R-410A | 1.5 | Residential & Commercial | USHP | Ducted CEE Tier 1
214279749 | Central HP <5.4 tons | PAYNE HEATING AND COOLING | HRCU-A-CB (Split System: Heat Pump with Remote Outdoor Unit-Air-Source) | 38MURAQ18AB3* |  |  | CAP**2517AL* | PG96MSAA48060B** | 17700 | 16 | 8.5 | 17600 | 17800 | 101.1% | 2.14 | 0 | 10.5 |  |  |  |  | R-410A | 1.475 | Residential & Commercial | USHP | Ducted CEE Tier 1
216680852 | Central HP <5.4 tons | PAYNE HEATING AND COOLING | HRCU-A-CB (Split System: Heat Pump with Remote Outdoor Unit-Air-Source) | 38MURAQ18AB3* |  |  | CAP**2517AL* | PG97VTAA48080B** | 17700 | 16.5 | 8.5 | 17600 | 17500 | 99.43% | 1.94 | 0 | 10.5 |  |  |  |  | R-410A | 1.475 | Residential & Commercial | USHP | Ducted CEE Tier 1
215676887 | Central HP <5.4 tons | ARCOAIRE | HRCU-A-CB (Split System: Heat Pump with Remote Outdoor Unit-Air-Source) | H5H0V48*K*AAA* |  |  | EVD5X61M24A*+WALLCON | *80CTL1352422B* | 48500 | 19.5 | 9.5 | 50000 | 36600 | 73.2% | 2.1 | 0 | 10.5 |  |  |  |  | R-454B | 4.0417 | Residential & Commercial | USHP | Ducted CEE Tier 1
215677337 | Central HP <5.4 tons | ARCOAIRE | HRCU-A-CB (Split System: Heat Pump with Remote Outdoor Unit-Air-Source) | H5H0V60*K*AAA* |  |  | EVD5X60M21A*+WALLCON | *80CTL0701716B* | 55000 | 18 | 9 | 59500 | 43500 | 73.11% | 2.1 | 0 | 9.5 |  |  |  |  | R-454B | 4.5833 | Residential & Commercial | USHP
215668854 | Central HP <5.4 tons | ARCOAIRE | HRCU-A-CB (Split System: Heat Pump with Remote Outdoor Unit-Air-Source) | H5H0V36*K*AAA* |  |  | EA*5X42M21A*+WALLCON | *80CTL1102120B* | 33200 | 18 | 9 | 35800 | 25600 | 71.51% | 1.84 | 0 | 10 |  |  |  |  | R-454B | 2.7667 | Residential & Commercial | USHP | Ducted CEE Tier 1
215676317 | Central HP <5.4 tons | ARCOAIRE | HRCU-A-CB (Split System: Heat Pump with Remote Outdoor Unit-Air-Source) | H5H0V48*K*AAA* |  |  | EVD5X49M24A*+WALLCON | *80CTL1102120B* | 48000 | 19 | 9 | 50000 | 36400 | 72.8% | 2 | 0 | 10.5 |  |  |  |  | R-454B | 4 | Residential & Commercial | USHP | Ducted CEE Tier 1
215676687 | Central HP <5.4 tons | ARCOAIRE | HRCU-A-CB (Split System: Heat Pump with Remote Outdoor Unit-Air-Source) | H5H0V48*K*AAA* |  |  | EVD5X61M21A*+WALLCON | *80CSU0601716A* | 48500 | 19 | 9 | 50000 | 36800 | 73.6% | 2 | 0 | 10 |  |  |  |  | R-454B | 4.0417 | Residential & Commercial | USHP | Ducted CEE Tier 1
215676587 | Central HP <5.4 tons | ARCOAIRE | HRCU-A-CB (Split System: Heat Pump with Remote Outdoor Unit-Air-Source) | H5H0V48*K*AAA* |  |  | EVD5X60M24A*+WALLCON | *80CSU0802120A* | 48000 | 19 | 9 | 50000 | 36400 | 72.8% | 2.12 | 0 | 10 |  |  |  |  | R-454B | 4 | Residential & Commercial | USHP | Ducted CEE Tier 1
215676787 | Central HP <5.4 tons | ARCOAIRE | HRCU-A-CB (Split System: Heat Pump with Remote Outdoor Unit-Air-Source) | H5H0V48*K*AAA* |  |  | EVD5X61M21A*+WALLCON | *95CSU1002122B* | 48500 | 19 | 9 | 50000 | 36600 | 73.2% | 2.12 | 0 | 10.5 |  |  |  |  | R-454B | 4.0417 | Residential & Commercial | USHP | Ducted CEE Tier 1
215676727 | Central HP <5.4 tons | ARCOAIRE | HRCU-A-CB (Split System: Heat Pump with Remote Outdoor Unit-Air-Source) | H5H0V48*K*AAA* |  |  | EVD5X61M21A*+WALLCON | *80CTL0702120B* | 48500 | 19 | 9 | 50000 | 37000 | 74% | 2 | 0 | 10.5 |  |  |  |  | R-454B | 4.0417 | Residential & Commercial | USHP | Ducted CEE Tier 1
215676877 | Central HP <5.4 tons | ARCOAIRE | HRCU-A-CB (Split System: Heat Pump with Remote Outdoor Unit-Air-Source) | H5H0V48*K*AAA* |  |  | EVD5X61M24A*+WALLCON | *80CTL0902120B* | 48500 | 19.5 | 9.5 | 50000 | 36600 | 73.2% | 2.1 | 0 | 10.5 |  |  |  |  | R-454B | 4.0417 | Residential & Commercial | USHP | Ducted CEE Tier 1
215677347 | Central HP <5.4 tons | ARCOAIRE | HRCU-A-CB (Split System: Heat Pump with Remote Outdoor Unit-Air-Source) | H5H0V60*K*AAA* |  |  | EVD5X60M21A*+WALLCON | *80CTL0702120B* | 56500 | 18 | 9 | 64000 | 45000 | 70.31% | 2.06 | 0 | 9 |  |  |  |  | R-454B | 4.7083 | Residential & Commercial | USHP
215676157 | Central HP <5.4 tons | ARCOAIRE | HRCU-A-CB (Split System: Heat Pump with Remote Outdoor Unit-Air-Source) | H5H0V48*K*AAA* |  |  | EVD5X48M21A*+WALLCON | *96CTN0801714B* | 46500 | 18 | 9 | 50000 | 35600 | 71.2% | 2 | 0 | 9.5 |  |  |  |  | R-454B | 3.875 | Residential & Commercial | USHP
215676277 | Central HP <5.4 tons | ARCOAIRE | HRCU-A-CB (Split System: Heat Pump with Remote Outdoor Unit-Air-Source) | H5H0V48*K*AAA* |  |  | EVD5X48M24A*+WALLCON | *96CTN1202422B* | 47000 | 18.5 | 9 | 50000 | 36400 | 72.8% | 2 | 0 | 10 |  |  |  |  | R-454B | 3.9167 | Residential & Commercial | USHP | Ducted CEE Tier 1
211222128 | Central HP <5.4 tons | ARCOAIRE | HRCU-A-CB (Split System: Heat Pump with Remote Outdoor Unit-Air-Source) | DLCURAH30ABK |  |  | EA*4X36L21A* | *92ESN0801716A* | 29600 | 15.2 | 8.1 | 33800 | 27800 | 82.25% | 1.76 | 0 | 9 |  |  |  |  | R-410A | 2.4667 | Residential & Commercial | USHP
211260846 | Central HP <5.4 tons | PAYNE HEATING AND COOLING | HRCU-A-CB (Split System: Heat Pump with Remote Outdoor Unit-Air-Source) | 38MURAQ18AB3* |  |  | CAP**2517AL* | PG96VTAA36040B** | 18200 | 15.5 | 8.5 | 18200 | 17500 | 96.15% | 2.12 | 0 | 10.5 |  |  |  |  | R-410A | 1.5167 | Residential & Commercial | USHP | Ducted CEE Tier 1
211261046 | Central HP <5.4 tons | PAYNE HEATING AND COOLING | HRCU-A-CB (Split System: Heat Pump with Remote Outdoor Unit-Air-Source) | 38MURAQ18AB3* |  |  | CAP**2517AL* | PG92ESAA30040A** | 18400 | 15.5 | 8.5 | 18400 | 17500 | 95.11% | 2.12 | 0 | 10.5 |  |  |  |  | R-410A | 1.5333 | Residential & Commercial | USHP | Ducted CEE Tier 1
211261366 | Central HP <5.4 tons | PAYNE HEATING AND COOLING | HRCU-A-CB (Split System: Heat Pump with Remote Outdoor Unit-Air-Source) | 38MURAQ18AB3* |  |  | CAP**3014AL* | PG96VTAA30040A** | 17500 | 16 | 8.5 | 18100 | 18600 | 102.8% | 2.24 | 0 | 10.5 |  |  |  |  | R-410A | 1.4583 | Residential & Commercial | USHP | Ducted CEE Tier 1
211261915 | Central HP <5.4 tons | PAYNE HEATING AND COOLING | HRCU-A-CB (Split System: Heat Pump with Remote Outdoor Unit-Air-Source) | 38MURAQ18AB3* |  |  | CAP**3017AL* | PG96VTAA30040A** | 17500 | 16 | 8.5 | 18100 | 18600 | 102.8% | 2.24 | 0 | 10.5 |  |  |  |  | R-410A | 1.4583 | Residential & Commercial | USHP | Ducted CEE Tier 1
212975410 | Central HP <5.4 tons | PAYNE HEATING AND COOLING | HRCU-A-CB (Split System: Heat Pump with Remote Outdoor Unit-Air-Source) | 38MURAQ18AB3* |  |  | CAP**2517AL* | PG96VTAB36060A** | 17800 | 16.5 | 8.1 | 17600 | 17800 | 101.1% | 2.14 | 0 | 10.5 |  |  |  |  | R-410A | 1.4833 | Residential & Commercial | USHP | Ducted CEE Tier 1
212977768 | Central HP <5.4 tons | PAYNE HEATING AND COOLING | HRCU-A-CB (Split System: Heat Pump with Remote Outdoor Unit-Air-Source) | 38MURAQ18AB3* |  |  | CAP**3017AL* | PG80MS(A,L)A36045A** | 17700 | 16.5 | 8.5 | 18200 | 18800 | 103.3% | 2.26 | 0 | 10.5 |  |  |  |  | R-410A | 1.475 | Residential & Commercial | USHP | Ducted CEE Tier 1
212975826 | Central HP <5.4 tons | PAYNE HEATING AND COOLING | HRCU-A-CB (Split System: Heat Pump with Remote Outdoor Unit-Air-Source) | 38MURAQ18AB3* |  |  | CNPV*2417AL* | PG96VTAB48080B** | 17700 | 16 | 8.5 | 18700 | 19100 | 102.1% | 2.3 | 0 | 11 |  |  |  |  | R-410A | 1.475 | Residential & Commercial | USHP | Ducted CEE Tier 1
211241849 | Central HP <5.4 tons | ARCOAIRE | HRCU-A-CB (Split System: Heat Pump with Remote Outdoor Unit-Air-Source) | DLCURAH24ABK |  |  | EA*4X36L17A* | *96VSN0401712A* | 23400 | 16 | 8.5 | 25800 | 23600 | 91.47% | 1.96 | 0 | 10 |  |  |  |  | R-410A | 1.95 | Residential & Commercial | USHP | Ducted CEE Tier 1
211241858 | Central HP <5.4 tons | ARCOAIRE | HRCU-A-CB (Split System: Heat Pump with Remote Outdoor Unit-Air-Source) | DLCURAH24ABK |  |  | EA*4X36L17A* | *96VSN0601412A* | 23600 | 16.5 | 8.5 | 25800 | 23400 | 90.7% | 1.94 | 0 | 10 |  |  |  |  | R-410A | 1.9667 | Residential & Commercial | USHP | Ducted CEE Tier 1
211241663 | Central HP <5.4 tons | ARCOAIRE | HRCU-A-CB (Split System: Heat Pump with Remote Outdoor Unit-Air-Source) | DLCURAH24ABK |  |  | EA*4X30L17A* | *80ES(N,L)0701712A* | 24400 | 16.5 | 8.5 | 26400 | 22800 | 86.36% | 1.88 | 0 | 10 |  |  |  |  | R-410A | 2.0333 | Residential & Commercial | USHP | Ducted CEE Tier 1
211241422 | Central HP <5.4 tons | ARCOAIRE | HRCU-A-CB (Split System: Heat Pump with Remote Outdoor Unit-Air-Source) | DLCURAH24ABK |  |  | EA*4X30L17A* | *96VSN0601412A* | 23400 | 16.5 | 8.5 | 26000 | 24000 | 92.31% | 1.98 | 0 | 10 |  |  |  |  | R-410A | 1.95 | Residential & Commercial | USHP | Ducted CEE Tier 1
212383403 | Central HP <5.4 tons | ARCOAIRE | HRCU-A-CB (Split System: Heat Pump with Remote Outdoor Unit-Air-Source) | DLCURAH36ABK |  |  | EA*4X37L21A* | *80ES(N,L)0701716A* | 36600 | 15.5 | 8.5 | 39000 | 34800 | 89.23% | 2.1 | 0 | 10 |  |  |  |  | R-410A | 3.05 | Residential & Commercial | USHP | Ducted CEE Tier 1
215675607 | Central HP <5.4 tons | ARCOAIRE | HRCU-A-CB (Split System: Heat Pump with Remote Outdoor Unit-Air-Source) | H5H0V48*K*AAA* |  |  | EVM5X49M21A*+WALLCON | *97CMN0602120B* | 47500 | 18.5 | 9 | 50000 | 37200 | 74.4% | 1.98 | 0 | 10 |  |  |  |  | R-454B | 3.9583 | Residential & Commercial | USHP | Ducted CEE Tier 1
215675307 | Central HP <5.4 tons | ARCOAIRE | HRCU-A-CB (Split System: Heat Pump with Remote Outdoor Unit-Air-Source) | H5H0V48*K*AAA* |  |  | ESH5X60M12A*+WALLCON | *97CMN1202422B* | 45500 | 16.5 | 8.5 | 48000 | 33800 | 70.42% | 2.08 | 0 | 9.5 |  |  |  |  | R-454B | 3.7917 | Residential & Commercial | USHP
215676137 | Central HP <5.4 tons | ARCOAIRE | HRCU-A-CB (Split System: Heat Pump with Remote Outdoor Unit-Air-Source) | H5H0V48*K*AAA* |  |  | EVD5X48M21A*+WALLCON | *95CSU0601716B* | 46500 | 17.5 | 9 | 50000 | 37000 | 74% | 1.98 | 0 | 9.5 |  |  |  |  | R-454B | 3.875 | Residential & Commercial | USHP
215676407 | Central HP <5.4 tons | ARCOAIRE | HRCU-A-CB (Split System: Heat Pump with Remote Outdoor Unit-Air-Source) | H5H0V48*K*AAA* |  |  | EVD5X60M21A*+WALLCON | *80CSU0601716A* | 48000 | 19 | 9 | 50000 | 36800 | 73.6% | 2 | 0 | 10 |  |  |  |  | R-454B | 4 | Residential & Commercial | USHP | Ducted CEE Tier 1
215676457 | Central HP <5.4 tons | ARCOAIRE | HRCU-A-CB (Split System: Heat Pump with Remote Outdoor Unit-Air-Source) | H5H0V48*K*AAA* |  |  | EVD5X60M21A*+WALLCON | *80CTL0702120B* | 48000 | 19 | 9 | 50000 | 36800 | 73.6% | 2 | 0 | 10 |  |  |  |  | R-454B | 4 | Residential & Commercial | USHP | Ducted CEE Tier 1
215676487 | Central HP <5.4 tons | ARCOAIRE | HRCU-A-CB (Split System: Heat Pump with Remote Outdoor Unit-Air-Source) | H5H0V48*K*AAA* |  |  | EVD5X60M21A*+WALLCON | *80CTL1102120B* | 48000 | 19 | 9.5 | 50000 | 36600 | 73.2% | 2.1 | 0 | 10.5 |  |  |  |  | R-454B | 4 | Residential & Commercial | USHP | Ducted CEE Tier 1
215677527 | Central HP <5.4 tons | ARCOAIRE | HRCU-A-CB (Split System: Heat Pump with Remote Outdoor Unit-Air-Source) | H5H0V60*K*AAA* |  |  | EVD5X60M24A*+WALLCON | *97CMN1002122B* | 56500 | 18.5 | 9 | 63000 | 44500 | 70.63% | 2.08 | 0 | 9 |  |  |  |  | R-454B | 4.7083 | Residential & Commercial | USHP
211712910 | Central HP <5.4 tons | ARCOAIRE | HRCU-A-CB (Split System: Heat Pump with Remote Outdoor Unit-Air-Source) | DLCURAH30ABK |  |  | EA*4X42L24A* | *92ESN1002120A* | 30600 | 15.2 | 8.1 | 34200 | 27000 | 78.95% | 1.82 | 0 | 9 |  |  |  |  | R-410A | 2.55 | Residential & Commercial | USHP
215675477 | Central HP <5.4 tons | ARCOAIRE | HRCU-A-CB (Split System: Heat Pump with Remote Outdoor Unit-Air-Source) | H5H0V48*K*AAA* |  |  | EVM5X48M21A*+WALLCON | *96CTN0802120B* | 47000 | 18.5 | 9 | 50000 | 36400 | 72.8% | 2 | 0 | 10 |  |  |  |  | R-454B | 3.9167 | Residential & Commercial | USHP | Ducted CEE Tier 1
215676547 | Central HP <5.4 tons | ARCOAIRE | HRCU-A-CB (Split System: Heat Pump with Remote Outdoor Unit-Air-Source) | H5H0V48*K*AAA* |  |  | EVD5X60M21A*+WALLCON | *97CMN0802120B* | 48000 | 19 | 9 | 50000 | 36800 | 73.6% | 2 | 0 | 10 |  |  |  |  | R-454B | 4 | Residential & Commercial | USHP | Ducted CEE Tier 1
215677037 | Central HP <5.4 tons | ARCOAIRE | HRCU-A-CB (Split System: Heat Pump with Remote Outdoor Unit-Air-Source) | H5H0V60*K*AAA* |  |  | EVM5X60M21A*+WALLCON | *95CSU1002122B* | 57000 | 18 | 9 | 63500 | 44500 | 70.08% | 2.08 | 0 | 9 |  |  |  |  | R-454B | 4.75 | Residential & Commercial | USHP
215677807 | Central HP <5.4 tons | ARCOAIRE | HRCU-A-CB (Split System: Heat Pump with Remote Outdoor Unit-Air-Source) | H5H0V60*K*AAA* |  |  | EA*5X60M24A*+WALLCON | *95CSU0802120B* | 54500 | 18 | 8.5 | 59500 | 42000 | 70.59% | 1.9 | 0 | 8.5 |  |  |  |  | R-454B | 4.5417 | Residential & Commercial | USHP
215682717 | Central HP <5.4 tons | ARCOAIRE | HRCU-A-CB (Split System: Heat Pump with Remote Outdoor Unit-Air-Source) | H5H0V60*K*AAA* |  |  | ESH5X60M12A*+WALLCON | *96CTN0802120B* | 55500 | 17 | 8.5 | 60000 | 42000 | 70% | 1.9 | 0 | 8.5 |  |  |  |  | R-454B | 4.625 | Residential & Commercial | USHP
215675407 | Central HP <5.4 tons | ARCOAIRE | HRCU-A-CB (Split System: Heat Pump with Remote Outdoor Unit-Air-Source) | H5H0V48*K*AAA* |  |  | EVM5X48M21A*+WALLCON | *95CSU0601716B* | 46500 | 17.5 | 9 | 50000 | 37000 | 74% | 1.98 | 0 | 9.5 |  |  |  |  | R-454B | 3.875 | Residential & Commercial | USHP
215675157 | Central HP <5.4 tons | ARCOAIRE | HRCU-A-CB (Split System: Heat Pump with Remote Outdoor Unit-Air-Source) | H5H0V48*K*AAA* |  |  | ESH5X60M12A*+WALLCON | *80CTL0451712B* | 45000 | 15.5 | 8.5 | 48500 | 34600 | 71.34% | 1.94 | 0 | 9 |  |  |  |  | R-454B | 3.75 | Residential & Commercial | USHP
212975839 | Central HP <5.4 tons | PAYNE HEATING AND COOLING | HRCU-A-CB (Split System: Heat Pump with Remote Outdoor Unit-Air-Source) | 38MURAQ18AB3* |  |  | CNPV*3017AL* | PG96VTAB48080B** | 17500 | 16 | 8.1 | 18000 | 18700 | 103.9% | 2.24 | 0 | 11 |  |  |  |  | R-410A | 1.4583 | Residential & Commercial | USHP | Ducted CEE Tier 1
215675487 | Central HP <5.4 tons | ARCOAIRE | HRCU-A-CB (Split System: Heat Pump with Remote Outdoor Unit-Air-Source) | H5H0V48*K*AAA* |  |  | EVM5X48M21A*+WALLCON | *96CTN1002122B* | 47000 | 18.5 | 9 | 50000 | 36400 | 72.8% | 2 | 0 | 10 |  |  |  |  | R-454B | 3.9167 | Residential & Commercial | USHP | Ducted CEE Tier 1
215675267 | Central HP <5.4 tons | ARCOAIRE | HRCU-A-CB (Split System: Heat Pump with Remote Outdoor Unit-Air-Source) | H5H0V48*K*AAA* |  |  | ESH5X60M12A*+WALLCON | *97CMN0602120B* | 45000 | 16 | 8.5 | 48500 | 34200 | 70.52% | 1.96 | 0 | 9 |  |  |  |  | R-454B | 3.75 | Residential & Commercial | USHP
215677057 | Central HP <5.4 tons | ARCOAIRE | HRCU-A-CB (Split System: Heat Pump with Remote Outdoor Unit-Air-Source) | H5H0V60*K*AAA* |  |  | EVM5X60M21A*+WALLCON | *97CMN0802120B* | 56500 | 18 | 9 | 64000 | 45000 | 70.31% | 2.06 | 0 | 9 |  |  |  |  | R-454B | 4.7083 | Residential & Commercial | USHP
215677327 | Central HP <5.4 tons | ARCOAIRE | HRCU-A-CB (Split System: Heat Pump with Remote Outdoor Unit-Air-Source) | H5H0V60*K*AAA* |  |  | EVD5X60M21A*+WALLCON | *80CSU1002120A* | 56500 | 18 | 9 | 64000 | 45000 | 70.31% | 2.08 | 0 | 9 |  |  |  |  | R-454B | 4.7083 | Residential & Commercial | USHP
215677077 | Central HP <5.4 tons | ARCOAIRE | HRCU-A-CB (Split System: Heat Pump with Remote Outdoor Unit-Air-Source) | H5H0V60*K*AAA* |  |  | EVM5X60M21A*+WALLCON | *96CTN1002122B* | 56500 | 18.5 | 9 | 64000 | 45000 | 70.31% | 2.08 | 0 | 9 |  |  |  |  | R-454B | 4.7083 | Residential & Commercial | USHP
215677197 | Central HP <5.4 tons | ARCOAIRE | HRCU-A-CB (Split System: Heat Pump with Remote Outdoor Unit-Air-Source) | H5H0V60*K*AAA* |  |  | EVM5X60M24A*+WALLCON | *96CTN1002122B* | 56500 | 18.5 | 9 | 63000 | 44500 | 70.63% | 2.08 | 0 | 9 |  |  |  |  | R-454B | 4.7083 | Residential & Commercial | USHP
215676327 | Central HP <5.4 tons | ARCOAIRE | HRCU-A-CB (Split System: Heat Pump with Remote Outdoor Unit-Air-Source) | H5H0V48*K*AAA* |  |  | EVD5X49M24A*+WALLCON | *80CTL1352422B* | 48000 | 19 | 9 | 50000 | 36400 | 72.8% | 2 | 0 | 10.5 |  |  |  |  | R-454B | 4 | Residential & Commercial | USHP | Ducted CEE Tier 1
213772499 | Central HP <5.4 tons | ARCOAIRE | HRCU-A-CB (Split System: Heat Pump with Remote Outdoor Unit-Air-Source) | HVH825GKA2* |  |  | EHD4X48AAL+WALLCON | *95CSU0601716B* | 24200 | 16 | 8.1 | 21400 | 16600 | 77.57% | 2.02 | 0 | 10.5 |  |  |  |  | R-410A | 2.0167 | Residential & Commercial | USHP | Ducted CEE Tier 1
215670130 | Central HP <5.4 tons | ARCOAIRE | HRCU-A-CB (Split System: Heat Pump with Remote Outdoor Unit-Air-Source) | H5H0V36*K*AAA* |  |  | ESH5X48M12A*+WALLCON | *80CSU0401712A* | 34200 | 17 | 8.5 | 35400 | 25200 | 71.19% | 1.88 | 0 | 9.5 |  |  |  |  | R-454B | 2.85 | Residential & Commercial | USHP
215670380 | Central HP <5.4 tons | ARCOAIRE | HRCU-A-CB (Split System: Heat Pump with Remote Outdoor Unit-Air-Source) | H5H0V36*K*AAA* |  |  | ESH5X60M12A*+WALLCON | *80CSU0401712A* | 34600 | 17 | 8.5 | 34600 | 24800 | 71.68% | 1.8 | 0 | 9.5 |  |  |  |  | R-454B | 2.8833 | Residential & Commercial | USHP
215678107 | Central HP <5.4 tons | ARCOAIRE | HRCU-A-CB (Split System: Heat Pump with Remote Outdoor Unit-Air-Source) | H5H0V60*K*AAA* |  |  | ESH5X60M12A*+WALLCON | *95CSU0802120B* | 55500 | 16.5 | 8.5 | 60000 | 42000 | 70% | 1.9 | 0 | 8.5 |  |  |  |  | R-454B | 4.625 | Residential & Commercial | USHP
215677787 | Central HP <5.4 tons | ARCOAIRE | HRCU-A-CB (Split System: Heat Pump with Remote Outdoor Unit-Air-Source) | H5H0V60*K*AAA* |  |  | EA*5X60M24A*+WALLCON | *80CTL1102120B* | 55000 | 18.5 | 9 | 59000 | 41500 | 70.34% | 2.02 | 0 | 9 |  |  |  |  | R-454B | 4.5833 | Residential & Commercial | USHP
215677687 | Central HP <5.4 tons | ARCOAIRE | HRCU-A-CB (Split System: Heat Pump with Remote Outdoor Unit-Air-Source) | H5H0V60*K*AAA* |  |  | EVD5X61M24A*+WALLCON | *97CMN0602120B* | 56500 | 18 | 9 | 65000 | 46000 | 70.77% | 2.06 | 0 | 8.5 |  |  |  |  | R-454B | 4.7083 | Residential & Commercial | USHP
215679267 | Central HP <5.4 tons | ARCOAIRE | HRCU-A-CB (Split System: Heat Pump with Remote Outdoor Unit-Air-Source) | H5H0V36*K*AAA* |  |  | EA*5X37M17A*+WALLCON | *97CTN0801716A* | 33800 | 17.5 | 9 | 35800 | 25600 | 71.51% | 1.86 | 0 | 9.5 |  |  |  |  | R-454B | 2.8167 | Residential & Commercial | USHP
215679767 | Central HP <5.4 tons | ARCOAIRE | HRCU-A-CB (Split System: Heat Pump with Remote Outdoor Unit-Air-Source) | H5H0V36*K*AAA* |  |  | ESH5X36M12A*+WALLCON | *97CTN1002122A* | 33800 | 16 | 8.5 | 35800 | 25400 | 70.95% | 1.76 | 0 | 9.5 |  |  |  |  | R-454B | 2.8167 | Residential & Commercial | USHP
215679817 | Central HP <5.4 tons | ARCOAIRE | HRCU-A-CB (Split System: Heat Pump with Remote Outdoor Unit-Air-Source) | H5H0V36*K*AAA* |  |  | ESH5X42M12A*+WALLCON | *97CTN0601716A* | 33600 | 16 | 8.5 | 35800 | 25600 | 71.51% | 1.76 | 0 | 9 |  |  |  |  | R-454B | 2.8 | Residential & Commercial | USHP
215679637 | Central HP <5.4 tons | ARCOAIRE | HRCU-A-CB (Split System: Heat Pump with Remote Outdoor Unit-Air-Source) | H5H0V36*K*AAA* |  |  | EA*5X61M21A*+WALLCON | *97CTN0801716A* | 34600 | 18 | 9 | 34600 | 25000 | 72.25% | 1.92 | 0 | 10 |  |  |  |  | R-454B | 2.8833 | Residential & Commercial | USHP | Ducted CEE Tier 1
215676507 | Central HP <5.4 tons | ARCOAIRE | HRCU-A-CB (Split System: Heat Pump with Remote Outdoor Unit-Air-Source) | H5H0V48*K*AAA* |  |  | EVD5X60M21A*+WALLCON | *95CSU0802120B* | 48000 | 18.5 | 9 | 50000 | 36800 | 73.6% | 2 | 0 | 10 |  |  |  |  | R-454B | 4 | Residential & Commercial | USHP | Ducted CEE Tier 1
215676857 | Central HP <5.4 tons | ARCOAIRE | HRCU-A-CB (Split System: Heat Pump with Remote Outdoor Unit-Air-Source) | H5H0V48*K*AAA* |  |  | EVD5X61M24A*+WALLCON | *80CSU1002120A* | 48500 | 19 | 9 | 50000 | 36800 | 73.6% | 2.1 | 0 | 10 |  |  |  |  | R-454B | 4.0417 | Residential & Commercial | USHP | Ducted CEE Tier 1
212977828 | Central HP <5.4 tons | PAYNE HEATING AND COOLING | HRCU-A-CB (Split System: Heat Pump with Remote Outdoor Unit-Air-Source) | 38MURAQ18AB3* |  |  | CNPV*3017AL* | PG80MS(A,L)A36045A** | 17700 | 16.5 | 8.1 | 18100 | 18600 | 102.8% | 2.24 | 0 | 11 |  |  |  |  | R-410A | 1.475 | Residential & Commercial | USHP | Ducted CEE Tier 1
211259667 | Central HP <5.4 tons | ARCOAIRE | HRCU-A-CB (Split System: Heat Pump with Remote Outdoor Unit-Air-Source) | DLCURAH18ABK |  |  | EA*4X19L17A* | *95ESU0401712A* | 18200 | 16.5 | 8.5 | 18100 | 17600 | 97.24% | 2.14 | 0 | 11 |  |  |  |  | R-410A | 1.5167 | Residential & Commercial | USHP | Ducted CEE Tier 1
215318726 | Central HP <5.4 tons | INNOVAIR | HRCU-A-CB (Split System: Heat Pump with Remote Outdoor Unit-Air-Source) | GOV36H2BA |  |  | GAV24B2A | 0 | 24000 | 20 | 9.4 | 24000 | 20000 | 83.33% | 2.1 | 0 | 13.3 |  |  |  |  | R-454B | 2 | Residential & Commercial | USHP | Ducted CEE Tier 1
211131916 | Central HP <5.4 tons | AC PRO.com | HRCU-A-CB (Split System: Heat Pump with Remote Outdoor Unit-Air-Source) | AUD60W/A1-D(U) |  |  | AUD60AH2/A1-D(U) | 0 | 54000 | 16 | 9 | 54000 | 41000 | 75.93% | 1.8 | 10.5 | 10 |  |  |  |  | R-410A | 4.5 | Residential & Commercial | USHP | Ducted CEE Tier 1
210472862 | Central HP <5.4 tons | TEMPSTAR | HRCU-A-CB (Split System: Heat Pump with Remote Outdoor Unit-Air-Source) | TVH825GKA3* |  |  | EA*4X42L21A*+WALLCON | *80CSU0601716A* | 23800 | 16.5 | 8.1 | 21400 | 16600 | 77.57% | 1.96 | 0 | 10.5 |  |  |  |  | R-410A | 1.9833 | Residential & Commercial | USHP | Ducted CEE Tier 1
215318729 | Central HP <5.4 tons | INNOVAIR | HRCU-A-CB (Split System: Heat Pump with Remote Outdoor Unit-Air-Source) | GOV60H2BA |  |  | GAV60B2A | 0 | 55500 | 17 | 8.6 | 57000 | 42500 | 74.56% | 2.1 | 0 | 10 |  |  |  |  | R-454B | 4.625 | Residential & Commercial | USHP | Ducted CEE Tier 1
212983620 | Central HP <5.4 tons | ARCOAIRE | HRCU-A-CB (Split System: Heat Pump with Remote Outdoor Unit-Air-Source) | DLCURAH24ABK |  |  | EN(A,D,W)4X36L17** | *92MSN0601412A* | 23800 | 17 | 8.5 | 26400 | 23800 | 90.15% | 1.98 | 0 | 10.5 |  |  |  |  | R-410A | 1.9833 | Residential & Commercial | USHP | Ducted CEE Tier 1
215676837 | Central HP <5.4 tons | ARCOAIRE | HRCU-A-CB (Split System: Heat Pump with Remote Outdoor Unit-Air-Source) | H5H0V48*K*AAA* |  |  | EVD5X61M21A*+WALLCON | *96CTN1002122B* | 48500 | 19.5 | 9.5 | 50000 | 36800 | 73.6% | 2.12 | 0 | 10.5 |  |  |  |  | R-454B | 4.0417 | Residential & Commercial | USHP | Ducted CEE Tier 1
215682267 | Central HP <5.4 tons | ARCOAIRE | HRCU-A-CB (Split System: Heat Pump with Remote Outdoor Unit-Air-Source) | H5H0V48*K*AAA* |  |  | EVD5X49M24A*+WALLCON | *97CTN0802120A* | 48000 | 19 | 9 | 50000 | 36600 | 73.2% | 2 | 0 | 10 |  |  |  |  | R-454B | 4 | Residential & Commercial | USHP | Ducted CEE Tier 1
215682317 | Central HP <5.4 tons | ARCOAIRE | HRCU-A-CB (Split System: Heat Pump with Remote Outdoor Unit-Air-Source) | H5H0V48*K*AAA* |  |  | EVD5X60M21A*+WALLCON | *80CSU0601716B* | 48000 | 18.5 | 9 | 50000 | 36800 | 73.6% | 2 | 0 | 10 |  |  |  |  | R-454B | 4 | Residential & Commercial | USHP | Ducted CEE Tier 1
215682467 | Central HP <5.4 tons | ARCOAIRE | HRCU-A-CB (Split System: Heat Pump with Remote Outdoor Unit-Air-Source) | H5H0V48*K*AAA* |  |  | EVD5X61M21A*+WALLCON | *80CSU0802120B* | 49000 | 19 | 9 | 50000 | 36600 | 73.2% | 2.12 | 0 | 10 |  |  |  |  | R-454B | 4.0833 | Residential & Commercial | USHP | Ducted CEE Tier 1
215681767 | Central HP <5.4 tons | ARCOAIRE | HRCU-A-CB (Split System: Heat Pump with Remote Outdoor Unit-Air-Source) | H5H0V48*K*AAA* |  |  | EVM5X48M21A*+WALLCON | *80CSU0601716B* | 47000 | 18 | 9 | 50000 | 36400 | 72.8% | 2 | 0 | 9.5 |  |  |  |  | R-454B | 3.9167 | Residential & Commercial | USHP
215681867 | Central HP <5.4 tons | ARCOAIRE | HRCU-A-CB (Split System: Heat Pump with Remote Outdoor Unit-Air-Source) | H5H0V48*K*AAA* |  |  | EVM5X49M21A*+WALLCON | *97CTN0801716A* | 47500 | 18.5 | 9 | 50000 | 37200 | 74.4% | 1.98 | 0 | 10 |  |  |  |  | R-454B | 3.9583 | Residential & Commercial | USHP | Ducted CEE Tier 1
215676147 | Central HP <5.4 tons | ARCOAIRE | HRCU-A-CB (Split System: Heat Pump with Remote Outdoor Unit-Air-Source) | H5H0V48*K*AAA* |  |  | EVD5X48M21A*+WALLCON | *97CMN1002122B* | 47000 | 18.5 | 9 | 50000 | 36400 | 72.8% | 2 | 0 | 10 |  |  |  |  | R-454B | 3.9167 | Residential & Commercial | USHP | Ducted CEE Tier 1
215676197 | Central HP <5.4 tons | ARCOAIRE | HRCU-A-CB (Split System: Heat Pump with Remote Outdoor Unit-Air-Source) | H5H0V48*K*AAA* |  |  | EVD5X48M24A*+WALLCON | *80CTL0702120B* | 47000 | 18.5 | 9 | 50000 | 36600 | 73.2% | 2.02 | 0 | 10 |  |  |  |  | R-454B | 3.9167 | Residential & Commercial | USHP | Ducted CEE Tier 1
215677767 | Central HP <5.4 tons | ARCOAIRE | HRCU-A-CB (Split System: Heat Pump with Remote Outdoor Unit-Air-Source) | H5H0V60*K*AAA* |  |  | EA*5X60M24A*+WALLCON | *80CTL0702120B* | 54500 | 18 | 8.5 | 59500 | 42000 | 70.59% | 1.88 | 0 | 8.5 |  |  |  |  | R-454B | 4.5417 | Residential & Commercial | USHP
216644407 | Central HP <5.4 tons | PAYNE HEATING AND COOLING | HRCU-A-CB (Split System: Heat Pump with Remote Outdoor Unit-Air-Source) | 37MUHAQ18AA3 |  |  | CAA**1917AM* | PG96VTAB36060A** | 18000 | 15.2 | 9 | 19800 | 17700 | 89.39% | 1.9 | 0 | 11 |  |  |  |  | R-454B | 1.5 | Residential & Commercial | USHP | Ducted CEE Tier 1
215682507 | Central HP <5.4 tons | ARCOAIRE | HRCU-A-CB (Split System: Heat Pump with Remote Outdoor Unit-Air-Source) | H5H0V48*K*AAA* |  |  | EVD5X61M21A*+WALLCON | *97CTN1002122A* | 48500 | 19.5 | 9.5 | 50000 | 36800 | 73.6% | 2.12 | 0 | 10.5 |  |  |  |  | R-454B | 4.0417 | Residential & Commercial | USHP | Ducted CEE Tier 1
215682357 | Central HP <5.4 tons | ARCOAIRE | HRCU-A-CB (Split System: Heat Pump with Remote Outdoor Unit-Air-Source) | H5H0V48*K*AAA* |  |  | EVD5X60M21A*+WALLCON | *97CTN0802120A* | 48000 | 19 | 9 | 50000 | 36800 | 73.6% | 2 | 0 | 10 |  |  |  |  | R-454B | 4 | Residential & Commercial | USHP | Ducted CEE Tier 1
215682137 | Central HP <5.4 tons | ARCOAIRE | HRCU-A-CB (Split System: Heat Pump with Remote Outdoor Unit-Air-Source) | H5H0V48*K*AAA* |  |  | EVD5X48M21A*+WALLCON | *80CSU1002120B* | 47000 | 18 | 9 | 50000 | 36400 | 72.8% | 2.02 | 0 | 9.5 |  |  |  |  | R-454B | 3.9167 | Residential & Commercial | USHP
215677387 | Central HP <5.4 tons | ARCOAIRE | HRCU-A-CB (Split System: Heat Pump with Remote Outdoor Unit-Air-Source) | H5H0V60*K*AAA* |  |  | EVD5X60M21A*+WALLCON | *95CSU1002122B* | 57000 | 18 | 9 | 63500 | 44500 | 70.08% | 2.08 | 0 | 9 |  |  |  |  | R-454B | 4.75 | Residential & Commercial | USHP
216644294 | Central HP <5.4 tons | PAYNE HEATING AND COOLING | HRCU-A-CB (Split System: Heat Pump with Remote Outdoor Unit-Air-Source) | 37MUHAQ18AA3 |  |  | CAA**1917AM* | PG95MSUA48060B** | 17900 | 15.2 | 9.5 | 19800 | 17700 | 89.39% | 1.98 | 0 | 11 |  |  |  |  | R-454B | 1.4917 | Residential & Commercial | USHP | Ducted CEE Tier 1
215676937 | Central HP <5.4 tons | ARCOAIRE | HRCU-A-CB (Split System: Heat Pump with Remote Outdoor Unit-Air-Source) | H5H0V48*K*AAA* |  |  | EVD5X61M24A*+WALLCON | *97CMN1202422B* | 48500 | 19.5 | 9.5 | 50000 | 36800 | 73.6% | 2.12 | 0 | 10.5 |  |  |  |  | R-454B | 4.0417 | Residential & Commercial | USHP | Ducted CEE Tier 1
215676637 | Central HP <5.4 tons | ARCOAIRE | HRCU-A-CB (Split System: Heat Pump with Remote Outdoor Unit-Air-Source) | H5H0V48*K*AAA* |  |  | EVD5X60M24A*+WALLCON | *95CSU0802120B* | 47500 | 18.5 | 9 | 50000 | 36600 | 73.2% | 2 | 0 | 10 |  |  |  |  | R-454B | 3.9583 | Residential & Commercial | USHP | Ducted CEE Tier 1
215676737 | Central HP <5.4 tons | ARCOAIRE | HRCU-A-CB (Split System: Heat Pump with Remote Outdoor Unit-Air-Source) | H5H0V48*K*AAA* |  |  | EVD5X61M21A*+WALLCON | *80CTL0901716B* | 48500 | 19 | 9 | 50000 | 37000 | 74% | 2 | 0 | 10 |  |  |  |  | R-454B | 4.0417 | Residential & Commercial | USHP | Ducted CEE Tier 1
215677187 | Central HP <5.4 tons | ARCOAIRE | HRCU-A-CB (Split System: Heat Pump with Remote Outdoor Unit-Air-Source) | H5H0V60*K*AAA* |  |  | EVM5X60M24A*+WALLCON | *97CMN1202422B* | 56500 | 18.5 | 9 | 63000 | 44500 | 70.63% | 2.08 | 0 | 9 |  |  |  |  | R-454B | 4.7083 | Residential & Commercial | USHP
215678277 | Central HP <5.4 tons | ARCOAIRE | HRCU-A-CB (Split System: Heat Pump with Remote Outdoor Unit-Air-Source) | H5H0V24*K*AAA* |  |  | EA*5X30M17A*+WALLCON | *80CSU0601716B* | 23200 | 17 | 8.5 | 23600 | 16600 | 70.34% | 1.98 | 0 | 10 |  |  |  |  | R-454B | 1.9333 | Residential & Commercial | USHP | Ducted CEE Tier 1
215677977 | Central HP <5.4 tons | ARCOAIRE | HRCU-A-CB (Split System: Heat Pump with Remote Outdoor Unit-Air-Source) | H5H0V60*K*AAA* |  |  | EA*5X61M24A*+WALLCON | *97CMN0602120B* | 55000 | 17.5 | 8.5 | 61000 | 43000 | 70.49% | 1.88 | 0 | 8 |  |  |  |  | R-454B | 4.5833 | Residential & Commercial | USHP
215677677 | Central HP <5.4 tons | ARCOAIRE | HRCU-A-CB (Split System: Heat Pump with Remote Outdoor Unit-Air-Source) | H5H0V60*K*AAA* |  |  | EVD5X61M24A*+WALLCON | *95CSU0802120B* | 57500 | 18 | 9 | 64000 | 45000 | 70.31% | 2.08 | 0 | 9 |  |  |  |  | R-454B | 4.7917 | Residential & Commercial | USHP
215677377 | Central HP <5.4 tons | ARCOAIRE | HRCU-A-CB (Split System: Heat Pump with Remote Outdoor Unit-Air-Source) | H5H0V60*K*AAA* |  |  | EVD5X60M21A*+WALLCON | *95CSU0802120B* | 56500 | 18 | 9 | 64000 | 45000 | 70.31% | 2.08 | 0 | 9 |  |  |  |  | R-454B | 4.7083 | Residential & Commercial | USHP
215677027 | Central HP <5.4 tons | ARCOAIRE | HRCU-A-CB (Split System: Heat Pump with Remote Outdoor Unit-Air-Source) | H5H0V60*K*AAA* |  |  | EVM5X60M21A*+WALLCON | *95CSU0802120B* | 56500 | 18 | 9 | 64000 | 45000 | 70.31% | 2.06 | 0 | 9 |  |  |  |  | R-454B | 4.7083 | Residential & Commercial | USHP
215681557 | Central HP <5.4 tons | ARCOAIRE | HRCU-A-CB (Split System: Heat Pump with Remote Outdoor Unit-Air-Source) | H5H0V48*K*AAA* |  |  | EA*5X61M24A*+WALLCON | *97CTN1002122A* | 46000 | 18.5 | 9 | 47500 | 33600 | 70.74% | 2.06 | 0 | 10 |  |  |  |  | R-454B | 3.8333 | Residential & Commercial | USHP | Ducted CEE Tier 1
215677227 | Central HP <5.4 tons | ARCOAIRE | HRCU-A-CB (Split System: Heat Pump with Remote Outdoor Unit-Air-Source) | H5H0V60*K*AAA* |  |  | EVM5X61M24A*+WALLCON | *80CTL0702120B* | 57000 | 18.5 | 9 | 64000 | 45000 | 70.31% | 2.08 | 0 | 9 |  |  |  |  | R-454B | 4.75 | Residential & Commercial | USHP
215678047 | Central HP <5.4 tons | ARCOAIRE | HRCU-A-CB (Split System: Heat Pump with Remote Outdoor Unit-Air-Source) | H5H0V60*K*AAA* |  |  | ESH5X60M12A*+WALLCON | *80CSU1002120A* | 55500 | 17 | 8.5 | 60000 | 42000 | 70% | 1.9 | 0 | 8.5 |  |  |  |  | R-454B | 4.625 | Residential & Commercial | USHP
215679667 | Central HP <5.4 tons | ARCOAIRE | HRCU-A-CB (Split System: Heat Pump with Remote Outdoor Unit-Air-Source) | H5H0V36*K*AAA* |  |  | EA*5X61M24A*+WALLCON | *96CTN0802120B* | 34800 | 18 | 9 | 34400 | 24800 | 72.09% | 1.92 | 0 | 10.5 |  |  |  |  | R-454B | 2.9 | Residential & Commercial | USHP | Ducted CEE Tier 1
215679587 | Central HP <5.4 tons | ARCOAIRE | HRCU-A-CB (Split System: Heat Pump with Remote Outdoor Unit-Air-Source) | H5H0V36*K*AAA* |  |  | EA*5X60M24A*+WALLCON | *97CTN1202422A* | 34400 | 18.5 | 9 | 34200 | 24800 | 72.51% | 1.9 | 0 | 10.5 |  |  |  |  | R-454B | 2.8667 | Residential & Commercial | USHP | Ducted CEE Tier 1
215679467 | Central HP <5.4 tons | ARCOAIRE | HRCU-A-CB (Split System: Heat Pump with Remote Outdoor Unit-Air-Source) | H5H0V36*K*AAA* |  |  | EA*5X43M21A*+WALLCON | *97CTN0802120A* | 34400 | 18 | 9 | 35400 | 25200 | 71.19% | 1.88 | 0 | 10 |  |  |  |  | R-454B | 2.8667 | Residential & Commercial | USHP | Ducted CEE Tier 1
213770569 | Central HP <5.4 tons | ARCOAIRE | HRCU-A-CB (Split System: Heat Pump with Remote Outdoor Unit-Air-Source) | HVH825GKA2* |  |  | EA*4X24L17A*+WALLCON | *96CTN0601714B* | 23200 | 16 | 8.1 | 22000 | 16900 | 76.82% | 1.88 | 0 | 10.5 |  |  |  |  | R-410A | 1.9333 | Residential & Commercial | USHP | Ducted CEE Tier 1
215676777 | Central HP <5.4 tons | ARCOAIRE | HRCU-A-CB (Split System: Heat Pump with Remote Outdoor Unit-Air-Source) | H5H0V48*K*AAA* |  |  | EVD5X61M21A*+WALLCON | *95CSU0802120B* | 48500 | 18.5 | 9 | 50000 | 37000 | 74% | 2 | 0 | 10 |  |  |  |  | R-454B | 4.0417 | Residential & Commercial | USHP | Ducted CEE Tier 1
215682477 | Central HP <5.4 tons | ARCOAIRE | HRCU-A-CB (Split System: Heat Pump with Remote Outdoor Unit-Air-Source) | H5H0V48*K*AAA* |  |  | EVD5X61M21A*+WALLCON | *80CSU1002120B* | 48500 | 19 | 9 | 50000 | 36800 | 73.6% | 2.12 | 0 | 10 |  |  |  |  | R-454B | 4.0417 | Residential & Commercial | USHP | Ducted CEE Tier 1
215677107 | Central HP <5.4 tons | ARCOAIRE | HRCU-A-CB (Split System: Heat Pump with Remote Outdoor Unit-Air-Source) | H5H0V60*K*AAA* |  |  | EVM5X60M24A*+WALLCON | *80CTL0702120B* | 56000 | 18 | 9 | 63500 | 45000 | 70.87% | 2.06 | 0 | 9 |  |  |  |  | R-454B | 4.6667 | Residential & Commercial | USHP
214571177 | Central HP <5.4 tons | TEMPSTAR | HRCU-A-CB (Split System: Heat Pump with Remote Outdoor Unit-Air-Source) | TVH825GKA3* |  |  | EN(A,D,W)4X42L21**+WALLCON | *95CSU1002122B* | 23800 | 16.5 | 8.1 | 21400 | 16600 | 77.57% | 1.96 | 0 | 11 |  |  |  |  | R-410A | 1.9833 | Residential & Commercial | USHP | Ducted CEE Tier 1
216623549 | Central HP <5.4 tons | AC PRO.com | HRCU-A-CB (Split System: Heat Pump with Remote Outdoor Unit-Air-Source) | SPHP-X-I060B |  |  | AIRH-X-1120B | 0 | 48000 | 19 | 10 | 48000 | 48000 | 100% | 2 | 0 | 12 |  |  |  |  | R-32 | 4 | Residential & Commercial | USHP | Ducted CEE Tier 1
215676907 | Central HP <5.4 tons | ARCOAIRE | HRCU-A-CB (Split System: Heat Pump with Remote Outdoor Unit-Air-Source) | H5H0V48*K*AAA* |  |  | EVD5X61M24A*+WALLCON | *97CMN0602120B* | 48000 | 19 | 9 | 50000 | 37200 | 74.4% | 1.98 | 0 | 10 |  |  |  |  | R-454B | 4 | Residential & Commercial | USHP | Ducted CEE Tier 1
215676537 | Central HP <5.4 tons | ARCOAIRE | HRCU-A-CB (Split System: Heat Pump with Remote Outdoor Unit-Air-Source) | H5H0V48*K*AAA* |  |  | EVD5X60M21A*+WALLCON | *97CMN0801714B* | 47500 | 18.5 | 9 | 50000 | 37400 | 74.8% | 1.98 | 0 | 10 |  |  |  |  | R-454B | 3.9583 | Residential & Commercial | USHP | Ducted CEE Tier 1
215676357 | Central HP <5.4 tons | ARCOAIRE | HRCU-A-CB (Split System: Heat Pump with Remote Outdoor Unit-Air-Source) | H5H0V48*K*AAA* |  |  | EVD5X49M24A*+WALLCON | *97CMN0802120B* | 48000 | 19 | 9 | 50000 | 36600 | 73.2% | 2 | 0 | 10 |  |  |  |  | R-454B | 4 | Residential & Commercial | USHP | Ducted CEE Tier 1
215676387 | Central HP <5.4 tons | ARCOAIRE | HRCU-A-CB (Split System: Heat Pump with Remote Outdoor Unit-Air-Source) | H5H0V48*K*AAA* |  |  | EVD5X49M24A*+WALLCON | *96CTN1002122B* | 48000 | 19 | 9 | 50000 | 36600 | 73.2% | 2 | 0 | 10 |  |  |  |  | R-454B | 4 | Residential & Commercial | USHP | Ducted CEE Tier 1
214239187 | Central HP <5.4 tons | ARCOAIRE | HRCU-A-CB (Split System: Heat Pump with Remote Outdoor Unit-Air-Source) | HVH837GKA2* |  |  | EN(A,D,W)4X48L21**+WALLCON | *80CTL0901716B* | 32400 | 17 | 8.1 | 32800 | 24800 | 75.61% | 1.94 | 0 | 11.7 |  |  |  |  | R-410A | 2.7 | Residential & Commercial | USHP | Ducted CEE Tier 1
216623537 | Central HP <5.4 tons | AC PRO.com | HRCU-A-CB (Split System: Heat Pump with Remote Outdoor Unit-Air-Source) | GUD36W2/NHE-D(U) |  |  | GUD36AH2/E-D(U) | 0 | 34000 | 18 | 10 | 34000 | 34000 | 100% | 2 | 0 | 12 |  |  |  |  | R-32 | 2.8333 | Residential & Commercial | USHP | Ducted CEE Tier 1
211131914 | Central HP <5.4 tons | AC PRO.com | HRCU-A-CB (Split System: Heat Pump with Remote Outdoor Unit-Air-Source) | AUD36W/A1-D(U) |  |  | AUD36AH2/A1-D(U) | 0 | 34000 | 16 | 9 | 35000 | 28000 | 80% | 1.8 | 10 | 10 |  |  |  |  | R-410A | 2.8333 | Residential & Commercial | USHP | Ducted CEE Tier 1
216735070 | Central HP <5.4 tons | PAYNE HEATING AND COOLING | HRCU-A-CB (Split System: Heat Pump with Remote Outdoor Unit-Air-Source) | 37MUHAQ24AA3 |  |  | CAA**3717AM* | PG80VTLB48070B** | 22800 | 16 | 8.5 | 20800 | 18400 | 88.46% | 1.96 | 0 | 11 |  |  |  |  | R-454B | 1.9 | Residential & Commercial | USHP | Ducted CEE Tier 1
212977792 | Central HP <5.4 tons | PAYNE HEATING AND COOLING | HRCU-A-CB (Split System: Heat Pump with Remote Outdoor Unit-Air-Source) | 38MURAQ18AB3* |  |  | CNPV*2414AL* | PG80MS(A,L)A36045A** | 17500 | 16.5 | 8.5 | 18400 | 19200 | 104.3% | 2.3 | 0 | 11 |  |  |  |  | R-410A | 1.4583 | Residential & Commercial | USHP | Ducted CEE Tier 1
215676557 | Central HP <5.4 tons | ARCOAIRE | HRCU-A-CB (Split System: Heat Pump with Remote Outdoor Unit-Air-Source) | H5H0V48*K*AAA* |  |  | EVD5X60M21A*+WALLCON | *97CMN1002122B* | 48000 | 19 | 9 | 50000 | 36600 | 73.2% | 2 | 0 | 10 |  |  |  |  | R-454B | 4 | Residential & Commercial | USHP | Ducted CEE Tier 1
215676757 | Central HP <5.4 tons | ARCOAIRE | HRCU-A-CB (Split System: Heat Pump with Remote Outdoor Unit-Air-Source) | H5H0V48*K*AAA* |  |  | EVD5X61M21A*+WALLCON | *80CTL1102120B* | 48500 | 19.5 | 9.5 | 50000 | 36600 | 73.2% | 2.12 | 0 | 10.5 |  |  |  |  | R-454B | 4.0417 | Residential & Commercial | USHP | Ducted CEE Tier 1
215318728 | Central HP <5.4 tons | INNOVAIR | HRCU-A-CB (Split System: Heat Pump with Remote Outdoor Unit-Air-Source) | GOV60H2BA |  |  | GAV48B2A | 0 | 47500 | 17.5 | 9 | 48000 | 34200 | 71.25% | 2.1 | 0 | 11.3 |  |  |  |  | R-454B | 3.9583 | Residential & Commercial | USHP | Ducted CEE Tier 1
215676617 | Central HP <5.4 tons | ARCOAIRE | HRCU-A-CB (Split System: Heat Pump with Remote Outdoor Unit-Air-Source) | H5H0V48*K*AAA* |  |  | EVD5X60M24A*+WALLCON | *80CTL0902120B* | 48000 | 19 | 9 | 50000 | 36400 | 72.8% | 2 | 0 | 10.5 |  |  |  |  | R-454B | 4 | Residential & Commercial | USHP | Ducted CEE Tier 1
215681967 | Central HP <5.4 tons | ARCOAIRE | HRCU-A-CB (Split System: Heat Pump with Remote Outdoor Unit-Air-Source) | H5H0V48*K*AAA* |  |  | EVM5X60M21A*+WALLCON | *97CTN1002122A* | 48000 | 19 | 9 | 50000 | 36800 | 73.6% | 2 | 0 | 10.5 |  |  |  |  | R-454B | 4 | Residential & Commercial | USHP | Ducted CEE Tier 1
215678257 | Central HP <5.4 tons | ARCOAIRE | HRCU-A-CB (Split System: Heat Pump with Remote Outdoor Unit-Air-Source) | H5H0V24*K*AAA* |  |  | EA*5X25M17A*+WALLCON | *97CTN0801716A* | 23800 | 17 | 9 | 23400 | 16500 | 70.51% | 2.02 | 0 | 10.5 |  |  |  |  | R-454B | 1.9833 | Residential & Commercial | USHP | Ducted CEE Tier 1
210472895 | Central HP <5.4 tons | TEMPSTAR | HRCU-A-CB (Split System: Heat Pump with Remote Outdoor Unit-Air-Source) | TVH825GKA3* |  |  | EA*4X42L21A*+WALLCON | *80CTL0701716A* | 23800 | 16.5 | 8.1 | 21400 | 16600 | 77.57% | 1.96 | 0 | 11 |  |  |  |  | R-410A | 1.9833 | Residential & Commercial | USHP | Ducted CEE Tier 1
212976088 | Central HP <5.4 tons | ARCOAIRE | HRCU-A-CB (Split System: Heat Pump with Remote Outdoor Unit-Air-Source) | DLCURAH24ABK |  |  | EN(A,D)4X24L17** | *96VTN0801716B* | 23400 | 16.5 | 8.5 | 27000 | 24800 | 91.85% | 2.04 | 0 | 10 |  |  |  |  | R-410A | 1.95 | Residential & Commercial | USHP | Ducted CEE Tier 1
216734538 | Central HP <5.4 tons | PAYNE HEATING AND COOLING | HRCU-A-CB (Split System: Heat Pump with Remote Outdoor Unit-Air-Source) | 37MUHAQ24AA3 |  |  | CAA**3617AM* | PG80VTLB48090B** | 22200 | 16.5 | 8.1 | 20800 | 18700 | 89.9% | 1.85 | 0 | 10.5 |  |  |  |  | R-454B | 1.85 | Residential & Commercial | USHP | Ducted CEE Tier 1
216734589 | Central HP <5.4 tons | PAYNE HEATING AND COOLING | HRCU-A-CB (Split System: Heat Pump with Remote Outdoor Unit-Air-Source) | 37MUHAQ24AA3 |  |  | CAA**3617AM* | PG92MSAA36060A** | 22600 | 15.5 | 8.5 | 21000 | 18800 | 89.52% | 1.98 | 0 | 11 |  |  |  |  | R-454B | 1.8833 | Residential & Commercial | USHP | Ducted CEE Tier 1
216734741 | Central HP <5.4 tons | PAYNE HEATING AND COOLING | HRCU-A-CB (Split System: Heat Pump with Remote Outdoor Unit-Air-Source) | 37MUHAQ24AA3 |  |  | CAA**3617AM* | PG95MSUA48060B** | 22400 | 16.5 | 8.5 | 20800 | 18700 | 89.9% | 1.96 | 0 | 10.5 |  |  |  |  | R-454B | 1.8667 | Residential & Commercial | USHP | Ducted CEE Tier 1
216734821 | Central HP <5.4 tons | PAYNE HEATING AND COOLING | HRCU-A-CB (Split System: Heat Pump with Remote Outdoor Unit-Air-Source) | 37MUHAQ24AA3 |  |  | CAA**3617AM* | PG96VTAB48080B** | 22200 | 16 | 8.1 | 20800 | 18700 | 89.9% | 1.85 | 0 | 10.5 |  |  |  |  | R-454B | 1.85 | Residential & Commercial | USHP | Ducted CEE Tier 1
216734940 | Central HP <5.4 tons | PAYNE HEATING AND COOLING | HRCU-A-CB (Split System: Heat Pump with Remote Outdoor Unit-Air-Source) | 37MUHAQ24AA3 |  |  | CAA**3717AM* | PG80MS(A,L)A48070B** | 22800 | 16 | 8.5 | 20600 | 18400 | 89.32% | 1.96 | 0 | 11 |  |  |  |  | R-454B | 1.9 | Residential & Commercial | USHP | Ducted CEE Tier 1
216735056 | Central HP <5.4 tons | PAYNE HEATING AND COOLING | HRCU-A-CB (Split System: Heat Pump with Remote Outdoor Unit-Air-Source) | 37MUHAQ24AA3 |  |  | CAA**3717AM* | PG80VTLB36045A** | 23000 | 16.5 | 8.5 | 20800 | 18500 | 88.94% | 1.96 | 0 | 11 |  |  |  |  | R-454B | 1.9167 | Residential & Commercial | USHP | Ducted CEE Tier 1
216735573 | Central HP <5.4 tons | PAYNE HEATING AND COOLING | HRCU-A-CB (Split System: Heat Pump with Remote Outdoor Unit-Air-Source) | 37MUHAQ24AA3 |  |  | CAA**3721AM* | PG80MSUA60080C** | 22800 | 16.5 | 8.5 | 20400 | 18300 | 89.71% | 1.98 | 0 | 11 |  |  |  |  | R-454B | 1.9 | Residential & Commercial | USHP | Ducted CEE Tier 1
216735657 | Central HP <5.4 tons | PAYNE HEATING AND COOLING | HRCU-A-CB (Split System: Heat Pump with Remote Outdoor Unit-Air-Source) | 37MUHAQ24AA3 |  |  | CAA**3721AM* | PG80VTLB48090B** | 22800 | 16 | 8.5 | 20400 | 18300 | 89.71% | 1.98 | 0 | 11 |  |  |  |  | R-454B | 1.9 | Residential & Commercial | USHP | Ducted CEE Tier 1
216735807 | Central HP <5.4 tons | PAYNE HEATING AND COOLING | HRCU-A-CB (Split System: Heat Pump with Remote Outdoor Unit-Air-Source) | 37MUHAQ24AA3 |  |  | CAA**3721AM* | PG96MSAA48060B** | 23200 | 15.5 | 8.5 | 20800 | 18500 | 88.94% | 1.98 | 0 | 11 |  |  |  |  | R-454B | 1.9333 | Residential & Commercial | USHP | Ducted CEE Tier 1
216735841 | Central HP <5.4 tons | PAYNE HEATING AND COOLING | HRCU-A-CB (Split System: Heat Pump with Remote Outdoor Unit-Air-Source) | 37MUHAQ24AA3 |  |  | CAA**3721AM* | PG96MSAA60100C** | 23400 | 16 | 8.5 | 20800 | 18500 | 88.94% | 1.98 | 0 | 11 |  |  |  |  | R-454B | 1.95 | Residential & Commercial | USHP | Ducted CEE Tier 1
211713128 | Central HP <5.4 tons | ARCOAIRE | HRCU-A-CB (Split System: Heat Pump with Remote Outdoor Unit-Air-Source) | DLCURAH30ABK |  |  | EA*4X43L21A* | *80ESU0401712A* | 31200 | 15.2 | 8.1 | 33400 | 26000 | 77.84% | 1.86 | 0 | 9 |  |  |  |  | R-410A | 2.6 | Residential & Commercial | USHP
215678327 | Central HP <5.4 tons | ARCOAIRE | HRCU-A-CB (Split System: Heat Pump with Remote Outdoor Unit-Air-Source) | H5H0V24*K*AAA* |  |  | EA*5X36M17A*+WALLCON | *97CTN0601716A* | 23000 | 16.5 | 9 | 23800 | 16700 | 70.17% | 1.98 | 0 | 10 |  |  |  |  | R-454B | 1.9167 | Residential & Commercial | USHP | Ducted CEE Tier 1
215677557 | Central HP <5.4 tons | ARCOAIRE | HRCU-A-CB (Split System: Heat Pump with Remote Outdoor Unit-Air-Source) | H5H0V60*K*AAA* |  |  | EVD5X60M24A*+WALLCON | *96CTN1202422B* | 56500 | 18.5 | 9 | 63000 | 44500 | 70.63% | 2.08 | 0 | 9 |  |  |  |  | R-454B | 4.7083 | Residential & Commercial | USHP
215681837 | Central HP <5.4 tons | ARCOAIRE | HRCU-A-CB (Split System: Heat Pump with Remote Outdoor Unit-Air-Source) | H5H0V48*K*AAA* |  |  | EVM5X49M21A*+WALLCON | *80CSU0601716B* | 48000 | 18.5 | 9 | 50000 | 36800 | 73.6% | 2 | 0 | 10 |  |  |  |  | R-454B | 4 | Residential & Commercial | USHP | Ducted CEE Tier 1
215681887 | Central HP <5.4 tons | ARCOAIRE | HRCU-A-CB (Split System: Heat Pump with Remote Outdoor Unit-Air-Source) | H5H0V48*K*AAA* |  |  | EVM5X49M21A*+WALLCON | *97CTN1002122A* | 48000 | 19 | 9 | 50000 | 36800 | 73.6% | 2 | 0 | 10.5 |  |  |  |  | R-454B | 4 | Residential & Commercial | USHP | Ducted CEE Tier 1
215678377 | Central HP <5.4 tons | ARCOAIRE | HRCU-A-CB (Split System: Heat Pump with Remote Outdoor Unit-Air-Source) | H5H0V24*K*AAA* |  |  | EA*5X37M17A*+WALLCON | *97CTN0801716A* | 23800 | 17 | 9 | 23400 | 16500 | 70.51% | 2 | 0 | 10 |  |  |  |  | R-454B | 1.9833 | Residential & Commercial | USHP | Ducted CEE Tier 1
215681937 | Central HP <5.4 tons | ARCOAIRE | HRCU-A-CB (Split System: Heat Pump with Remote Outdoor Unit-Air-Source) | H5H0V48*K*AAA* |  |  | EVM5X60M21A*+WALLCON | *80CSU1002120B* | 48000 | 18.5 | 9 | 50000 | 36600 | 73.2% | 2 | 0 | 10 |  |  |  |  | R-454B | 4 | Residential & Commercial | USHP | Ducted CEE Tier 1
215681687 | Central HP <5.4 tons | ARCOAIRE | HRCU-A-CB (Split System: Heat Pump with Remote Outdoor Unit-Air-Source) | H5H0V48*K*AAA* |  |  | ESH5X60M12A*+WALLCON | *80CSU0601716B* | 45500 | 17 | 8.5 | 48000 | 33800 | 70.42% | 2.08 | 0 | 9.5 |  |  |  |  | R-454B | 3.7917 | Residential & Commercial | USHP
215681737 | Central HP <5.4 tons | ARCOAIRE | HRCU-A-CB (Split System: Heat Pump with Remote Outdoor Unit-Air-Source) | H5H0V48*K*AAA* |  |  | ESH5X60M12A*+WALLCON | *97CTN1002122A* | 45500 | 16.5 | 8.5 | 48000 | 33800 | 70.42% | 2.08 | 0 | 9.5 |  |  |  |  | R-454B | 3.7917 | Residential & Commercial | USHP
216736077 | Central HP <5.4 tons | PAYNE HEATING AND COOLING | HRCU-A-CB (Split System: Heat Pump with Remote Outdoor Unit-Air-Source) | 37MUHAQ24AA3 |  |  | CAA**3721AM* | PG97VTAA60100C** | 22800 | 16.5 | 8.5 | 20400 | 18300 | 89.71% | 1.98 | 0 | 11 |  |  |  |  | R-454B | 1.9 | Residential & Commercial | USHP | Ducted CEE Tier 1
216732885 | Central HP <5.4 tons | PAYNE HEATING AND COOLING | HRCU-A-CB (Split System: Heat Pump with Remote Outdoor Unit-Air-Source) | 37MUHAQ24AA3 |  |  | CAA**2417AM* | PG92MSAA42060B** | 22000 | 16 | 8.5 | 21000 | 19100 | 90.95% | 1.96 | 0 | 10.5 |  |  |  |  | R-454B | 1.8333 | Residential & Commercial | USHP | Ducted CEE Tier 1
216733185 | Central HP <5.4 tons | PAYNE HEATING AND COOLING | HRCU-A-CB (Split System: Heat Pump with Remote Outdoor Unit-Air-Source) | 37MUHAQ24AA3 |  |  | CAA**2517AM* | PG80MS(A,L)A36070B** | 23200 | 16.5 | 8.5 | 20800 | 18400 | 88.46% | 1.96 | 0 | 11 |  |  |  |  | R-454B | 1.9333 | Residential & Commercial | USHP | Ducted CEE Tier 1
216643190 | Central HP <5.4 tons | PAYNE HEATING AND COOLING | HRCU-A-CB (Split System: Heat Pump with Remote Outdoor Unit-Air-Source) | 37MUHAQ18AA3 |  |  | CAA**2517AM* | PG80MS(A,L)A36045A** | 18300 | 15.2 | 10.5 | 19800 | 17500 | 88.38% | 2 | 0 | 11.5 |  |  |  |  | R-454B | 1.525 | Residential & Commercial | USHP | Ducted CEE Tier 1
215662844 | Central HP <5.4 tons | ARCOAIRE | HRCU-A-CB (Split System: Heat Pump with Remote Outdoor Unit-Air-Source) | H5H0V36*K*AAA* |  |  | FCMA5B48L0C*+WALLCON | 0 | 34800 | 19 | 9 | 34600 | 24600 | 71.1% | 1.96 | 0 | 11 |  |  |  |  | R-454B | 2.9 | Residential & Commercial | USHP | Ducted CEE Tier 1
215674905 | Central HP <5.4 tons | ARCOAIRE | HRCU-A-CB (Split System: Heat Pump with Remote Outdoor Unit-Air-Source) | H5H0V48*K*AAA* |  |  | ESH5X48M12A*+WALLCON | *95CSU0601716B* | 44500 | 16 | 8.5 | 49500 | 34800 | 70.3% | 1.92 | 0 | 9 |  |  |  |  | R-454B | 3.7083 | Residential & Commercial | USHP
215676927 | Central HP <5.4 tons | ARCOAIRE | HRCU-A-CB (Split System: Heat Pump with Remote Outdoor Unit-Air-Source) | H5H0V48*K*AAA* |  |  | EVD5X61M24A*+WALLCON | *97CMN1002122B* | 48500 | 19.5 | 9.5 | 50000 | 36800 | 73.6% | 2.12 | 0 | 10.5 |  |  |  |  | R-454B | 4.0417 | Residential & Commercial | USHP | Ducted CEE Tier 1
215676827 | Central HP <5.4 tons | ARCOAIRE | HRCU-A-CB (Split System: Heat Pump with Remote Outdoor Unit-Air-Source) | H5H0V48*K*AAA* |  |  | EVD5X61M21A*+WALLCON | *96CTN0801714B* | 48000 | 19 | 9 | 50000 | 36400 | 72.8% | 2.02 | 0 | 10 |  |  |  |  | R-454B | 4 | Residential & Commercial | USHP | Ducted CEE Tier 1
215676477 | Central HP <5.4 tons | ARCOAIRE | HRCU-A-CB (Split System: Heat Pump with Remote Outdoor Unit-Air-Source) | H5H0V48*K*AAA* |  |  | EVD5X60M21A*+WALLCON | *80CTL0902120B* | 48000 | 19 | 9.5 | 50000 | 36600 | 73.2% | 2.12 | 0 | 10.5 |  |  |  |  | R-454B | 4 | Residential & Commercial | USHP | Ducted CEE Tier 1
215676677 | Central HP <5.4 tons | ARCOAIRE | HRCU-A-CB (Split System: Heat Pump with Remote Outdoor Unit-Air-Source) | H5H0V48*K*AAA* |  |  | EVD5X60M24A*+WALLCON | *96CTN1202422B* | 48000 | 19 | 9 | 50000 | 36600 | 73.2% | 2 | 0 | 10.5 |  |  |  |  | R-454B | 4 | Residential & Commercial | USHP | Ducted CEE Tier 1
215676107 | Central HP <5.4 tons | ARCOAIRE | HRCU-A-CB (Split System: Heat Pump with Remote Outdoor Unit-Air-Source) | H5H0V48*K*AAA* |  |  | EVD5X48M21A*+WALLCON | *80CSU0802120A* | 47000 | 18.5 | 9 | 50000 | 36400 | 72.8% | 2 | 0 | 10 |  |  |  |  | R-454B | 3.9167 | Residential & Commercial | USHP | Ducted CEE Tier 1
215675857 | Central HP <5.4 tons | ARCOAIRE | HRCU-A-CB (Split System: Heat Pump with Remote Outdoor Unit-Air-Source) | H5H0V48*K*AAA* |  |  | EVM5X60M24A*+WALLCON | *80CSU1002120A* | 48000 | 18.5 | 9 | 50000 | 36600 | 73.2% | 2 | 0 | 10 |  |  |  |  | R-454B | 4 | Residential & Commercial | USHP | Ducted CEE Tier 1
215677577 | Central HP <5.4 tons | ARCOAIRE | HRCU-A-CB (Split System: Heat Pump with Remote Outdoor Unit-Air-Source) | H5H0V60*K*AAA* |  |  | EVD5X61M21A*+WALLCON | *80CTL0701716B* | 55500 | 18 | 9 | 60500 | 43500 | 71.9% | 2.1 | 0 | 9.5 |  |  |  |  | R-454B | 4.625 | Residential & Commercial | USHP
213771069 | Central HP <5.4 tons | ARCOAIRE | HRCU-A-CB (Split System: Heat Pump with Remote Outdoor Unit-Air-Source) | HVH825GKA2* |  |  | EA*4X37L17A*+WALLCON | *95CSU0601716B* | 24200 | 16.5 | 8.1 | 21400 | 16700 | 78.04% | 2 | 0 | 10.5 |  |  |  |  | R-410A | 2.0167 | Residential & Commercial | USHP | Ducted CEE Tier 1
215682437 | Central HP <5.4 tons | ARCOAIRE | HRCU-A-CB (Split System: Heat Pump with Remote Outdoor Unit-Air-Source) | H5H0V48*K*AAA* |  |  | EVD5X61M21A*+WALLCON | *96CTN0802120B* | 48500 | 19 | 9 | 50000 | 36800 | 73.6% | 2 | 0 | 10.5 |  |  |  |  | R-454B | 4.0417 | Residential & Commercial | USHP | Ducted CEE Tier 1
215682237 | Central HP <5.4 tons | ARCOAIRE | HRCU-A-CB (Split System: Heat Pump with Remote Outdoor Unit-Air-Source) | H5H0V48*K*AAA* |  |  | EVD5X49M24A*+WALLCON | *96CTN0802120B* | 48000 | 19 | 9 | 50000 | 36600 | 73.2% | 2 | 0 | 10 |  |  |  |  | R-454B | 4 | Residential & Commercial | USHP | Ducted CEE Tier 1
215682387 | Central HP <5.4 tons | ARCOAIRE | HRCU-A-CB (Split System: Heat Pump with Remote Outdoor Unit-Air-Source) | H5H0V48*K*AAA* |  |  | EVD5X60M24A*+WALLCON | *80CSU0802120B* | 48000 | 19 | 9 | 50000 | 36200 | 72.4% | 2.12 | 0 | 10 |  |  |  |  | R-454B | 4 | Residential & Commercial | USHP | Ducted CEE Tier 1
215682037 | Central HP <5.4 tons | ARCOAIRE | HRCU-A-CB (Split System: Heat Pump with Remote Outdoor Unit-Air-Source) | H5H0V48*K*AAA* |  |  | EVM5X61M24A*+WALLCON | *96CTN0802120B* | 48500 | 19 | 9.5 | 50000 | 36800 | 73.6% | 2.1 | 0 | 10.5 |  |  |  |  | R-454B | 4.0417 | Residential & Commercial | USHP | Ducted CEE Tier 1
215682607 | Central HP <5.4 tons | ARCOAIRE | HRCU-A-CB (Split System: Heat Pump with Remote Outdoor Unit-Air-Source) | H5H0V60*K*AAA* |  |  | EA*5X60M24A*+WALLCON | *97CTN0802120A* | 54500 | 18.5 | 9 | 59500 | 42000 | 70.59% | 1.9 | 0 | 8.5 |  |  |  |  | R-454B | 4.5417 | Residential & Commercial | USHP
215681987 | Central HP <5.4 tons | ARCOAIRE | HRCU-A-CB (Split System: Heat Pump with Remote Outdoor Unit-Air-Source) | H5H0V48*K*AAA* |  |  | EVM5X60M24A*+WALLCON | *80CSU0802120B* | 48000 | 19 | 9 | 50000 | 36200 | 72.4% | 2.12 | 0 | 10 |  |  |  |  | R-454B | 4 | Residential & Commercial | USHP | Ducted CEE Tier 1
212974628 | Central HP <5.4 tons | PAYNE HEATING AND COOLING | HRCU-A-CB (Split System: Heat Pump with Remote Outdoor Unit-Air-Source) | 38MURAQ18AB3* |  |  | CAP**2414AL* | PG96VTAB30040A** | 17300 | 15.5 | 8.5 | 18400 | 19400 | 105.4% | 2.32 | 0 | 10.5 |  |  |  |  | R-410A | 1.4417 | Residential & Commercial | USHP | Ducted CEE Tier 1
215676987 | Central HP <5.4 tons | ARCOAIRE | HRCU-A-CB (Split System: Heat Pump with Remote Outdoor Unit-Air-Source) | H5H0V60*K*AAA* |  |  | EVM5X60M21A*+WALLCON | *80CTL0701716B* | 55000 | 18 | 9 | 59500 | 43500 | 73.11% | 2.1 | 0 | 9.5 |  |  |  |  | R-454B | 4.5833 | Residential & Commercial | USHP
215676817 | Central HP <5.4 tons | ARCOAIRE | HRCU-A-CB (Split System: Heat Pump with Remote Outdoor Unit-Air-Source) | H5H0V48*K*AAA* |  |  | EVD5X61M21A*+WALLCON | *97CMN1002122B* | 48500 | 19.5 | 9.5 | 50000 | 36800 | 73.6% | 2.12 | 0 | 10.5 |  |  |  |  | R-454B | 4.0417 | Residential & Commercial | USHP | Ducted CEE Tier 1
215676517 | Central HP <5.4 tons | ARCOAIRE | HRCU-A-CB (Split System: Heat Pump with Remote Outdoor Unit-Air-Source) | H5H0V48*K*AAA* |  |  | EVD5X60M21A*+WALLCON | *95CSU1002122B* | 48000 | 19 | 9 | 50000 | 36600 | 73.2% | 2.12 | 0 | 10 |  |  |  |  | R-454B | 4 | Residential & Commercial | USHP | Ducted CEE Tier 1
215681907 | Central HP <5.4 tons | ARCOAIRE | HRCU-A-CB (Split System: Heat Pump with Remote Outdoor Unit-Air-Source) | H5H0V48*K*AAA* |  |  | EVM5X60M21A*+WALLCON | *80CSU0401712B* | 48000 | 18.5 | 9 | 50000 | 36600 | 73.2% | 2 | 0 | 10 |  |  |  |  | R-454B | 4 | Residential & Commercial | USHP | Ducted CEE Tier 1
215682007 | Central HP <5.4 tons | ARCOAIRE | HRCU-A-CB (Split System: Heat Pump with Remote Outdoor Unit-Air-Source) | H5H0V48*K*AAA* |  |  | EVM5X60M24A*+WALLCON | *97CTN0802120A* | 48000 | 19 | 9 | 50000 | 36600 | 73.2% | 2 | 0 | 10 |  |  |  |  | R-454B | 4 | Residential & Commercial | USHP | Ducted CEE Tier 1
216623546 | Central HP <5.4 tons | AC PRO.com | HRCU-A-CB (Split System: Heat Pump with Remote Outdoor Unit-Air-Source) | SPHP-X-I036B |  |  | AIRH-X-1100B | 0 | 34000 | 18 | 10 | 34000 | 34000 | 100% | 2 | 0 | 12 |  |  |  |  | R-32 | 2.8333 | Residential & Commercial | USHP | Ducted CEE Tier 1
215681757 | Central HP <5.4 tons | ARCOAIRE | HRCU-A-CB (Split System: Heat Pump with Remote Outdoor Unit-Air-Source) | H5H0V48*K*AAA* |  |  | EVM5X48M21A*+WALLCON | *80CSU0401712B* | 47000 | 18 | 9 | 50000 | 36400 | 72.8% | 2 | 0 | 9.5 |  |  |  |  | R-454B | 3.9167 | Residential & Commercial | USHP
215678057 | Central HP <5.4 tons | ARCOAIRE | HRCU-A-CB (Split System: Heat Pump with Remote Outdoor Unit-Air-Source) | H5H0V60*K*AAA* |  |  | ESH5X60M12A*+WALLCON | *80CTL0701716B* | 54000 | 16.5 | 8.5 | 59000 | 41500 | 70.34% | 1.9 | 0 | 9 |  |  |  |  | R-454B | 4.5 | Residential & Commercial | USHP
215678007 | Central HP <5.4 tons | ARCOAIRE | HRCU-A-CB (Split System: Heat Pump with Remote Outdoor Unit-Air-Source) | H5H0V60*K*AAA* |  |  | EA*5X61M24A*+WALLCON | *97CMN1202422B* | 56000 | 18.5 | 9 | 60000 | 42000 | 70% | 2 | 0 | 9 |  |  |  |  | R-454B | 4.6667 | Residential & Commercial | USHP
215677537 | Central HP <5.4 tons | ARCOAIRE | HRCU-A-CB (Split System: Heat Pump with Remote Outdoor Unit-Air-Source) | H5H0V60*K*AAA* |  |  | EVD5X60M24A*+WALLCON | *97CMN1202422B* | 56500 | 18.5 | 9 | 63000 | 44500 | 70.63% | 2.08 | 0 | 9 |  |  |  |  | R-454B | 4.7083 | Residential & Commercial | USHP
215682817 | Central HP <5.4 tons | ARCOAIRE | HRCU-A-CB (Split System: Heat Pump with Remote Outdoor Unit-Air-Source) | H5H0V60*K*AAA* |  |  | EVM5X60M21A*+WALLCON | *80CSU0601716B* | 56000 | 18 | 8.5 | 60000 | 43000 | 71.67% | 2.12 | 0 | 9.5 |  |  |  |  | R-454B | 4.6667 | Residential & Commercial | USHP
215677267 | Central HP <5.4 tons | ARCOAIRE | HRCU-A-CB (Split System: Heat Pump with Remote Outdoor Unit-Air-Source) | H5H0V60*K*AAA* |  |  | EVM5X61M24A*+WALLCON | *97CMN0602120B* | 56500 | 18 | 9 | 65000 | 45500 | 70% | 2.06 | 0 | 8.5 |  |  |  |  | R-454B | 4.7083 | Residential & Commercial | USHP
215677017 | Central HP <5.4 tons | ARCOAIRE | HRCU-A-CB (Split System: Heat Pump with Remote Outdoor Unit-Air-Source) | H5H0V60*K*AAA* |  |  | EVM5X60M21A*+WALLCON | *80CTL1102120B* | 57000 | 18.5 | 9 | 63500 | 44500 | 70.08% | 2.08 | 0 | 9.5 |  |  |  |  | R-454B | 4.75 | Residential & Commercial | USHP
215676997 | Central HP <5.4 tons | ARCOAIRE | HRCU-A-CB (Split System: Heat Pump with Remote Outdoor Unit-Air-Source) | H5H0V60*K*AAA* |  |  | EVM5X60M21A*+WALLCON | *80CTL0702120B* | 56500 | 18 | 9 | 64000 | 45000 | 70.31% | 2.06 | 0 | 9 |  |  |  |  | R-454B | 4.7083 | Residential & Commercial | USHP
213080550 | Central HP <5.4 tons | PAYNE HEATING AND COOLING | HRCU-A-CB (Split System: Heat Pump with Remote Outdoor Unit-Air-Source) | 38MURAQ36AB3* |  |  | CAP**4221AL* | PG95MSUA36040B** | 35200 | 15.2 | 8.1 | 39000 | 35200 | 90.26% | 1.88 | 0 | 9.5 |  |  |  |  | R-410A | 2.9333 | Residential & Commercial | USHP
215676397 | Central HP <5.4 tons | ARCOAIRE | HRCU-A-CB (Split System: Heat Pump with Remote Outdoor Unit-Air-Source) | H5H0V48*K*AAA* |  |  | EVD5X49M24A*+WALLCON | *96CTN1202422B* | 48000 | 19 | 9 | 50000 | 36600 | 73.2% | 2 | 0 | 10.5 |  |  |  |  | R-454B | 4 | Residential & Commercial | USHP | Ducted CEE Tier 1
215676917 | Central HP <5.4 tons | ARCOAIRE | HRCU-A-CB (Split System: Heat Pump with Remote Outdoor Unit-Air-Source) | H5H0V48*K*AAA* |  |  | EVD5X61M24A*+WALLCON | *97CMN0802120B* | 48500 | 19 | 9.5 | 50000 | 36800 | 73.6% | 2.1 | 0 | 10.5 |  |  |  |  | R-454B | 4.0417 | Residential & Commercial | USHP | Ducted CEE Tier 1
215682837 | Central HP <5.4 tons | ARCOAIRE | HRCU-A-CB (Split System: Heat Pump with Remote Outdoor Unit-Air-Source) | H5H0V60*K*AAA* |  |  | EVM5X60M21A*+WALLCON | *80CSU1002120B* | 57000 | 18 | 9 | 63500 | 44500 | 70.08% | 2.08 | 0 | 9 |  |  |  |  | R-454B | 4.75 | Residential & Commercial | USHP
215682867 | Central HP <5.4 tons | ARCOAIRE | HRCU-A-CB (Split System: Heat Pump with Remote Outdoor Unit-Air-Source) | H5H0V60*K*AAA* |  |  | EVM5X60M24A*+WALLCON | *96CTN0802120B* | 56500 | 18 | 9 | 63500 | 44500 | 70.08% | 2.08 | 0 | 9 |  |  |  |  | R-454B | 4.7083 | Residential & Commercial | USHP
215682167 | Central HP <5.4 tons | ARCOAIRE | HRCU-A-CB (Split System: Heat Pump with Remote Outdoor Unit-Air-Source) | H5H0V48*K*AAA* |  |  | EVD5X48M21A*+WALLCON | *97CTN1002122A* | 47000 | 18.5 | 9 | 50000 | 36400 | 72.8% | 2 | 0 | 10 |  |  |  |  | R-454B | 3.9167 | Residential & Commercial | USHP | Ducted CEE Tier 1
215681917 | Central HP <5.4 tons | ARCOAIRE | HRCU-A-CB (Split System: Heat Pump with Remote Outdoor Unit-Air-Source) | H5H0V48*K*AAA* |  |  | EVM5X60M21A*+WALLCON | *80CSU0601716B* | 48000 | 18.5 | 9 | 50000 | 36800 | 73.6% | 2 | 0 | 10 |  |  |  |  | R-454B | 4 | Residential & Commercial | USHP | Ducted CEE Tier 1
216643597 | Central HP <5.4 tons | PAYNE HEATING AND COOLING | HRCU-A-CB (Split System: Heat Pump with Remote Outdoor Unit-Air-Source) | 37MUHAQ18AA3 |  |  | CAA**2417AM* | PG80MSUA48060B** | 17800 | 15.2 | 10 | 20600 | 18500 | 89.81% | 1.98 | 0 | 11 |  |  |  |  | R-454B | 1.4833 | Residential & Commercial | USHP | Ducted CEE Tier 1
215675377 | Central HP <5.4 tons | ARCOAIRE | HRCU-A-CB (Split System: Heat Pump with Remote Outdoor Unit-Air-Source) | H5H0V48*K*AAA* |  |  | EVM5X48M21A*+WALLCON | *80CTL0701716B* | 46500 | 18 | 9 | 50000 | 36800 | 73.6% | 2 | 0 | 9.5 |  |  |  |  | R-454B | 3.875 | Residential & Commercial | USHP
215675327 | Central HP <5.4 tons | ARCOAIRE | HRCU-A-CB (Split System: Heat Pump with Remote Outdoor Unit-Air-Source) | H5H0V48*K*AAA* |  |  | ESH5X60M12A*+WALLCON | *96CTN1002122B* | 45500 | 16.5 | 8.5 | 48000 | 33800 | 70.42% | 2.08 | 0 | 9.5 |  |  |  |  | R-454B | 3.7917 | Residential & Commercial | USHP
215675647 | Central HP <5.4 tons | ARCOAIRE | HRCU-A-CB (Split System: Heat Pump with Remote Outdoor Unit-Air-Source) | H5H0V48*K*AAA* |  |  | EVM5X49M21A*+WALLCON | *96CTN0801714B* | 48000 | 18.5 | 9 | 50000 | 36200 | 72.4% | 2.02 | 0 | 10 |  |  |  |  | R-454B | 4 | Residential & Commercial | USHP | Ducted CEE Tier 1
215677437 | Central HP <5.4 tons | ARCOAIRE | HRCU-A-CB (Split System: Heat Pump with Remote Outdoor Unit-Air-Source) | H5H0V60*K*AAA* |  |  | EVD5X60M24A*+WALLCON | *80CSU1002120A* | 56500 | 18 | 9 | 63000 | 44500 | 70.63% | 2.08 | 0 | 9 |  |  |  |  | R-454B | 4.7083 | Residential & Commercial | USHP
215676367 | Central HP <5.4 tons | ARCOAIRE | HRCU-A-CB (Split System: Heat Pump with Remote Outdoor Unit-Air-Source) | H5H0V48*K*AAA* |  |  | EVD5X49M24A*+WALLCON | *97CMN1002122B* | 48000 | 19 | 9 | 50000 | 36600 | 73.2% | 2 | 0 | 10 |  |  |  |  | R-454B | 4 | Residential & Commercial | USHP | Ducted CEE Tier 1
215677247 | Central HP <5.4 tons | ARCOAIRE | HRCU-A-CB (Split System: Heat Pump with Remote Outdoor Unit-Air-Source) | H5H0V60*K*AAA* |  |  | EVM5X61M24A*+WALLCON | *95CSU0802120B* | 57500 | 18 | 9 | 64000 | 45000 | 70.31% | 2.08 | 0 | 9 |  |  |  |  | R-454B | 4.7917 | Residential & Commercial | USHP
215678347 | Central HP <5.4 tons | ARCOAIRE | HRCU-A-CB (Split System: Heat Pump with Remote Outdoor Unit-Air-Source) | H5H0V24*K*AAA* |  |  | EA*5X37M17A*+WALLCON | *80CSU0401712B* | 23800 | 17 | 9 | 23400 | 16400 | 70.09% | 2 | 0 | 10 |  |  |  |  | R-454B | 1.9833 | Residential & Commercial | USHP | Ducted CEE Tier 1
215677817 | Central HP <5.4 tons | ARCOAIRE | HRCU-A-CB (Split System: Heat Pump with Remote Outdoor Unit-Air-Source) | H5H0V60*K*AAA* |  |  | EA*5X60M24A*+WALLCON | *95CSU1002122B* | 55000 | 18.5 | 8.5 | 59000 | 41500 | 70.34% | 2.04 | 0 | 9 |  |  |  |  | R-454B | 4.5833 | Residential & Commercial | USHP
215677617 | Central HP <5.4 tons | ARCOAIRE | HRCU-A-CB (Split System: Heat Pump with Remote Outdoor Unit-Air-Source) | H5H0V60*K*AAA* |  |  | EVD5X61M21A*+WALLCON | *97CMN0602120B* | 56000 | 17.5 | 9 | 65000 | 46000 | 70.77% | 2.06 | 0 | 8.5 |  |  |  |  | R-454B | 4.6667 | Residential & Commercial | USHP
215675527 | Central HP <5.4 tons | ARCOAIRE | HRCU-A-CB (Split System: Heat Pump with Remote Outdoor Unit-Air-Source) | H5H0V48*K*AAA* |  |  | EVM5X49M21A*+WALLCON | *80CTL0451712B* | 47500 | 18 | 9 | 50000 | 37600 | 75.2% | 1.98 | 0 | 9.5 |  |  |  |  | R-454B | 3.9583 | Residential & Commercial | USHP
215681377 | Central HP <5.4 tons | ARCOAIRE | HRCU-A-CB (Split System: Heat Pump with Remote Outdoor Unit-Air-Source) | H5H0V48*K*AAA* |  |  | EA*5X60M24A*+WALLCON | *96CTN0802120B* | 45000 | 18 | 9 | 47500 | 33600 | 70.74% | 2.06 | 0 | 10 |  |  |  |  | R-454B | 3.75 | Residential & Commercial | USHP | Ducted CEE Tier 1
212972069 | Central HP <5.4 tons | PAYNE HEATING AND COOLING | HRCU-A-CB (Split System: Heat Pump with Remote Outdoor Unit-Air-Source) | 38MURAQ36AB3* |  |  | CAP**4821AL* | PG80VTLB48090B** | 35800 | 16 | 8.5 | 37800 | 34800 | 92.06% | 2.02 | 0 | 10 |  |  |  |  | R-410A | 2.9833 | Residential & Commercial | USHP | Ducted CEE Tier 1
213795609 | Central HP <5.4 tons | AC PRO.com | HRCU-A-CB (Split System: Heat Pump with Remote Outdoor Unit-Air-Source) | AUD60W/A*-D(U) |  |  | AUD48AH2/A*-D(U) | 0 | 54000 | 16 | 9 | 54000 | 41000 | 75.93% | 1.8 | 10.5 | 10 |  |  |  |  | R-410A | 4.5 | Residential & Commercial | USHP | Ducted CEE Tier 1
212394303 | Central HP <5.4 tons | AC PRO.com | HRCU-A-C (Split System: Heat Pump with Remote Outdoor Unit with No Indoor Fan --Air Source) | AUD60W/A1-D(U) |  |  | ACAT48H/NAA | 0 | 47000 | 15.2 | 8.5 | 48000 | 33600 | 70% | 1.8 | 0 | 10 |  |  |  |  | R-410A | 3.9167 | Residential & Commercial | USHP | Ducted CEE Tier 1
215677097 | Central HP <5.4 tons | ARCOAIRE | HRCU-A-CB (Split System: Heat Pump with Remote Outdoor Unit-Air-Source) | H5H0V60*K*AAA* |  |  | EVM5X60M24A*+WALLCON | *80CSU1002120A* | 56500 | 18 | 9 | 63000 | 44500 | 70.63% | 2.08 | 0 | 9 |  |  |  |  | R-454B | 4.7083 | Residential & Commercial | USHP
215676847 | Central HP <5.4 tons | ARCOAIRE | HRCU-A-CB (Split System: Heat Pump with Remote Outdoor Unit-Air-Source) | H5H0V48*K*AAA* |  |  | EVD5X61M24A*+WALLCON | *80CSU0802120A* | 49000 | 19.5 | 9 | 50000 | 36600 | 73.2% | 2.1 | 0 | 10.5 |  |  |  |  | R-454B | 4.0833 | Residential & Commercial | USHP | Ducted CEE Tier 1
215676947 | Central HP <5.4 tons | ARCOAIRE | HRCU-A-CB (Split System: Heat Pump with Remote Outdoor Unit-Air-Source) | H5H0V48*K*AAA* |  |  | EVD5X61M24A*+WALLCON | *96CTN1002122B* | 48500 | 19.5 | 9.5 | 50000 | 36800 | 73.6% | 2.12 | 0 | 10.5 |  |  |  |  | R-454B | 4.0417 | Residential & Commercial | USHP | Ducted CEE Tier 1
215675977 | Central HP <5.4 tons | ARCOAIRE | HRCU-A-CB (Split System: Heat Pump with Remote Outdoor Unit-Air-Source) | H5H0V48*K*AAA* |  |  | EVM5X61M24A*+WALLCON | *80CTL0702120B* | 48500 | 19 | 9.5 | 50000 | 36800 | 73.6% | 2.1 | 0 | 10.5 |  |  |  |  | R-454B | 4.0417 | Residential & Commercial | USHP | Ducted CEE Tier 1
215675807 | Central HP <5.4 tons | ARCOAIRE | HRCU-A-CB (Split System: Heat Pump with Remote Outdoor Unit-Air-Source) | H5H0V48*K*AAA* |  |  | EVM5X60M21A*+WALLCON | *97CMN0802120B* | 48000 | 19 | 9 | 50000 | 36800 | 73.6% | 2 | 0 | 10 |  |  |  |  | R-454B | 4 | Residential & Commercial | USHP | Ducted CEE Tier 1
215675707 | Central HP <5.4 tons | ARCOAIRE | HRCU-A-CB (Split System: Heat Pump with Remote Outdoor Unit-Air-Source) | H5H0V48*K*AAA* |  |  | EVM5X60M21A*+WALLCON | *80CTL0701716B* | 48000 | 18.5 | 9 | 50000 | 37200 | 74.4% | 2 | 0 | 10 |  |  |  |  | R-454B | 4 | Residential & Commercial | USHP | Ducted CEE Tier 1
215682027 | Central HP <5.4 tons | ARCOAIRE | HRCU-A-CB (Split System: Heat Pump with Remote Outdoor Unit-Air-Source) | H5H0V48*K*AAA* |  |  | EVM5X60M24A*+WALLCON | *97CTN1202422A* | 48000 | 19 | 9 | 50000 | 36600 | 73.2% | 2 | 0 | 10.5 |  |  |  |  | R-454B | 4 | Residential & Commercial | USHP | Ducted CEE Tier 1
215681507 | Central HP <5.4 tons | ARCOAIRE | HRCU-A-CB (Split System: Heat Pump with Remote Outdoor Unit-Air-Source) | H5H0V48*K*AAA* |  |  | EA*5X61M21A*+WALLCON | *97CTN1002122A* | 46000 | 18 | 9 | 47500 | 33800 | 71.16% | 2.08 | 0 | 10 |  |  |  |  | R-454B | 3.8333 | Residential & Commercial | USHP | Ducted CEE Tier 1
215681707 | Central HP <5.4 tons | ARCOAIRE | HRCU-A-CB (Split System: Heat Pump with Remote Outdoor Unit-Air-Source) | H5H0V48*K*AAA* |  |  | ESH5X60M12A*+WALLCON | *80CSU1002120B* | 45500 | 16.5 | 8.5 | 48000 | 33800 | 70.42% | 2.08 | 0 | 9.5 |  |  |  |  | R-454B | 3.7917 | Residential & Commercial | USHP
215681307 | Central HP <5.4 tons | ARCOAIRE | HRCU-A-CB (Split System: Heat Pump with Remote Outdoor Unit-Air-Source) | H5H0V48*K*AAA* |  |  | EA*5X48M21A*+WALLCON | *80CSU0401712B* | 44000 | 17.5 | 9 | 48500 | 34000 | 70.1% | 2.04 | 0 | 9.5 |  |  |  |  | R-454B | 3.6667 | Residential & Commercial | USHP
212975813 | Central HP <5.4 tons | PAYNE HEATING AND COOLING | HRCU-A-CB (Split System: Heat Pump with Remote Outdoor Unit-Air-Source) | 38MURAQ18AB3* |  |  | CAP**3017AL* | PG96VTAB48080B** | 17400 | 16 | 8.5 | 18000 | 18700 | 103.9% | 2.26 | 0 | 10.5 |  |  |  |  | R-410A | 1.45 | Residential & Commercial | USHP | Ducted CEE Tier 1
215675697 | Central HP <5.4 tons | ARCOAIRE | HRCU-A-CB (Split System: Heat Pump with Remote Outdoor Unit-Air-Source) | H5H0V48*K*AAA* |  |  | EVM5X60M21A*+WALLCON | *80CTL0451712B* | 47500 | 18 | 9 | 50000 | 37600 | 75.2% | 1.98 | 0 | 9.5 |  |  |  |  | R-454B | 3.9583 | Residential & Commercial | USHP
215675897 | Central HP <5.4 tons | ARCOAIRE | HRCU-A-CB (Split System: Heat Pump with Remote Outdoor Unit-Air-Source) | H5H0V48*K*AAA* |  |  | EVM5X60M24A*+WALLCON | *80CTL1352422B* | 48000 | 19 | 9 | 50000 | 36400 | 72.8% | 2 | 0 | 10.5 |  |  |  |  | R-454B | 4 | Residential & Commercial | USHP | Ducted CEE Tier 1
215682047 | Central HP <5.4 tons | ARCOAIRE | HRCU-A-CB (Split System: Heat Pump with Remote Outdoor Unit-Air-Source) | H5H0V48*K*AAA* |  |  | EVM5X61M24A*+WALLCON | *80CSU0802120B* | 49000 | 19 | 9 | 50000 | 36400 | 72.8% | 2.12 | 0 | 10.5 |  |  |  |  | R-454B | 4.0833 | Residential & Commercial | USHP | Ducted CEE Tier 1
215681997 | Central HP <5.4 tons | ARCOAIRE | HRCU-A-CB (Split System: Heat Pump with Remote Outdoor Unit-Air-Source) | H5H0V48*K*AAA* |  |  | EVM5X60M24A*+WALLCON | *80CSU1002120B* | 48000 | 18.5 | 9 | 50000 | 36600 | 73.2% | 2 | 0 | 10 |  |  |  |  | R-454B | 4 | Residential & Commercial | USHP | Ducted CEE Tier 1
212972705 | Central HP <5.4 tons | ARCOAIRE | HRCU-A-CB (Split System: Heat Pump with Remote Outdoor Unit-Air-Source) | DLCURAH18ABK |  |  | EA*4X30L14A* | *96VSN0401410B* | 17300 | 16 | 8.5 | 18100 | 18900 | 104.4% | 2.26 | 0 | 10.5 |  |  |  |  | R-410A | 1.4417 | Residential & Commercial | USHP | Ducted CEE Tier 1
215678137 | Central HP <5.4 tons | ARCOAIRE | HRCU-A-CB (Split System: Heat Pump with Remote Outdoor Unit-Air-Source) | H5H0V60*K*AAA* |  |  | ESH5X60M12A*+WALLCON | *97CMN0802120B* | 55500 | 17 | 8.5 | 60000 | 42000 | 70% | 1.9 | 0 | 8.5 |  |  |  |  | R-454B | 4.625 | Residential & Commercial | USHP
215678167 | Central HP <5.4 tons | ARCOAIRE | HRCU-A-CB (Split System: Heat Pump with Remote Outdoor Unit-Air-Source) | H5H0V60*K*AAA* |  |  | ESH5X60M12A*+WALLCON | *96CTN1002122B* | 55500 | 17 | 8.5 | 60000 | 42000 | 70% | 1.9 | 0 | 8.5 |  |  |  |  | R-454B | 4.625 | Residential & Commercial | USHP
215677317 | Central HP <5.4 tons | ARCOAIRE | HRCU-A-CB (Split System: Heat Pump with Remote Outdoor Unit-Air-Source) | H5H0V60*K*AAA* |  |  | EVD5X60M21A*+WALLCON | *80CSU0802120A* | 57000 | 18 | 9 | 63500 | 44500 | 70.08% | 2.08 | 0 | 9 |  |  |  |  | R-454B | 4.75 | Residential & Commercial | USHP
215677367 | Central HP <5.4 tons | ARCOAIRE | HRCU-A-CB (Split System: Heat Pump with Remote Outdoor Unit-Air-Source) | H5H0V60*K*AAA* |  |  | EVD5X60M21A*+WALLCON | *80CTL1102120B* | 57000 | 18.5 | 9 | 63500 | 44500 | 70.08% | 2.08 | 0 | 9.5 |  |  |  |  | R-454B | 4.75 | Residential & Commercial | USHP
215677997 | Central HP <5.4 tons | ARCOAIRE | HRCU-A-CB (Split System: Heat Pump with Remote Outdoor Unit-Air-Source) | H5H0V60*K*AAA* |  |  | EA*5X61M24A*+WALLCON | *97CMN1002122B* | 56000 | 18.5 | 9 | 60000 | 42000 | 70% | 2.02 | 0 | 9 |  |  |  |  | R-454B | 4.6667 | Residential & Commercial | USHP
215677597 | Central HP <5.4 tons | ARCOAIRE | HRCU-A-CB (Split System: Heat Pump with Remote Outdoor Unit-Air-Source) | H5H0V60*K*AAA* |  |  | EVD5X61M21A*+WALLCON | *95CSU0802120B* | 57000 | 18 | 9 | 64000 | 45000 | 70.31% | 2.08 | 0 | 9 |  |  |  |  | R-454B | 4.75 | Residential & Commercial | USHP
215682427 | Central HP <5.4 tons | ARCOAIRE | HRCU-A-CB (Split System: Heat Pump with Remote Outdoor Unit-Air-Source) | H5H0V48*K*AAA* |  |  | EVD5X60M24A*+WALLCON | *97CTN1202422A* | 48000 | 19 | 9 | 50000 | 36600 | 73.2% | 2 | 0 | 10.5 |  |  |  |  | R-454B | 4 | Residential & Commercial | USHP | Ducted CEE Tier 1
215682177 | Central HP <5.4 tons | ARCOAIRE | HRCU-A-CB (Split System: Heat Pump with Remote Outdoor Unit-Air-Source) | H5H0V48*K*AAA* |  |  | EVD5X48M24A*+WALLCON | *96CTN0802120B* | 47000 | 18.5 | 9 | 50000 | 36400 | 72.8% | 2 | 0 | 10 |  |  |  |  | R-454B | 3.9167 | Residential & Commercial | USHP | Ducted CEE Tier 1
215682257 | Central HP <5.4 tons | ARCOAIRE | HRCU-A-CB (Split System: Heat Pump with Remote Outdoor Unit-Air-Source) | H5H0V48*K*AAA* |  |  | EVD5X49M24A*+WALLCON | *80CSU1002120B* | 48000 | 18.5 | 9 | 50000 | 36600 | 73.2% | 2 | 0 | 10 |  |  |  |  | R-454B | 4 | Residential & Commercial | USHP | Ducted CEE Tier 1
215682307 | Central HP <5.4 tons | ARCOAIRE | HRCU-A-CB (Split System: Heat Pump with Remote Outdoor Unit-Air-Source) | H5H0V48*K*AAA* |  |  | EVD5X60M21A*+WALLCON | *80CSU0401712B* | 48000 | 18.5 | 9 | 50000 | 36600 | 73.2% | 2 | 0 | 10 |  |  |  |  | R-454B | 4 | Residential & Commercial | USHP | Ducted CEE Tier 1
215682077 | Central HP <5.4 tons | ARCOAIRE | HRCU-A-CB (Split System: Heat Pump with Remote Outdoor Unit-Air-Source) | H5H0V48*K*AAA* |  |  | EVM5X61M24A*+WALLCON | *97CTN1002122A* | 48500 | 19.5 | 9.5 | 50000 | 36600 | 73.2% | 2.12 | 0 | 10.5 |  |  |  |  | R-454B | 4.0417 | Residential & Commercial | USHP | Ducted CEE Tier 1
215676047 | Central HP <5.4 tons | ARCOAIRE | HRCU-A-CB (Split System: Heat Pump with Remote Outdoor Unit-Air-Source) | H5H0V48*K*AAA* |  |  | EVM5X61M24A*+WALLCON | *97CMN0802120B* | 48500 | 19 | 9.5 | 50000 | 36800 | 73.6% | 2.12 | 0 | 10.5 |  |  |  |  | R-454B | 4.0417 | Residential & Commercial | USHP | Ducted CEE Tier 1
215675927 | Central HP <5.4 tons | ARCOAIRE | HRCU-A-CB (Split System: Heat Pump with Remote Outdoor Unit-Air-Source) | H5H0V48*K*AAA* |  |  | EVM5X60M24A*+WALLCON | *97CMN1002122B* | 48000 | 19 | 9 | 50000 | 36600 | 73.2% | 2 | 0 | 10.5 |  |  |  |  | R-454B | 4 | Residential & Commercial | USHP | Ducted CEE Tier 1
214229146 | Central HP <5.4 tons | PAYNE HEATING AND COOLING | HRCU-A-CB (Split System: Heat Pump with Remote Outdoor Unit-Air-Source) | 38MURAQ24AB3* |  |  | CAP**3017AL* | PG80MSUA48060B** | 23600 | 17 | 8.5 | 25800 | 24200 | 93.8% | 2.02 | 0 | 10 |  |  |  |  | R-410A | 1.9667 | Residential & Commercial | USHP | Ducted CEE Tier 1
215677167 | Central HP <5.4 tons | ARCOAIRE | HRCU-A-CB (Split System: Heat Pump with Remote Outdoor Unit-Air-Source) | H5H0V60*K*AAA* |  |  | EVM5X60M24A*+WALLCON | *97CMN0602120B* | 55500 | 17.5 | 8.5 | 64000 | 45500 | 71.09% | 1.94 | 0 | 8.5 |  |  |  |  | R-454B | 4.625 | Residential & Commercial | USHP
216766390 | Central HP <5.4 tons | TRANE | HRCU-A-CB (Split System: Heat Pump with Remote Outdoor Unit-Air-Source) | 5TWR7036A1 |  |  | 5TXCC007AS3 | S8V2C080M5PCB | 33800 | 17 | 8.7 | 32800 | 24200 | 73.78% | 2.19 | 0 | 12 |  |  |  |  | R-454B | 2.8167 | Residential & Commercial | USHP | Ducted CEE Tier 1
216372808 | Central HP <5.4 tons | EMI | HRCU-A-CB (Split System: Heat Pump with Remote Outdoor Unit-Air-Source) | MHSD124DACFC |  |  | MHAH124DACFC | 0 | 24000 | 17.4 | 10 | 24000 | 22600 | 94.17% | 1.91 | 12.5 | 11.7 |  |  |  |  | R-410A | 2 | Residential & Commercial | USHP | Ducted CEE Tier 1
213795610 | Central HP <5.4 tons | AC PRO.com | HRCU-A-CB (Split System: Heat Pump with Remote Outdoor Unit-Air-Source) | AUD60W/A*-D(U) |  |  | AUD60AH2/A*-D(U) | 0 | 48000 | 17 | 9 | 48000 | 39000 | 81.25% | 1.8 | 11.5 | 11 |  |  |  |  | R-410A | 4 | Residential & Commercial | USHP | Ducted CEE Tier 1
207335069 | Central HP <5.4 tons | AC PRO.com | HRCU-A-CB (Split System: Heat Pump with Remote Outdoor Unit-Air-Source) | AUD60W/A-D(U) |  |  | AUD48AH2/A-D(U) | 0 | 48000 | 17 | 9 | 48000 | 39000 | 81.25% | 1.8 | 11.5 | 11 |  |  |  |  | R-410A | 4 | Residential & Commercial | USHP | Ducted CEE Tier 1
216372807 | Central HP <5.4 tons | EMI | HRCU-A-CB (Split System: Heat Pump with Remote Outdoor Unit-Air-Source) | MHSD118DACFC |  |  | MHAH118DACFC | 0 | 18000 | 18 | 9.3 | 19000 | 16500 | 86.84% | 2.04 | 12.5 | 12.4 |  |  |  |  | R-410A | 1.5 | Residential & Commercial | USHP | Ducted CEE Tier 1
215678337 | Central HP <5.4 tons | ARCOAIRE | HRCU-A-CB (Split System: Heat Pump with Remote Outdoor Unit-Air-Source) | H5H0V24*K*AAA* |  |  | EA*5X36M17A*+WALLCON | *97CTN0801716A* | 23000 | 17 | 9 | 23800 | 16700 | 70.17% | 1.98 | 0 | 10 |  |  |  |  | R-454B | 1.9167 | Residential & Commercial | USHP | Ducted CEE Tier 1
215676967 | Central HP <5.4 tons | ARCOAIRE | HRCU-A-CB (Split System: Heat Pump with Remote Outdoor Unit-Air-Source) | H5H0V60*K*AAA* |  |  | EVM5X60M21A*+WALLCON | *80CSU0802120A* | 57000 | 18 | 9 | 63500 | 44500 | 70.08% | 2.08 | 0 | 9 |  |  |  |  | R-454B | 4.75 | Residential & Commercial | USHP
215677067 | Central HP <5.4 tons | ARCOAIRE | HRCU-A-CB (Split System: Heat Pump with Remote Outdoor Unit-Air-Source) | H5H0V60*K*AAA* |  |  | EVM5X60M21A*+WALLCON | *97CMN1002122B* | 56500 | 18.5 | 9 | 64000 | 45000 | 70.31% | 2.08 | 0 | 9 |  |  |  |  | R-454B | 4.7083 | Residential & Commercial | USHP
215676747 | Central HP <5.4 tons | ARCOAIRE | HRCU-A-CB (Split System: Heat Pump with Remote Outdoor Unit-Air-Source) | H5H0V48*K*AAA* |  |  | EVD5X61M21A*+WALLCON | *80CTL0902120B* | 48500 | 19.5 | 9.5 | 50000 | 36600 | 73.2% | 2.12 | 0 | 10.5 |  |  |  |  | R-454B | 4.0417 | Residential & Commercial | USHP | Ducted CEE Tier 1
215676797 | Central HP <5.4 tons | ARCOAIRE | HRCU-A-CB (Split System: Heat Pump with Remote Outdoor Unit-Air-Source) | H5H0V48*K*AAA* |  |  | EVD5X61M21A*+WALLCON | *97CMN0602120B* | 48000 | 18.5 | 9 | 50000 | 37400 | 74.8% | 2 | 0 | 10 |  |  |  |  | R-454B | 4 | Residential & Commercial | USHP | Ducted CEE Tier 1
215681517 | Central HP <5.4 tons | ARCOAIRE | HRCU-A-CB (Split System: Heat Pump with Remote Outdoor Unit-Air-Source) | H5H0V48*K*AAA* |  |  | EA*5X61M24A*+WALLCON | *96CTN0802120B* | 46000 | 18 | 9 | 48000 | 33800 | 70.42% | 2.08 | 0 | 10 |  |  |  |  | R-454B | 3.8333 | Residential & Commercial | USHP | Ducted CEE Tier 1
215681297 | Central HP <5.4 tons | ARCOAIRE | HRCU-A-CB (Split System: Heat Pump with Remote Outdoor Unit-Air-Source) | H5H0V48*K*AAA* |  |  | EA*5X48M21A*+WALLCON | *96CTN0802120B* | 44000 | 17.5 | 9 | 48500 | 34200 | 70.52% | 2.06 | 0 | 9.5 |  |  |  |  | R-454B | 3.6667 | Residential & Commercial | USHP
215678407 | Central HP <5.4 tons | ARCOAIRE | HRCU-A-CB (Split System: Heat Pump with Remote Outdoor Unit-Air-Source) | H5H0V24*K*AAA* |  |  | EA*5X37M21A*+WALLCON | *97CTN0601716A* | 24000 | 17 | 9 | 23400 | 16400 | 70.09% | 2.02 | 0 | 10.5 |  |  |  |  | R-454B | 2 | Residential & Commercial | USHP | Ducted CEE Tier 1
215678207 | Central HP <5.4 tons | ARCOAIRE | HRCU-A-CB (Split System: Heat Pump with Remote Outdoor Unit-Air-Source) | H5H0V24*K*AAA* |  |  | EA*5X24M17A*+WALLCON | *97CTN0601716A* | 22800 | 16.5 | 9 | 24000 | 16900 | 70.42% | 1.94 | 0 | 10 |  |  |  |  | R-454B | 1.9 | Residential & Commercial | USHP | Ducted CEE Tier 1
215677837 | Central HP <5.4 tons | ARCOAIRE | HRCU-A-CB (Split System: Heat Pump with Remote Outdoor Unit-Air-Source) | H5H0V60*K*AAA* |  |  | EA*5X60M24A*+WALLCON | *97CMN0802120B* | 54500 | 18 | 8.5 | 59500 | 42000 | 70.59% | 1.9 | 0 | 8.5 |  |  |  |  | R-454B | 4.5417 | Residential & Commercial | USHP
215676167 | Central HP <5.4 tons | ARCOAIRE | HRCU-A-CB (Split System: Heat Pump with Remote Outdoor Unit-Air-Source) | H5H0V48*K*AAA* |  |  | EVD5X48M21A*+WALLCON | *96CTN1002122B* | 47000 | 18.5 | 9 | 50000 | 36400 | 72.8% | 2 | 0 | 10 |  |  |  |  | R-454B | 3.9167 | Residential & Commercial | USHP | Ducted CEE Tier 1
215683037 | Central HP <5.4 tons | ARCOAIRE | HRCU-A-CB (Split System: Heat Pump with Remote Outdoor Unit-Air-Source) | H5H0V60*K*AAA* |  |  | EVD5X60M21A*+WALLCON | *97CTN0802120A* | 56500 | 18 | 9 | 64000 | 45000 | 70.31% | 2.08 | 0 | 9 |  |  |  |  | R-454B | 4.7083 | Residential & Commercial | USHP
215682887 | Central HP <5.4 tons | ARCOAIRE | HRCU-A-CB (Split System: Heat Pump with Remote Outdoor Unit-Air-Source) | H5H0V60*K*AAA* |  |  | EVM5X60M24A*+WALLCON | *80CSU1002120B* | 57000 | 18 | 9 | 63000 | 44500 | 70.63% | 2.08 | 0 | 9 |  |  |  |  | R-454B | 4.75 | Residential & Commercial | USHP
215682017 | Central HP <5.4 tons | ARCOAIRE | HRCU-A-CB (Split System: Heat Pump with Remote Outdoor Unit-Air-Source) | H5H0V48*K*AAA* |  |  | EVM5X60M24A*+WALLCON | *97CTN1002122A* | 48000 | 19 | 9 | 50000 | 36600 | 73.2% | 2 | 0 | 10 |  |  |  |  | R-454B | 4 | Residential & Commercial | USHP | Ducted CEE Tier 1
215682367 | Central HP <5.4 tons | ARCOAIRE | HRCU-A-CB (Split System: Heat Pump with Remote Outdoor Unit-Air-Source) | H5H0V48*K*AAA* |  |  | EVD5X60M21A*+WALLCON | *97CTN1002122A* | 48000 | 19 | 9 | 50000 | 36600 | 73.2% | 2 | 0 | 10.5 |  |  |  |  | R-454B | 4 | Residential & Commercial | USHP | Ducted CEE Tier 1
215682687 | Central HP <5.4 tons | ARCOAIRE | HRCU-A-CB (Split System: Heat Pump with Remote Outdoor Unit-Air-Source) | H5H0V60*K*AAA* |  |  | EA*5X61M24A*+WALLCON | *97CTN0802120A* | 56000 | 18.5 | 9 | 60000 | 42000 | 70% | 2.02 | 0 | 9 |  |  |  |  | R-454B | 4.6667 | Residential & Commercial | USHP
215682767 | Central HP <5.4 tons | ARCOAIRE | HRCU-A-CB (Split System: Heat Pump with Remote Outdoor Unit-Air-Source) | H5H0V60*K*AAA* |  |  | ESH5X60M12A*+WALLCON | *97CTN0802120A* | 55500 | 17 | 8.5 | 60000 | 42000 | 70% | 1.9 | 0 | 8.5 |  |  |  |  | R-454B | 4.625 | Residential & Commercial | USHP
215681537 | Central HP <5.4 tons | ARCOAIRE | HRCU-A-CB (Split System: Heat Pump with Remote Outdoor Unit-Air-Source) | H5H0V48*K*AAA* |  |  | EA*5X61M24A*+WALLCON | *80CSU1002120B* | 46000 | 18 | 9 | 47500 | 33600 | 70.74% | 2.08 | 0 | 9.5 |  |  |  |  | R-454B | 3.8333 | Residential & Commercial | USHP
215683107 | Central HP <5.4 tons | ARCOAIRE | HRCU-A-CB (Split System: Heat Pump with Remote Outdoor Unit-Air-Source) | H5H0V60*K*AAA* |  |  | EVD5X60M24A*+WALLCON | *97CTN1202422A* | 56500 | 18.5 | 9 | 63000 | 44500 | 70.63% | 2.1 | 0 | 9 |  |  |  |  | R-454B | 4.7083 | Residential & Commercial | USHP
212976021 | Central HP <5.4 tons | PAYNE HEATING AND COOLING | HRCU-A-CB (Split System: Heat Pump with Remote Outdoor Unit-Air-Source) | 38MURAQ24AB3* |  |  | CAP**3017AL* | PG96VTAB48080B** | 23400 | 17 | 8.5 | 26200 | 25000 | 95.42% | 2.08 | 0 | 10 |  |  |  |  | R-410A | 1.95 | Residential & Commercial | USHP | Ducted CEE Tier 1
211262025 | Central HP <5.4 tons | ARCOAIRE | HRCU-A-CB (Split System: Heat Pump with Remote Outdoor Unit-Air-Source) | DLCURAH18ABK |  |  | EA*4X30L17A* | *80ES(N,L)0451712A* | 18000 | 16 | 8.5 | 18500 | 18500 | 100% | 2.22 | 0 | 10.5 |  |  |  |  | R-410A | 1.5 | Residential & Commercial | USHP | Ducted CEE Tier 1
211262074 | Central HP <5.4 tons | ARCOAIRE | HRCU-A-CB (Split System: Heat Pump with Remote Outdoor Unit-Air-Source) | DLCURAH18ABK |  |  | EA*4X30L17A* | *92ESN0601412A* | 18300 | 16.5 | 8.5 | 18800 | 18400 | 97.87% | 2.22 | 0 | 10.5 |  |  |  |  | R-410A | 1.525 | Residential & Commercial | USHP | Ducted CEE Tier 1
211259953 | Central HP <5.4 tons | ARCOAIRE | HRCU-A-CB (Split System: Heat Pump with Remote Outdoor Unit-Air-Source) | DLCURAH18ABK |  |  | EA*4X19L17A* | *92ESN0601714A* | 18200 | 16.5 | 8.5 | 18100 | 17600 | 97.24% | 2.14 | 0 | 11 |  |  |  |  | R-410A | 1.5167 | Residential & Commercial | USHP | Ducted CEE Tier 1
215675737 | Central HP <5.4 tons | ARCOAIRE | HRCU-A-CB (Split System: Heat Pump with Remote Outdoor Unit-Air-Source) | H5H0V48*K*AAA* |  |  | EVM5X60M21A*+WALLCON | *80CTL0902120B* | 48000 | 19 | 9.5 | 50000 | 36600 | 73.2% | 2.1 | 0 | 10.5 |  |  |  |  | R-454B | 4 | Residential & Commercial | USHP | Ducted CEE Tier 1
215675787 | Central HP <5.4 tons | ARCOAIRE | HRCU-A-CB (Split System: Heat Pump with Remote Outdoor Unit-Air-Source) | H5H0V48*K*AAA* |  |  | EVM5X60M21A*+WALLCON | *97CMN0602120B* | 47500 | 18.5 | 9 | 50000 | 37200 | 74.4% | 1.98 | 0 | 10 |  |  |  |  | R-454B | 3.9583 | Residential & Commercial | USHP | Ducted CEE Tier 1
215318727 | Central HP <5.4 tons | INNOVAIR | HRCU-A-CB (Split System: Heat Pump with Remote Outdoor Unit-Air-Source) | GOV36H2BA |  |  | GAV36B2A | 0 | 34000 | 18.6 | 9 | 34200 | 24000 | 70.18% | 2.1 | 0 | 11.7 |  |  |  |  | R-454B | 2.8333 | Residential & Commercial | USHP | Ducted CEE Tier 1
215677007 | Central HP <5.4 tons | ARCOAIRE | HRCU-A-CB (Split System: Heat Pump with Remote Outdoor Unit-Air-Source) | H5H0V60*K*AAA* |  |  | EVM5X60M21A*+WALLCON | *80CTL0902120B* | 57000 | 18.5 | 9 | 63500 | 44500 | 70.08% | 2.08 | 0 | 9.5 |  |  |  |  | R-454B | 4.75 | Residential & Commercial | USHP
215679987 | Central HP <5.4 tons | ARCOAIRE | HRCU-A-CB (Split System: Heat Pump with Remote Outdoor Unit-Air-Source) | H5H0V36*K*AAA* |  |  | ESH5X60M12A*+WALLCON | *97CTN0802120A* | 34600 | 16.5 | 8.5 | 34600 | 24800 | 71.68% | 1.8 | 0 | 9.5 |  |  |  |  | R-454B | 2.8833 | Residential & Commercial | USHP
215679877 | Central HP <5.4 tons | ARCOAIRE | HRCU-A-CB (Split System: Heat Pump with Remote Outdoor Unit-Air-Source) | H5H0V36*K*AAA* |  |  | ESH5X48M12A*+WALLCON | *80CSU0401712B* | 34200 | 17 | 8.5 | 35400 | 25200 | 71.19% | 1.9 | 0 | 9.5 |  |  |  |  | R-454B | 2.85 | Residential & Commercial | USHP
215681787 | Central HP <5.4 tons | ARCOAIRE | HRCU-A-CB (Split System: Heat Pump with Remote Outdoor Unit-Air-Source) | H5H0V48*K*AAA* |  |  | EVM5X48M21A*+WALLCON | *80CSU1002120B* | 47000 | 18 | 9 | 50000 | 36400 | 72.8% | 2 | 0 | 9.5 |  |  |  |  | R-454B | 3.9167 | Residential & Commercial | USHP
215681317 | Central HP <5.4 tons | ARCOAIRE | HRCU-A-CB (Split System: Heat Pump with Remote Outdoor Unit-Air-Source) | H5H0V48*K*AAA* |  |  | EA*5X48M21A*+WALLCON | *80CSU0601716B* | 44000 | 17 | 9 | 48500 | 34200 | 70.52% | 2.04 | 0 | 9.5 |  |  |  |  | R-454B | 3.6667 | Residential & Commercial | USHP
215681367 | Central HP <5.4 tons | ARCOAIRE | HRCU-A-CB (Split System: Heat Pump with Remote Outdoor Unit-Air-Source) | H5H0V48*K*AAA* |  |  | EA*5X48M21A*+WALLCON | *97CTN1002122A* | 44000 | 18 | 9 | 48500 | 34000 | 70.1% | 2.04 | 0 | 9.5 |  |  |  |  | R-454B | 3.6667 | Residential & Commercial | USHP
215682517 | Central HP <5.4 tons | ARCOAIRE | HRCU-A-CB (Split System: Heat Pump with Remote Outdoor Unit-Air-Source) | H5H0V48*K*AAA* |  |  | EVD5X61M24A*+WALLCON | *96CTN0802120B* | 48500 | 19 | 9.5 | 50000 | 36800 | 73.6% | 2.1 | 0 | 10.5 |  |  |  |  | R-454B | 4.0417 | Residential & Commercial | USHP | Ducted CEE Tier 1
215681347 | Central HP <5.4 tons | ARCOAIRE | HRCU-A-CB (Split System: Heat Pump with Remote Outdoor Unit-Air-Source) | H5H0V48*K*AAA* |  |  | EA*5X48M21A*+WALLCON | *97CTN0801716A* | 44000 | 17 | 9 | 49000 | 34600 | 70.61% | 2.04 | 0 | 9 |  |  |  |  | R-454B | 3.6667 | Residential & Commercial | USHP
215681397 | Central HP <5.4 tons | ARCOAIRE | HRCU-A-CB (Split System: Heat Pump with Remote Outdoor Unit-Air-Source) | H5H0V48*K*AAA* |  |  | EA*5X60M24A*+WALLCON | *80CSU1002120B* | 45000 | 17.5 | 9 | 47500 | 33600 | 70.74% | 2.06 | 0 | 9.5 |  |  |  |  | R-454B | 3.75 | Residential & Commercial | USHP
215681447 | Central HP <5.4 tons | ARCOAIRE | HRCU-A-CB (Split System: Heat Pump with Remote Outdoor Unit-Air-Source) | H5H0V48*K*AAA* |  |  | EA*5X61M21A*+WALLCON | *80CSU0401712B* | 46000 | 18 | 9 | 47500 | 33600 | 70.74% | 2.06 | 0 | 9.5 |  |  |  |  | R-454B | 3.8333 | Residential & Commercial | USHP
215681467 | Central HP <5.4 tons | ARCOAIRE | HRCU-A-CB (Split System: Heat Pump with Remote Outdoor Unit-Air-Source) | H5H0V48*K*AAA* |  |  | EA*5X61M21A*+WALLCON | *80CSU0802120B* | 46000 | 18 | 9 | 47500 | 33400 | 70.32% | 2.08 | 0 | 10 |  |  |  |  | R-454B | 3.8333 | Residential & Commercial | USHP | Ducted CEE Tier 1
215681497 | Central HP <5.4 tons | ARCOAIRE | HRCU-A-CB (Split System: Heat Pump with Remote Outdoor Unit-Air-Source) | H5H0V48*K*AAA* |  |  | EA*5X61M21A*+WALLCON | *97CTN0802120A* | 46000 | 18 | 9 | 48000 | 33800 | 70.42% | 2.08 | 0 | 10 |  |  |  |  | R-454B | 3.8333 | Residential & Commercial | USHP | Ducted CEE Tier 1
215681567 | Central HP <5.4 tons | ARCOAIRE | HRCU-A-CB (Split System: Heat Pump with Remote Outdoor Unit-Air-Source) | H5H0V48*K*AAA* |  |  | EA*5X61M24A*+WALLCON | *97CTN1202422A* | 46000 | 18.5 | 9 | 47500 | 33600 | 70.74% | 2.06 | 0 | 10 |  |  |  |  | R-454B | 3.8333 | Residential & Commercial | USHP | Ducted CEE Tier 1
215676597 | Central HP <5.4 tons | ARCOAIRE | HRCU-A-CB (Split System: Heat Pump with Remote Outdoor Unit-Air-Source) | H5H0V48*K*AAA* |  |  | EVD5X60M24A*+WALLCON | *80CSU1002120A* | 48000 | 18.5 | 9 | 50000 | 36600 | 73.2% | 2 | 0 | 10 |  |  |  |  | R-454B | 4 | Residential & Commercial | USHP | Ducted CEE Tier 1
215676697 | Central HP <5.4 tons | ARCOAIRE | HRCU-A-CB (Split System: Heat Pump with Remote Outdoor Unit-Air-Source) | H5H0V48*K*AAA* |  |  | EVD5X61M21A*+WALLCON | *80CSU1002120A* | 48500 | 19 | 9 | 50000 | 37000 | 74% | 2 | 0 | 10 |  |  |  |  | R-454B | 4.0417 | Residential & Commercial | USHP | Ducted CEE Tier 1
215676647 | Central HP <5.4 tons | ARCOAIRE | HRCU-A-CB (Split System: Heat Pump with Remote Outdoor Unit-Air-Source) | H5H0V48*K*AAA* |  |  | EVD5X60M24A*+WALLCON | *95CSU1002122B* | 48000 | 19 | 9 | 50000 | 36400 | 72.8% | 2.02 | 0 | 10 |  |  |  |  | R-454B | 4 | Residential & Commercial | USHP | Ducted CEE Tier 1
215676297 | Central HP <5.4 tons | ARCOAIRE | HRCU-A-CB (Split System: Heat Pump with Remote Outdoor Unit-Air-Source) | H5H0V48*K*AAA* |  |  | EVD5X49M24A*+WALLCON | *80CTL0702120B* | 47500 | 19 | 9 | 50000 | 36800 | 73.6% | 2 | 0 | 10 |  |  |  |  | R-454B | 3.9583 | Residential & Commercial | USHP | Ducted CEE Tier 1
215681857 | Central HP <5.4 tons | ARCOAIRE | HRCU-A-CB (Split System: Heat Pump with Remote Outdoor Unit-Air-Source) | H5H0V48*K*AAA* |  |  | EVM5X49M21A*+WALLCON | *80CSU1002120B* | 48000 | 18.5 | 9 | 50000 | 36600 | 73.2% | 2 | 0 | 10 |  |  |  |  | R-454B | 4 | Residential & Commercial | USHP | Ducted CEE Tier 1
215681457 | Central HP <5.4 tons | ARCOAIRE | HRCU-A-CB (Split System: Heat Pump with Remote Outdoor Unit-Air-Source) | H5H0V48*K*AAA* |  |  | EA*5X61M21A*+WALLCON | *80CSU0601716B* | 46000 | 17.5 | 9 | 48000 | 33800 | 70.42% | 2.08 | 0 | 9.5 |  |  |  |  | R-454B | 3.8333 | Residential & Commercial | USHP
210191036 | Central HP <5.4 tons | KLIMAIRE | HRCU-A-CB (Split System: Heat Pump with Remote Outdoor Unit-Air-Source) | KOIF60H2-1S |  |  | KIDF60H2-1S | 0 | 55000 | 15.3 | 9.4 | 59000 | 48500 | 82.2% | 1.91 | 9 | 8.8 |  |  |  |  | R-410A | 4.5833 | Residential & Commercial | USHP
212987437 | Central HP <5.4 tons | PAYNE HEATING AND COOLING | HRCU-A-CB (Split System: Heat Pump with Remote Outdoor Unit-Air-Source) | 38MURAQ24AB3* |  |  | CAP**3721AL* | PG96MSAA48080B** | 24400 | 18 | 9 | 29200 | 25200 | 86.3% | 2.1 | 0 | 10.5 |  |  |  |  | R-410A | 2.0333 | Residential & Commercial | USHP | Ducted CEE Tier 1
212987485 | Central HP <5.4 tons | PAYNE HEATING AND COOLING | HRCU-A-CB (Split System: Heat Pump with Remote Outdoor Unit-Air-Source) | 38MURAQ24AB3* |  |  | CNPV*3621AL* | PG96MSAA48080B** | 23800 | 17 | 8.5 | 26400 | 24000 | 90.91% | 1.98 | 0 | 10.5 |  |  |  |  | R-410A | 1.9833 | Residential & Commercial | USHP | Ducted CEE Tier 1
211259820 | Central HP <5.4 tons | PAYNE HEATING AND COOLING | HRCU-A-CB (Split System: Heat Pump with Remote Outdoor Unit-Air-Source) | 38MURAQ18AB3* |  |  | CAP**1917AL* | PG95ESAA36060A** | 18400 | 16.5 | 8.5 | 18300 | 17600 | 96.17% | 2.14 | 0 | 11 |  |  |  |  | R-410A | 1.5333 | Residential & Commercial | USHP | Ducted CEE Tier 1
211259903 | Central HP <5.4 tons | PAYNE HEATING AND COOLING | HRCU-A-CB (Split System: Heat Pump with Remote Outdoor Unit-Air-Source) | 38MURAQ18AB3* |  |  | CAP**1917AL* | PG80ES(A,L)A36045B** | 19100 | 16 | 9 | 19100 | 17400 | 91.1% | 2.14 | 0 | 11 |  |  |  |  | R-410A | 1.5917 | Residential & Commercial | USHP | Ducted CEE Tier 1
215681387 | Central HP <5.4 tons | ARCOAIRE | HRCU-A-CB (Split System: Heat Pump with Remote Outdoor Unit-Air-Source) | H5H0V48*K*AAA* |  |  | EA*5X60M24A*+WALLCON | *80CSU0802120B* | 45500 | 18 | 9 | 47000 | 33400 | 71.06% | 2.06 | 0 | 9.5 |  |  |  |  | R-454B | 3.7917 | Residential & Commercial | USHP
215679197 | Central HP <5.4 tons | ARCOAIRE | HRCU-A-CB (Split System: Heat Pump with Remote Outdoor Unit-Air-Source) | H5H0V36*K*AAA* |  |  | EA*5X36M17A*+WALLCON | *80CSU0401712B* | 32800 | 17 | 8.5 | 36000 | 25800 | 71.67% | 1.76 | 0 | 9.5 |  |  |  |  | R-454B | 2.7333 | Residential & Commercial | USHP
215678197 | Central HP <5.4 tons | ARCOAIRE | HRCU-A-CB (Split System: Heat Pump with Remote Outdoor Unit-Air-Source) | H5H0V24*K*AAA* |  |  | EA*5X24M17A*+WALLCON | *80CSU0601716B* | 22800 | 16.5 | 8.5 | 24000 | 16800 | 70% | 1.96 | 0 | 10 |  |  |  |  | R-454B | 1.9 | Residential & Commercial | USHP | Ducted CEE Tier 1
215678147 | Central HP <5.4 tons | ARCOAIRE | HRCU-A-CB (Split System: Heat Pump with Remote Outdoor Unit-Air-Source) | H5H0V60*K*AAA* |  |  | ESH5X60M12A*+WALLCON | *97CMN1002122B* | 55500 | 17 | 8.5 | 60000 | 42000 | 70% | 1.9 | 0 | 8.5 |  |  |  |  | R-454B | 4.625 | Residential & Commercial | USHP
215677447 | Central HP <5.4 tons | ARCOAIRE | HRCU-A-CB (Split System: Heat Pump with Remote Outdoor Unit-Air-Source) | H5H0V60*K*AAA* |  |  | EVD5X60M24A*+WALLCON | *80CTL0702120B* | 56000 | 18 | 9 | 63500 | 45000 | 70.87% | 2.06 | 0 | 9 |  |  |  |  | R-454B | 4.6667 | Residential & Commercial | USHP
215677177 | Central HP <5.4 tons | ARCOAIRE | HRCU-A-CB (Split System: Heat Pump with Remote Outdoor Unit-Air-Source) | H5H0V60*K*AAA* |  |  | EVM5X60M24A*+WALLCON | *97CMN1002122B* | 56500 | 18.5 | 9 | 63000 | 44500 | 70.63% | 2.08 | 0 | 9 |  |  |  |  | R-454B | 4.7083 | Residential & Commercial | USHP
215681357 | Central HP <5.4 tons | ARCOAIRE | HRCU-A-CB (Split System: Heat Pump with Remote Outdoor Unit-Air-Source) | H5H0V48*K*AAA* |  |  | EA*5X48M21A*+WALLCON | *97CTN0802120A* | 44000 | 17.5 | 9 | 48500 | 34200 | 70.52% | 2.06 | 0 | 9.5 |  |  |  |  | R-454B | 3.6667 | Residential & Commercial | USHP
215682107 | Central HP <5.4 tons | ARCOAIRE | HRCU-A-CB (Split System: Heat Pump with Remote Outdoor Unit-Air-Source) | H5H0V48*K*AAA* |  |  | EVD5X48M21A*+WALLCON | *80CSU0401712B* | 47000 | 18 | 9 | 50000 | 36400 | 72.8% | 2.02 | 0 | 9.5 |  |  |  |  | R-454B | 3.9167 | Residential & Commercial | USHP
215679327 | Central HP <5.4 tons | ARCOAIRE | HRCU-A-CB (Split System: Heat Pump with Remote Outdoor Unit-Air-Source) | H5H0V36*K*AAA* |  |  | EA*5X37M21A*+WALLCON | *97CTN0802120A* | 34400 | 18 | 9 | 35400 | 25200 | 71.19% | 1.88 | 0 | 10 |  |  |  |  | R-454B | 2.8667 | Residential & Commercial | USHP | Ducted CEE Tier 1
215679477 | Central HP <5.4 tons | ARCOAIRE | HRCU-A-CB (Split System: Heat Pump with Remote Outdoor Unit-Air-Source) | H5H0V36*K*AAA* |  |  | EA*5X43M21A*+WALLCON | *97CTN1002122A* | 34600 | 18 | 9 | 35200 | 25000 | 71.02% | 1.9 | 0 | 10 |  |  |  |  | R-454B | 2.8833 | Residential & Commercial | USHP | Ducted CEE Tier 1
212978166 | Central HP <5.4 tons | ARCOAIRE | HRCU-A-CB (Split System: Heat Pump with Remote Outdoor Unit-Air-Source) | DLCURAH24ABK |  |  | EN(A,D)4X24L14** | *80MS(N,L)0701412A* | 23200 | 17 | 8.5 | 26800 | 25400 | 94.78% | 2.14 | 0 | 10 |  |  |  |  | R-410A | 1.9333 | Residential & Commercial | USHP | Ducted CEE Tier 1
216372811 | Central HP <5.4 tons | EMI | HRCU-A-CB (Split System: Heat Pump with Remote Outdoor Unit-Air-Source) | MHSD148DACFC |  |  | MHAH148DACFC | 0 | 47000 | 15.6 | 9.4 | 50000 | 46000 | 92% | 1.9 | 8.5 | 8.2 |  |  |  |  | R-410A | 3.9167 | Residential & Commercial | USHP
210474118 | Central HP <5.4 tons | ARCOAIRE | HRCU-A-CB (Split System: Heat Pump with Remote Outdoor Unit-Air-Source) | HVH825GKA3* |  |  | EN(A,D)4X48L24**+WALLCON | *97CMN1002122A* | 24200 | 17 | 8.1 | 21400 | 16600 | 77.57% | 2.02 | 0 | 11.5 |  |  |  |  | R-410A | 2.0167 | Residential & Commercial | USHP | Ducted CEE Tier 1
215682557 | Central HP <5.4 tons | ARCOAIRE | HRCU-A-CB (Split System: Heat Pump with Remote Outdoor Unit-Air-Source) | H5H0V48*K*AAA* |  |  | EVD5X61M24A*+WALLCON | *97CTN1002122A* | 48500 | 19.5 | 9.5 | 50000 | 36600 | 73.2% | 2.12 | 0 | 10.5 |  |  |  |  | R-454B | 4.0417 | Residential & Commercial | USHP | Ducted CEE Tier 1
215682487 | Central HP <5.4 tons | ARCOAIRE | HRCU-A-CB (Split System: Heat Pump with Remote Outdoor Unit-Air-Source) | H5H0V48*K*AAA* |  |  | EVD5X61M21A*+WALLCON | *97CTN0801716A* | 48000 | 18.5 | 9 | 50000 | 37400 | 74.8% | 2 | 0 | 10 |  |  |  |  | R-454B | 4 | Residential & Commercial | USHP | Ducted CEE Tier 1
215682537 | Central HP <5.4 tons | ARCOAIRE | HRCU-A-CB (Split System: Heat Pump with Remote Outdoor Unit-Air-Source) | H5H0V48*K*AAA* |  |  | EVD5X61M24A*+WALLCON | *80CSU1002120B* | 48500 | 19 | 9 | 50000 | 36600 | 73.2% | 2.12 | 0 | 10 |  |  |  |  | R-454B | 4.0417 | Residential & Commercial | USHP | Ducted CEE Tier 1
215682087 | Central HP <5.4 tons | ARCOAIRE | HRCU-A-CB (Split System: Heat Pump with Remote Outdoor Unit-Air-Source) | H5H0V48*K*AAA* |  |  | EVM5X61M24A*+WALLCON | *97CTN1202422A* | 48500 | 19.5 | 9.5 | 50000 | 36600 | 73.2% | 2.12 | 0 | 10.5 |  |  |  |  | R-454B | 4.0417 | Residential & Commercial | USHP | Ducted CEE Tier 1
215682287 | Central HP <5.4 tons | ARCOAIRE | HRCU-A-CB (Split System: Heat Pump with Remote Outdoor Unit-Air-Source) | H5H0V48*K*AAA* |  |  | EVD5X49M24A*+WALLCON | *97CTN1202422A* | 48000 | 19 | 9 | 50000 | 36600 | 73.2% | 2 | 0 | 10.5 |  |  |  |  | R-454B | 4 | Residential & Commercial | USHP | Ducted CEE Tier 1
215682337 | Central HP <5.4 tons | ARCOAIRE | HRCU-A-CB (Split System: Heat Pump with Remote Outdoor Unit-Air-Source) | H5H0V48*K*AAA* |  |  | EVD5X60M21A*+WALLCON | *80CSU1002120B* | 48000 | 18.5 | 9 | 50000 | 36600 | 73.2% | 2 | 0 | 10 |  |  |  |  | R-454B | 4 | Residential & Commercial | USHP | Ducted CEE Tier 1
215678397 | Central HP <5.4 tons | ARCOAIRE | HRCU-A-CB (Split System: Heat Pump with Remote Outdoor Unit-Air-Source) | H5H0V24*K*AAA* |  |  | EA*5X37M21A*+WALLCON | *80CSU0601716B* | 24200 | 17.5 | 9 | 23200 | 16300 | 70.26% | 2.02 | 0 | 10.5 |  |  |  |  | R-454B | 2.0167 | Residential & Commercial | USHP | Ducted CEE Tier 1
215678417 | Central HP <5.4 tons | ARCOAIRE | HRCU-A-CB (Split System: Heat Pump with Remote Outdoor Unit-Air-Source) | H5H0V24*K*AAA* |  |  | EA*5X37M21A*+WALLCON | *97CTN0801716A* | 24000 | 17 | 9 | 23400 | 16400 | 70.09% | 2 | 0 | 10.5 |  |  |  |  | R-454B | 2 | Residential & Commercial | USHP | Ducted CEE Tier 1
215683117 | Central HP <5.4 tons | ARCOAIRE | HRCU-A-CB (Split System: Heat Pump with Remote Outdoor Unit-Air-Source) | H5H0V60*K*AAA* |  |  | EVD5X61M21A*+WALLCON | *96CTN0802120B* | 57000 | 18.5 | 9 | 64000 | 45000 | 70.31% | 2.08 | 0 | 9 |  |  |  |  | R-454B | 4.75 | Residential & Commercial | USHP
215682647 | Central HP <5.4 tons | ARCOAIRE | HRCU-A-CB (Split System: Heat Pump with Remote Outdoor Unit-Air-Source) | H5H0V60*K*AAA* |  |  | EA*5X61M21A*+WALLCON | *80CSU0601716B* | 55500 | 18 | 8.5 | 58500 | 41000 | 70.09% | 2.04 | 0 | 9 |  |  |  |  | R-454B | 4.625 | Residential & Commercial | USHP
211260318 | Central HP <5.4 tons | PAYNE HEATING AND COOLING | HRCU-A-CB (Split System: Heat Pump with Remote Outdoor Unit-Air-Source) | 38MURAQ18AB3* |  |  | CAP**2417AL* | PG95ESUA36040B** | 17600 | 16 | 8.5 | 18500 | 19100 | 103.2% | 2.3 | 0 | 10.5 |  |  |  |  | R-410A | 1.4667 | Residential & Commercial | USHP | Ducted CEE Tier 1
211260405 | Central HP <5.4 tons | PAYNE HEATING AND COOLING | HRCU-A-CB (Split System: Heat Pump with Remote Outdoor Unit-Air-Source) | 38MURAQ18AB3* |  |  | CAP**2417AL* | PG96VTAA36040B** | 17700 | 15.5 | 8.5 | 18700 | 19100 | 102.1% | 2.28 | 0 | 10.5 |  |  |  |  | R-410A | 1.475 | Residential & Commercial | USHP | Ducted CEE Tier 1
211260455 | Central HP <5.4 tons | PAYNE HEATING AND COOLING | HRCU-A-CB (Split System: Heat Pump with Remote Outdoor Unit-Air-Source) | 38MURAQ18AB3* |  |  | CAP**2417AL* | PG95ESAA36040B** | 17300 | 15.5 | 8.5 | 18300 | 19300 | 105.5% | 2.3 | 0 | 10 |  |  |  |  | R-410A | 1.4417 | Residential & Commercial | USHP | Ducted CEE Tier 1
212987019 | Central HP <5.4 tons | PAYNE HEATING AND COOLING | HRCU-A-CB (Split System: Heat Pump with Remote Outdoor Unit-Air-Source) | 38MURAQ18AB3* |  |  | CAP**3014AL* | PG96MSAA36060A** | 17400 | 16 | 8.5 | 18000 | 18700 | 103.9% | 2.26 | 0 | 10.5 |  |  |  |  | R-410A | 1.45 | Residential & Commercial | USHP | Ducted CEE Tier 1
216682095 | Central HP <5.4 tons | PAYNE HEATING AND COOLING | HRCU-A-CB (Split System: Heat Pump with Remote Outdoor Unit-Air-Source) | 38MURAQ30AB3* |  |  | CAP**4224AL* | PG97VTAA60100C** | 30200 | 15.2 | 9 | 34000 | 27200 | 80% | 1.75 | 0 | 9 |  |  |  |  | R-410A | 2.5167 | Residential & Commercial | USHP
215939608 | Central HP <5.4 tons | ARCOAIRE | HRCU-A-CB (Split System: Heat Pump with Remote Outdoor Unit-Air-Source) | H5H3V36*K*AAA* |  |  | EA*5X36M17A*+WALLCON | *80CSU0401712B* | 32400 | 19.5 | 9.5 | 35000 | 26800 | 76.57% | 2 | 0 | 11 |  |  |  |  | R-454B | 2.7 | Residential & Commercial | USHP | Ducted CEE Tier 1
215939678 | Central HP <5.4 tons | ARCOAIRE | HRCU-A-CB (Split System: Heat Pump with Remote Outdoor Unit-Air-Source) | H5H3V36*K*AAA* |  |  | EA*5X42M21A*+WALLCON | *97CTN0601716A* | 32400 | 19 | 9 | 35600 | 27400 | 76.97% | 1.88 | 0 | 10.5 |  |  |  |  | R-454B | 2.7 | Residential & Commercial | USHP | Ducted CEE Tier 1
215939878 | Central HP <5.4 tons | ARCOAIRE | HRCU-A-CB (Split System: Heat Pump with Remote Outdoor Unit-Air-Source) | H5H3V36*K*AAA* |  |  | EA*5X61M21A*+WALLCON | *97CTN0802120A* | 34400 | 20 | 9 | 34400 | 26200 | 76.16% | 1.96 | 0 | 11.7 |  |  |  |  | R-454B | 2.8667 | Residential & Commercial | USHP | Ducted CEE Tier 1
215939928 | Central HP <5.4 tons | ARCOAIRE | HRCU-A-CB (Split System: Heat Pump with Remote Outdoor Unit-Air-Source) | H5H3V36*K*AAA* |  |  | EA*5X61M24A*+WALLCON | *97CTN1202422A* | 34400 | 20.5 | 9.5 | 34200 | 26000 | 76.02% | 2.08 | 0 | 12 |  |  |  |  | R-454B | 2.8667 | Residential & Commercial | USHP | Ducted CEE Tier 1
215940478 | Central HP <5.4 tons | ARCOAIRE | HRCU-A-CB (Split System: Heat Pump with Remote Outdoor Unit-Air-Source) | H5H3V36*K*AAA* |  |  | EVM5X60M24A*+WALLCON | *97CTN0802120A* | 35400 | 21.5 | 8.5 | 38000 | 28600 | 75.26% | 2.04 | 0 | 12 |  |  |  |  | R-454B | 2.95 | Residential & Commercial | USHP | Ducted CEE Tier 1
215681877 | Central HP <5.4 tons | ARCOAIRE | HRCU-A-CB (Split System: Heat Pump with Remote Outdoor Unit-Air-Source) | H5H0V48*K*AAA* |  |  | EVM5X49M21A*+WALLCON | *97CTN0802120A* | 48000 | 19 | 9 | 50000 | 36800 | 73.6% | 2 | 0 | 10 |  |  |  |  | R-454B | 4 | Residential & Commercial | USHP | Ducted CEE Tier 1
215681627 | Central HP <5.4 tons | ARCOAIRE | HRCU-A-CB (Split System: Heat Pump with Remote Outdoor Unit-Air-Source) | H5H0V48*K*AAA* |  |  | ESH5X48M12A*+WALLCON | *97CTN0801716A* | 44500 | 16 | 8.5 | 49500 | 34800 | 70.3% | 1.92 | 0 | 9 |  |  |  |  | R-454B | 3.7083 | Residential & Commercial | USHP
215681777 | Central HP <5.4 tons | ARCOAIRE | HRCU-A-CB (Split System: Heat Pump with Remote Outdoor Unit-Air-Source) | H5H0V48*K*AAA* |  |  | EVM5X48M21A*+WALLCON | *80CSU0802120B* | 47000 | 18.5 | 9 | 50000 | 36200 | 72.4% | 2 | 0 | 10 |  |  |  |  | R-454B | 3.9167 | Residential & Commercial | USHP | Ducted CEE Tier 1
215678217 | Central HP <5.4 tons | ARCOAIRE | HRCU-A-CB (Split System: Heat Pump with Remote Outdoor Unit-Air-Source) | H5H0V24*K*AAA* |  |  | EA*5X24M17A*+WALLCON | *97CTN0801716A* | 22800 | 16.5 | 9 | 24000 | 16900 | 70.42% | 1.94 | 0 | 10 |  |  |  |  | R-454B | 1.9 | Residential & Commercial | USHP | Ducted CEE Tier 1
215678237 | Central HP <5.4 tons | ARCOAIRE | HRCU-A-CB (Split System: Heat Pump with Remote Outdoor Unit-Air-Source) | H5H0V24*K*AAA* |  |  | EA*5X25M17A*+WALLCON | *80CSU0601716B* | 24000 | 17 | 9 | 23200 | 16300 | 70.26% | 2.02 | 0 | 10.5 |  |  |  |  | R-454B | 2 | Residential & Commercial | USHP | Ducted CEE Tier 1
215678287 | Central HP <5.4 tons | ARCOAIRE | HRCU-A-CB (Split System: Heat Pump with Remote Outdoor Unit-Air-Source) | H5H0V24*K*AAA* |  |  | EA*5X30M17A*+WALLCON | *97CTN0601716A* | 23000 | 16.5 | 9 | 24000 | 16800 | 70% | 1.86 | 0 | 10 |  |  |  |  | R-454B | 1.9167 | Residential & Commercial | USHP | Ducted CEE Tier 1
215677777 | Central HP <5.4 tons | ARCOAIRE | HRCU-A-CB (Split System: Heat Pump with Remote Outdoor Unit-Air-Source) | H5H0V60*K*AAA* |  |  | EA*5X60M24A*+WALLCON | *80CTL0902120B* | 55000 | 18.5 | 9 | 59000 | 41500 | 70.34% | 2.04 | 0 | 9 |  |  |  |  | R-454B | 4.5833 | Residential & Commercial | USHP
215677507 | Central HP <5.4 tons | ARCOAIRE | HRCU-A-CB (Split System: Heat Pump with Remote Outdoor Unit-Air-Source) | H5H0V60*K*AAA* |  |  | EVD5X60M24A*+WALLCON | *97CMN0602120B* | 55500 | 17.5 | 8.5 | 64000 | 45500 | 71.09% | 1.94 | 0 | 8.5 |  |  |  |  | R-454B | 4.625 | Residential & Commercial | USHP
215677357 | Central HP <5.4 tons | ARCOAIRE | HRCU-A-CB (Split System: Heat Pump with Remote Outdoor Unit-Air-Source) | H5H0V60*K*AAA* |  |  | EVD5X60M21A*+WALLCON | *80CTL0902120B* | 57000 | 18.5 | 9 | 63500 | 44500 | 70.08% | 2.08 | 0 | 9.5 |  |  |  |  | R-454B | 4.75 | Residential & Commercial | USHP
215679917 | Central HP <5.4 tons | ARCOAIRE | HRCU-A-CB (Split System: Heat Pump with Remote Outdoor Unit-Air-Source) | H5H0V36*K*AAA* |  |  | ESH5X48M12A*+WALLCON | *97CTN1002122A* | 34200 | 16.5 | 8.5 | 35400 | 25200 | 71.19% | 1.9 | 0 | 9.5 |  |  |  |  | R-454B | 2.85 | Residential & Commercial | USHP
215679997 | Central HP <5.4 tons | ARCOAIRE | HRCU-A-CB (Split System: Heat Pump with Remote Outdoor Unit-Air-Source) | H5H0V36*K*AAA* |  |  | ESH5X60M12A*+WALLCON | *97CTN1002122A* | 34600 | 17 | 8.5 | 34600 | 24800 | 71.68% | 1.82 | 0 | 10 |  |  |  |  | R-454B | 2.8833 | Residential & Commercial | USHP | Ducted CEE Tier 1
215682587 | Central HP <5.4 tons | ARCOAIRE | HRCU-A-CB (Split System: Heat Pump with Remote Outdoor Unit-Air-Source) | H5H0V60*K*AAA* |  |  | EA*5X60M24A*+WALLCON | *80CSU0802120B* | 55500 | 18.5 | 8.5 | 58500 | 41000 | 70.09% | 2.04 | 0 | 9 |  |  |  |  | R-454B | 4.625 | Residential & Commercial | USHP
215683057 | Central HP <5.4 tons | ARCOAIRE | HRCU-A-CB (Split System: Heat Pump with Remote Outdoor Unit-Air-Source) | H5H0V60*K*AAA* |  |  | EVD5X60M24A*+WALLCON | *96CTN0802120B* | 56500 | 18 | 9 | 63500 | 44500 | 70.08% | 2.08 | 0 | 9 |  |  |  |  | R-454B | 4.7083 | Residential & Commercial | USHP
215679837 | Central HP <5.4 tons | ARCOAIRE | HRCU-A-CB (Split System: Heat Pump with Remote Outdoor Unit-Air-Source) | H5H0V36*K*AAA* |  |  | ESH5X42M12A*+WALLCON | *97CTN0802120A* | 34000 | 16 | 8.5 | 35600 | 25200 | 70.79% | 1.76 | 0 | 9.5 |  |  |  |  | R-454B | 2.8333 | Residential & Commercial | USHP
215679867 | Central HP <5.4 tons | ARCOAIRE | HRCU-A-CB (Split System: Heat Pump with Remote Outdoor Unit-Air-Source) | H5H0V36*K*AAA* |  |  | ESH5X48M12A*+WALLCON | *96CTN0802120B* | 34200 | 16 | 8.5 | 35400 | 25200 | 71.19% | 1.88 | 0 | 9.5 |  |  |  |  | R-454B | 2.85 | Residential & Commercial | USHP
215679717 | Central HP <5.4 tons | ARCOAIRE | HRCU-A-CB (Split System: Heat Pump with Remote Outdoor Unit-Air-Source) | H5H0V36*K*AAA* |  |  | ESH5X36M12A*+WALLCON | *80CSU0401712B* | 33800 | 16 | 8.5 | 35600 | 25400 | 71.35% | 1.78 | 0 | 9.5 |  |  |  |  | R-454B | 2.8167 | Residential & Commercial | USHP
215679887 | Central HP <5.4 tons | ARCOAIRE | HRCU-A-CB (Split System: Heat Pump with Remote Outdoor Unit-Air-Source) | H5H0V36*K*AAA* |  |  | ESH5X48M12A*+WALLCON | *80CSU0601716B* | 34200 | 17 | 8.5 | 35400 | 25200 | 71.19% | 1.9 | 0 | 9.5 |  |  |  |  | R-454B | 2.85 | Residential & Commercial | USHP
215681597 | Central HP <5.4 tons | ARCOAIRE | HRCU-A-CB (Split System: Heat Pump with Remote Outdoor Unit-Air-Source) | H5H0V48*K*AAA* |  |  | ESH5X48M12A*+WALLCON | *80CSU0601716B* | 45000 | 16 | 8.5 | 49000 | 34400 | 70.2% | 2.04 | 0 | 9 |  |  |  |  | R-454B | 3.75 | Residential & Commercial | USHP
215681667 | Central HP <5.4 tons | ARCOAIRE | HRCU-A-CB (Split System: Heat Pump with Remote Outdoor Unit-Air-Source) | H5H0V48*K*AAA* |  |  | ESH5X60M12A*+WALLCON | *96CTN0802120B* | 45500 | 16.5 | 8.5 | 48000 | 33800 | 70.42% | 2.06 | 0 | 9.5 |  |  |  |  | R-454B | 3.7917 | Residential & Commercial | USHP
215681697 | Central HP <5.4 tons | ARCOAIRE | HRCU-A-CB (Split System: Heat Pump with Remote Outdoor Unit-Air-Source) | H5H0V48*K*AAA* |  |  | ESH5X60M12A*+WALLCON | *80CSU0802120B* | 45500 | 17 | 8.5 | 48000 | 33600 | 70% | 2.06 | 0 | 9.5 |  |  |  |  | R-454B | 3.7917 | Residential & Commercial | USHP
215678307 | Central HP <5.4 tons | ARCOAIRE | HRCU-A-CB (Split System: Heat Pump with Remote Outdoor Unit-Air-Source) | H5H0V24*K*AAA* |  |  | EA*5X36M17A*+WALLCON | *80CSU0401712B* | 23200 | 17 | 8.5 | 23400 | 16500 | 70.51% | 2 | 0 | 10 |  |  |  |  | R-454B | 1.9333 | Residential & Commercial | USHP | Ducted CEE Tier 1
215940578 | Central HP <5.4 tons | ARCOAIRE | HRCU-A-CB (Split System: Heat Pump with Remote Outdoor Unit-Air-Source) | H5H3V36*K*AAA* |  |  | EVD5X38M17A*+WALLCON | *80CSU0401712B* | 35600 | 22 | 8.5 | 38000 | 28600 | 75.26% | 2.04 | 0 | 12.5 |  |  |  |  | R-454B | 2.9667 | Residential & Commercial | USHP | Ducted CEE Tier 1
215940528 | Central HP <5.4 tons | ARCOAIRE | HRCU-A-CB (Split System: Heat Pump with Remote Outdoor Unit-Air-Source) | H5H3V36*K*AAA* |  |  | EVD5X36M21A*+WALLCON | *80CSU0601716B* | 34400 | 21 | 8.5 | 38500 | 28000 | 72.73% | 2.04 | 0 | 12 |  |  |  |  | R-454B | 2.8667 | Residential & Commercial | USHP | Ducted CEE Tier 1
212989611 | Central HP <5.4 tons | PAYNE HEATING AND COOLING | HRCU-A-CB (Split System: Heat Pump with Remote Outdoor Unit-Air-Source) | 38MURAQ24AB3* |  |  | CAP**3721AL* | PG95MSUA60080C** | 24000 | 17.5 | 8.5 | 25200 | 21800 | 86.51% | 1.82 | 0 | 10 |  |  |  |  | R-410A | 2 | Residential & Commercial | USHP | Ducted CEE Tier 1
215679947 | Central HP <5.4 tons | ARCOAIRE | HRCU-A-CB (Split System: Heat Pump with Remote Outdoor Unit-Air-Source) | H5H0V36*K*AAA* |  |  | ESH5X60M12A*+WALLCON | *80CSU0401712B* | 34600 | 17 | 8.5 | 34600 | 24800 | 71.68% | 1.92 | 0 | 10 |  |  |  |  | R-454B | 2.8833 | Residential & Commercial | USHP | Ducted CEE Tier 1
215679397 | Central HP <5.4 tons | ARCOAIRE | HRCU-A-CB (Split System: Heat Pump with Remote Outdoor Unit-Air-Source) | H5H0V36*K*AAA* |  |  | EA*5X42M21A*+WALLCON | *97CTN0802120A* | 33200 | 17.5 | 9 | 35800 | 25600 | 71.51% | 1.86 | 0 | 10 |  |  |  |  | R-454B | 2.7667 | Residential & Commercial | USHP | Ducted CEE Tier 1
215679547 | Central HP <5.4 tons | ARCOAIRE | HRCU-A-CB (Split System: Heat Pump with Remote Outdoor Unit-Air-Source) | H5H0V36*K*AAA* |  |  | EA*5X48M21A*+WALLCON | *97CTN1002122A* | 33800 | 18 | 9 | 35000 | 25000 | 71.43% | 1.9 | 0 | 10 |  |  |  |  | R-454B | 2.8167 | Residential & Commercial | USHP | Ducted CEE Tier 1
215678367 | Central HP <5.4 tons | ARCOAIRE | HRCU-A-CB (Split System: Heat Pump with Remote Outdoor Unit-Air-Source) | H5H0V24*K*AAA* |  |  | EA*5X37M17A*+WALLCON | *97CTN0601716A* | 23600 | 16.5 | 9 | 23600 | 16600 | 70.34% | 1.98 | 0 | 10 |  |  |  |  | R-454B | 1.9667 | Residential & Commercial | USHP | Ducted CEE Tier 1
215677147 | Central HP <5.4 tons | ARCOAIRE | HRCU-A-CB (Split System: Heat Pump with Remote Outdoor Unit-Air-Source) | H5H0V60*K*AAA* |  |  | EVM5X60M24A*+WALLCON | *95CSU0802120B* | 56500 | 18 | 9 | 63500 | 44500 | 70.08% | 2.08 | 0 | 9 |  |  |  |  | R-454B | 4.7083 | Residential & Commercial | USHP
215679437 | Central HP <5.4 tons | ARCOAIRE | HRCU-A-CB (Split System: Heat Pump with Remote Outdoor Unit-Air-Source) | H5H0V36*K*AAA* |  |  | EA*5X43M21A*+WALLCON | *80CSU0601716B* | 34600 | 18 | 9 | 35200 | 25000 | 71.02% | 1.9 | 0 | 10 |  |  |  |  | R-454B | 2.8833 | Residential & Commercial | USHP | Ducted CEE Tier 1
215679457 | Central HP <5.4 tons | ARCOAIRE | HRCU-A-CB (Split System: Heat Pump with Remote Outdoor Unit-Air-Source) | H5H0V36*K*AAA* |  |  | EA*5X43M21A*+WALLCON | *97CTN0801716A* | 34200 | 17.5 | 9 | 35400 | 25400 | 71.75% | 1.88 | 0 | 9.5 |  |  |  |  | R-454B | 2.85 | Residential & Commercial | USHP
215679537 | Central HP <5.4 tons | ARCOAIRE | HRCU-A-CB (Split System: Heat Pump with Remote Outdoor Unit-Air-Source) | H5H0V36*K*AAA* |  |  | EA*5X48M21A*+WALLCON | *97CTN0802120A* | 33800 | 18 | 9 | 35000 | 25000 | 71.43% | 1.88 | 0 | 10 |  |  |  |  | R-454B | 2.8167 | Residential & Commercial | USHP | Ducted CEE Tier 1
215679797 | Central HP <5.4 tons | ARCOAIRE | HRCU-A-CB (Split System: Heat Pump with Remote Outdoor Unit-Air-Source) | H5H0V36*K*AAA* |  |  | ESH5X42M12A*+WALLCON | *80CSU0401712B* | 34000 | 16.5 | 8.5 | 35600 | 25200 | 70.79% | 1.78 | 0 | 9.5 |  |  |  |  | R-454B | 2.8333 | Residential & Commercial | USHP
215679847 | Central HP <5.4 tons | ARCOAIRE | HRCU-A-CB (Split System: Heat Pump with Remote Outdoor Unit-Air-Source) | H5H0V36*K*AAA* |  |  | ESH5X42M12A*+WALLCON | *97CTN1002122A* | 34000 | 16.5 | 8.5 | 35600 | 25200 | 70.79% | 1.78 | 0 | 9.5 |  |  |  |  | R-454B | 2.8333 | Residential & Commercial | USHP
215679957 | Central HP <5.4 tons | ARCOAIRE | HRCU-A-CB (Split System: Heat Pump with Remote Outdoor Unit-Air-Source) | H5H0V36*K*AAA* |  |  | ESH5X60M12A*+WALLCON | *80CSU0601716B* | 34600 | 17 | 8.5 | 34600 | 24800 | 71.68% | 1.92 | 0 | 10 |  |  |  |  | R-454B | 2.8833 | Residential & Commercial | USHP | Ducted CEE Tier 1
215678017 | Central HP <5.4 tons | ARCOAIRE | HRCU-A-CB (Split System: Heat Pump with Remote Outdoor Unit-Air-Source) | H5H0V60*K*AAA* |  |  | EA*5X61M24A*+WALLCON | *96CTN1002122B* | 56000 | 18.5 | 9 | 60000 | 42000 | 70% | 2.02 | 0 | 9 |  |  |  |  | R-454B | 4.6667 | Residential & Commercial | USHP
215683167 | Central HP <5.4 tons | ARCOAIRE | HRCU-A-CB (Split System: Heat Pump with Remote Outdoor Unit-Air-Source) | H5H0V60*K*AAA* |  |  | EVD5X61M21A*+WALLCON | *97CTN0802120A* | 57000 | 18.5 | 9 | 64000 | 45000 | 70.31% | 2.08 | 0 | 9 |  |  |  |  | R-454B | 4.75 | Residential & Commercial | USHP
215682347 | Central HP <5.4 tons | ARCOAIRE | HRCU-A-CB (Split System: Heat Pump with Remote Outdoor Unit-Air-Source) | H5H0V48*K*AAA* |  |  | EVD5X60M21A*+WALLCON | *97CTN0801716A* | 47500 | 18.5 | 9 | 50000 | 37200 | 74.4% | 1.98 | 0 | 10 |  |  |  |  | R-454B | 3.9583 | Residential & Commercial | USHP | Ducted CEE Tier 1
212985967 | Central HP <5.4 tons | ARCOAIRE | HRCU-A-CB (Split System: Heat Pump with Remote Outdoor Unit-Air-Source) | DLCURAH18ABK |  |  | EN(A,D)4X30L14** | *96MSN0261410A* | 17500 | 16 | 8.1 | 18100 | 18600 | 102.8% | 2.24 | 0 | 11 |  |  |  |  | R-410A | 1.4583 | Residential & Commercial | USHP | Ducted CEE Tier 1
212985897 | Central HP <5.4 tons | ARCOAIRE | HRCU-A-CB (Split System: Heat Pump with Remote Outdoor Unit-Air-Source) | DLCURAH18ABK |  |  | EA*4X24L17A* | *96MSN0261410A* | 17300 | 16 | 8.5 | 18200 | 19400 | 106.6% | 2.34 | 0 | 10.5 |  |  |  |  | R-410A | 1.4417 | Residential & Commercial | USHP | Ducted CEE Tier 1
212986299 | Central HP <5.4 tons | ARCOAIRE | HRCU-A-CB (Split System: Heat Pump with Remote Outdoor Unit-Air-Source) | DLCURAH18ABK |  |  | EA*4X24L17A* | *96MSN0401410A* | 17400 | 16 | 8.5 | 18500 | 19500 | 105.4% | 2.34 | 0 | 10.5 |  |  |  |  | R-410A | 1.45 | Residential & Commercial | USHP | Ducted CEE Tier 1
215683067 | Central HP <5.4 tons | ARCOAIRE | HRCU-A-CB (Split System: Heat Pump with Remote Outdoor Unit-Air-Source) | H5H0V60*K*AAA* |  |  | EVD5X60M24A*+WALLCON | *80CSU0802120B* | 57000 | 18 | 9 | 62500 | 44000 | 70.4% | 2.1 | 0 | 9.5 |  |  |  |  | R-454B | 4.75 | Residential & Commercial | USHP
215679557 | Central HP <5.4 tons | ARCOAIRE | HRCU-A-CB (Split System: Heat Pump with Remote Outdoor Unit-Air-Source) | H5H0V36*K*AAA* |  |  | EA*5X60M24A*+WALLCON | *96CTN0802120B* | 34400 | 18 | 9 | 34200 | 24800 | 72.51% | 1.9 | 0 | 10 |  |  |  |  | R-454B | 2.8667 | Residential & Commercial | USHP | Ducted CEE Tier 1
215679287 | Central HP <5.4 tons | ARCOAIRE | HRCU-A-CB (Split System: Heat Pump with Remote Outdoor Unit-Air-Source) | H5H0V36*K*AAA* |  |  | EA*5X37M21A*+WALLCON | *80CSU0401712B* | 34600 | 17.5 | 9 | 35200 | 25000 | 71.02% | 1.9 | 0 | 10 |  |  |  |  | R-454B | 2.8833 | Residential & Commercial | USHP | Ducted CEE Tier 1
215679307 | Central HP <5.4 tons | ARCOAIRE | HRCU-A-CB (Split System: Heat Pump with Remote Outdoor Unit-Air-Source) | H5H0V36*K*AAA* |  |  | EA*5X37M21A*+WALLCON | *97CTN0601716A* | 34200 | 17.5 | 9 | 35600 | 25400 | 71.35% | 1.88 | 0 | 9.5 |  |  |  |  | R-454B | 2.85 | Residential & Commercial | USHP
215679237 | Central HP <5.4 tons | ARCOAIRE | HRCU-A-CB (Split System: Heat Pump with Remote Outdoor Unit-Air-Source) | H5H0V36*K*AAA* |  |  | EA*5X37M17A*+WALLCON | *80CSU0401712B* | 34200 | 17 | 9 | 35600 | 25400 | 71.35% | 1.88 | 0 | 9.5 |  |  |  |  | R-454B | 2.85 | Residential & Commercial | USHP
215682397 | Central HP <5.4 tons | ARCOAIRE | HRCU-A-CB (Split System: Heat Pump with Remote Outdoor Unit-Air-Source) | H5H0V48*K*AAA* |  |  | EVD5X60M24A*+WALLCON | *80CSU1002120B* | 48000 | 18.5 | 9 | 50000 | 36600 | 73.2% | 2 | 0 | 10 |  |  |  |  | R-454B | 4 | Residential & Commercial | USHP | Ducted CEE Tier 1
215683217 | Central HP <5.4 tons | ARCOAIRE | HRCU-A-CB (Split System: Heat Pump with Remote Outdoor Unit-Air-Source) | H5H0V60*K*AAA* |  |  | EVD5X61M24A*+WALLCON | *97CTN0802120A* | 57500 | 18.5 | 9 | 64000 | 45000 | 70.31% | 2.08 | 0 | 9 |  |  |  |  | R-454B | 4.7917 | Residential & Commercial | USHP
215682847 | Central HP <5.4 tons | ARCOAIRE | HRCU-A-CB (Split System: Heat Pump with Remote Outdoor Unit-Air-Source) | H5H0V60*K*AAA* |  |  | EVM5X60M21A*+WALLCON | *97CTN0802120A* | 56500 | 18 | 9 | 64000 | 45000 | 70.31% | 2.06 | 0 | 9 |  |  |  |  | R-454B | 4.7083 | Residential & Commercial | USHP
215682797 | Central HP <5.4 tons | ARCOAIRE | HRCU-A-CB (Split System: Heat Pump with Remote Outdoor Unit-Air-Source) | H5H0V60*K*AAA* |  |  | EVM5X60M21A*+WALLCON | *96CTN0802120B* | 56500 | 18 | 9 | 64000 | 45000 | 70.31% | 2.06 | 0 | 9 |  |  |  |  | R-454B | 4.7083 | Residential & Commercial | USHP
215679757 | Central HP <5.4 tons | ARCOAIRE | HRCU-A-CB (Split System: Heat Pump with Remote Outdoor Unit-Air-Source) | H5H0V36*K*AAA* |  |  | ESH5X36M12A*+WALLCON | *97CTN0802120A* | 33600 | 16 | 8.5 | 35800 | 25400 | 70.95% | 1.76 | 0 | 9.5 |  |  |  |  | R-454B | 2.8 | Residential & Commercial | USHP
215679977 | Central HP <5.4 tons | ARCOAIRE | HRCU-A-CB (Split System: Heat Pump with Remote Outdoor Unit-Air-Source) | H5H0V36*K*AAA* |  |  | ESH5X60M12A*+WALLCON | *97CTN0801716A* | 34400 | 16 | 8.5 | 34800 | 25000 | 71.84% | 1.78 | 0 | 9.5 |  |  |  |  | R-454B | 2.8667 | Residential & Commercial | USHP
215679927 | Central HP <5.4 tons | ARCOAIRE | HRCU-A-CB (Split System: Heat Pump with Remote Outdoor Unit-Air-Source) | H5H0V36*K*AAA* |  |  | ESH5X48M12A*+WALLCON | *97CTN1202422A* | 34200 | 17 | 8.5 | 35400 | 25200 | 71.19% | 1.9 | 0 | 9.5 |  |  |  |  | R-454B | 2.85 | Residential & Commercial | USHP
215679727 | Central HP <5.4 tons | ARCOAIRE | HRCU-A-CB (Split System: Heat Pump with Remote Outdoor Unit-Air-Source) | H5H0V36*K*AAA* |  |  | ESH5X36M12A*+WALLCON | *80CSU0601716B* | 33800 | 16.5 | 8.5 | 35600 | 25400 | 71.35% | 1.76 | 0 | 9.5 |  |  |  |  | R-454B | 2.8167 | Residential & Commercial | USHP
215679257 | Central HP <5.4 tons | ARCOAIRE | HRCU-A-CB (Split System: Heat Pump with Remote Outdoor Unit-Air-Source) | H5H0V36*K*AAA* |  |  | EA*5X37M17A*+WALLCON | *97CTN0601716A* | 33600 | 17 | 9 | 36000 | 25800 | 71.67% | 1.88 | 0 | 9 |  |  |  |  | R-454B | 2.8 | Residential & Commercial | USHP
215679277 | Central HP <5.4 tons | ARCOAIRE | HRCU-A-CB (Split System: Heat Pump with Remote Outdoor Unit-Air-Source) | H5H0V36*K*AAA* |  |  | EA*5X37M21A*+WALLCON | *96CTN0802120B* | 34400 | 18 | 9 | 35400 | 25200 | 71.19% | 1.88 | 0 | 10 |  |  |  |  | R-454B | 2.8667 | Residential & Commercial | USHP | Ducted CEE Tier 1
215682377 | Central HP <5.4 tons | ARCOAIRE | HRCU-A-CB (Split System: Heat Pump with Remote Outdoor Unit-Air-Source) | H5H0V48*K*AAA* |  |  | EVD5X60M24A*+WALLCON | *96CTN0802120B* | 48000 | 19 | 9 | 50000 | 36600 | 73.2% | 2 | 0 | 10 |  |  |  |  | R-454B | 4 | Residential & Commercial | USHP | Ducted CEE Tier 1
215682227 | Central HP <5.4 tons | ARCOAIRE | HRCU-A-CB (Split System: Heat Pump with Remote Outdoor Unit-Air-Source) | H5H0V48*K*AAA* |  |  | EVD5X48M24A*+WALLCON | *97CTN1202422A* | 47000 | 18.5 | 9 | 50000 | 36400 | 72.8% | 2 | 0 | 10 |  |  |  |  | R-454B | 3.9167 | Residential & Commercial | USHP | Ducted CEE Tier 1
215682207 | Central HP <5.4 tons | ARCOAIRE | HRCU-A-CB (Split System: Heat Pump with Remote Outdoor Unit-Air-Source) | H5H0V48*K*AAA* |  |  | EVD5X48M24A*+WALLCON | *97CTN0802120A* | 47000 | 18.5 | 9 | 50000 | 36400 | 72.8% | 2 | 0 | 10 |  |  |  |  | R-454B | 3.9167 | Residential & Commercial | USHP | Ducted CEE Tier 1
215681957 | Central HP <5.4 tons | ARCOAIRE | HRCU-A-CB (Split System: Heat Pump with Remote Outdoor Unit-Air-Source) | H5H0V48*K*AAA* |  |  | EVM5X60M21A*+WALLCON | *97CTN0802120A* | 48000 | 19 | 9 | 50000 | 36800 | 73.6% | 2 | 0 | 10 |  |  |  |  | R-454B | 4 | Residential & Commercial | USHP | Ducted CEE Tier 1
215679317 | Central HP <5.4 tons | ARCOAIRE | HRCU-A-CB (Split System: Heat Pump with Remote Outdoor Unit-Air-Source) | H5H0V36*K*AAA* |  |  | EA*5X37M21A*+WALLCON | *97CTN0801716A* | 34200 | 17.5 | 9 | 35400 | 25400 | 71.75% | 1.88 | 0 | 9.5 |  |  |  |  | R-454B | 2.85 | Residential & Commercial | USHP
212979969 | Central HP <5.4 tons | ARCOAIRE | HRCU-A-CB (Split System: Heat Pump with Remote Outdoor Unit-Air-Source) | DLCURAH18ABK |  |  | EA*4X25L17A* | *80MS(N,L)0901714A* | 18100 | 16.5 | 8.5 | 17900 | 17700 | 98.88% | 2.14 | 0 | 11 |  |  |  |  | R-410A | 1.5083 | Residential & Commercial | USHP | Ducted CEE Tier 1
215683007 | Central HP <5.4 tons | ARCOAIRE | HRCU-A-CB (Split System: Heat Pump with Remote Outdoor Unit-Air-Source) | H5H0V60*K*AAA* |  |  | EVD5X60M21A*+WALLCON | *80CSU0601716B* | 56000 | 18.5 | 8.5 | 60000 | 43000 | 71.67% | 2.12 | 0 | 9.5 |  |  |  |  | R-454B | 4.6667 | Residential & Commercial | USHP
215682907 | Central HP <5.4 tons | ARCOAIRE | HRCU-A-CB (Split System: Heat Pump with Remote Outdoor Unit-Air-Source) | H5H0V60*K*AAA* |  |  | EVM5X60M24A*+WALLCON | *97CTN1002122A* | 56500 | 18.5 | 9 | 63000 | 44500 | 70.63% | 2.08 | 0 | 9 |  |  |  |  | R-454B | 4.7083 | Residential & Commercial | USHP
212986335 | Central HP <5.4 tons | ARCOAIRE | HRCU-A-CB (Split System: Heat Pump with Remote Outdoor Unit-Air-Source) | DLCURAH18ABK |  |  | EN(A,D)4X18L14** | *96MSN0401410A* | 17200 | 15.5 | 8.5 | 18500 | 19800 | 107% | 2.38 | 0 | 10.5 |  |  |  |  | R-410A | 1.4333 | Residential & Commercial | USHP | Ducted CEE Tier 1
212987535 | Central HP <5.4 tons | ARCOAIRE | HRCU-A-CB (Split System: Heat Pump with Remote Outdoor Unit-Air-Source) | DLCURAH18ABK |  |  | EA*4X30L17A* | *96MSN0801716A* | 17300 | 16 | 8.1 | 17600 | 18300 | 104% | 2.2 | 0 | 10.5 |  |  |  |  | R-410A | 1.4417 | Residential & Commercial | USHP | Ducted CEE Tier 1
215942434 | Central HP <5.4 tons | ARCOAIRE | HRCU-A-CB (Split System: Heat Pump with Remote Outdoor Unit-Air-Source) | H5H3V36*K*AAA* |  |  | EVM5X61M24A*+WALLCON | *80CTL0702120B* | 35800 | 22 | 8.5 | 37400 | 28200 | 75.4% | 2.04 | 0 | 12.5 |  |  |  |  | R-454B | 2.9833 | Residential & Commercial | USHP | Ducted CEE Tier 1
215940778 | Central HP <5.4 tons | ARCOAIRE | HRCU-A-CB (Split System: Heat Pump with Remote Outdoor Unit-Air-Source) | H5H3V36*K*AAA* |  |  | EVD5X49M24A*+WALLCON | *97CTN0802120A* | 35400 | 21.5 | 8.5 | 38000 | 28600 | 75.26% | 2.04 | 0 | 12 |  |  |  |  | R-454B | 2.95 | Residential & Commercial | USHP | Ducted CEE Tier 1
215940798 | Central HP <5.4 tons | ARCOAIRE | HRCU-A-CB (Split System: Heat Pump with Remote Outdoor Unit-Air-Source) | H5H3V36*K*AAA* |  |  | EVD5X49M24A*+WALLCON | *97CTN1202422A* | 35600 | 22 | 8.5 | 38500 | 28400 | 73.77% | 2.04 | 0 | 12.5 |  |  |  |  | R-454B | 2.9667 | Residential & Commercial | USHP | Ducted CEE Tier 1
215679607 | Central HP <5.4 tons | ARCOAIRE | HRCU-A-CB (Split System: Heat Pump with Remote Outdoor Unit-Air-Source) | H5H0V36*K*AAA* |  |  | EA*5X61M21A*+WALLCON | *80CSU0401712B* | 35000 | 18 | 9 | 34400 | 24800 | 72.09% | 1.92 | 0 | 10 |  |  |  |  | R-454B | 2.9167 | Residential & Commercial | USHP | Ducted CEE Tier 1
215681677 | Central HP <5.4 tons | ARCOAIRE | HRCU-A-CB (Split System: Heat Pump with Remote Outdoor Unit-Air-Source) | H5H0V48*K*AAA* |  |  | ESH5X60M12A*+WALLCON | *80CSU0401712B* | 45500 | 16.5 | 8.5 | 48000 | 33800 | 70.42% | 2.08 | 0 | 9.5 |  |  |  |  | R-454B | 3.7917 | Residential & Commercial | USHP
212394304 | Central HP <5.4 tons | AC PRO.com | HRCU-A-C (Split System: Heat Pump with Remote Outdoor Unit with No Indoor Fan --Air Source) | AUD60W/A1-D(U) |  |  | ACAT60H/NAA | 0 | 50500 | 15.2 | 8.5 | 53000 | 37200 | 70.19% | 1.8 | 0 | 9.5 |  |  |  |  | R-410A | 4.2083 | Residential & Commercial | USHP
216681032 | Central HP <5.4 tons | PAYNE HEATING AND COOLING | HRCU-A-CB (Split System: Heat Pump with Remote Outdoor Unit-Air-Source) | 38MURAQ36AB3* |  |  | CAP**4221AL* | PG97VTAA60080C** | 35600 | 16 | 8.5 | 38500 | 34600 | 89.87% | 1.75 | 0 | 10 |  |  |  |  | R-410A | 2.9667 | Residential & Commercial | USHP | Ducted CEE Tier 1
215679337 | Central HP <5.4 tons | ARCOAIRE | HRCU-A-CB (Split System: Heat Pump with Remote Outdoor Unit-Air-Source) | H5H0V36*K*AAA* |  |  | EA*5X37M21A*+WALLCON | *97CTN1002122A* | 34600 | 18 | 9 | 35200 | 25000 | 71.02% | 1.9 | 0 | 10 |  |  |  |  | R-454B | 2.8833 | Residential & Commercial | USHP | Ducted CEE Tier 1
216679712 | Central HP <5.4 tons | PAYNE HEATING AND COOLING | HRCU-A-CB (Split System: Heat Pump with Remote Outdoor Unit-Air-Source) | 38MURAQ18AB3* |  |  | CAP**2417AL* | PG97VTAA48060B** | 17400 | 16 | 8.5 | 18300 | 19100 | 104.4% | 2.18 | 0 | 10.5 |  |  |  |  | R-410A | 1.45 | Residential & Commercial | USHP | Ducted CEE Tier 1
215682447 | Central HP <5.4 tons | ARCOAIRE | HRCU-A-CB (Split System: Heat Pump with Remote Outdoor Unit-Air-Source) | H5H0V48*K*AAA* |  |  | EVD5X61M21A*+WALLCON | *80CSU0401712B* | 48500 | 19 | 9 | 50000 | 36800 | 73.6% | 2.12 | 0 | 10 |  |  |  |  | R-454B | 4.0417 | Residential & Commercial | USHP | Ducted CEE Tier 1
215681897 | Central HP <5.4 tons | ARCOAIRE | HRCU-A-CB (Split System: Heat Pump with Remote Outdoor Unit-Air-Source) | H5H0V48*K*AAA* |  |  | EVM5X60M21A*+WALLCON | *96CTN0802120B* | 48000 | 19 | 9 | 50000 | 36800 | 73.6% | 2 | 0 | 10 |  |  |  |  | R-454B | 4 | Residential & Commercial | USHP | Ducted CEE Tier 1
215681927 | Central HP <5.4 tons | ARCOAIRE | HRCU-A-CB (Split System: Heat Pump with Remote Outdoor Unit-Air-Source) | H5H0V48*K*AAA* |  |  | EVM5X60M21A*+WALLCON | *80CSU0802120B* | 48500 | 19 | 9 | 50000 | 36400 | 72.8% | 2.12 | 0 | 10 |  |  |  |  | R-454B | 4.0417 | Residential & Commercial | USHP | Ducted CEE Tier 1
215681747 | Central HP <5.4 tons | ARCOAIRE | HRCU-A-CB (Split System: Heat Pump with Remote Outdoor Unit-Air-Source) | H5H0V48*K*AAA* |  |  | ESH5X60M12A*+WALLCON | *97CTN1202422A* | 45500 | 16.5 | 8.5 | 48000 | 33800 | 70.42% | 2.08 | 0 | 9.5 |  |  |  |  | R-454B | 3.7917 | Residential & Commercial | USHP
215681847 | Central HP <5.4 tons | ARCOAIRE | HRCU-A-CB (Split System: Heat Pump with Remote Outdoor Unit-Air-Source) | H5H0V48*K*AAA* |  |  | EVM5X49M21A*+WALLCON | *80CSU0802120B* | 48500 | 19 | 9 | 50000 | 36400 | 72.8% | 2.12 | 0 | 10 |  |  |  |  | R-454B | 4.0417 | Residential & Commercial | USHP | Ducted CEE Tier 1
215679577 | Central HP <5.4 tons | ARCOAIRE | HRCU-A-CB (Split System: Heat Pump with Remote Outdoor Unit-Air-Source) | H5H0V36*K*AAA* |  |  | EA*5X60M24A*+WALLCON | *97CTN1002122A* | 34400 | 18.5 | 9 | 34200 | 24800 | 72.51% | 1.9 | 0 | 10.5 |  |  |  |  | R-454B | 2.8667 | Residential & Commercial | USHP | Ducted CEE Tier 1
212981824 | Central HP <5.4 tons | ARCOAIRE | HRCU-A-CB (Split System: Heat Pump with Remote Outdoor Unit-Air-Source) | DLCURAH18ABK |  |  | EA*4X19L17A* | *80MSU1002120A* | 17800 | 16 | 8.1 | 17900 | 17900 | 100% | 2.14 | 0 | 10.5 |  |  |  |  | R-410A | 1.4833 | Residential & Commercial | USHP | Ducted CEE Tier 1
215933508 | Central HP <5.4 tons | ARCOAIRE | HRCU-A-CB (Split System: Heat Pump with Remote Outdoor Unit-Air-Source) | H5H3V36*K*AAA* |  |  | ESH5X48M12A*+WALLCON | *80CSU0401712A* | 33600 | 19.5 | 9 | 35000 | 26600 | 76% | 1.92 | 0 | 11.5 |  |  |  |  | R-454B | 2.8 | Residential & Commercial | USHP | Ducted CEE Tier 1
215932058 | Central HP <5.4 tons | ARCOAIRE | HRCU-A-CB (Split System: Heat Pump with Remote Outdoor Unit-Air-Source) | H5H3V36*K*AAA* |  |  | EA*5X36M17A*+WALLCON | *80CTL0451712B* | 32000 | 19 | 9 | 36000 | 27800 | 77.22% | 1.88 | 0 | 10 |  |  |  |  | R-454B | 2.6667 | Residential & Commercial | USHP | Ducted CEE Tier 1
215932288 | Central HP <5.4 tons | ARCOAIRE | HRCU-A-CB (Split System: Heat Pump with Remote Outdoor Unit-Air-Source) | H5H3V36*K*AAA* |  |  | EA*5X42M21A*+WALLCON | *97CMN0601714B* | 32400 | 19 | 9.5 | 34400 | 26400 | 76.74% | 2.04 | 0 | 10.5 |  |  |  |  | R-454B | 2.7 | Residential & Commercial | USHP | Ducted CEE Tier 1
215932308 | Central HP <5.4 tons | ARCOAIRE | HRCU-A-CB (Split System: Heat Pump with Remote Outdoor Unit-Air-Source) | H5H3V36*K*AAA* |  |  | EA*5X42M21A*+WALLCON | *97CMN0801714B* | 32400 | 19.5 | 9.5 | 35400 | 27200 | 76.84% | 2 | 0 | 11 |  |  |  |  | R-454B | 2.7 | Residential & Commercial | USHP | Ducted CEE Tier 1
215931988 | Central HP <5.4 tons | ARCOAIRE | HRCU-A-CB (Split System: Heat Pump with Remote Outdoor Unit-Air-Source) | H5H3V36*K*AAA* |  |  | EA*5X25M17A*+WALLCON | *96CTN0601714B* | 33600 | 19.5 | 9.5 | 34400 | 26200 | 76.16% | 2.05 | 0 | 11 |  |  |  |  | R-454B | 2.8 | Residential & Commercial | USHP | Ducted CEE Tier 1
215934748 | Central HP <5.4 tons | ARCOAIRE | HRCU-A-CB (Split System: Heat Pump with Remote Outdoor Unit-Air-Source) | H5H3V36*K*AAA* |  |  | EVM5X42M21A*+WALLCON | *96CTN0601714B* | 34000 | 20.5 | 8.1 | 38000 | 27000 | 71.05% | 1.95 | 0 | 11 |  |  |  |  | R-454B | 2.8333 | Residential & Commercial | USHP | Ducted CEE Tier 1
215934798 | Central HP <5.4 tons | ARCOAIRE | HRCU-A-CB (Split System: Heat Pump with Remote Outdoor Unit-Air-Source) | H5H3V36*K*AAA* |  |  | EVM5X44M21A*+WALLCON | *80CSU1002120A* | 35600 | 21.5 | 8.5 | 38000 | 28800 | 75.79% | 2.02 | 0 | 12 |  |  |  |  | R-454B | 2.9667 | Residential & Commercial | USHP | Ducted CEE Tier 1
215932338 | Central HP <5.4 tons | ARCOAIRE | HRCU-A-CB (Split System: Heat Pump with Remote Outdoor Unit-Air-Source) | H5H3V36*K*AAA* |  |  | EA*5X42M21A*+WALLCON | *96CTN0601714B* | 32400 | 19.5 | 9.5 | 34200 | 26400 | 77.19% | 2.02 | 0 | 10.5 |  |  |  |  | R-454B | 2.7 | Residential & Commercial | USHP | Ducted CEE Tier 1
215934728 | Central HP <5.4 tons | ARCOAIRE | HRCU-A-CB (Split System: Heat Pump with Remote Outdoor Unit-Air-Source) | H5H3V36*K*AAA* |  |  | EVM5X36M17A*+WALLCON | *96CTN0601714B* | 34000 | 20 | 8.1 | 38000 | 27200 | 71.58% | 2 | 0 | 11 |  |  |  |  | R-454B | 2.8333 | Residential & Commercial | USHP | Ducted CEE Tier 1
215941598 | Central HP <5.4 tons | ARCOAIRE | HRCU-A-CB (Split System: Heat Pump with Remote Outdoor Unit-Air-Source) | H5H3V48*K*AAA* |  |  | EVD5X48M24A*+WALLCON | *97CTN0802120A* | 44500 | 20 | 8.1 | 52000 | 38000 | 73.08% | 1.9 | 0 | 11 |  |  |  |  | R-454B | 3.7083 | Residential & Commercial | USHP | Ducted CEE Tier 1
216679748 | Central HP <5.4 tons | PAYNE HEATING AND COOLING | HRCU-A-CB (Split System: Heat Pump with Remote Outdoor Unit-Air-Source) | 38MURAQ18AB3* |  |  | CSPH*3012AL* | PG97VTAA48060B** | 17600 | 15.5 | 8.5 | 18100 | 18000 | 99.45% | 1.96 | 0 | 10.5 |  |  |  |  | R-410A | 1.4667 | Residential & Commercial | USHP | Ducted CEE Tier 1
215676867 | Central HP <5.4 tons | ARCOAIRE | HRCU-A-CB (Split System: Heat Pump with Remote Outdoor Unit-Air-Source) | H5H0V48*K*AAA* |  |  | EVD5X61M24A*+WALLCON | *80CTL0702120B* | 48500 | 19 | 9 | 50000 | 36800 | 73.6% | 2 | 0 | 10.5 |  |  |  |  | R-454B | 4.0417 | Residential & Commercial | USHP | Ducted CEE Tier 1
215676897 | Central HP <5.4 tons | ARCOAIRE | HRCU-A-CB (Split System: Heat Pump with Remote Outdoor Unit-Air-Source) | H5H0V48*K*AAA* |  |  | EVD5X61M24A*+WALLCON | *95CSU1002122B* | 48500 | 19 | 9 | 50000 | 36600 | 73.2% | 2.1 | 0 | 10.5 |  |  |  |  | R-454B | 4.0417 | Residential & Commercial | USHP | Ducted CEE Tier 1
215675847 | Central HP <5.4 tons | ARCOAIRE | HRCU-A-CB (Split System: Heat Pump with Remote Outdoor Unit-Air-Source) | H5H0V48*K*AAA* |  |  | EVM5X60M24A*+WALLCON | *80CSU0802120A* | 48000 | 19 | 9 | 50000 | 36400 | 72.8% | 2.12 | 0 | 10 |  |  |  |  | R-454B | 4 | Residential & Commercial | USHP | Ducted CEE Tier 1
215681477 | Central HP <5.4 tons | ARCOAIRE | HRCU-A-CB (Split System: Heat Pump with Remote Outdoor Unit-Air-Source) | H5H0V48*K*AAA* |  |  | EA*5X61M21A*+WALLCON | *80CSU1002120B* | 46000 | 17.5 | 9 | 47500 | 33600 | 70.74% | 2.06 | 0 | 9.5 |  |  |  |  | R-454B | 3.8333 | Residential & Commercial | USHP
212394301 | Central HP <5.4 tons | AC PRO.com | HRCU-A-C (Split System: Heat Pump with Remote Outdoor Unit with No Indoor Fan --Air Source) | AUD36W/A1-D(U) |  |  | ACAT24F/NAA | 0 | 23000 | 15.2 | 8.5 | 24000 | 21600 | 90% | 1.8 | 0 | 11 |  |  |  |  | R-410A | 1.9167 | Residential & Commercial | USHP | Ducted CEE Tier 1
216735479 | Central HP <5.4 tons | PAYNE HEATING AND COOLING | HRCU-A-CB (Split System: Heat Pump with Remote Outdoor Unit-Air-Source) | 37MUHAQ24AA3 |  |  | CAA**3721AM* | PG80MS(A,L)A48070C** | 23200 | 16 | 8.5 | 20600 | 18400 | 89.32% | 1.98 | 0 | 11 |  |  |  |  | R-454B | 1.9333 | Residential & Commercial | USHP | Ducted CEE Tier 1
216735563 | Central HP <5.4 tons | PAYNE HEATING AND COOLING | HRCU-A-CB (Split System: Heat Pump with Remote Outdoor Unit-Air-Source) | 37MUHAQ24AA3 |  |  | CAA**3721AM* | PG80MSUA48060B** | 23000 | 16.5 | 8.5 | 20400 | 18300 | 89.71% | 1.98 | 0 | 11 |  |  |  |  | R-454B | 1.9167 | Residential & Commercial | USHP | Ducted CEE Tier 1
216735770 | Central HP <5.4 tons | PAYNE HEATING AND COOLING | HRCU-A-CB (Split System: Heat Pump with Remote Outdoor Unit-Air-Source) | 37MUHAQ24AA3 |  |  | CAA**3721AM* | PG92MSAA48080B** | 23000 | 16.5 | 8.5 | 20400 | 18300 | 89.71% | 1.98 | 0 | 11 |  |  |  |  | R-454B | 1.9167 | Residential & Commercial | USHP | Ducted CEE Tier 1
216735829 | Central HP <5.4 tons | PAYNE HEATING AND COOLING | HRCU-A-CB (Split System: Heat Pump with Remote Outdoor Unit-Air-Source) | 37MUHAQ24AA3 |  |  | CAA**3721AM* | PG96MSAA60080C** | 23000 | 16 | 8.5 | 20600 | 18400 | 89.32% | 1.98 | 0 | 11 |  |  |  |  | R-454B | 1.9167 | Residential & Commercial | USHP | Ducted CEE Tier 1
216736354 | Central HP <5.4 tons | PAYNE HEATING AND COOLING | HRCU-A-CB (Split System: Heat Pump with Remote Outdoor Unit-Air-Source) | 37MUHAQ24AA3 |  |  | CSAH*2412AM* | PG80MSUA60080C** | 22600 | 15.5 | 8.1 | 21200 | 19100 | 90.09% | 1.85 | 0 | 10.5 |  |  |  |  | R-454B | 1.8833 | Residential & Commercial | USHP | Ducted CEE Tier 1
216736872 | Central HP <5.4 tons | PAYNE HEATING AND COOLING | HRCU-A-CB (Split System: Heat Pump with Remote Outdoor Unit-Air-Source) | 37MUHAQ24AA3 |  |  | CSAH*2412AM* | PG96VTAB60100C** | 22400 | 15.5 | 8.1 | 21200 | 19100 | 90.09% | 1.85 | 0 | 10.5 |  |  |  |  | R-454B | 1.8667 | Residential & Commercial | USHP | Ducted CEE Tier 1
216737233 | Central HP <5.4 tons | PAYNE HEATING AND COOLING | HRCU-A-CB (Split System: Heat Pump with Remote Outdoor Unit-Air-Source) | 37MUHAQ24AA3 |  |  | CSAH*3012AM* | PG80MSUA60080C** | 22800 | 16 | 8.5 | 21200 | 19000 | 89.62% | 1.96 | 0 | 10.5 |  |  |  |  | R-454B | 1.9 | Residential & Commercial | USHP | Ducted CEE Tier 1
215679297 | Central HP <5.4 tons | ARCOAIRE | HRCU-A-CB (Split System: Heat Pump with Remote Outdoor Unit-Air-Source) | H5H0V36*K*AAA* |  |  | EA*5X37M21A*+WALLCON | *80CSU0601716B* | 34600 | 17.5 | 9 | 35200 | 25000 | 71.02% | 1.9 | 0 | 10 |  |  |  |  | R-454B | 2.8833 | Residential & Commercial | USHP | Ducted CEE Tier 1
215679347 | Central HP <5.4 tons | ARCOAIRE | HRCU-A-CB (Split System: Heat Pump with Remote Outdoor Unit-Air-Source) | H5H0V36*K*AAA* |  |  | EA*5X42M21A*+WALLCON | *96CTN0802120B* | 33200 | 17.5 | 9 | 35800 | 25600 | 71.51% | 1.86 | 0 | 10 |  |  |  |  | R-454B | 2.7667 | Residential & Commercial | USHP | Ducted CEE Tier 1
215682857 | Central HP <5.4 tons | ARCOAIRE | HRCU-A-CB (Split System: Heat Pump with Remote Outdoor Unit-Air-Source) | H5H0V60*K*AAA* |  |  | EVM5X60M21A*+WALLCON | *97CTN1002122A* | 56500 | 18.5 | 9 | 64000 | 45000 | 70.31% | 2.08 | 0 | 9 |  |  |  |  | R-454B | 4.7083 | Residential & Commercial | USHP
215682957 | Central HP <5.4 tons | ARCOAIRE | HRCU-A-CB (Split System: Heat Pump with Remote Outdoor Unit-Air-Source) | H5H0V60*K*AAA* |  |  | EVM5X61M24A*+WALLCON | *97CTN0802120A* | 57500 | 18.5 | 9 | 64000 | 45000 | 70.31% | 2.08 | 0 | 9 |  |  |  |  | R-454B | 4.7917 | Residential & Commercial | USHP
215679567 | Central HP <5.4 tons | ARCOAIRE | HRCU-A-CB (Split System: Heat Pump with Remote Outdoor Unit-Air-Source) | H5H0V36*K*AAA* |  |  | EA*5X60M24A*+WALLCON | *97CTN0802120A* | 34400 | 18 | 9 | 34200 | 24800 | 72.51% | 1.9 | 0 | 10 |  |  |  |  | R-454B | 2.8667 | Residential & Commercial | USHP | Ducted CEE Tier 1
215679737 | Central HP <5.4 tons | ARCOAIRE | HRCU-A-CB (Split System: Heat Pump with Remote Outdoor Unit-Air-Source) | H5H0V36*K*AAA* |  |  | ESH5X36M12A*+WALLCON | *97CTN0601716A* | 33400 | 16 | 8.5 | 36000 | 25800 | 71.67% | 1.76 | 0 | 9 |  |  |  |  | R-454B | 2.7833 | Residential & Commercial | USHP
215679417 | Central HP <5.4 tons | ARCOAIRE | HRCU-A-CB (Split System: Heat Pump with Remote Outdoor Unit-Air-Source) | H5H0V36*K*AAA* |  |  | EA*5X43M21A*+WALLCON | *96CTN0802120B* | 34400 | 18 | 9 | 35400 | 25200 | 71.19% | 1.88 | 0 | 10 |  |  |  |  | R-454B | 2.8667 | Residential & Commercial | USHP | Ducted CEE Tier 1
215682927 | Central HP <5.4 tons | ARCOAIRE | HRCU-A-CB (Split System: Heat Pump with Remote Outdoor Unit-Air-Source) | H5H0V60*K*AAA* |  |  | EVM5X61M24A*+WALLCON | *96CTN0802120B* | 57500 | 18.5 | 9 | 64000 | 45000 | 70.31% | 2.08 | 0 | 9 |  |  |  |  | R-454B | 4.7917 | Residential & Commercial | USHP
215682577 | Central HP <5.4 tons | ARCOAIRE | HRCU-A-CB (Split System: Heat Pump with Remote Outdoor Unit-Air-Source) | H5H0V60*K*AAA* |  |  | EA*5X60M24A*+WALLCON | *96CTN0802120B* | 54500 | 18.5 | 9 | 59500 | 42000 | 70.59% | 1.9 | 0 | 8.5 |  |  |  |  | R-454B | 4.5417 | Residential & Commercial | USHP
215678247 | Central HP <5.4 tons | ARCOAIRE | HRCU-A-CB (Split System: Heat Pump with Remote Outdoor Unit-Air-Source) | H5H0V24*K*AAA* |  |  | EA*5X25M17A*+WALLCON | *97CTN0601716A* | 23800 | 17 | 9 | 23400 | 16500 | 70.51% | 2 | 0 | 10 |  |  |  |  | R-454B | 1.9833 | Residential & Commercial | USHP | Ducted CEE Tier 1
216738080 | Central HP <5.4 tons | PAYNE HEATING AND COOLING | HRCU-A-CB (Split System: Heat Pump with Remote Outdoor Unit-Air-Source) | 37MUHAQ24AA3 |  |  | CSAH*3612AM* | PG80MS(A,L)A60090C** | 22600 | 15.5 | 8.1 | 20800 | 18400 | 88.46% | 1.9 | 0 | 10.5 |  |  |  |  | R-454B | 1.8833 | Residential & Commercial | USHP | Ducted CEE Tier 1
215682627 | Central HP <5.4 tons | ARCOAIRE | HRCU-A-CB (Split System: Heat Pump with Remote Outdoor Unit-Air-Source) | H5H0V60*K*AAA* |  |  | EA*5X60M24A*+WALLCON | *97CTN1202422A* | 55000 | 18.5 | 9 | 59000 | 41500 | 70.34% | 2.02 | 0 | 9 |  |  |  |  | R-454B | 4.5833 | Residential & Commercial | USHP
215683127 | Central HP <5.4 tons | ARCOAIRE | HRCU-A-CB (Split System: Heat Pump with Remote Outdoor Unit-Air-Source) | H5H0V60*K*AAA* |  |  | EVD5X61M21A*+WALLCON | *80CSU0401712B* | 56500 | 18 | 9 | 61500 | 43500 | 70.73% | 2.12 | 0 | 9.5 |  |  |  |  | R-454B | 4.7083 | Residential & Commercial | USHP
212316042 | Central HP <5.4 tons | KLIMAIRE | HRCU-A-CB (Split System: Heat Pump with Remote Outdoor Unit-Air-Source) | KOIF36H2-1S |  |  | KIDF36H2-1S | 0 | 36000 | 16 | 9.5 | 40000 | 34400 | 86% | 1.97 | 10.5 | 10 |  |  |  |  | R-410A | 3 | Residential & Commercial | USHP | Ducted CEE Tier 1
212986225 | Central HP <5.4 tons | PAYNE HEATING AND COOLING | HRCU-A-CB (Split System: Heat Pump with Remote Outdoor Unit-Air-Source) | 38MURAQ24AB3* |  |  | CNPV*2417AL* | PG96MSAA30040A** | 23200 | 16 | 8.5 | 27000 | 25200 | 93.33% | 2.1 | 0 | 10 |  |  |  |  | R-410A | 1.9333 | Residential & Commercial | USHP | Ducted CEE Tier 1
215679807 | Central HP <5.4 tons | ARCOAIRE | HRCU-A-CB (Split System: Heat Pump with Remote Outdoor Unit-Air-Source) | H5H0V36*K*AAA* |  |  | ESH5X42M12A*+WALLCON | *80CSU0601716B* | 34000 | 16.5 | 8.5 | 35600 | 25200 | 70.79% | 1.78 | 0 | 9.5 |  |  |  |  | R-454B | 2.8333 | Residential & Commercial | USHP
215941098 | Central HP <5.4 tons | ARCOAIRE | HRCU-A-CB (Split System: Heat Pump with Remote Outdoor Unit-Air-Source) | H5H3V48*K*AAA* |  |  | EA*5X61M24A*+WALLCON | *96CTN0802120B* | 45500 | 21 | 9.5 | 48500 | 37000 | 76.29% | 2 | 0 | 11 |  |  |  |  | R-454B | 3.7917 | Residential & Commercial | USHP | Ducted CEE Tier 1
215934548 | Central HP <5.4 tons | ARCOAIRE | HRCU-A-CB (Split System: Heat Pump with Remote Outdoor Unit-Air-Source) | H5H3V48*K*AAA* |  |  | ESH5X60M12A*+WALLCON | *80CSU1002120A* | 45000 | 20.5 | 9 | 48500 | 36600 | 75.46% | 1.82 | 0 | 11 |  |  |  |  | R-454B | 3.75 | Residential & Commercial | USHP | Ducted CEE Tier 1
215934598 | Central HP <5.4 tons | ARCOAIRE | HRCU-A-CB (Split System: Heat Pump with Remote Outdoor Unit-Air-Source) | H5H3V48*K*AAA* |  |  | ESH5X60M12A*+WALLCON | *97CMN0801714B* | 44000 | 19.5 | 9 | 49000 | 36400 | 74.29% | 1.84 | 0 | 11 |  |  |  |  | R-454B | 3.6667 | Residential & Commercial | USHP | Ducted CEE Tier 1
215934228 | Central HP <5.4 tons | ARCOAIRE | HRCU-A-CB (Split System: Heat Pump with Remote Outdoor Unit-Air-Source) | H5H3V48*K*AAA* |  |  | EA*5X61M21A*+WALLCON | *95CSU1002122B* | 45500 | 21.5 | 9.5 | 48500 | 36600 | 75.46% | 2 | 0 | 11.5 |  |  |  |  | R-454B | 3.7917 | Residential & Commercial | USHP | Ducted CEE Tier 1
215934528 | Central HP <5.4 tons | ARCOAIRE | HRCU-A-CB (Split System: Heat Pump with Remote Outdoor Unit-Air-Source) | H5H3V48*K*AAA* |  |  | ESH5X48M12A*+WALLCON | *96CTN1002122B* | 44000 | 20 | 9 | 48500 | 36400 | 75.05% | 1.82 | 0 | 10.5 |  |  |  |  | R-454B | 3.6667 | Residential & Commercial | USHP | Ducted CEE Tier 1
216733096 | Central HP <5.4 tons | PAYNE HEATING AND COOLING | HRCU-A-CB (Split System: Heat Pump with Remote Outdoor Unit-Air-Source) | 37MUHAQ24AA3 |  |  | CAA**2417AM* | PG97VTAA48060B** | 22000 | 16 | 8.5 | 21000 | 19100 | 90.95% | 1.96 | 0 | 10.5 |  |  |  |  | R-454B | 1.8333 | Residential & Commercial | USHP | Ducted CEE Tier 1
216733107 | Central HP <5.4 tons | PAYNE HEATING AND COOLING | HRCU-A-CB (Split System: Heat Pump with Remote Outdoor Unit-Air-Source) | 37MUHAQ24AA3 |  |  | CAA**2417AM* | PG97VTAA48080B** | 22200 | 16 | 8.5 | 21200 | 19200 | 90.57% | 1.96 | 0 | 10.5 |  |  |  |  | R-454B | 1.85 | Residential & Commercial | USHP | Ducted CEE Tier 1
216733446 | Central HP <5.4 tons | PAYNE HEATING AND COOLING | HRCU-A-CB (Split System: Heat Pump with Remote Outdoor Unit-Air-Source) | 37MUHAQ24AA3 |  |  | CAA**2517AM* | PG96MSAA48060B** | 23200 | 15.5 | 8.5 | 20800 | 18500 | 88.94% | 1.98 | 0 | 11 |  |  |  |  | R-454B | 1.9333 | Residential & Commercial | USHP | Ducted CEE Tier 1
216733655 | Central HP <5.4 tons | PAYNE HEATING AND COOLING | HRCU-A-CB (Split System: Heat Pump with Remote Outdoor Unit-Air-Source) | 37MUHAQ24AA3 |  |  | CAA**3014AM* | PG80MS(A,L)A36045A** | 22200 | 16 | 8.1 | 20800 | 18800 | 90.38% | 1.85 | 0 | 10.5 |  |  |  |  | R-454B | 1.85 | Residential & Commercial | USHP | Ducted CEE Tier 1
216733666 | Central HP <5.4 tons | PAYNE HEATING AND COOLING | HRCU-A-CB (Split System: Heat Pump with Remote Outdoor Unit-Air-Source) | 37MUHAQ24AA3 |  |  | CAA**3014AM* | PG80MS(A,L)A36070A** | 22200 | 16 | 8.1 | 20800 | 18700 | 89.9% | 1.85 | 0 | 10.5 |  |  |  |  | R-454B | 1.85 | Residential & Commercial | USHP | Ducted CEE Tier 1
210599579 | Central HP <5.4 tons | ARCOAIRE | HRCU-A-CB (Split System: Heat Pump with Remote Outdoor Unit-Air-Source) | HVH837GKA** |  |  | EN(A,D,W)4X60L24**+WALLCON | *80CTL0902120A* | 32800 | 18 | 8.1 | 32200 | 24800 | 77.02% | 1.98 | 0 | 12 |  |  |  |  | R-410A | 2.7333 | Residential & Commercial | USHP | Ducted CEE Tier 1
214239757 | Central HP <5.4 tons | ARCOAIRE | HRCU-A-CB (Split System: Heat Pump with Remote Outdoor Unit-Air-Source) | HVH837GKA** |  |  | EN(A,D,W)4X42L21**+WALLCON | *80CTL0902120B* | 31800 | 17 | 8.1 | 33000 | 24400 | 73.94% | 1.88 | 0 | 11 |  |  |  |  | R-410A | 2.65 | Residential & Commercial | USHP | Ducted CEE Tier 1
215676497 | Central HP <5.4 tons | ARCOAIRE | HRCU-A-CB (Split System: Heat Pump with Remote Outdoor Unit-Air-Source) | H5H0V48*K*AAA* |  |  | EVD5X60M21A*+WALLCON | *95CSU0601716B* | 47500 | 18 | 9 | 50000 | 37200 | 74.4% | 1.98 | 0 | 10 |  |  |  |  | R-454B | 3.9583 | Residential & Commercial | USHP | Ducted CEE Tier 1
215676247 | Central HP <5.4 tons | ARCOAIRE | HRCU-A-CB (Split System: Heat Pump with Remote Outdoor Unit-Air-Source) | H5H0V48*K*AAA* |  |  | EVD5X48M24A*+WALLCON | *95CSU1002122B* | 47000 | 18.5 | 9 | 50000 | 36200 | 72.4% | 2.02 | 0 | 10 |  |  |  |  | R-454B | 3.9167 | Residential & Commercial | USHP | Ducted CEE Tier 1
215679707 | Central HP <5.4 tons | ARCOAIRE | HRCU-A-CB (Split System: Heat Pump with Remote Outdoor Unit-Air-Source) | H5H0V36*K*AAA* |  |  | ESH5X36M12A*+WALLCON | *96CTN0802120B* | 33600 | 16 | 8.5 | 35800 | 25400 | 70.95% | 1.76 | 0 | 9.5 |  |  |  |  | R-454B | 2.8 | Residential & Commercial | USHP
215679657 | Central HP <5.4 tons | ARCOAIRE | HRCU-A-CB (Split System: Heat Pump with Remote Outdoor Unit-Air-Source) | H5H0V36*K*AAA* |  |  | EA*5X61M21A*+WALLCON | *97CTN1002122A* | 34800 | 18.5 | 9 | 34400 | 24800 | 72.09% | 1.92 | 0 | 10.5 |  |  |  |  | R-454B | 2.9 | Residential & Commercial | USHP | Ducted CEE Tier 1
215679507 | Central HP <5.4 tons | ARCOAIRE | HRCU-A-CB (Split System: Heat Pump with Remote Outdoor Unit-Air-Source) | H5H0V36*K*AAA* |  |  | EA*5X48M21A*+WALLCON | *80CSU0601716B* | 33800 | 18 | 9 | 35000 | 25000 | 71.43% | 1.9 | 0 | 9.5 |  |  |  |  | R-454B | 2.8167 | Residential & Commercial | USHP
215677047 | Central HP <5.4 tons | ARCOAIRE | HRCU-A-CB (Split System: Heat Pump with Remote Outdoor Unit-Air-Source) | H5H0V60*K*AAA* |  |  | EVM5X60M21A*+WALLCON | *97CMN0602120B* | 55500 | 17.5 | 8.5 | 65000 | 46000 | 70.77% | 1.94 | 0 | 8.5 |  |  |  |  | R-454B | 4.625 | Residential & Commercial | USHP
215683097 | Central HP <5.4 tons | ARCOAIRE | HRCU-A-CB (Split System: Heat Pump with Remote Outdoor Unit-Air-Source) | H5H0V60*K*AAA* |  |  | EVD5X60M24A*+WALLCON | *97CTN1002122A* | 56500 | 18.5 | 9 | 63000 | 44500 | 70.63% | 2.08 | 0 | 9 |  |  |  |  | R-454B | 4.7083 | Residential & Commercial | USHP
215682247 | Central HP <5.4 tons | ARCOAIRE | HRCU-A-CB (Split System: Heat Pump with Remote Outdoor Unit-Air-Source) | H5H0V48*K*AAA* |  |  | EVD5X49M24A*+WALLCON | *80CSU0802120B* | 48000 | 19 | 9 | 50000 | 36200 | 72.4% | 2.12 | 0 | 10 |  |  |  |  | R-454B | 4 | Residential & Commercial | USHP | Ducted CEE Tier 1
215682297 | Central HP <5.4 tons | ARCOAIRE | HRCU-A-CB (Split System: Heat Pump with Remote Outdoor Unit-Air-Source) | H5H0V48*K*AAA* |  |  | EVD5X60M21A*+WALLCON | *96CTN0802120B* | 48000 | 19 | 9 | 50000 | 36800 | 73.6% | 2 | 0 | 10 |  |  |  |  | R-454B | 4 | Residential & Commercial | USHP | Ducted CEE Tier 1
215681827 | Central HP <5.4 tons | ARCOAIRE | HRCU-A-CB (Split System: Heat Pump with Remote Outdoor Unit-Air-Source) | H5H0V48*K*AAA* |  |  | EVM5X49M21A*+WALLCON | *80CSU0401712B* | 48000 | 18.5 | 9 | 50000 | 36600 | 73.2% | 2 | 0 | 10 |  |  |  |  | R-454B | 4 | Residential & Commercial | USHP | Ducted CEE Tier 1
215681727 | Central HP <5.4 tons | ARCOAIRE | HRCU-A-CB (Split System: Heat Pump with Remote Outdoor Unit-Air-Source) | H5H0V48*K*AAA* |  |  | ESH5X60M12A*+WALLCON | *97CTN0802120A* | 45500 | 16.5 | 8.5 | 48000 | 33800 | 70.42% | 2.06 | 0 | 9.5 |  |  |  |  | R-454B | 3.7917 | Residential & Commercial | USHP
215677917 | Central HP <5.4 tons | ARCOAIRE | HRCU-A-CB (Split System: Heat Pump with Remote Outdoor Unit-Air-Source) | H5H0V60*K*AAA* |  |  | EA*5X61M24A*+WALLCON | *80CTL0702120B* | 55500 | 18.5 | 9 | 60000 | 42000 | 70% | 2 | 0 | 8.5 |  |  |  |  | R-454B | 4.625 | Residential & Commercial | USHP
215677517 | Central HP <5.4 tons | ARCOAIRE | HRCU-A-CB (Split System: Heat Pump with Remote Outdoor Unit-Air-Source) | H5H0V60*K*AAA* |  |  | EVD5X60M24A*+WALLCON | *97CMN0802120B* | 56500 | 18 | 9 | 63500 | 44500 | 70.08% | 2.08 | 0 | 9 |  |  |  |  | R-454B | 4.7083 | Residential & Commercial | USHP
215682147 | Central HP <5.4 tons | ARCOAIRE | HRCU-A-CB (Split System: Heat Pump with Remote Outdoor Unit-Air-Source) | H5H0V48*K*AAA* |  |  | EVD5X48M21A*+WALLCON | *97CTN0801716A* | 46500 | 18 | 9 | 50000 | 37000 | 74% | 1.98 | 0 | 9.5 |  |  |  |  | R-454B | 3.875 | Residential & Commercial | USHP
215681977 | Central HP <5.4 tons | ARCOAIRE | HRCU-A-CB (Split System: Heat Pump with Remote Outdoor Unit-Air-Source) | H5H0V48*K*AAA* |  |  | EVM5X60M24A*+WALLCON | *96CTN0802120B* | 48000 | 19 | 9 | 50000 | 36600 | 73.2% | 2 | 0 | 10 |  |  |  |  | R-454B | 4 | Residential & Commercial | USHP | Ducted CEE Tier 1
215681797 | Central HP <5.4 tons | ARCOAIRE | HRCU-A-CB (Split System: Heat Pump with Remote Outdoor Unit-Air-Source) | H5H0V48*K*AAA* |  |  | EVM5X48M21A*+WALLCON | *97CTN0801716A* | 46500 | 18 | 9 | 50000 | 37000 | 74% | 2 | 0 | 9.5 |  |  |  |  | R-454B | 3.875 | Residential & Commercial | USHP
215681947 | Central HP <5.4 tons | ARCOAIRE | HRCU-A-CB (Split System: Heat Pump with Remote Outdoor Unit-Air-Source) | H5H0V48*K*AAA* |  |  | EVM5X60M21A*+WALLCON | *97CTN0801716A* | 47500 | 18.5 | 9 | 50000 | 37200 | 74.4% | 1.98 | 0 | 10 |  |  |  |  | R-454B | 3.9583 | Residential & Commercial | USHP | Ducted CEE Tier 1
214239857 | Central HP <5.4 tons | ARCOAIRE | HRCU-A-CB (Split System: Heat Pump with Remote Outdoor Unit-Air-Source) | HVH837GKA** |  |  | EN(A,D,W)4X48L21**+WALLCON | *80CTL0701716B* | 32200 | 17 | 8.1 | 32800 | 24800 | 75.61% | 1.94 | 0 | 11.5 |  |  |  |  | R-410A | 2.6833 | Residential & Commercial | USHP | Ducted CEE Tier 1
214240007 | Central HP <5.4 tons | ARCOAIRE | HRCU-A-CB (Split System: Heat Pump with Remote Outdoor Unit-Air-Source) | HVH837GKA** |  |  | EN(A,D)4X48L24**+WALLCON | *97CMN1202422B* | 32400 | 17 | 8.1 | 32800 | 24600 | 75% | 1.94 | 0 | 11.5 |  |  |  |  | R-410A | 2.7 | Residential & Commercial | USHP | Ducted CEE Tier 1
214242999 | Central HP <5.4 tons | ARCOAIRE | HRCU-A-CB (Split System: Heat Pump with Remote Outdoor Unit-Air-Source) | HVH825GKA2* |  |  | EN(A,D,W)4X42L21**+WALLCON | *80CTL1102120B* | 23800 | 16.5 | 8.1 | 21400 | 16600 | 77.57% | 1.96 | 0 | 11 |  |  |  |  | R-410A | 1.9833 | Residential & Commercial | USHP | Ducted CEE Tier 1
214242429 | Central HP <5.4 tons | ARCOAIRE | HRCU-A-CB (Split System: Heat Pump with Remote Outdoor Unit-Air-Source) | HVH825GKA2* |  |  | EN(A,D)4X24L17**+WALLCON | *80CTL0701412B* | 23200 | 16 | 8.1 | 22000 | 16800 | 76.36% | 1.94 | 0 | 10.5 |  |  |  |  | R-410A | 1.9333 | Residential & Commercial | USHP | Ducted CEE Tier 1
214242479 | Central HP <5.4 tons | ARCOAIRE | HRCU-A-CB (Split System: Heat Pump with Remote Outdoor Unit-Air-Source) | HVH825GKA2* |  |  | EN(A,D)4X24L17**+WALLCON | *97CMN0801714B* | 23200 | 16 | 8.1 | 22000 | 16900 | 76.82% | 1.92 | 0 | 10.5 |  |  |  |  | R-410A | 1.9333 | Residential & Commercial | USHP | Ducted CEE Tier 1
215933058 | Central HP <5.4 tons | ARCOAIRE | HRCU-A-CB (Split System: Heat Pump with Remote Outdoor Unit-Air-Source) | H5H3V36*K*AAA* |  |  | ESH5X36M12A*+WALLCON | *80CTL0451712B* | 32800 | 18.5 | 9 | 35800 | 27600 | 77.09% | 1.88 | 0 | 10.5 |  |  |  |  | R-454B | 2.7333 | Residential & Commercial | USHP | Ducted CEE Tier 1
215933208 | Central HP <5.4 tons | ARCOAIRE | HRCU-A-CB (Split System: Heat Pump with Remote Outdoor Unit-Air-Source) | H5H3V36*K*AAA* |  |  | ESH5X36M12A*+WALLCON | *97CMN1002122B* | 33400 | 19 | 9 | 34800 | 26600 | 76.44% | 1.92 | 0 | 11 |  |  |  |  | R-454B | 2.7833 | Residential & Commercial | USHP | Ducted CEE Tier 1
215933378 | Central HP <5.4 tons | ARCOAIRE | HRCU-A-CB (Split System: Heat Pump with Remote Outdoor Unit-Air-Source) | H5H3V36*K*AAA* |  |  | ESH5X42M12A*+WALLCON | *95CSU0802120B* | 33600 | 19 | 9 | 34800 | 26600 | 76.44% | 1.92 | 0 | 11 |  |  |  |  | R-454B | 2.8 | Residential & Commercial | USHP | Ducted CEE Tier 1
215933428 | Central HP <5.4 tons | ARCOAIRE | HRCU-A-CB (Split System: Heat Pump with Remote Outdoor Unit-Air-Source) | H5H3V36*K*AAA* |  |  | ESH5X42M12A*+WALLCON | *97CMN0802120B* | 33600 | 19 | 9 | 34800 | 26600 | 76.44% | 1.94 | 0 | 11.5 |  |  |  |  | R-454B | 2.8 | Residential & Commercial | USHP | Ducted CEE Tier 1
215933628 | Central HP <5.4 tons | ARCOAIRE | HRCU-A-CB (Split System: Heat Pump with Remote Outdoor Unit-Air-Source) | H5H3V36*K*AAA* |  |  | ESH5X48M12A*+WALLCON | *95CSU1002122B* | 33800 | 19.5 | 9 | 34600 | 26400 | 76.3% | 1.94 | 0 | 11.7 |  |  |  |  | R-454B | 2.8167 | Residential & Commercial | USHP | Ducted CEE Tier 1
215932508 | Central HP <5.4 tons | ARCOAIRE | HRCU-A-CB (Split System: Heat Pump with Remote Outdoor Unit-Air-Source) | H5H3V36*K*AAA* |  |  | EA*5X48M21A*+WALLCON | *96CTN0601714B* | 33000 | 19.5 | 9.5 | 34000 | 26000 | 76.47% | 2.04 | 0 | 11 |  |  |  |  | R-454B | 2.75 | Residential & Commercial | USHP | Ducted CEE Tier 1
215932608 | Central HP <5.4 tons | ARCOAIRE | HRCU-A-CB (Split System: Heat Pump with Remote Outdoor Unit-Air-Source) | H5H3V36*K*AAA* |  |  | EA*5X60M24A*+WALLCON | *97CMN0802120B* | 34000 | 20 | 9.5 | 34200 | 26000 | 76.02% | 2.06 | 0 | 11.7 |  |  |  |  | R-454B | 2.8333 | Residential & Commercial | USHP | Ducted CEE Tier 1
216675784 | Central HP <5.4 tons | PAYNE HEATING AND COOLING | HRCU-A-CB (Split System: Heat Pump with Remote Outdoor Unit-Air-Source) | 37MURAQ24AA3 |  |  | CAA**3014AM* | PG80MS(A,L)A36070A** | 23400 | 15.5 | 8.5 | 24000 | 19400 | 80.83% | 1.9 | 0 | 9.8 |  |  |  |  | R-454B | 1.95 | Residential & Commercial | USHP
215932708 | Central HP <5.4 tons | ARCOAIRE | HRCU-A-CB (Split System: Heat Pump with Remote Outdoor Unit-Air-Source) | H5H3V36*K*AAA* |  |  | EA*5X61M21A*+WALLCON | *80CTL0702120B* | 34400 | 20.5 | 9 | 34400 | 26200 | 76.16% | 1.96 | 0 | 11.7 |  |  |  |  | R-454B | 2.8667 | Residential & Commercial | USHP | Ducted CEE Tier 1
213780359 | Central HP <5.4 tons | ARCOAIRE | HRCU-A-CB (Split System: Heat Pump with Remote Outdoor Unit-Air-Source) | HVH837GKA** |  |  | EHD4X60AAL+WALLCON | *80CTL1352422B* | 33000 | 16.5 | 8.1 | 32200 | 24800 | 77.02% | 2 | 0 | 11.5 |  |  |  |  | R-410A | 2.75 | Residential & Commercial | USHP | Ducted CEE Tier 1
213779739 | Central HP <5.4 tons | ARCOAIRE | HRCU-A-CB (Split System: Heat Pump with Remote Outdoor Unit-Air-Source) | HVH837GKA** |  |  | EA*4X61L21A*+WALLCON | *96CTN1002122B* | 33200 | 17.5 | 8.5 | 32000 | 24800 | 77.5% | 1.98 | 0 | 11.7 |  |  |  |  | R-410A | 2.7667 | Residential & Commercial | USHP | Ducted CEE Tier 1
213779609 | Central HP <5.4 tons | ARCOAIRE | HRCU-A-CB (Split System: Heat Pump with Remote Outdoor Unit-Air-Source) | HVH837GKA** |  |  | EA*4X60L24A*+WALLCON | *96CTN1002122B* | 32800 | 17.5 | 8.1 | 31800 | 24600 | 77.36% | 1.98 | 0 | 11.5 |  |  |  |  | R-410A | 2.7333 | Residential & Commercial | USHP | Ducted CEE Tier 1
215679857 | Central HP <5.4 tons | ARCOAIRE | HRCU-A-CB (Split System: Heat Pump with Remote Outdoor Unit-Air-Source) | H5H0V36*K*AAA* |  |  | ESH5X42M12A*+WALLCON | *97CTN1202422A* | 34000 | 16 | 8.5 | 35600 | 25200 | 70.79% | 1.78 | 0 | 9.5 |  |  |  |  | R-454B | 2.8333 | Residential & Commercial | USHP
215679487 | Central HP <5.4 tons | ARCOAIRE | HRCU-A-CB (Split System: Heat Pump with Remote Outdoor Unit-Air-Source) | H5H0V36*K*AAA* |  |  | EA*5X48M21A*+WALLCON | *96CTN0802120B* | 33800 | 18 | 9 | 35000 | 25000 | 71.43% | 1.88 | 0 | 10 |  |  |  |  | R-454B | 2.8167 | Residential & Commercial | USHP | Ducted CEE Tier 1
215679357 | Central HP <5.4 tons | ARCOAIRE | HRCU-A-CB (Split System: Heat Pump with Remote Outdoor Unit-Air-Source) | H5H0V36*K*AAA* |  |  | EA*5X42M21A*+WALLCON | *80CSU0401712B* | 33200 | 17.5 | 8.5 | 35800 | 25600 | 71.51% | 1.86 | 0 | 9.5 |  |  |  |  | R-454B | 2.7667 | Residential & Commercial | USHP
215679407 | Central HP <5.4 tons | ARCOAIRE | HRCU-A-CB (Split System: Heat Pump with Remote Outdoor Unit-Air-Source) | H5H0V36*K*AAA* |  |  | EA*5X42M21A*+WALLCON | *97CTN1002122A* | 33200 | 17.5 | 9 | 35800 | 25600 | 71.51% | 1.84 | 0 | 10 |  |  |  |  | R-454B | 2.7667 | Residential & Commercial | USHP | Ducted CEE Tier 1
215682897 | Central HP <5.4 tons | ARCOAIRE | HRCU-A-CB (Split System: Heat Pump with Remote Outdoor Unit-Air-Source) | H5H0V60*K*AAA* |  |  | EVM5X60M24A*+WALLCON | *97CTN0802120A* | 56500 | 18 | 9 | 63500 | 44500 | 70.08% | 2.08 | 0 | 9 |  |  |  |  | R-454B | 4.7083 | Residential & Commercial | USHP
213779709 | Central HP <5.4 tons | ARCOAIRE | HRCU-A-CB (Split System: Heat Pump with Remote Outdoor Unit-Air-Source) | HVH837GKA** |  |  | EA*4X61L21A*+WALLCON | *97CMN1002122B* | 33200 | 17.5 | 8.5 | 32000 | 24800 | 77.5% | 1.98 | 0 | 11.7 |  |  |  |  | R-410A | 2.7667 | Residential & Commercial | USHP | Ducted CEE Tier 1
212977794 | Central HP <5.4 tons | ARCOAIRE | HRCU-A-CB (Split System: Heat Pump with Remote Outdoor Unit-Air-Source) | DLCURAH18ABK |  |  | EN(A,D)4X24L14** | *80MS(N,L)0451412A* | 17500 | 16.5 | 8.5 | 18400 | 19200 | 104.3% | 2.3 | 0 | 11 |  |  |  |  | R-410A | 1.4583 | Residential & Commercial | USHP | Ducted CEE Tier 1
212986131 | Central HP <5.4 tons | ARCOAIRE | HRCU-A-CB (Split System: Heat Pump with Remote Outdoor Unit-Air-Source) | DLCURAH24ABK |  |  | EA*4X24L14A* | *96MSN0401410A* | 23200 | 16 | 8.5 | 27000 | 26600 | 98.52% | 2.22 | 0 | 9.5 |  |  |  |  | R-410A | 1.9333 | Residential & Commercial | USHP
212989625 | Central HP <5.4 tons | ARCOAIRE | HRCU-A-CB (Split System: Heat Pump with Remote Outdoor Unit-Air-Source) | DLCURAH24ABK |  |  | EN(A,D)4X36L21** | *95MSU0802120A* | 23400 | 17 | 8.5 | 26200 | 24600 | 93.89% | 2.04 | 0 | 10.5 |  |  |  |  | R-410A | 1.95 | Residential & Commercial | USHP | Ducted CEE Tier 1
212989157 | Central HP <5.4 tons | ARCOAIRE | HRCU-A-CB (Split System: Heat Pump with Remote Outdoor Unit-Air-Source) | DLCURAH24ABK |  |  | EA*4X30L17A* | *95MSU0601716A* | 23600 | 17 | 8.5 | 26400 | 24600 | 93.18% | 2.04 | 0 | 10 |  |  |  |  | R-410A | 1.9667 | Residential & Commercial | USHP | Ducted CEE Tier 1
212988689 | Central HP <5.4 tons | ARCOAIRE | HRCU-A-CB (Split System: Heat Pump with Remote Outdoor Unit-Air-Source) | DLCURAH24ABK |  |  | EA*4X36L21A* | *95MSU0401712A* | 23400 | 17 | 8.5 | 26000 | 24400 | 93.85% | 2.02 | 0 | 10 |  |  |  |  | R-410A | 1.95 | Residential & Commercial | USHP | Ducted CEE Tier 1
215682697 | Central HP <5.4 tons | ARCOAIRE | HRCU-A-CB (Split System: Heat Pump with Remote Outdoor Unit-Air-Source) | H5H0V60*K*AAA* |  |  | EA*5X61M24A*+WALLCON | *97CTN1002122A* | 56000 | 18.5 | 9 | 60000 | 42000 | 70% | 2.02 | 0 | 9 |  |  |  |  | R-454B | 4.6667 | Residential & Commercial | USHP
215682547 | Central HP <5.4 tons | ARCOAIRE | HRCU-A-CB (Split System: Heat Pump with Remote Outdoor Unit-Air-Source) | H5H0V48*K*AAA* |  |  | EVD5X61M24A*+WALLCON | *97CTN0802120A* | 48500 | 19 | 9.5 | 50000 | 36800 | 73.6% | 2.1 | 0 | 10.5 |  |  |  |  | R-454B | 4.0417 | Residential & Commercial | USHP | Ducted CEE Tier 1
215682497 | Central HP <5.4 tons | ARCOAIRE | HRCU-A-CB (Split System: Heat Pump with Remote Outdoor Unit-Air-Source) | H5H0V48*K*AAA* |  |  | EVD5X61M21A*+WALLCON | *97CTN0802120A* | 48500 | 19 | 9 | 50000 | 36800 | 73.6% | 2 | 0 | 10.5 |  |  |  |  | R-454B | 4.0417 | Residential & Commercial | USHP | Ducted CEE Tier 1
212987403 | Central HP <5.4 tons | ARCOAIRE | HRCU-A-CB (Split System: Heat Pump with Remote Outdoor Unit-Air-Source) | DLCURAH24ABK |  |  | EA*4X36L17A* | *96MSN0801716A* | 23800 | 17 | 8.5 | 26400 | 23600 | 89.39% | 1.96 | 0 | 10 |  |  |  |  | R-410A | 1.9833 | Residential & Commercial | USHP | Ducted CEE Tier 1
214241629 | Central HP <5.4 tons | ARCOAIRE | HRCU-A-CB (Split System: Heat Pump with Remote Outdoor Unit-Air-Source) | HVH825GKA3* |  |  | EN(A,D)4X24L17**+WALLCON | *96CTN0601714B* | 23200 | 15.5 | 8.1 | 22200 | 16900 | 76.13% | 1.9 | 0 | 10.5 |  |  |  |  | R-410A | 1.9333 | Residential & Commercial | USHP | Ducted CEE Tier 1
214239637 | Central HP <5.4 tons | ARCOAIRE | HRCU-A-CB (Split System: Heat Pump with Remote Outdoor Unit-Air-Source) | HVH837GKA** |  |  | END4X42L17**+WALLCON | *80CTL0451712B* | 31800 | 16.5 | 8.1 | 33400 | 25000 | 74.85% | 1.86 | 0 | 11 |  |  |  |  | R-410A | 2.65 | Residential & Commercial | USHP | Ducted CEE Tier 1
214239657 | Central HP <5.4 tons | ARCOAIRE | HRCU-A-CB (Split System: Heat Pump with Remote Outdoor Unit-Air-Source) | HVH837GKA** |  |  | END4X42L17**+WALLCON | *80CTL0701716B* | 32000 | 16.5 | 8.1 | 33000 | 24800 | 75.15% | 1.9 | 0 | 11 |  |  |  |  | R-410A | 2.6667 | Residential & Commercial | USHP | Ducted CEE Tier 1
214242079 | Central HP <5.4 tons | ARCOAIRE | HRCU-A-CB (Split System: Heat Pump with Remote Outdoor Unit-Air-Source) | HVH825GKA3* |  |  | END4X42L17**+WALLCON | *96CTN0801714B* | 24000 | 16.5 | 8.1 | 21400 | 16600 | 77.57% | 1.98 | 0 | 11 |  |  |  |  | R-410A | 2 | Residential & Commercial | USHP | Ducted CEE Tier 1
216643584 | Central HP <5.4 tons | PAYNE HEATING AND COOLING | HRCU-A-CB (Split System: Heat Pump with Remote Outdoor Unit-Air-Source) | 37MUHAQ18AA3 |  |  | CAA**1917AM* | PG80MSUA48060B** | 18300 | 15.5 | 9.5 | 20000 | 17800 | 89% | 2 | 0 | 11 |  |  |  |  | R-454B | 1.525 | Residential & Commercial | USHP | Ducted CEE Tier 1
216738331 | Central HP <5.4 tons | HEIL | HRCU-A-CB (Split System: Heat Pump with Remote Outdoor Unit-Air-Source) | D5CUHAH24AAK |  |  | ESH5X36M12A* | *80VTL0701716B* | 22800 | 16 | 8.1 | 20800 | 18500 | 88.94% | 1.85 | 0 | 11 |  |  |  |  | R-454B | 1.9 | Residential & Commercial | USHP | Ducted CEE Tier 1
216738916 | Central HP <5.4 tons | ARCOAIRE | HRCU-A-CB (Split System: Heat Pump with Remote Outdoor Unit-Air-Source) | D5CUHAH24AAK |  |  | ESH5X36M12A* | *97VTN0802120A* | 22800 | 16 | 8.1 | 21000 | 18600 | 88.57% | 1.85 | 0 | 11 |  |  |  |  | R-454B | 1.9 | Residential & Commercial | USHP | Ducted CEE Tier 1
216738631 | Central HP <5.4 tons | ARCOAIRE | HRCU-A-CB (Split System: Heat Pump with Remote Outdoor Unit-Air-Source) | D5CUHAH24AAK |  |  | ESH5X36M12A* | *96VSN0401712B* | 22600 | 15.5 | 8.1 | 21000 | 18600 | 88.57% | 1.85 | 0 | 10.5 |  |  |  |  | R-454B | 1.8833 | Residential & Commercial | USHP | Ducted CEE Tier 1
216738282 | Central HP <5.4 tons | ARCOAIRE | HRCU-A-CB (Split System: Heat Pump with Remote Outdoor Unit-Air-Source) | D5CUHAH24AAK |  |  | ESH5X36M12A* | *80CTL0901716B* | 22600 | 15.5 | 8.1 | 20800 | 18400 | 88.46% | 1.85 | 0 | 10.5 |  |  |  |  | R-454B | 1.8833 | Residential & Commercial | USHP | Ducted CEE Tier 1
216738450 | Central HP <5.4 tons | ARCOAIRE | HRCU-A-CB (Split System: Heat Pump with Remote Outdoor Unit-Air-Source) | D5CUHAH24AAK |  |  | ESH5X36M12A* | *92MSN0601412A* | 23000 | 15.2 | 8.1 | 21000 | 18700 | 89.05% | 1.85 | 0 | 10.5 |  |  |  |  | R-454B | 1.9167 | Residential & Commercial | USHP | Ducted CEE Tier 1
216738214 | Central HP <5.4 tons | ARCOAIRE | HRCU-A-CB (Split System: Heat Pump with Remote Outdoor Unit-Air-Source) | D5CUHAH24AAK |  |  | ESH5X36M12A* | *80MSU0601716A* | 22600 | 16 | 8.1 | 20600 | 18400 | 89.32% | 1.85 | 0 | 10.5 |  |  |  |  | R-454B | 1.8833 | Residential & Commercial | USHP | Ducted CEE Tier 1
216737946 | Central HP <5.4 tons | ARCOAIRE | HRCU-A-CB (Split System: Heat Pump with Remote Outdoor Unit-Air-Source) | D5CUHAH24AAK |  |  | ESH5X30M12A* | *97VTN1202422A* | 22800 | 15.5 | 8.1 | 21200 | 19000 | 89.62% | 1.85 | 0 | 10.5 |  |  |  |  | R-454B | 1.9 | Residential & Commercial | USHP | Ducted CEE Tier 1
216738083 | Central HP <5.4 tons | ARCOAIRE | HRCU-A-CB (Split System: Heat Pump with Remote Outdoor Unit-Air-Source) | D5CUHAH24AAK |  |  | ESH5X36M12A* | *80MS(N,L)0902120A* | 22600 | 15.5 | 8.1 | 20800 | 18400 | 88.46% | 1.9 | 0 | 10.5 |  |  |  |  | R-454B | 1.8833 | Residential & Commercial | USHP | Ducted CEE Tier 1
216737649 | Central HP <5.4 tons | ARCOAIRE | HRCU-A-CB (Split System: Heat Pump with Remote Outdoor Unit-Air-Source) | D5CUHAH24AAK |  |  | ESH5X30M12A* | *96VSN0601716B* | 22400 | 15.5 | 8.1 | 21000 | 18800 | 89.52% | 1.85 | 0 | 10.5 |  |  |  |  | R-454B | 1.8667 | Residential & Commercial | USHP | Ducted CEE Tier 1
216736778 | Central HP <5.4 tons | ARCOAIRE | HRCU-A-CB (Split System: Heat Pump with Remote Outdoor Unit-Air-Source) | D5CUHAH24AAK |  |  | ESH5X24M12A* | *95MSU1002122A* | 22600 | 16 | 8.1 | 21200 | 19100 | 90.09% | 1.85 | 0 | 10.5 |  |  |  |  | R-454B | 1.8833 | Residential & Commercial | USHP | Ducted CEE Tier 1
212987451 | Central HP <5.4 tons | ARCOAIRE | HRCU-A-CB (Split System: Heat Pump with Remote Outdoor Unit-Air-Source) | DLCURAH24ABK |  |  | EN(A,D)4X24L17** | *96MSN0801716A* | 23400 | 16.5 | 8.5 | 27000 | 25000 | 92.59% | 2.06 | 0 | 10 |  |  |  |  | R-410A | 1.95 | Residential & Commercial | USHP | Ducted CEE Tier 1
213781479 | Central HP <5.4 tons | ARCOAIRE | HRCU-A-CB (Split System: Heat Pump with Remote Outdoor Unit-Air-Source) | HVH837GKA2* |  |  | EA*4X60L24A*+WALLCON | *80CTL1102120B* | 32800 | 17.5 | 8.1 | 31800 | 24600 | 77.36% | 1.98 | 0 | 11.5 |  |  |  |  | R-410A | 2.7333 | Residential & Commercial | USHP | Ducted CEE Tier 1
216736843 | Central HP <5.4 tons | ARCOAIRE | HRCU-A-CB (Split System: Heat Pump with Remote Outdoor Unit-Air-Source) | D5CUHAH24AAK |  |  | ESH5X24M12A* | *96VTN0601716B* | 22400 | 15.2 | 8.1 | 21200 | 19100 | 90.09% | 1.85 | 0 | 10.5 |  |  |  |  | R-454B | 1.8667 | Residential & Commercial | USHP | Ducted CEE Tier 1
216736143 | Central HP <5.4 tons | ARCOAIRE | HRCU-A-CB (Split System: Heat Pump with Remote Outdoor Unit-Air-Source) | D5CUHAH24AAK |  |  | ESH5X24M12A* | *80CSU1002120A* | 23000 | 15.2 | 8.5 | 21800 | 19500 | 89.45% | 1.96 | 0 | 10 |  |  |  |  | R-454B | 1.9167 | Residential & Commercial | USHP | Ducted CEE Tier 1
216734754 | Central HP <5.4 tons | ARCOAIRE | HRCU-A-CB (Split System: Heat Pump with Remote Outdoor Unit-Air-Source) | D5CUHAH24AAK |  |  | EA*5X36M17A* | *96CTN0401410B* | 22200 | 15.2 | 8.1 | 21000 | 18800 | 89.52% | 1.85 | 0 | 10.5 |  |  |  |  | R-454B | 1.85 | Residential & Commercial | USHP | Ducted CEE Tier 1
216734623 | Central HP <5.4 tons | ARCOAIRE | HRCU-A-CB (Split System: Heat Pump with Remote Outdoor Unit-Air-Source) | D5CUHAH24AAK |  |  | EA*5X36M17A* | *96MSN0261410A* | 22200 | 15.5 | 8.1 | 20800 | 18700 | 89.9% | 1.9 | 0 | 10.5 |  |  |  |  | R-454B | 1.85 | Residential & Commercial | USHP | Ducted CEE Tier 1
216735174 | Central HP <5.4 tons | ARCOAIRE | HRCU-A-CB (Split System: Heat Pump with Remote Outdoor Unit-Air-Source) | D5CUHAH24AAK |  |  | EA*5X37M17A* | *96MSN0401410A* | 22800 | 15.2 | 8.1 | 20800 | 18500 | 88.94% | 1.9 | 0 | 10.5 |  |  |  |  | R-454B | 1.9 | Residential & Commercial | USHP | Ducted CEE Tier 1
216734489 | Central HP <5.4 tons | ARCOAIRE | HRCU-A-CB (Split System: Heat Pump with Remote Outdoor Unit-Air-Source) | D5CUHAH24AAK |  |  | EA*5X36M17A* | *80CTL0701412B* | 22200 | 16.5 | 8.1 | 20800 | 18600 | 89.42% | 1.85 | 0 | 11 |  |  |  |  | R-454B | 1.85 | Residential & Commercial | USHP | Ducted CEE Tier 1
213781129 | Central HP <5.4 tons | ARCOAIRE | HRCU-A-CB (Split System: Heat Pump with Remote Outdoor Unit-Air-Source) | HVH837GKA2* |  |  | EA*4X42L24A*+WALLCON | *97CMN1202422B* | 31800 | 17 | 8.1 | 32800 | 24400 | 74.39% | 1.88 | 0 | 11 |  |  |  |  | R-410A | 2.65 | Residential & Commercial | USHP | Ducted CEE Tier 1
213780959 | Central HP <5.4 tons | ARCOAIRE | HRCU-A-CB (Split System: Heat Pump with Remote Outdoor Unit-Air-Source) | HVH837GKA2* |  |  | EA*4X37L21A*+WALLCON | *96CTN1002122B* | 33000 | 17 | 8.5 | 32600 | 25000 | 76.69% | 1.98 | 0 | 11.5 |  |  |  |  | R-410A | 2.75 | Residential & Commercial | USHP | Ducted CEE Tier 1
216737214 | Central HP <5.4 tons | ARCOAIRE | HRCU-A-CB (Split System: Heat Pump with Remote Outdoor Unit-Air-Source) | D5CUHAH24AAK |  |  | ESH5X30M12A* | *80MSU0401712A* | 22400 | 16 | 8.1 | 21000 | 18800 | 89.52% | 1.85 | 0 | 10.5 |  |  |  |  | R-454B | 1.8667 | Residential & Commercial | USHP | Ducted CEE Tier 1
216732600 | Central HP <5.4 tons | ARCOAIRE | HRCU-A-CB (Split System: Heat Pump with Remote Outdoor Unit-Air-Source) | D5CUHAH24AAK |  |  | EA*5X24M14A* | *96VSN0401410B* | 21800 | 15.5 | 8.5 | 21000 | 19200 | 91.43% | 1.96 | 0 | 10 |  |  |  |  | R-454B | 1.8167 | Residential & Commercial | USHP | Ducted CEE Tier 1
216732500 | Central HP <5.4 tons | ARCOAIRE | HRCU-A-CB (Split System: Heat Pump with Remote Outdoor Unit-Air-Source) | D5CUHAH24AAK |  |  | EA*5X24M14A* | *80MS(N,L)0451412A* | 22000 | 15.5 | 8.5 | 21000 | 19100 | 90.95% | 1.96 | 0 | 10.5 |  |  |  |  | R-454B | 1.8333 | Residential & Commercial | USHP | Ducted CEE Tier 1
216733036 | Central HP <5.4 tons | ARCOAIRE | HRCU-A-CB (Split System: Heat Pump with Remote Outdoor Unit-Air-Source) | D5CUHAH24AAK |  |  | EA*5X24M17A* | *96CTN0801714B* | 22000 | 16 | 8.5 | 21000 | 19100 | 90.95% | 1.96 | 0 | 10.5 |  |  |  |  | R-454B | 1.8333 | Residential & Commercial | USHP | Ducted CEE Tier 1
213781029 | Central HP <5.4 tons | ARCOAIRE | HRCU-A-CB (Split System: Heat Pump with Remote Outdoor Unit-Air-Source) | HVH837GKA2* |  |  | EA*4X42L21A*+WALLCON | *97CMN0601714B* | 31600 | 16.5 | 8.1 | 33200 | 24600 | 74.1% | 1.84 | 0 | 10.5 |  |  |  |  | R-410A | 2.6333 | Residential & Commercial | USHP | Ducted CEE Tier 1
212986951 | Central HP <5.4 tons | ARCOAIRE | HRCU-A-CB (Split System: Heat Pump with Remote Outdoor Unit-Air-Source) | DLCURAH24ABK |  |  | EN(A,D)4X30L14** | *96MSN0601412A* | 23400 | 16.5 | 8.1 | 26400 | 24600 | 93.18% | 2.04 | 0 | 10 |  |  |  |  | R-410A | 1.95 | Residential & Commercial | USHP | Ducted CEE Tier 1
216733286 | Central HP <5.4 tons | ARCOAIRE | HRCU-A-CB (Split System: Heat Pump with Remote Outdoor Unit-Air-Source) | D5CUHAH24AAK |  |  | EA*5X25M17A* | *80CTL0701412B* | 22800 | 16.5 | 8.5 | 20600 | 18300 | 88.83% | 1.96 | 0 | 11 |  |  |  |  | R-454B | 1.9 | Residential & Commercial | USHP | Ducted CEE Tier 1
213076594 | Central HP <5.4 tons | PAYNE HEATING AND COOLING | HRCU-A-CB (Split System: Heat Pump with Remote Outdoor Unit-Air-Source) | 38MURAQ36AB3* |  |  | CAP**3717AL* | PG80VTLB48090B** | 36000 | 15.5 | 8.5 | 38500 | 35000 | 90.91% | 2 | 0 | 10 |  |  |  |  | R-410A | 3 | Residential & Commercial | USHP | Ducted CEE Tier 1
213076626 | Central HP <5.4 tons | PAYNE HEATING AND COOLING | HRCU-A-CB (Split System: Heat Pump with Remote Outdoor Unit-Air-Source) | 38MURAQ36AB3* |  |  | CNPV*4821AL* | PG80VTLB48090B** | 35600 | 16.5 | 8.1 | 38500 | 35000 | 90.91% | 1.98 | 0 | 10 |  |  |  |  | R-410A | 2.9667 | Residential & Commercial | USHP | Ducted CEE Tier 1
216734954 | Central HP <5.4 tons | ARCOAIRE | HRCU-A-CB (Split System: Heat Pump with Remote Outdoor Unit-Air-Source) | D5CUHAH24AAK |  |  | EA*5X37M17A* | *80MS(N,L)0901714A* | 22800 | 16 | 8.1 | 20600 | 18400 | 89.32% | 1.9 | 0 | 11 |  |  |  |  | R-454B | 1.9 | Residential & Commercial | USHP | Ducted CEE Tier 1
216733584 | Central HP <5.4 tons | PAYNE HEATING AND COOLING | HRCU-A-CB (Split System: Heat Pump with Remote Outdoor Unit-Air-Source) | 37MUHAQ24AA3 |  |  | CAA**2517AM* | PG96VTAB48060B** | 23000 | 16.5 | 8.5 | 20600 | 18400 | 89.32% | 1.98 | 0 | 11 |  |  |  |  | R-454B | 1.9167 | Residential & Commercial | USHP | Ducted CEE Tier 1
216734271 | Central HP <5.4 tons | ARCOAIRE | HRCU-A-CB (Split System: Heat Pump with Remote Outdoor Unit-Air-Source) | D5CUHAH24AAK |  |  | EA*5X30M17A* | *96VTN0601716B* | 22200 | 16 | 8.1 | 20800 | 18800 | 90.38% | 1.85 | 0 | 10.5 |  |  |  |  | R-454B | 1.85 | Residential & Commercial | USHP | Ducted CEE Tier 1
216733237 | Central HP <5.4 tons | ARCOAIRE | HRCU-A-CB (Split System: Heat Pump with Remote Outdoor Unit-Air-Source) | D5CUHAH24AAK |  |  | EA*5X25M17A* | *80VSL0701716B* | 22800 | 16.5 | 8.5 | 20600 | 18400 | 89.32% | 1.98 | 0 | 11 |  |  |  |  | R-454B | 1.9 | Residential & Commercial | USHP | Ducted CEE Tier 1
215931688 | Central HP <5.4 tons | ARCOAIRE | HRCU-A-CB (Split System: Heat Pump with Remote Outdoor Unit-Air-Source) | H5H3V60*K*AAA* |  |  | EA*5X61M24A*+WALLCON | *80CTL0702120B* | 56500 | 18.5 | 8.5 | 60500 | 47000 | 77.69% | 2.02 | 0 | 11 |  |  |  |  | R-454B | 4.7083 | Residential & Commercial | USHP | Ducted CEE Tier 1
214574102 | Central HP <5.4 tons | ARCOAIRE | HRCU-A-CB (Split System: Heat Pump with Remote Outdoor Unit-Air-Source) | HVH837GKA2* |  |  | EA*4X61L21A*+WALLCON | *95CSU0802120B* | 33200 | 17.5 | 8.5 | 32000 | 25000 | 78.12% | 2 | 0 | 11.5 |  |  |  |  | R-410A | 2.7667 | Residential & Commercial | USHP | Ducted CEE Tier 1
214573652 | Central HP <5.4 tons | ARCOAIRE | HRCU-A-CB (Split System: Heat Pump with Remote Outdoor Unit-Air-Source) | HVH837GKA2* |  |  | EA*4X36L21A*+WALLCON | *97CMN0802120B* | 31600 | 17 | 8.1 | 33000 | 24200 | 73.33% | 1.86 | 0 | 11 |  |  |  |  | R-410A | 2.6333 | Residential & Commercial | USHP | Ducted CEE Tier 1
214573802 | Central HP <5.4 tons | ARCOAIRE | HRCU-A-CB (Split System: Heat Pump with Remote Outdoor Unit-Air-Source) | HVH837GKA2* |  |  | EA*4X42L24A*+WALLCON | *95CSU0802120B* | 31800 | 17 | 8.5 | 33000 | 24400 | 73.94% | 1.9 | 0 | 11 |  |  |  |  | R-410A | 2.65 | Residential & Commercial | USHP | Ducted CEE Tier 1
214573882 | Central HP <5.4 tons | ARCOAIRE | HRCU-A-CB (Split System: Heat Pump with Remote Outdoor Unit-Air-Source) | HVH837GKA2* |  |  | EA*4X43L21A*+WALLCON | *97CMN0602120B* | 32800 | 17 | 8.5 | 33000 | 25400 | 76.97% | 1.98 | 0 | 11 |  |  |  |  | R-410A | 2.7333 | Residential & Commercial | USHP | Ducted CEE Tier 1
214573902 | Central HP <5.4 tons | ARCOAIRE | HRCU-A-CB (Split System: Heat Pump with Remote Outdoor Unit-Air-Source) | HVH837GKA2* |  |  | EA*4X43L21A*+WALLCON | *96CTN0802120B* | 33000 | 18.5 | 8.5 | 32600 | 25000 | 76.69% | 2 | 0 | 11.5 |  |  |  |  | R-410A | 2.75 | Residential & Commercial | USHP | Ducted CEE Tier 1
212986609 | Central HP <5.4 tons | PAYNE HEATING AND COOLING | HRCU-A-CB (Split System: Heat Pump with Remote Outdoor Unit-Air-Source) | 38MURAQ24AB3* |  |  | CNPV*2417AL* | PG96MSAA36040B** | 23200 | 15.2 | 8.5 | 27200 | 24800 | 91.18% | 2.04 | 0 | 10 |  |  |  |  | R-410A | 1.9333 | Residential & Commercial | USHP | Ducted CEE Tier 1
216735195 | Central HP <5.4 tons | ARCOAIRE | HRCU-A-CB (Split System: Heat Pump with Remote Outdoor Unit-Air-Source) | D5CUHAH24AAK |  |  | EA*5X37M17A* | *96MSN0601716A* | 23000 | 15.5 | 8.5 | 20800 | 18600 | 89.42% | 1.98 | 0 | 11 |  |  |  |  | R-454B | 1.9167 | Residential & Commercial | USHP | Ducted CEE Tier 1
216735134 | Central HP <5.4 tons | ARCOAIRE | HRCU-A-CB (Split System: Heat Pump with Remote Outdoor Unit-Air-Source) | D5CUHAH24AAK |  |  | EA*5X37M17A* | *92MSN0601412A* | 23000 | 15.5 | 8.5 | 20800 | 18500 | 88.94% | 1.98 | 0 | 11 |  |  |  |  | R-454B | 1.9167 | Residential & Commercial | USHP | Ducted CEE Tier 1
216735613 | Central HP <5.4 tons | ARCOAIRE | HRCU-A-CB (Split System: Heat Pump with Remote Outdoor Unit-Air-Source) | D5CUHAH24AAK |  |  | EA*5X37M21A* | *80CTL0702120B* | 23600 | 15.5 | 8.5 | 21000 | 18600 | 88.57% | 1.98 | 0 | 11 |  |  |  |  | R-454B | 1.9667 | Residential & Commercial | USHP | Ducted CEE Tier 1
216735622 | Central HP <5.4 tons | ARCOAIRE | HRCU-A-CB (Split System: Heat Pump with Remote Outdoor Unit-Air-Source) | D5CUHAH24AAK |  |  | EA*5X37M21A* | *80CTL0901716B* | 22800 | 16 | 8.5 | 20400 | 18300 | 89.71% | 1.98 | 0 | 11 |  |  |  |  | R-454B | 1.9 | Residential & Commercial | USHP | Ducted CEE Tier 1
216735631 | Central HP <5.4 tons | ARCOAIRE | HRCU-A-CB (Split System: Heat Pump with Remote Outdoor Unit-Air-Source) | D5CUHAH24AAK |  |  | EA*5X37M21A* | *80CTL0902120B* | 23400 | 16 | 8.5 | 20800 | 18600 | 89.42% | 1.98 | 0 | 11 |  |  |  |  | R-454B | 1.95 | Residential & Commercial | USHP | Ducted CEE Tier 1
216734543 | Central HP <5.4 tons | ARCOAIRE | HRCU-A-CB (Split System: Heat Pump with Remote Outdoor Unit-Air-Source) | D5CUHAH24AAK |  |  | EA*5X36M17A* | *95CSU0601716B* | 22200 | 16 | 8.1 | 20800 | 18700 | 89.9% | 1.85 | 0 | 10.5 |  |  |  |  | R-454B | 1.85 | Residential & Commercial | USHP | Ducted CEE Tier 1
216736040 | Central HP <5.4 tons | ARCOAIRE | HRCU-A-CB (Split System: Heat Pump with Remote Outdoor Unit-Air-Source) | D5CUHAH24AAK |  |  | EA*5X37M21A* | *96VTN1002122B* | 23200 | 16 | 8.5 | 20800 | 18500 | 88.94% | 1.96 | 0 | 11 |  |  |  |  | R-454B | 1.9333 | Residential & Commercial | USHP | Ducted CEE Tier 1
215682097 | Central HP <5.4 tons | ARCOAIRE | HRCU-A-CB (Split System: Heat Pump with Remote Outdoor Unit-Air-Source) | H5H0V48*K*AAA* |  |  | EVD5X48M21A*+WALLCON | *96CTN0802120B* | 47000 | 18.5 | 9 | 50000 | 36600 | 73.2% | 1.98 | 0 | 10 |  |  |  |  | R-454B | 3.9167 | Residential & Commercial | USHP | Ducted CEE Tier 1
215682197 | Central HP <5.4 tons | ARCOAIRE | HRCU-A-CB (Split System: Heat Pump with Remote Outdoor Unit-Air-Source) | H5H0V48*K*AAA* |  |  | EVD5X48M24A*+WALLCON | *80CSU1002120B* | 47000 | 18 | 9 | 50000 | 36400 | 72.8% | 2 | 0 | 9.5 |  |  |  |  | R-454B | 3.9167 | Residential & Commercial | USHP
215668838 | Central HP <5.4 tons | ARCOAIRE | HRCU-A-CB (Split System: Heat Pump with Remote Outdoor Unit-Air-Source) | H5H0V36*K*AAA* |  |  | EA*5X42M21A*+WALLCON | *80CTL0901716B* | 33200 | 18 | 9 | 35800 | 25600 | 71.51% | 1.86 | 0 | 10 |  |  |  |  | R-454B | 2.7667 | Residential & Commercial | USHP | Ducted CEE Tier 1
215668806 | Central HP <5.4 tons | ARCOAIRE | HRCU-A-CB (Split System: Heat Pump with Remote Outdoor Unit-Air-Source) | H5H0V36*K*AAA* |  |  | EA*5X42M21A*+WALLCON | *80CSU1002120A* | 33000 | 17.5 | 8.5 | 35800 | 25600 | 71.51% | 1.86 | 0 | 9.5 |  |  |  |  | R-454B | 2.75 | Residential & Commercial | USHP
215677957 | Central HP <5.4 tons | ARCOAIRE | HRCU-A-CB (Split System: Heat Pump with Remote Outdoor Unit-Air-Source) | H5H0V60*K*AAA* |  |  | EA*5X61M24A*+WALLCON | *95CSU0802120B* | 56000 | 18 | 8.5 | 60000 | 42000 | 70% | 2.02 | 0 | 8.5 |  |  |  |  | R-454B | 4.6667 | Residential & Commercial | USHP
215677987 | Central HP <5.4 tons | ARCOAIRE | HRCU-A-CB (Split System: Heat Pump with Remote Outdoor Unit-Air-Source) | H5H0V60*K*AAA* |  |  | EA*5X61M24A*+WALLCON | *97CMN0802120B* | 56000 | 18.5 | 9 | 60000 | 42000 | 70% | 2.02 | 0 | 9 |  |  |  |  | R-454B | 4.6667 | Residential & Commercial | USHP
215678157 | Central HP <5.4 tons | ARCOAIRE | HRCU-A-CB (Split System: Heat Pump with Remote Outdoor Unit-Air-Source) | H5H0V60*K*AAA* |  |  | ESH5X60M12A*+WALLCON | *97CMN1202422B* | 55500 | 17 | 8.5 | 60000 | 42000 | 70% | 1.9 | 0 | 8.5 |  |  |  |  | R-454B | 4.625 | Residential & Commercial | USHP
215677907 | Central HP <5.4 tons | ARCOAIRE | HRCU-A-CB (Split System: Heat Pump with Remote Outdoor Unit-Air-Source) | H5H0V60*K*AAA* |  |  | EA*5X61M24A*+WALLCON | *80CSU1002120A* | 56000 | 18 | 9 | 60000 | 42000 | 70% | 2 | 0 | 9 |  |  |  |  | R-454B | 4.6667 | Residential & Commercial | USHP
215677887 | Central HP <5.4 tons | ARCOAIRE | HRCU-A-CB (Split System: Heat Pump with Remote Outdoor Unit-Air-Source) | H5H0V60*K*AAA* |  |  | EA*5X61M21A*+WALLCON | *80CTL0701716B* | 54500 | 18 | 8.5 | 58500 | 41500 | 70.94% | 1.92 | 0 | 9 |  |  |  |  | R-454B | 4.5417 | Residential & Commercial | USHP
215677487 | Central HP <5.4 tons | ARCOAIRE | HRCU-A-CB (Split System: Heat Pump with Remote Outdoor Unit-Air-Source) | H5H0V60*K*AAA* |  |  | EVD5X60M24A*+WALLCON | *95CSU0802120B* | 56500 | 18 | 9 | 63500 | 44500 | 70.08% | 2.08 | 0 | 9 |  |  |  |  | R-454B | 4.7083 | Residential & Commercial | USHP
215676467 | Central HP <5.4 tons | ARCOAIRE | HRCU-A-CB (Split System: Heat Pump with Remote Outdoor Unit-Air-Source) | H5H0V48*K*AAA* |  |  | EVD5X60M21A*+WALLCON | *80CTL0901716B* | 48000 | 19 | 9 | 50000 | 36800 | 73.6% | 1.98 | 0 | 10 |  |  |  |  | R-454B | 4 | Residential & Commercial | USHP | Ducted CEE Tier 1
215676567 | Central HP <5.4 tons | ARCOAIRE | HRCU-A-CB (Split System: Heat Pump with Remote Outdoor Unit-Air-Source) | H5H0V48*K*AAA* |  |  | EVD5X60M21A*+WALLCON | *96CTN0801714B* | 47500 | 18.5 | 9 | 50000 | 36200 | 72.4% | 2.02 | 0 | 10 |  |  |  |  | R-454B | 3.9583 | Residential & Commercial | USHP | Ducted CEE Tier 1
215676667 | Central HP <5.4 tons | ARCOAIRE | HRCU-A-CB (Split System: Heat Pump with Remote Outdoor Unit-Air-Source) | H5H0V48*K*AAA* |  |  | EVD5X60M24A*+WALLCON | *97CMN1202422B* | 48000 | 19 | 9 | 50000 | 36600 | 73.2% | 2 | 0 | 10 |  |  |  |  | R-454B | 4 | Residential & Commercial | USHP | Ducted CEE Tier 1
215682217 | Central HP <5.4 tons | ARCOAIRE | HRCU-A-CB (Split System: Heat Pump with Remote Outdoor Unit-Air-Source) | H5H0V48*K*AAA* |  |  | EVD5X48M24A*+WALLCON | *97CTN1002122A* | 47000 | 19 | 9 | 50000 | 36400 | 72.8% | 1.98 | 0 | 10 |  |  |  |  | R-454B | 3.9167 | Residential & Commercial | USHP | Ducted CEE Tier 1
215682067 | Central HP <5.4 tons | ARCOAIRE | HRCU-A-CB (Split System: Heat Pump with Remote Outdoor Unit-Air-Source) | H5H0V48*K*AAA* |  |  | EVM5X61M24A*+WALLCON | *97CTN0802120A* | 48500 | 19 | 9.5 | 50000 | 36800 | 73.6% | 2.1 | 0 | 10.5 |  |  |  |  | R-454B | 4.0417 | Residential & Commercial | USHP | Ducted CEE Tier 1
215682117 | Central HP <5.4 tons | ARCOAIRE | HRCU-A-CB (Split System: Heat Pump with Remote Outdoor Unit-Air-Source) | H5H0V48*K*AAA* |  |  | EVD5X48M21A*+WALLCON | *80CSU0601716B* | 47000 | 18 | 9 | 50000 | 36400 | 72.8% | 2 | 0 | 9.5 |  |  |  |  | R-454B | 3.9167 | Residential & Commercial | USHP
215681817 | Central HP <5.4 tons | ARCOAIRE | HRCU-A-CB (Split System: Heat Pump with Remote Outdoor Unit-Air-Source) | H5H0V48*K*AAA* |  |  | EVM5X49M21A*+WALLCON | *96CTN0802120B* | 48000 | 19 | 9 | 50000 | 36800 | 73.6% | 2 | 0 | 10 |  |  |  |  | R-454B | 4 | Residential & Commercial | USHP | Ducted CEE Tier 1
215681717 | Central HP <5.4 tons | ARCOAIRE | HRCU-A-CB (Split System: Heat Pump with Remote Outdoor Unit-Air-Source) | H5H0V48*K*AAA* |  |  | ESH5X60M12A*+WALLCON | *97CTN0801716A* | 45000 | 16 | 8.5 | 48500 | 34200 | 70.52% | 1.94 | 0 | 9 |  |  |  |  | R-454B | 3.75 | Residential & Commercial | USHP
216737351 | Central HP <5.4 tons | PAYNE HEATING AND COOLING | HRCU-A-CB (Split System: Heat Pump with Remote Outdoor Unit-Air-Source) | 37MUHAQ24AA3 |  |  | CSAH*3012AM* | PG80VTLB48090B** | 22600 | 16 | 8.1 | 21000 | 18900 | 90% | 1.85 | 0 | 10.5 |  |  |  |  | R-454B | 1.8833 | Residential & Commercial | USHP | Ducted CEE Tier 1
216737517 | Central HP <5.4 tons | PAYNE HEATING AND COOLING | HRCU-A-CB (Split System: Heat Pump with Remote Outdoor Unit-Air-Source) | 37MUHAQ24AA3 |  |  | CSAH*3012AM* | PG92MSAA60120D** | 22600 | 15.2 | 8.1 | 21200 | 18900 | 89.15% | 1.85 | 0 | 10.5 |  |  |  |  | R-454B | 1.8833 | Residential & Commercial | USHP | Ducted CEE Tier 1
216737703 | Central HP <5.4 tons | PAYNE HEATING AND COOLING | HRCU-A-CB (Split System: Heat Pump with Remote Outdoor Unit-Air-Source) | 37MUHAQ24AA3 |  |  | CSAH*3012AM* | PG95MSUA48060B** | 22400 | 16 | 8.1 | 21000 | 18800 | 89.52% | 1.85 | 0 | 10.5 |  |  |  |  | R-454B | 1.8667 | Residential & Commercial | USHP | Ducted CEE Tier 1
215681417 | Central HP <5.4 tons | ARCOAIRE | HRCU-A-CB (Split System: Heat Pump with Remote Outdoor Unit-Air-Source) | H5H0V48*K*AAA* |  |  | EA*5X60M24A*+WALLCON | *97CTN1002122A* | 45000 | 18 | 9 | 47500 | 33600 | 70.74% | 2.06 | 0 | 10 |  |  |  |  | R-454B | 3.75 | Residential & Commercial | USHP | Ducted CEE Tier 1
215682567 | Central HP <5.4 tons | ARCOAIRE | HRCU-A-CB (Split System: Heat Pump with Remote Outdoor Unit-Air-Source) | H5H0V48*K*AAA* |  |  | EVD5X61M24A*+WALLCON | *97CTN1202422A* | 48500 | 19.5 | 9.5 | 50000 | 36600 | 73.2% | 2.12 | 0 | 10.5 |  |  |  |  | R-454B | 4.0417 | Residential & Commercial | USHP | Ducted CEE Tier 1
215682917 | Central HP <5.4 tons | ARCOAIRE | HRCU-A-CB (Split System: Heat Pump with Remote Outdoor Unit-Air-Source) | H5H0V60*K*AAA* |  |  | EVM5X60M24A*+WALLCON | *97CTN1202422A* | 56500 | 18.5 | 9 | 63000 | 44500 | 70.63% | 2.1 | 0 | 9 |  |  |  |  | R-454B | 4.7083 | Residential & Commercial | USHP
215683087 | Central HP <5.4 tons | ARCOAIRE | HRCU-A-CB (Split System: Heat Pump with Remote Outdoor Unit-Air-Source) | H5H0V60*K*AAA* |  |  | EVD5X60M24A*+WALLCON | *97CTN0802120A* | 56500 | 18 | 9 | 63500 | 44500 | 70.08% | 2.08 | 0 | 9 |  |  |  |  | R-454B | 4.7083 | Residential & Commercial | USHP
215682637 | Central HP <5.4 tons | ARCOAIRE | HRCU-A-CB (Split System: Heat Pump with Remote Outdoor Unit-Air-Source) | H5H0V60*K*AAA* |  |  | EA*5X61M21A*+WALLCON | *80CSU0401712B* | 55500 | 18 | 8.5 | 58500 | 41000 | 70.09% | 2.04 | 0 | 9 |  |  |  |  | R-454B | 4.625 | Residential & Commercial | USHP
216738128 | Central HP <5.4 tons | PAYNE HEATING AND COOLING | HRCU-A-CB (Split System: Heat Pump with Remote Outdoor Unit-Air-Source) | 37MUHAQ24AA3 |  |  | CSAH*3612AM* | PG80MS(A,L)A60155D** | 22800 | 15.5 | 8.1 | 20800 | 18500 | 88.94% | 1.85 | 0 | 10.5 |  |  |  |  | R-454B | 1.9 | Residential & Commercial | USHP | Ducted CEE Tier 1
216738703 | Central HP <5.4 tons | PAYNE HEATING AND COOLING | HRCU-A-CB (Split System: Heat Pump with Remote Outdoor Unit-Air-Source) | 37MUHAQ24AA3 |  |  | CSAH*3612AM* | PG95MSUA48060B** | 22600 | 16 | 8.1 | 20800 | 18500 | 88.94% | 1.85 | 0 | 11 |  |  |  |  | R-454B | 1.8833 | Residential & Commercial | USHP | Ducted CEE Tier 1
216737467 | Central HP <5.4 tons | PAYNE HEATING AND COOLING | HRCU-A-CB (Split System: Heat Pump with Remote Outdoor Unit-Air-Source) | 37MUHAQ24AA3 |  |  | CSAH*3012AM* | PG92MSAA42060B** | 22400 | 15.5 | 8.1 | 21000 | 18800 | 89.52% | 1.9 | 0 | 10.5 |  |  |  |  | R-454B | 1.8667 | Residential & Commercial | USHP | Ducted CEE Tier 1
215682737 | Central HP <5.4 tons | ARCOAIRE | HRCU-A-CB (Split System: Heat Pump with Remote Outdoor Unit-Air-Source) | H5H0V60*K*AAA* |  |  | ESH5X60M12A*+WALLCON | *80CSU0601716B* | 54500 | 17 | 8.5 | 58500 | 41000 | 70.09% | 1.92 | 0 | 9 |  |  |  |  | R-454B | 4.5417 | Residential & Commercial | USHP
212316040 | Central HP <5.4 tons | KLIMAIRE | HRCU-A-CB (Split System: Heat Pump with Remote Outdoor Unit-Air-Source) | KOIF24H2-1S |  |  | KIDF24H2-1S | 0 | 24000 | 17.4 | 10 | 24000 | 22600 | 94.17% | 1.91 | 12.5 | 11.7 |  |  |  |  | R-410A | 2 | Residential & Commercial | USHP | Ducted CEE Tier 1
216737338 | Central HP <5.4 tons | PAYNE HEATING AND COOLING | HRCU-A-CB (Split System: Heat Pump with Remote Outdoor Unit-Air-Source) | 37MUHAQ24AA3 |  |  | CSAH*3012AM* | PG80VTLB36070A** | 22600 | 16 | 8.1 | 21000 | 18800 | 89.52% | 1.85 | 0 | 10.5 |  |  |  |  | R-454B | 1.8833 | Residential & Commercial | USHP | Ducted CEE Tier 1
215679967 | Central HP <5.4 tons | ARCOAIRE | HRCU-A-CB (Split System: Heat Pump with Remote Outdoor Unit-Air-Source) | H5H0V36*K*AAA* |  |  | ESH5X60M12A*+WALLCON | *97CTN0601716A* | 34200 | 16 | 8.5 | 34800 | 25200 | 72.41% | 1.8 | 0 | 9 |  |  |  |  | R-454B | 2.85 | Residential & Commercial | USHP
215679497 | Central HP <5.4 tons | ARCOAIRE | HRCU-A-CB (Split System: Heat Pump with Remote Outdoor Unit-Air-Source) | H5H0V36*K*AAA* |  |  | EA*5X48M21A*+WALLCON | *80CSU0401712B* | 34000 | 18 | 9 | 35000 | 25000 | 71.43% | 1.9 | 0 | 10 |  |  |  |  | R-454B | 2.8333 | Residential & Commercial | USHP | Ducted CEE Tier 1
215679647 | Central HP <5.4 tons | ARCOAIRE | HRCU-A-CB (Split System: Heat Pump with Remote Outdoor Unit-Air-Source) | H5H0V36*K*AAA* |  |  | EA*5X61M21A*+WALLCON | *97CTN0802120A* | 34800 | 18 | 9 | 34400 | 24800 | 72.09% | 1.92 | 0 | 10.5 |  |  |  |  | R-454B | 2.9 | Residential & Commercial | USHP | Ducted CEE Tier 1
216737714 | Central HP <5.4 tons | PAYNE HEATING AND COOLING | HRCU-A-CB (Split System: Heat Pump with Remote Outdoor Unit-Air-Source) | 37MUHAQ24AA3 |  |  | CSAH*3012AM* | PG95MSUA60080C** | 22800 | 16 | 8.5 | 21200 | 19000 | 89.62% | 1.96 | 0 | 10.5 |  |  |  |  | R-454B | 1.9 | Residential & Commercial | USHP | Ducted CEE Tier 1
216737364 | Central HP <5.4 tons | PAYNE HEATING AND COOLING | HRCU-A-CB (Split System: Heat Pump with Remote Outdoor Unit-Air-Source) | 37MUHAQ24AA3 |  |  | CSAH*3012AM* | PG80VTLB66110C** | 22400 | 15.2 | 8.1 | 21000 | 18900 | 90% | 1.85 | 0 | 10.5 |  |  |  |  | R-454B | 1.8667 | Residential & Commercial | USHP | Ducted CEE Tier 1
214570722 | Central HP <5.4 tons | ARCOAIRE | HRCU-A-CB (Split System: Heat Pump with Remote Outdoor Unit-Air-Source) | HVH825GKA3* |  |  | EA*4X48L21A*+WALLCON | *96CTN0802120B* | 24200 | 17 | 8.5 | 20800 | 16500 | 79.33% | 2.02 | 0 | 11 |  |  |  |  | R-410A | 2.0167 | Residential & Commercial | USHP | Ducted CEE Tier 1
214570772 | Central HP <5.4 tons | ARCOAIRE | HRCU-A-CB (Split System: Heat Pump with Remote Outdoor Unit-Air-Source) | HVH825GKA3* |  |  | EA*4X48L24A*+WALLCON | *97CMN0802120B* | 24000 | 16.5 | 8.5 | 21000 | 16500 | 78.57% | 2.02 | 0 | 11 |  |  |  |  | R-410A | 2 | Residential & Commercial | USHP | Ducted CEE Tier 1
214239387 | Central HP <5.4 tons | ARCOAIRE | HRCU-A-CB (Split System: Heat Pump with Remote Outdoor Unit-Air-Source) | HVH837GKA2* |  |  | EN(A,D,W)4X60L24**+WALLCON | *97CMN1002122B* | 32800 | 17.5 | 8.1 | 32200 | 24600 | 76.4% | 1.96 | 0 | 12 |  |  |  |  | R-410A | 2.7333 | Residential & Commercial | USHP | Ducted CEE Tier 1
214574532 | Central HP <5.4 tons | ARCOAIRE | HRCU-A-CB (Split System: Heat Pump with Remote Outdoor Unit-Air-Source) | HVH837GKA2* |  |  | EN(A,D,W)4X42L21**+WALLCON | *95CSU1002122B* | 31800 | 17 | 8.1 | 33000 | 24400 | 73.94% | 1.9 | 0 | 11.5 |  |  |  |  | R-410A | 2.65 | Residential & Commercial | USHP | Ducted CEE Tier 1
214572812 | Central HP <5.4 tons | ARCOAIRE | HRCU-A-CB (Split System: Heat Pump with Remote Outdoor Unit-Air-Source) | HVH837GKA** |  |  | EA*4X48L21A*+WALLCON | *97CMN0802120B* | 32200 | 17.5 | 8.5 | 32400 | 25000 | 77.16% | 1.98 | 0 | 11 |  |  |  |  | R-410A | 2.6833 | Residential & Commercial | USHP | Ducted CEE Tier 1
214572862 | Central HP <5.4 tons | ARCOAIRE | HRCU-A-CB (Split System: Heat Pump with Remote Outdoor Unit-Air-Source) | HVH837GKA** |  |  | EA*4X48L24A*+WALLCON | *97CMN0602120B* | 32200 | 17 | 8.5 | 32600 | 25200 | 77.3% | 1.96 | 0 | 11 |  |  |  |  | R-410A | 2.6833 | Residential & Commercial | USHP | Ducted CEE Tier 1
215679777 | Central HP <5.4 tons | ARCOAIRE | HRCU-A-CB (Split System: Heat Pump with Remote Outdoor Unit-Air-Source) | H5H0V36*K*AAA* |  |  | ESH5X36M12A*+WALLCON | *97CTN1202422A* | 33800 | 16.5 | 8.5 | 35800 | 25400 | 70.95% | 1.76 | 0 | 9.5 |  |  |  |  | R-454B | 2.8167 | Residential & Commercial | USHP
215679527 | Central HP <5.4 tons | ARCOAIRE | HRCU-A-CB (Split System: Heat Pump with Remote Outdoor Unit-Air-Source) | H5H0V36*K*AAA* |  |  | EA*5X48M21A*+WALLCON | *97CTN0801716A* | 33600 | 17.5 | 9 | 35200 | 25200 | 71.59% | 1.88 | 0 | 9.5 |  |  |  |  | R-454B | 2.8 | Residential & Commercial | USHP
214573532 | Central HP <5.4 tons | ARCOAIRE | HRCU-A-CB (Split System: Heat Pump with Remote Outdoor Unit-Air-Source) | HVH837GKA** |  |  | EN(A,D)4X48L24**+WALLCON | *97CMN0802120B* | 32400 | 17.5 | 8.5 | 32800 | 24800 | 75.61% | 1.96 | 0 | 11.5 |  |  |  |  | R-410A | 2.7 | Residential & Commercial | USHP | Ducted CEE Tier 1
214572512 | Central HP <5.4 tons | ARCOAIRE | HRCU-A-CB (Split System: Heat Pump with Remote Outdoor Unit-Air-Source) | HVH837GKA** |  |  | EA*4X36L21A*+WALLCON | *97CMN0802120B* | 31600 | 17 | 8.1 | 33000 | 24200 | 73.33% | 1.86 | 0 | 11 |  |  |  |  | R-410A | 2.6333 | Residential & Commercial | USHP | Ducted CEE Tier 1
214572782 | Central HP <5.4 tons | ARCOAIRE | HRCU-A-CB (Split System: Heat Pump with Remote Outdoor Unit-Air-Source) | HVH837GKA** |  |  | EA*4X48L21A*+WALLCON | *95CSU0802120B* | 32200 | 17.5 | 8.5 | 32400 | 25000 | 77.16% | 1.98 | 0 | 11 |  |  |  |  | R-410A | 2.6833 | Residential & Commercial | USHP | Ducted CEE Tier 1
214570442 | Central HP <5.4 tons | ARCOAIRE | HRCU-A-CB (Split System: Heat Pump with Remote Outdoor Unit-Air-Source) | HVH825GKA3* |  |  | EA*4X37L21A*+WALLCON | *95CSU0802120B* | 24400 | 16.5 | 8.5 | 21200 | 16600 | 78.3% | 2.02 | 0 | 11 |  |  |  |  | R-410A | 2.0333 | Residential & Commercial | USHP | Ducted CEE Tier 1
216734377 | Central HP <5.4 tons | PAYNE HEATING AND COOLING | HRCU-A-CB (Split System: Heat Pump with Remote Outdoor Unit-Air-Source) | 37MUHAQ24AA3 |  |  | CAA**3617AM* | PG80MS(A,L)A36070A** | 22400 | 16.5 | 8.5 | 20800 | 18700 | 89.9% | 1.96 | 0 | 11 |  |  |  |  | R-454B | 1.8667 | Residential & Commercial | USHP | Ducted CEE Tier 1
216734609 | Central HP <5.4 tons | PAYNE HEATING AND COOLING | HRCU-A-CB (Split System: Heat Pump with Remote Outdoor Unit-Air-Source) | 37MUHAQ24AA3 |  |  | CAA**3617AM* | PG92MSAA48080B** | 22400 | 16.5 | 8.1 | 20800 | 18600 | 89.42% | 1.9 | 0 | 11 |  |  |  |  | R-454B | 1.8667 | Residential & Commercial | USHP | Ducted CEE Tier 1
216735647 | Central HP <5.4 tons | PAYNE HEATING AND COOLING | HRCU-A-CB (Split System: Heat Pump with Remote Outdoor Unit-Air-Source) | 37MUHAQ24AA3 |  |  | CAA**3721AM* | PG80VTLB48070B** | 23000 | 16.5 | 8.5 | 20600 | 18400 | 89.32% | 1.96 | 0 | 11 |  |  |  |  | R-454B | 1.9167 | Residential & Commercial | USHP | Ducted CEE Tier 1
216735988 | Central HP <5.4 tons | PAYNE HEATING AND COOLING | HRCU-A-CB (Split System: Heat Pump with Remote Outdoor Unit-Air-Source) | 37MUHAQ24AA3 |  |  | CAA**3721AM* | PG96VTAB36040B** | 23000 | 16 | 8.5 | 20800 | 18500 | 88.94% | 1.96 | 0 | 10.5 |  |  |  |  | R-454B | 1.9167 | Residential & Commercial | USHP | Ducted CEE Tier 1
216736365 | Central HP <5.4 tons | PAYNE HEATING AND COOLING | HRCU-A-CB (Split System: Heat Pump with Remote Outdoor Unit-Air-Source) | 37MUHAQ24AA3 |  |  | CSAH*2412AM* | PG80MSUA60100C** | 22800 | 15.5 | 8.5 | 21400 | 19300 | 90.19% | 1.96 | 0 | 10.5 |  |  |  |  | R-454B | 1.9 | Residential & Commercial | USHP | Ducted CEE Tier 1
216736538 | Central HP <5.4 tons | PAYNE HEATING AND COOLING | HRCU-A-CB (Split System: Heat Pump with Remote Outdoor Unit-Air-Source) | 37MUHAQ24AA3 |  |  | CSAH*2412AM* | PG92MSAA60080C** | 22400 | 15.2 | 8.1 | 21200 | 19000 | 89.62% | 1.9 | 0 | 10.5 |  |  |  |  | R-454B | 1.8667 | Residential & Commercial | USHP | Ducted CEE Tier 1
216736840 | Central HP <5.4 tons | PAYNE HEATING AND COOLING | HRCU-A-CB (Split System: Heat Pump with Remote Outdoor Unit-Air-Source) | 37MUHAQ24AA3 |  |  | CSAH*2412AM* | PG96VTAB48060B** | 22400 | 15.2 | 8.1 | 21200 | 19100 | 90.09% | 1.85 | 0 | 10.5 |  |  |  |  | R-454B | 1.8667 | Residential & Commercial | USHP | Ducted CEE Tier 1
216734398 | Central HP <5.4 tons | PAYNE HEATING AND COOLING | HRCU-A-CB (Split System: Heat Pump with Remote Outdoor Unit-Air-Source) | 37MUHAQ24AA3 |  |  | CAA**3617AM* | PG80MS(A,L)A48070B** | 22400 | 16 | 8.1 | 20800 | 18700 | 89.9% | 1.9 | 0 | 11 |  |  |  |  | R-454B | 1.8667 | Residential & Commercial | USHP | Ducted CEE Tier 1
216734514 | Central HP <5.4 tons | PAYNE HEATING AND COOLING | HRCU-A-CB (Split System: Heat Pump with Remote Outdoor Unit-Air-Source) | 37MUHAQ24AA3 |  |  | CAA**3617AM* | PG80VTLB36045A** | 22200 | 16.5 | 8.5 | 20800 | 18700 | 89.9% | 1.94 | 0 | 10.5 |  |  |  |  | R-454B | 1.85 | Residential & Commercial | USHP | Ducted CEE Tier 1
216734998 | Central HP <5.4 tons | PAYNE HEATING AND COOLING | HRCU-A-CB (Split System: Heat Pump with Remote Outdoor Unit-Air-Source) | 37MUHAQ24AA3 |  |  | CAA**3717AM* | PG80MSUA36040B** | 22800 | 16.5 | 8.5 | 20600 | 18400 | 89.32% | 1.96 | 0 | 11 |  |  |  |  | R-454B | 1.9 | Residential & Commercial | USHP | Ducted CEE Tier 1
216735067 | Central HP <5.4 tons | PAYNE HEATING AND COOLING | HRCU-A-CB (Split System: Heat Pump with Remote Outdoor Unit-Air-Source) | 37MUHAQ24AA3 |  |  | CAA**3717AM* | PG80VTLB36070A** | 23000 | 16.5 | 8.5 | 20800 | 18500 | 88.94% | 1.94 | 0 | 11 |  |  |  |  | R-454B | 1.9167 | Residential & Commercial | USHP | Ducted CEE Tier 1
216735498 | Central HP <5.4 tons | PAYNE HEATING AND COOLING | HRCU-A-CB (Split System: Heat Pump with Remote Outdoor Unit-Air-Source) | 37MUHAQ24AA3 |  |  | CAA**3721AM* | PG80MS(A,L)A48090C** | 23200 | 16 | 8.5 | 20600 | 18400 | 89.32% | 1.96 | 0 | 11 |  |  |  |  | R-454B | 1.9333 | Residential & Commercial | USHP | Ducted CEE Tier 1
214574332 | Central HP <5.4 tons | ARCOAIRE | HRCU-A-CB (Split System: Heat Pump with Remote Outdoor Unit-Air-Source) | HVH837GKA2* |  |  | EHD4X48AAL+WALLCON | *80CTL0702120B* | 32600 | 17.5 | 8.5 | 32800 | 25000 | 76.22% | 1.98 | 0 | 11 |  |  |  |  | R-410A | 2.7167 | Residential & Commercial | USHP | Ducted CEE Tier 1
214573982 | Central HP <5.4 tons | ARCOAIRE | HRCU-A-CB (Split System: Heat Pump with Remote Outdoor Unit-Air-Source) | HVH837GKA2* |  |  | EA*4X48L24A*+WALLCON | *95CSU0802120B* | 32200 | 17.5 | 8.5 | 32400 | 25000 | 77.16% | 1.98 | 0 | 11 |  |  |  |  | R-410A | 2.6833 | Residential & Commercial | USHP | Ducted CEE Tier 1
214573912 | Central HP <5.4 tons | ARCOAIRE | HRCU-A-CB (Split System: Heat Pump with Remote Outdoor Unit-Air-Source) | HVH837GKA2* |  |  | EA*4X48L21A*+WALLCON | *80CTL0702120B* | 32200 | 17.5 | 8.5 | 32400 | 25000 | 77.16% | 1.98 | 0 | 11 |  |  |  |  | R-410A | 2.6833 | Residential & Commercial | USHP | Ducted CEE Tier 1
214573662 | Central HP <5.4 tons | ARCOAIRE | HRCU-A-CB (Split System: Heat Pump with Remote Outdoor Unit-Air-Source) | HVH837GKA2* |  |  | EA*4X36L21A*+WALLCON | *96CTN0802120B* | 31600 | 17.5 | 8.1 | 32800 | 24200 | 73.78% | 1.86 | 0 | 11 |  |  |  |  | R-410A | 2.6333 | Residential & Commercial | USHP | Ducted CEE Tier 1
214242779 | Central HP <5.4 tons | ARCOAIRE | HRCU-A-CB (Split System: Heat Pump with Remote Outdoor Unit-Air-Source) | HVH825GKA2* |  |  | EN(A,D)4X36L21**+WALLCON | *80CTL1102120B* | 23600 | 16.5 | 8.1 | 21600 | 16700 | 77.31% | 1.92 | 0 | 11 |  |  |  |  | R-410A | 1.9667 | Residential & Commercial | USHP | Ducted CEE Tier 1
214242829 | Central HP <5.4 tons | ARCOAIRE | HRCU-A-CB (Split System: Heat Pump with Remote Outdoor Unit-Air-Source) | HVH825GKA2* |  |  | EN(A,D)4X36L21**+WALLCON | *96CTN0601714B* | 23400 | 16 | 8.1 | 21600 | 16800 | 77.78% | 1.9 | 0 | 10.5 |  |  |  |  | R-410A | 1.95 | Residential & Commercial | USHP | Ducted CEE Tier 1
212984411 | Central HP <5.4 tons | PAYNE HEATING AND COOLING | HRCU-A-CB (Split System: Heat Pump with Remote Outdoor Unit-Air-Source) | 38MURAQ36AB3* |  |  | CAP**4821AL* | PG92MSAA48080B** | 35800 | 16.5 | 8.5 | 37800 | 34600 | 91.53% | 2.02 | 0 | 10 |  |  |  |  | R-410A | 2.9833 | Residential & Commercial | USHP | Ducted CEE Tier 1
215937988 | Central HP <5.4 tons | ARCOAIRE | HRCU-A-CB (Split System: Heat Pump with Remote Outdoor Unit-Air-Source) | H5H3V48*K*AAA* |  |  | EVD5X48M24A*+WALLCON | *96CTN1202422B* | 45000 | 20.5 | 8.1 | 52000 | 38000 | 73.08% | 1.9 | 0 | 11 |  |  |  |  | R-454B | 3.75 | Residential & Commercial | USHP | Ducted CEE Tier 1
215938038 | Central HP <5.4 tons | ARCOAIRE | HRCU-A-CB (Split System: Heat Pump with Remote Outdoor Unit-Air-Source) | H5H3V48*K*AAA* |  |  | EVD5X49M24A*+WALLCON | *80CTL1352422B* | 45500 | 21 | 8.1 | 52500 | 38000 | 72.38% | 1.95 | 0 | 11.5 |  |  |  |  | R-454B | 3.7917 | Residential & Commercial | USHP | Ducted CEE Tier 1
214574602 | Central HP <5.4 tons | ARCOAIRE | HRCU-A-CB (Split System: Heat Pump with Remote Outdoor Unit-Air-Source) | HVH837GKA2* |  |  | EN(A,D,W)4X48L21**+WALLCON | *97CMN0602120B* | 32200 | 17 | 8.1 | 33000 | 25000 | 75.76% | 1.94 | 0 | 11.5 |  |  |  |  | R-410A | 2.6833 | Residential & Commercial | USHP | Ducted CEE Tier 1
216679439 | Central HP <5.4 tons | ARCOAIRE | HRCU-A-CB (Split System: Heat Pump with Remote Outdoor Unit-Air-Source) | DLCURAH24ABK |  |  | EA*4X37L17A* | *97VTN0601716A* | 24000 | 17 | 9 | 25200 | 22000 | 87.3% | 1.76 | 0 | 10 |  |  |  |  | R-410A | 2 | Residential & Commercial | USHP | Ducted CEE Tier 1
213782179 | Central HP <5.4 tons | ARCOAIRE | HRCU-A-CB (Split System: Heat Pump with Remote Outdoor Unit-Air-Source) | HVH837GKA2* |  |  | EHD4X48AAL+WALLCON | *96CTN0801714B* | 32600 | 16.5 | 8.1 | 33000 | 25000 | 75.76% | 1.94 | 0 | 11 |  |  |  |  | R-410A | 2.7167 | Residential & Commercial | USHP | Ducted CEE Tier 1
213782229 | Central HP <5.4 tons | ARCOAIRE | HRCU-A-CB (Split System: Heat Pump with Remote Outdoor Unit-Air-Source) | HVH837GKA2* |  |  | EHD4X60AAL+WALLCON | *80CTL0701716B* | 32800 | 16.5 | 8.1 | 32400 | 25000 | 77.16% | 1.98 | 0 | 11 |  |  |  |  | R-410A | 2.7333 | Residential & Commercial | USHP | Ducted CEE Tier 1
213781579 | Central HP <5.4 tons | ARCOAIRE | HRCU-A-CB (Split System: Heat Pump with Remote Outdoor Unit-Air-Source) | HVH837GKA2* |  |  | EA*4X61L21A*+WALLCON | *80CTL1102120B* | 33200 | 17.5 | 8.5 | 32000 | 24800 | 77.5% | 1.98 | 0 | 11.5 |  |  |  |  | R-410A | 2.7667 | Residential & Commercial | USHP | Ducted CEE Tier 1
213781999 | Central HP <5.4 tons | ARCOAIRE | HRCU-A-CB (Split System: Heat Pump with Remote Outdoor Unit-Air-Source) | HVH837GKA2* |  |  | EHD4X42AAL+WALLCON | *97CMN1202422B* | 32400 | 16.5 | 8.1 | 32800 | 24800 | 75.61% | 1.94 | 0 | 11 |  |  |  |  | R-410A | 2.7 | Residential & Commercial | USHP | Ducted CEE Tier 1
215932988 | Central HP <5.4 tons | ARCOAIRE | HRCU-A-CB (Split System: Heat Pump with Remote Outdoor Unit-Air-Source) | H5H3V36*K*AAA* |  |  | ESH5X24M12A*+WALLCON | *96CTN0601714B* | 32000 | 17.5 | 9 | 35000 | 27000 | 77.14% | 1.9 | 0 | 10 |  |  |  |  | R-454B | 2.6667 | Residential & Commercial | USHP | Ducted CEE Tier 1
216734268 | Central HP <5.4 tons | PAYNE HEATING AND COOLING | HRCU-A-CB (Split System: Heat Pump with Remote Outdoor Unit-Air-Source) | 37MUHAQ24AA3 |  |  | CAA**3017AM* | PG96VTAB48060B** | 22200 | 16 | 8.1 | 20800 | 18800 | 90.38% | 1.85 | 0 | 10.5 |  |  |  |  | R-454B | 1.85 | Residential & Commercial | USHP | Ducted CEE Tier 1
215934508 | Central HP <5.4 tons | ARCOAIRE | HRCU-A-CB (Split System: Heat Pump with Remote Outdoor Unit-Air-Source) | H5H3V48*K*AAA* |  |  | ESH5X48M12A*+WALLCON | *97CMN1202422B* | 44000 | 20 | 9 | 48500 | 36600 | 75.46% | 1.82 | 0 | 10.5 |  |  |  |  | R-454B | 3.6667 | Residential & Commercial | USHP | Ducted CEE Tier 1
207335067 | Central HP <5.4 tons | AC PRO.com | HRCU-A-CB (Split System: Heat Pump with Remote Outdoor Unit-Air-Source) | AUD36W/A-D(U) |  |  | AUD36AH2/A-D(U) | 0 | 34000 | 16 | 9 | 35000 | 28000 | 80% | 1.8 | 10 | 10 |  |  |  |  | R-410A | 2.8333 | Residential & Commercial | USHP | Ducted CEE Tier 1
214572942 | Central HP <5.4 tons | ARCOAIRE | HRCU-A-CB (Split System: Heat Pump with Remote Outdoor Unit-Air-Source) | HVH837GKA** |  |  | EA*4X60L24A*+WALLCON | *96CTN0802120B* | 32800 | 18 | 8.5 | 31600 | 24600 | 77.85% | 2 | 0 | 11.5 |  |  |  |  | R-410A | 2.7333 | Residential & Commercial | USHP | Ducted CEE Tier 1
214573762 | Central HP <5.4 tons | ARCOAIRE | HRCU-A-CB (Split System: Heat Pump with Remote Outdoor Unit-Air-Source) | HVH837GKA2* |  |  | EA*4X42L21A*+WALLCON | *97CMN0602120B* | 31600 | 17 | 8.1 | 33200 | 24800 | 74.7% | 1.88 | 0 | 10.5 |  |  |  |  | R-410A | 2.6333 | Residential & Commercial | USHP | Ducted CEE Tier 1
212977638 | Central HP <5.4 tons | ARCOAIRE | HRCU-A-CB (Split System: Heat Pump with Remote Outdoor Unit-Air-Source) | DLCURAH24ABK |  |  | EA*4X37L17A* | *80MS(N,L)0451412A* | 24200 | 17 | 8.5 | 25200 | 22000 | 87.3% | 1.84 | 0 | 10 |  |  |  |  | R-410A | 2.0167 | Residential & Commercial | USHP | Ducted CEE Tier 1
216737478 | Central HP <5.4 tons | PAYNE HEATING AND COOLING | HRCU-A-CB (Split System: Heat Pump with Remote Outdoor Unit-Air-Source) | 37MUHAQ24AA3 |  |  | CSAH*3012AM* | PG92MSAA48080B** | 22200 | 16 | 8.1 | 20800 | 18700 | 89.9% | 1.9 | 0 | 11 |  |  |  |  | R-454B | 1.85 | Residential & Commercial | USHP | Ducted CEE Tier 1
216737581 | Central HP <5.4 tons | PAYNE HEATING AND COOLING | HRCU-A-CB (Split System: Heat Pump with Remote Outdoor Unit-Air-Source) | 37MUHAQ24AA3 |  |  | CSAH*3012AM* | PG96MSAA60100C** | 22600 | 15.2 | 8.1 | 21000 | 18900 | 90% | 1.85 | 0 | 10.5 |  |  |  |  | R-454B | 1.8833 | Residential & Commercial | USHP | Ducted CEE Tier 1
216735191 | Central HP <5.4 tons | PAYNE HEATING AND COOLING | HRCU-A-CB (Split System: Heat Pump with Remote Outdoor Unit-Air-Source) | 37MUHAQ24AA3 |  |  | CAA**3717AM* | PG96MSAA48060B** | 23000 | 15.5 | 8.5 | 20800 | 18600 | 89.42% | 1.98 | 0 | 11 |  |  |  |  | R-454B | 1.9167 | Residential & Commercial | USHP | Ducted CEE Tier 1
216735373 | Central HP <5.4 tons | PAYNE HEATING AND COOLING | HRCU-A-CB (Split System: Heat Pump with Remote Outdoor Unit-Air-Source) | 37MUHAQ24AA3 |  |  | CAA**3717AM* | PG97VTAA48080B** | 23000 | 16.5 | 8.5 | 20800 | 18500 | 88.94% | 1.96 | 0 | 11 |  |  |  |  | R-454B | 1.9167 | Residential & Commercial | USHP | Ducted CEE Tier 1
216736008 | Central HP <5.4 tons | PAYNE HEATING AND COOLING | HRCU-A-CB (Split System: Heat Pump with Remote Outdoor Unit-Air-Source) | 37MUHAQ24AA3 |  |  | CAA**3721AM* | PG96VTAB48080B** | 23200 | 16.5 | 8.5 | 20800 | 18500 | 88.94% | 1.96 | 0 | 11 |  |  |  |  | R-454B | 1.9333 | Residential & Commercial | USHP | Ducted CEE Tier 1
216736527 | Central HP <5.4 tons | PAYNE HEATING AND COOLING | HRCU-A-CB (Split System: Heat Pump with Remote Outdoor Unit-Air-Source) | 37MUHAQ24AA3 |  |  | CSAH*2412AM* | PG92MSAA48080B** | 22400 | 15.2 | 8.1 | 21200 | 19000 | 89.62% | 1.9 | 0 | 10.5 |  |  |  |  | R-454B | 1.8667 | Residential & Commercial | USHP | Ducted CEE Tier 1
216737244 | Central HP <5.4 tons | PAYNE HEATING AND COOLING | HRCU-A-CB (Split System: Heat Pump with Remote Outdoor Unit-Air-Source) | 37MUHAQ24AA3 |  |  | CSAH*3012AM* | PG80MSUA60100C** | 22400 | 15.5 | 8.1 | 21000 | 18900 | 90% | 1.85 | 0 | 10.5 |  |  |  |  | R-454B | 1.8667 | Residential & Commercial | USHP | Ducted CEE Tier 1
216738018 | Central HP <5.4 tons | PAYNE HEATING AND COOLING | HRCU-A-CB (Split System: Heat Pump with Remote Outdoor Unit-Air-Source) | 37MUHAQ24AA3 |  |  | CSAH*3612AM* | PG80MS(A,L)A36070A** | 22600 | 16 | 8.1 | 20800 | 18400 | 88.46% | 1.85 | 0 | 10.5 |  |  |  |  | R-454B | 1.8833 | Residential & Commercial | USHP | Ducted CEE Tier 1
216738070 | Central HP <5.4 tons | PAYNE HEATING AND COOLING | HRCU-A-CB (Split System: Heat Pump with Remote Outdoor Unit-Air-Source) | 37MUHAQ24AA3 |  |  | CSAH*3612AM* | PG80MS(A,L)A48090C** | 22800 | 16 | 8.1 | 20800 | 18600 | 89.42% | 1.85 | 0 | 11 |  |  |  |  | R-454B | 1.9 | Residential & Commercial | USHP | Ducted CEE Tier 1
213782149 | Central HP <5.4 tons | ARCOAIRE | HRCU-A-CB (Split System: Heat Pump with Remote Outdoor Unit-Air-Source) | HVH837GKA2* |  |  | EHD4X48AAL+WALLCON | *97CMN1002122B* | 32600 | 16.5 | 8.1 | 33000 | 24800 | 75.15% | 1.96 | 0 | 11 |  |  |  |  | R-410A | 2.7167 | Residential & Commercial | USHP | Ducted CEE Tier 1
215677877 | Central HP <5.4 tons | ARCOAIRE | HRCU-A-CB (Split System: Heat Pump with Remote Outdoor Unit-Air-Source) | H5H0V60*K*AAA* |  |  | EA*5X60M24A*+WALLCON | *96CTN1202422B* | 55000 | 18.5 | 9 | 59000 | 41500 | 70.34% | 2.02 | 0 | 9 |  |  |  |  | R-454B | 4.5833 | Residential & Commercial | USHP
215677827 | Central HP <5.4 tons | ARCOAIRE | HRCU-A-CB (Split System: Heat Pump with Remote Outdoor Unit-Air-Source) | H5H0V60*K*AAA* |  |  | EA*5X60M24A*+WALLCON | *97CMN0602120B* | 54000 | 17.5 | 8.5 | 60500 | 42500 | 70.25% | 1.86 | 0 | 8 |  |  |  |  | R-454B | 4.5 | Residential & Commercial | USHP
216737891 | Central HP <5.4 tons | PAYNE HEATING AND COOLING | HRCU-A-CB (Split System: Heat Pump with Remote Outdoor Unit-Air-Source) | 37MUHAQ24AA3 |  |  | CSAH*3012AM* | PG97VTAA48060B** | 22400 | 15.5 | 8.1 | 21000 | 18800 | 89.52% | 1.85 | 0 | 10.5 |  |  |  |  | R-454B | 1.8667 | Residential & Commercial | USHP | Ducted CEE Tier 1
216737923 | Central HP <5.4 tons | PAYNE HEATING AND COOLING | HRCU-A-CB (Split System: Heat Pump with Remote Outdoor Unit-Air-Source) | 37MUHAQ24AA3 |  |  | CSAH*3012AM* | PG97VTAA60100C** | 22800 | 16 | 8.5 | 21200 | 19000 | 89.62% | 1.96 | 0 | 11 |  |  |  |  | R-454B | 1.9 | Residential & Commercial | USHP | Ducted CEE Tier 1
215931668 | Central HP <5.4 tons | ARCOAIRE | HRCU-A-CB (Split System: Heat Pump with Remote Outdoor Unit-Air-Source) | H5H3V60*K*AAA* |  |  | EA*5X61M24A*+WALLCON | *80CSU0802120A* | 57000 | 19 | 8.5 | 60500 | 46000 | 76.03% | 2.04 | 0 | 11.5 |  |  |  |  | R-454B | 4.75 | Residential & Commercial | USHP | Ducted CEE Tier 1
215680007 | Central HP <5.4 tons | ARCOAIRE | HRCU-A-CB (Split System: Heat Pump with Remote Outdoor Unit-Air-Source) | H5H0V36*K*AAA* |  |  | ESH5X60M12A*+WALLCON | *97CTN1202422A* | 34600 | 16.5 | 8.5 | 34600 | 24800 | 71.68% | 1.92 | 0 | 10 |  |  |  |  | R-454B | 2.8833 | Residential & Commercial | USHP | Ducted CEE Tier 1
215679907 | Central HP <5.4 tons | ARCOAIRE | HRCU-A-CB (Split System: Heat Pump with Remote Outdoor Unit-Air-Source) | H5H0V36*K*AAA* |  |  | ESH5X48M12A*+WALLCON | *97CTN0802120A* | 34200 | 16 | 8.5 | 35400 | 25200 | 71.19% | 1.88 | 0 | 9.5 |  |  |  |  | R-454B | 2.85 | Residential & Commercial | USHP
216735583 | Central HP <5.4 tons | PAYNE HEATING AND COOLING | HRCU-A-CB (Split System: Heat Pump with Remote Outdoor Unit-Air-Source) | 37MUHAQ24AA3 |  |  | CAA**3721AM* | PG80MSUA60100C** | 23200 | 16.5 | 8.5 | 20800 | 18500 | 88.94% | 1.96 | 0 | 11 |  |  |  |  | R-454B | 1.9333 | Residential & Commercial | USHP | Ducted CEE Tier 1
216736954 | Central HP <5.4 tons | PAYNE HEATING AND COOLING | HRCU-A-CB (Split System: Heat Pump with Remote Outdoor Unit-Air-Source) | 37MUHAQ24AA3 |  |  | CSAH*2412AM* | PG97VTAA66120D** | 22400 | 15.2 | 8.1 | 21200 | 19100 | 90.09% | 1.85 | 0 | 10.5 |  |  |  |  | R-454B | 1.8667 | Residential & Commercial | USHP | Ducted CEE Tier 1
216737120 | Central HP <5.4 tons | PAYNE HEATING AND COOLING | HRCU-A-CB (Split System: Heat Pump with Remote Outdoor Unit-Air-Source) | 37MUHAQ24AA3 |  |  | CSAH*3012AM* | PG80MS(A,L)A60110D** | 22600 | 15.5 | 8.1 | 21000 | 18800 | 89.52% | 1.85 | 0 | 10.5 |  |  |  |  | R-454B | 1.8833 | Residential & Commercial | USHP | Ducted CEE Tier 1
216737139 | Central HP <5.4 tons | PAYNE HEATING AND COOLING | HRCU-A-CB (Split System: Heat Pump with Remote Outdoor Unit-Air-Source) | 37MUHAQ24AA3 |  |  | CSAH*3012AM* | PG80MS(A,L)A60155D** | 22400 | 15.2 | 8.1 | 21000 | 18800 | 89.52% | 1.9 | 0 | 10.5 |  |  |  |  | R-454B | 1.8667 | Residential & Commercial | USHP | Ducted CEE Tier 1
215931568 | Central HP <5.4 tons | ARCOAIRE | HRCU-A-CB (Split System: Heat Pump with Remote Outdoor Unit-Air-Source) | H5H3V60*K*AAA* |  |  | EA*5X60M24A*+WALLCON | *80CTL1352422B* | 56000 | 18.5 | 8.5 | 60500 | 45500 | 75.21% | 2.08 | 0 | 11.5 |  |  |  |  | R-454B | 4.6667 | Residential & Commercial | USHP | Ducted CEE Tier 1
215677747 | Central HP <5.4 tons | ARCOAIRE | HRCU-A-CB (Split System: Heat Pump with Remote Outdoor Unit-Air-Source) | H5H0V60*K*AAA* |  |  | EA*5X60M24A*+WALLCON | *80CSU0802120A* | 55000 | 18.5 | 8.5 | 59000 | 41500 | 70.34% | 2.02 | 0 | 9 |  |  |  |  | R-454B | 4.5833 | Residential & Commercial | USHP
216643574 | Central HP <5.4 tons | ARCOAIRE | HRCU-A-CB (Split System: Heat Pump with Remote Outdoor Unit-Air-Source) | D5CUHAH18AAK |  |  | EA*5X19M17A* | *80MSU0401712A* | 18400 | 15.5 | 9.5 | 20000 | 17700 | 88.5% | 2 | 0 | 11.5 |  |  |  |  | R-454B | 1.5333 | Residential & Commercial | USHP | Ducted CEE Tier 1
212977011 | Central HP <5.4 tons | ARCOAIRE | HRCU-A-CB (Split System: Heat Pump with Remote Outdoor Unit-Air-Source) | DLCURAH30ABK |  |  | EA*4X36L21A* | *96VTN1002122B* | 29800 | 15.2 | 8.1 | 34200 | 28000 | 81.87% | 1.78 | 0 | 9 |  |  |  |  | R-410A | 2.4833 | Residential & Commercial | USHP
215933658 | Central HP <5.4 tons | ARCOAIRE | HRCU-A-CB (Split System: Heat Pump with Remote Outdoor Unit-Air-Source) | H5H3V36*K*AAA* |  |  | ESH5X48M12A*+WALLCON | *97CMN0801714B* | 33400 | 19 | 9 | 35200 | 27000 | 76.7% | 1.92 | 0 | 11 |  |  |  |  | R-454B | 2.7833 | Residential & Commercial | USHP | Ducted CEE Tier 1
216735888 | Central HP <5.4 tons | ARCOAIRE | HRCU-A-CB (Split System: Heat Pump with Remote Outdoor Unit-Air-Source) | D5CUHAH24AAK |  |  | EA*5X37M21A* | *96VSN0802120B* | 23200 | 16.5 | 8.5 | 20800 | 18500 | 88.94% | 1.96 | 0 | 11 |  |  |  |  | R-454B | 1.9333 | Residential & Commercial | USHP | Ducted CEE Tier 1
216735763 | Central HP <5.4 tons | ARCOAIRE | HRCU-A-CB (Split System: Heat Pump with Remote Outdoor Unit-Air-Source) | D5CUHAH24AAK |  |  | EA*5X37M21A* | *92MSN0601714A* | 23000 | 16 | 8.5 | 20600 | 18400 | 89.32% | 1.98 | 0 | 11 |  |  |  |  | R-454B | 1.9167 | Residential & Commercial | USHP | Ducted CEE Tier 1
215931618 | Central HP <5.4 tons | ARCOAIRE | HRCU-A-CB (Split System: Heat Pump with Remote Outdoor Unit-Air-Source) | H5H3V60*K*AAA* |  |  | EA*5X60M24A*+WALLCON | *97CMN1002122B* | 55500 | 18.5 | 8.5 | 60500 | 46000 | 76.03% | 2.06 | 0 | 11 |  |  |  |  | R-454B | 4.625 | Residential & Commercial | USHP | Ducted CEE Tier 1
212976693 | Central HP <5.4 tons | ARCOAIRE | HRCU-A-CB (Split System: Heat Pump with Remote Outdoor Unit-Air-Source) | DLCURAH24ABK |  |  | EN(A,D)4X36L21** | *96VTN1002120B* | 23600 | 17 | 8.5 | 26200 | 24600 | 93.89% | 2.04 | 0 | 10.5 |  |  |  |  | R-410A | 1.9667 | Residential & Commercial | USHP | Ducted CEE Tier 1
215931918 | Central HP <5.4 tons | ARCOAIRE | HRCU-A-CB (Split System: Heat Pump with Remote Outdoor Unit-Air-Source) | H5H3V60*K*AAA* |  |  | ESH5X60M12A*+WALLCON | *96CTN1202422B* | 56500 | 18 | 8.1 | 61000 | 46000 | 75.41% | 1.95 | 0 | 11 |  |  |  |  | R-454B | 4.7083 | Residential & Commercial | USHP | Ducted CEE Tier 1
214395024 | Central HP <5.4 tons | ARCOAIRE | HRCU-A-CB (Split System: Heat Pump with Remote Outdoor Unit-Air-Source) | DLCURAH24ABK |  |  | EN(A,D)4X30L17** | *96MSN0601716A* | 23400 | 16.5 | 9 | 25800 | 24200 | 93.8% | 2 | 0 | 10 |  |  |  |  | R-410A | 1.95 | Residential & Commercial | USHP | Ducted CEE Tier 1
215683027 | Central HP <5.4 tons | ARCOAIRE | HRCU-A-CB (Split System: Heat Pump with Remote Outdoor Unit-Air-Source) | H5H0V60*K*AAA* |  |  | EVD5X60M21A*+WALLCON | *80CSU1002120B* | 57000 | 18 | 9 | 63500 | 44500 | 70.08% | 2.08 | 0 | 9 |  |  |  |  | R-454B | 4.75 | Residential & Commercial | USHP
215933758 | Central HP <5.4 tons | ARCOAIRE | HRCU-A-CB (Split System: Heat Pump with Remote Outdoor Unit-Air-Source) | H5H3V36*K*AAA* |  |  | ESH5X60M12A*+WALLCON | *80CTL0701412B* | 34000 | 19.5 | 9 | 34800 | 26400 | 75.86% | 1.92 | 0 | 11 |  |  |  |  | R-454B | 2.8333 | Residential & Commercial | USHP | Ducted CEE Tier 1
215933808 | Central HP <5.4 tons | ARCOAIRE | HRCU-A-CB (Split System: Heat Pump with Remote Outdoor Unit-Air-Source) | H5H3V36*K*AAA* |  |  | ESH5X60M12A*+WALLCON | *80CTL1102120B* | 34200 | 19.5 | 9 | 34400 | 26000 | 75.58% | 1.96 | 0 | 11.7 |  |  |  |  | R-454B | 2.85 | Residential & Commercial | USHP | Ducted CEE Tier 1
216734221 | Central HP <5.4 tons | ARCOAIRE | HRCU-A-CB (Split System: Heat Pump with Remote Outdoor Unit-Air-Source) | D5CUHAH24AAK |  |  | EA*5X30M17A* | *96CTN0601714B* | 22200 | 16.5 | 8.1 | 20800 | 18800 | 90.38% | 1.85 | 0 | 10.5 |  |  |  |  | R-454B | 1.85 | Residential & Commercial | USHP | Ducted CEE Tier 1
212989493 | Central HP <5.4 tons | ARCOAIRE | HRCU-A-CB (Split System: Heat Pump with Remote Outdoor Unit-Air-Source) | DLCURAH36ABK |  |  | EA*4X48L21A* | *95MSU0802120A* | 35600 | 16.5 | 8.5 | 37800 | 34600 | 91.53% | 2.02 | 0 | 10 |  |  |  |  | R-410A | 2.9667 | Residential & Commercial | USHP | Ducted CEE Tier 1
213077487 | Central HP <5.4 tons | PAYNE HEATING AND COOLING | HRCU-A-CB (Split System: Heat Pump with Remote Outdoor Unit-Air-Source) | 38MURAQ36AB3* |  |  | CAP**3721AL* | PG96VTAB60080C** | 36600 | 16 | 8.5 | 38000 | 34800 | 91.58% | 2.06 | 0 | 10 |  |  |  |  | R-410A | 3.05 | Residential & Commercial | USHP | Ducted CEE Tier 1
213077587 | Central HP <5.4 tons | PAYNE HEATING AND COOLING | HRCU-A-CB (Split System: Heat Pump with Remote Outdoor Unit-Air-Source) | 38MURAQ36AB3* |  |  | CAP**3621AL* | PG96VTAB60100C** | 35200 | 16 | 8.1 | 38500 | 35200 | 91.43% | 1.82 | 0 | 10 |  |  |  |  | R-410A | 2.9333 | Residential & Commercial | USHP | Ducted CEE Tier 1
216644411 | Central HP <5.4 tons | ARCOAIRE | HRCU-A-CB (Split System: Heat Pump with Remote Outdoor Unit-Air-Source) | D5CUHAH18AAK |  |  | EA*5X19M17A* | *96VTN0601412B* | 18000 | 15.2 | 9 | 19800 | 17700 | 89.39% | 1.9 | 0 | 11 |  |  |  |  | R-454B | 1.5 | Residential & Commercial | USHP | Ducted CEE Tier 1
216736924 | Central HP <5.4 tons | PAYNE HEATING AND COOLING | HRCU-A-CB (Split System: Heat Pump with Remote Outdoor Unit-Air-Source) | 37MUHAQ24AA3 |  |  | CSAH*2412AM* | PG97VTAA60080C** | 22200 | 15.2 | 8.1 | 21000 | 19000 | 90.48% | 1.9 | 0 | 10.5 |  |  |  |  | R-454B | 1.85 | Residential & Commercial | USHP | Ducted CEE Tier 1
216737040 | Central HP <5.4 tons | PAYNE HEATING AND COOLING | HRCU-A-CB (Split System: Heat Pump with Remote Outdoor Unit-Air-Source) | 37MUHAQ24AA3 |  |  | CSAH*3012AM* | PG80MS(A,L)A36070B** | 22600 | 15.5 | 8.1 | 21000 | 18800 | 89.52% | 1.85 | 0 | 10.5 |  |  |  |  | R-454B | 1.8833 | Residential & Commercial | USHP | Ducted CEE Tier 1
216372810 | Central HP <5.4 tons | EMI | HRCU-A-CB (Split System: Heat Pump with Remote Outdoor Unit-Air-Source) | MHSD136DACFC |  |  | MHAH136DACFC | 0 | 36000 | 16 | 9.5 | 40000 | 34400 | 86% | 1.97 | 10.5 | 10 |  |  |  |  | R-410A | 3 | Residential & Commercial | USHP | Ducted CEE Tier 1
211230252 | Central HP <5.4 tons | ARCOAIRE | HRCU-A-CB (Split System: Heat Pump with Remote Outdoor Unit-Air-Source) | DLCURAH36ABK |  |  | EN(A,D,W)4X48L21** | *96VSN1002120A* | 36200 | 16 | 8.1 | 38500 | 34800 | 90.39% | 2.02 | 0 | 10 |  |  |  |  | R-410A | 3.0167 | Residential & Commercial | USHP | Ducted CEE Tier 1
211229650 | Central HP <5.4 tons | ARCOAIRE | HRCU-A-CB (Split System: Heat Pump with Remote Outdoor Unit-Air-Source) | DLCURAH36ABK |  |  | EA*4X48L24A* | OMV154L20A | 36800 | 16 | 8.5 | 38500 | 34800 | 90.39% | 2.1 | 0 | 10 |  |  |  |  | R-410A | 3.0667 | Residential & Commercial | USHP | Ducted CEE Tier 1
211230009 | Central HP <5.4 tons | ARCOAIRE | HRCU-A-CB (Split System: Heat Pump with Remote Outdoor Unit-Air-Source) | DLCURAH36ABK |  |  | EN(A,D,W)4X48L21** | *80VSL0902120A* | 35800 | 16.5 | 8.1 | 38500 | 34800 | 90.39% | 2 | 0 | 10 |  |  |  |  | R-410A | 2.9833 | Residential & Commercial | USHP | Ducted CEE Tier 1
215679697 | Central HP <5.4 tons | ARCOAIRE | HRCU-A-CB (Split System: Heat Pump with Remote Outdoor Unit-Air-Source) | H5H0V36*K*AAA* |  |  | EA*5X61M24A*+WALLCON | *97CTN1202422A* | 35000 | 18.5 | 9 | 34400 | 24800 | 72.09% | 1.92 | 0 | 10.5 |  |  |  |  | R-454B | 2.9167 | Residential & Commercial | USHP | Ducted CEE Tier 1
212978262 | Central HP <5.4 tons | ARCOAIRE | HRCU-A-CB (Split System: Heat Pump with Remote Outdoor Unit-Air-Source) | DLCURAH18ABK |  |  | EA*4X25L17A* | *80MS(N,L)0701412A* | 18200 | 17 | 8.5 | 18000 | 17600 | 97.78% | 2.14 | 0 | 11 |  |  |  |  | R-410A | 1.5167 | Residential & Commercial | USHP | Ducted CEE Tier 1
212978679 | Central HP <5.4 tons | ARCOAIRE | HRCU-A-CB (Split System: Heat Pump with Remote Outdoor Unit-Air-Source) | DLCURAH24ABK |  |  | EA*4X37L17A* | *80MS(N,L)0701712A* | 24200 | 17.5 | 8.5 | 25200 | 22000 | 87.3% | 1.84 | 0 | 10 |  |  |  |  | R-410A | 2.0167 | Residential & Commercial | USHP | Ducted CEE Tier 1
210471226 | Central HP <5.4 tons | ARCOAIRE | HRCU-A-CB (Split System: Heat Pump with Remote Outdoor Unit-Air-Source) | HVH837GKA2* |  |  | EHD4X60AAL+WALLCON | *97CMN0801714A* | 32800 | 16.5 | 8.1 | 32600 | 25200 | 77.3% | 1.98 | 0 | 11 |  |  |  |  | R-410A | 2.7333 | Residential & Commercial | USHP | Ducted CEE Tier 1
211230186 | Central HP <5.4 tons | ARCOAIRE | HRCU-A-CB (Split System: Heat Pump with Remote Outdoor Unit-Air-Source) | DLCURAH36ABK |  |  | EN(A,D,W)4X48L21** | *95ESN0802120A* | 36800 | 15.5 | 8.1 | 39500 | 35000 | 88.61% | 2.06 | 0 | 10.5 |  |  |  |  | R-410A | 3.0667 | Residential & Commercial | USHP | Ducted CEE Tier 1
211229935 | Central HP <5.4 tons | ARCOAIRE | HRCU-A-CB (Split System: Heat Pump with Remote Outdoor Unit-Air-Source) | DLCURAH36ABK |  |  | EN(A,D,W)4X48L21** | *80ES(N,L)0901714A* | 36600 | 16 | 8.1 | 39500 | 35000 | 88.61% | 2.04 | 0 | 10.5 |  |  |  |  | R-410A | 3.05 | Residential & Commercial | USHP | Ducted CEE Tier 1
211230370 | Central HP <5.4 tons | ARCOAIRE | HRCU-A-CB (Split System: Heat Pump with Remote Outdoor Unit-Air-Source) | DLCURAH36ABK |  |  | EN(A,D,W)4X48L21** | OMV098J12* | 35800 | 15.5 | 8.1 | 38500 | 35000 | 90.91% | 2 | 0 | 10 |  |  |  |  | R-410A | 2.9833 | Residential & Commercial | USHP | Ducted CEE Tier 1
211230075 | Central HP <5.4 tons | ARCOAIRE | HRCU-A-CB (Split System: Heat Pump with Remote Outdoor Unit-Air-Source) | DLCURAH36ABK |  |  | EN(A,D,W)4X48L21** | *80VTL0902120A* | 35800 | 16.5 | 8.1 | 38500 | 34800 | 90.39% | 2 | 0 | 10 |  |  |  |  | R-410A | 2.9833 | Residential & Commercial | USHP | Ducted CEE Tier 1
211230527 | Central HP <5.4 tons | ARCOAIRE | HRCU-A-CB (Split System: Heat Pump with Remote Outdoor Unit-Air-Source) | DLCURAH36ABK |  |  | EN(A,D)4X48L24** | *80VSL1102422A* | 36000 | 16.5 | 8.1 | 38500 | 34800 | 90.39% | 2.02 | 0 | 10 |  |  |  |  | R-410A | 3 | Residential & Commercial | USHP | Ducted CEE Tier 1
211230559 | Central HP <5.4 tons | ARCOAIRE | HRCU-A-CB (Split System: Heat Pump with Remote Outdoor Unit-Air-Source) | DLCURAH36ABK |  |  | EN(A,D)4X48L24** | *80VTL0902120A* | 35800 | 16.5 | 8.1 | 38500 | 34800 | 90.39% | 2 | 0 | 10 |  |  |  |  | R-410A | 2.9833 | Residential & Commercial | USHP | Ducted CEE Tier 1
211230443 | Central HP <5.4 tons | ARCOAIRE | HRCU-A-CB (Split System: Heat Pump with Remote Outdoor Unit-Air-Source) | DLCURAH36ABK |  |  | EN(A,D)4X48L24** | *80ES(N,L)0902420A* | 36200 | 16.5 | 8.1 | 38500 | 34800 | 90.39% | 2.02 | 0 | 10.5 |  |  |  |  | R-410A | 3.0167 | Residential & Commercial | USHP | Ducted CEE Tier 1
211230491 | Central HP <5.4 tons | ARCOAIRE | HRCU-A-CB (Split System: Heat Pump with Remote Outdoor Unit-Air-Source) | DLCURAH36ABK |  |  | EN(A,D)4X48L24** | *80ES(N,L)1552420A* | 37200 | 16 | 8.1 | 39500 | 35000 | 88.61% | 2.08 | 0 | 10.5 |  |  |  |  | R-410A | 3.1 | Residential & Commercial | USHP | Ducted CEE Tier 1
211230352 | Central HP <5.4 tons | ARCOAIRE | HRCU-A-CB (Split System: Heat Pump with Remote Outdoor Unit-Air-Source) | DLCURAH36ABK |  |  | EN(A,D,W)4X48L21** | OLV098A12* | 35600 | 15.2 | 8.1 | 38500 | 35000 | 90.91% | 2 | 0 | 10 |  |  |  |  | R-410A | 2.9667 | Residential & Commercial | USHP | Ducted CEE Tier 1
211241698 | Central HP <5.4 tons | ARCOAIRE | HRCU-A-CB (Split System: Heat Pump with Remote Outdoor Unit-Air-Source) | DLCURAH24ABK |  |  | EA*4X30L17A* | *92ESN0601714A* | 24400 | 17 | 8.5 | 26400 | 22800 | 86.36% | 1.88 | 0 | 10 |  |  |  |  | R-410A | 2.0333 | Residential & Commercial | USHP | Ducted CEE Tier 1
216679823 | Central HP <5.4 tons | ARCOAIRE | HRCU-A-CB (Split System: Heat Pump with Remote Outdoor Unit-Air-Source) | DLCURAH36ABK |  |  | EA*4X36L21A* | *97VTN0801716A* | 34800 | 15.5 | 8.5 | 38500 | 34800 | 90.39% | 1.75 | 0 | 9.5 |  |  |  |  | R-410A | 2.9 | Residential & Commercial | USHP
216681024 | Central HP <5.4 tons | ARCOAIRE | HRCU-A-CB (Split System: Heat Pump with Remote Outdoor Unit-Air-Source) | DLCURAH36ABK |  |  | EA*4X37L21A* | *97VTN0802120A* | 36600 | 16 | 9 | 38500 | 34400 | 89.35% | 1.96 | 0 | 10 |  |  |  |  | R-410A | 3.05 | Residential & Commercial | USHP | Ducted CEE Tier 1
216681057 | Central HP <5.4 tons | ARCOAIRE | HRCU-A-CB (Split System: Heat Pump with Remote Outdoor Unit-Air-Source) | DLCURAH36ABK |  |  | EA*4X43L21A* | *97VTN0802120A* | 36600 | 16 | 9 | 38500 | 34400 | 89.35% | 1.96 | 0 | 10 |  |  |  |  | R-410A | 3.05 | Residential & Commercial | USHP | Ducted CEE Tier 1
214280298 | Central HP <5.4 tons | ARCOAIRE | HRCU-A-CB (Split System: Heat Pump with Remote Outdoor Unit-Air-Source) | DLCURAH36ABK |  |  | EA*4X43L21A* | *96MSN0601716A* | 36000 | 15.5 | 8.5 | 38000 | 34800 | 91.58% | 2.06 | 0 | 10 |  |  |  |  | R-410A | 3 | Residential & Commercial | USHP | Ducted CEE Tier 1
214571142 | Central HP <5.4 tons | ARCOAIRE | HRCU-A-CB (Split System: Heat Pump with Remote Outdoor Unit-Air-Source) | HVH825GKA3* |  |  | EN(A,D)4X36L21**+WALLCON | *96CTN0802120B* | 23600 | 16.5 | 8.1 | 21400 | 16700 | 78.04% | 1.92 | 0 | 11 |  |  |  |  | R-410A | 1.9667 | Residential & Commercial | USHP | Ducted CEE Tier 1
216738109 | Central HP <5.4 tons | PAYNE HEATING AND COOLING | HRCU-A-CB (Split System: Heat Pump with Remote Outdoor Unit-Air-Source) | 37MUHAQ24AA3 |  |  | CSAH*3612AM* | PG80MS(A,L)A60110D** | 23000 | 16 | 8.1 | 20800 | 18600 | 89.42% | 1.85 | 0 | 11 |  |  |  |  | R-454B | 1.9167 | Residential & Commercial | USHP | Ducted CEE Tier 1
211229613 | Central HP <5.4 tons | ARCOAIRE | HRCU-A-CB (Split System: Heat Pump with Remote Outdoor Unit-Air-Source) | DLCURAH36ABK |  |  | EA*4X48L24A* | *96VTN1002122A* | 36000 | 16.5 | 8.5 | 37800 | 34600 | 91.53% | 2.06 | 0 | 10 |  |  |  |  | R-410A | 3 | Residential & Commercial | USHP | Ducted CEE Tier 1
211230599 | Central HP <5.4 tons | ARCOAIRE | HRCU-A-CB (Split System: Heat Pump with Remote Outdoor Unit-Air-Source) | DLCURAH36ABK |  |  | EN(A,D)4X48L24** | *92ESN0802120A* | 35800 | 16.5 | 8.1 | 38500 | 34800 | 90.39% | 2.02 | 0 | 10.5 |  |  |  |  | R-410A | 2.9833 | Residential & Commercial | USHP | Ducted CEE Tier 1
211229104 | Central HP <5.4 tons | ARCOAIRE | HRCU-A-CB (Split System: Heat Pump with Remote Outdoor Unit-Air-Source) | DLCURAH36ABK |  |  | EA*4X48L21A* | *96VSN1002120A* | 36000 | 16 | 8.5 | 38500 | 34600 | 89.87% | 2.06 | 0 | 10 |  |  |  |  | R-410A | 3 | Residential & Commercial | USHP | Ducted CEE Tier 1
211241404 | Central HP <5.4 tons | ARCOAIRE | HRCU-A-CB (Split System: Heat Pump with Remote Outdoor Unit-Air-Source) | DLCURAH24ABK |  |  | EA*4X30L17A* | *96VSN0401410A* | 23200 | 16 | 8.5 | 25800 | 24200 | 93.8% | 2.02 | 0 | 10 |  |  |  |  | R-410A | 1.9333 | Residential & Commercial | USHP | Ducted CEE Tier 1
211241190 | Central HP <5.4 tons | ARCOAIRE | HRCU-A-CB (Split System: Heat Pump with Remote Outdoor Unit-Air-Source) | DLCURAH24ABK |  |  | EA*4X25L17A* | *80ES(N,L)0701412A* | 25000 | 17 | 8.5 | 25600 | 21000 | 82.03% | 1.78 | 0 | 10.5 |  |  |  |  | R-410A | 2.0833 | Residential & Commercial | USHP | Ducted CEE Tier 1
211226371 | Central HP <5.4 tons | ARCOAIRE | HRCU-A-CB (Split System: Heat Pump with Remote Outdoor Unit-Air-Source) | DLCURAH36ABK |  |  | EA*4X36L21A* | *95ESN1002120A* | 35600 | 15.5 | 8.1 | 39500 | 35200 | 89.11% | 1.84 | 0 | 9.5 |  |  |  |  | R-410A | 2.9667 | Residential & Commercial | USHP
211226521 | Central HP <5.4 tons | ARCOAIRE | HRCU-A-CB (Split System: Heat Pump with Remote Outdoor Unit-Air-Source) | DLCURAH36ABK |  |  | EA*4X37L17A* | *80ES(N,L)0701716A* | 36200 | 15.5 | 8.5 | 39500 | 35000 | 88.61% | 2.02 | 0 | 10 |  |  |  |  | R-410A | 3.0167 | Residential & Commercial | USHP | Ducted CEE Tier 1
211226882 | Central HP <5.4 tons | ARCOAIRE | HRCU-A-CB (Split System: Heat Pump with Remote Outdoor Unit-Air-Source) | DLCURAH36ABK |  |  | EA*4X37L21A* | *80VSL0702120A* | 36200 | 16 | 8.5 | 38500 | 34800 | 90.39% | 2.06 | 0 | 10 |  |  |  |  | R-410A | 3.0167 | Residential & Commercial | USHP | Ducted CEE Tier 1
211227407 | Central HP <5.4 tons | ARCOAIRE | HRCU-A-CB (Split System: Heat Pump with Remote Outdoor Unit-Air-Source) | DLCURAH36ABK |  |  | EA*4X42L21A* | *80VSL0902120A* | 35000 | 16 | 8.1 | 38500 | 35000 | 90.91% | 1.86 | 0 | 9.5 |  |  |  |  | R-410A | 2.9167 | Residential & Commercial | USHP
215682877 | Central HP <5.4 tons | ARCOAIRE | HRCU-A-CB (Split System: Heat Pump with Remote Outdoor Unit-Air-Source) | H5H0V60*K*AAA* |  |  | EVM5X60M24A*+WALLCON | *80CSU0802120B* | 57000 | 18 | 9 | 62500 | 44000 | 70.4% | 2.1 | 0 | 9.5 |  |  |  |  | R-454B | 4.75 | Residential & Commercial | USHP
211241639 | Central HP <5.4 tons | ARCOAIRE | HRCU-A-CB (Split System: Heat Pump with Remote Outdoor Unit-Air-Source) | DLCURAH24ABK |  |  | EA*4X30L17A* | *80ES(N,L)0451412A* | 24600 | 16 | 8.5 | 26600 | 22600 | 84.96% | 1.84 | 0 | 10 |  |  |  |  | R-410A | 2.05 | Residential & Commercial | USHP | Ducted CEE Tier 1
211230693 | Central HP <5.4 tons | ARCOAIRE | HRCU-A-CB (Split System: Heat Pump with Remote Outdoor Unit-Air-Source) | DLCURAH36ABK |  |  | EN(A,D)4X48L24** | *96VSN0802120A* | 36200 | 16 | 8.1 | 38500 | 34800 | 90.39% | 2.02 | 0 | 10 |  |  |  |  | R-410A | 3.0167 | Residential & Commercial | USHP | Ducted CEE Tier 1
211230752 | Central HP <5.4 tons | ARCOAIRE | HRCU-A-CB (Split System: Heat Pump with Remote Outdoor Unit-Air-Source) | DLCURAH36ABK |  |  | EN(A,D)4X48L24** | *96VTN0802120A* | 35600 | 16 | 8.1 | 38500 | 34800 | 90.39% | 2 | 0 | 10 |  |  |  |  | R-410A | 2.9667 | Residential & Commercial | USHP | Ducted CEE Tier 1
211241598 | Central HP <5.4 tons | ARCOAIRE | HRCU-A-CB (Split System: Heat Pump with Remote Outdoor Unit-Air-Source) | DLCURAH24ABK |  |  | EA*4X30L17A* | *96VTN0401410A* | 23200 | 16 | 8.5 | 25800 | 24200 | 93.8% | 2.02 | 0 | 10 |  |  |  |  | R-410A | 1.9333 | Residential & Commercial | USHP | Ducted CEE Tier 1
211241489 | Central HP <5.4 tons | ARCOAIRE | HRCU-A-CB (Split System: Heat Pump with Remote Outdoor Unit-Air-Source) | DLCURAH24ABK |  |  | EA*4X30L17A* | *80VSL0701716A* | 23800 | 16.5 | 8.5 | 26200 | 23400 | 89.31% | 1.94 | 0 | 10 |  |  |  |  | R-410A | 1.9833 | Residential & Commercial | USHP | Ducted CEE Tier 1
211240821 | Central HP <5.4 tons | ARCOAIRE | HRCU-A-CB (Split System: Heat Pump with Remote Outdoor Unit-Air-Source) | DLCURAH24ABK |  |  | EA*4X25L17A* | *96VSN0601714A* | 24800 | 16.5 | 8.5 | 25600 | 21200 | 82.81% | 1.78 | 0 | 10 |  |  |  |  | R-410A | 2.0667 | Residential & Commercial | USHP | Ducted CEE Tier 1
211241480 | Central HP <5.4 tons | ARCOAIRE | HRCU-A-CB (Split System: Heat Pump with Remote Outdoor Unit-Air-Source) | DLCURAH24ABK |  |  | EA*4X30L17A* | *80VSL0451716A* | 24200 | 16.5 | 8.5 | 26400 | 23000 | 87.12% | 1.9 | 0 | 10 |  |  |  |  | R-410A | 2.0167 | Residential & Commercial | USHP | Ducted CEE Tier 1
211241239 | Central HP <5.4 tons | ARCOAIRE | HRCU-A-CB (Split System: Heat Pump with Remote Outdoor Unit-Air-Source) | DLCURAH24ABK |  |  | EA*4X30L14A* | *80VSL0451412A* | 24200 | 16 | 8.5 | 26400 | 23000 | 87.12% | 1.9 | 0 | 10 |  |  |  |  | R-410A | 2.0167 | Residential & Commercial | USHP | Ducted CEE Tier 1
213078257 | Central HP <5.4 tons | PAYNE HEATING AND COOLING | HRCU-A-CB (Split System: Heat Pump with Remote Outdoor Unit-Air-Source) | 38MURAQ36AB3* |  |  | CAP**3617AL* | PG80MS(A,L)A42090B** | 35000 | 16 | 8.1 | 38500 | 35200 | 91.43% | 1.82 | 0 | 9.5 |  |  |  |  | R-410A | 2.9167 | Residential & Commercial | USHP
213078466 | Central HP <5.4 tons | PAYNE HEATING AND COOLING | HRCU-A-CB (Split System: Heat Pump with Remote Outdoor Unit-Air-Source) | 38MURAQ36AB3* |  |  | CNPV*4821AL* | PG80MS(A,L)A48090C** | 35800 | 16.5 | 8.1 | 38500 | 34800 | 90.39% | 2 | 0 | 10 |  |  |  |  | R-410A | 2.9833 | Residential & Commercial | USHP | Ducted CEE Tier 1
215934558 | Central HP <5.4 tons | ARCOAIRE | HRCU-A-CB (Split System: Heat Pump with Remote Outdoor Unit-Air-Source) | H5H3V48*K*AAA* |  |  | ESH5X60M12A*+WALLCON | *80CTL0701412B* | 43500 | 19.5 | 9 | 49500 | 35600 | 71.92% | 1.9 | 0 | 11 |  |  |  |  | R-454B | 3.625 | Residential & Commercial | USHP | Ducted CEE Tier 1
215934608 | Central HP <5.4 tons | ARCOAIRE | HRCU-A-CB (Split System: Heat Pump with Remote Outdoor Unit-Air-Source) | H5H3V48*K*AAA* |  |  | ESH5X60M12A*+WALLCON | *96CTN0801714B* | 43500 | 19.5 | 9 | 49000 | 35600 | 72.65% | 1.92 | 0 | 11.5 |  |  |  |  | R-454B | 3.625 | Residential & Commercial | USHP | Ducted CEE Tier 1
212988013 | Central HP <5.4 tons | PAYNE HEATING AND COOLING | HRCU-A-CB (Split System: Heat Pump with Remote Outdoor Unit-Air-Source) | 38MURAQ36AB3* |  |  | CAP**4824AL* | PG96MSAA60100C** | 36000 | 16.5 | 8.5 | 37800 | 34600 | 91.53% | 2.04 | 0 | 10 |  |  |  |  | R-410A | 3 | Residential & Commercial | USHP | Ducted CEE Tier 1
212984051 | Central HP <5.4 tons | PAYNE HEATING AND COOLING | HRCU-A-CB (Split System: Heat Pump with Remote Outdoor Unit-Air-Source) | 38MURAQ24AB3* |  |  | CAP**3017AL* | PG92MSAA42060B** | 23600 | 17 | 8.5 | 26400 | 24600 | 93.18% | 2.04 | 0 | 10 |  |  |  |  | R-410A | 1.9667 | Residential & Commercial | USHP | Ducted CEE Tier 1
212984603 | Central HP <5.4 tons | PAYNE HEATING AND COOLING | HRCU-A-CB (Split System: Heat Pump with Remote Outdoor Unit-Air-Source) | 38MURAQ24AB3* |  |  | CAP**3617AL* | PG92MSAA48080B** | 23600 | 17.5 | 8.5 | 26200 | 24000 | 91.6% | 2 | 0 | 10 |  |  |  |  | R-410A | 1.9667 | Residential & Commercial | USHP | Ducted CEE Tier 1
212984687 | Central HP <5.4 tons | PAYNE HEATING AND COOLING | HRCU-A-CB (Split System: Heat Pump with Remote Outdoor Unit-Air-Source) | 38MURAQ24AB3* |  |  | CNPV*3621AL* | PG92MSAA48080B** | 23600 | 17.5 | 8.5 | 26200 | 24600 | 93.89% | 2.04 | 0 | 10.5 |  |  |  |  | R-410A | 1.9667 | Residential & Commercial | USHP | Ducted CEE Tier 1
212985337 | Central HP <5.4 tons | PAYNE HEATING AND COOLING | HRCU-A-CB (Split System: Heat Pump with Remote Outdoor Unit-Air-Source) | 38MURAQ24AB3* |  |  | CAP**3621AL* | PG92MSAA60100C** | 23800 | 17.5 | 8.5 | 26200 | 23600 | 90.08% | 1.96 | 0 | 10 |  |  |  |  | R-410A | 1.9833 | Residential & Commercial | USHP | Ducted CEE Tier 1
211230790 | Central HP <5.4 tons | ARCOAIRE | HRCU-A-CB (Split System: Heat Pump with Remote Outdoor Unit-Air-Source) | DLCURAH36ABK |  |  | EN(A,D)4X48L24** | OLV112A16A | 36000 | 15.5 | 8.1 | 38500 | 35000 | 90.91% | 2.02 | 0 | 10 |  |  |  |  | R-410A | 3 | Residential & Commercial | USHP | Ducted CEE Tier 1
211230620 | Central HP <5.4 tons | ARCOAIRE | HRCU-A-CB (Split System: Heat Pump with Remote Outdoor Unit-Air-Source) | DLCURAH36ABK |  |  | EN(A,D)4X48L24** | *92ESN1002122A* | 37600 | 15.5 | 8.5 | 39500 | 35000 | 88.61% | 2.08 | 0 | 10.5 |  |  |  |  | R-410A | 3.1333 | Residential & Commercial | USHP | Ducted CEE Tier 1
211243424 | Central HP <5.4 tons | ARCOAIRE | HRCU-A-CB (Split System: Heat Pump with Remote Outdoor Unit-Air-Source) | DLCURAH24ABK |  |  | EA*4X37L21A* | *96VTN0801716A* | 24800 | 17 | 8.5 | 25600 | 21000 | 82.03% | 1.76 | 0 | 10.5 |  |  |  |  | R-410A | 2.0667 | Residential & Commercial | USHP | Ducted CEE Tier 1
211241687 | Central HP <5.4 tons | ARCOAIRE | HRCU-A-CB (Split System: Heat Pump with Remote Outdoor Unit-Air-Source) | DLCURAH24ABK |  |  | EA*4X30L17A* | *92ESN0601412A* | 23400 | 17 | 8.5 | 25800 | 24200 | 93.8% | 2.02 | 0 | 10 |  |  |  |  | R-410A | 1.95 | Residential & Commercial | USHP | Ducted CEE Tier 1
211244060 | Central HP <5.4 tons | ARCOAIRE | HRCU-A-CB (Split System: Heat Pump with Remote Outdoor Unit-Air-Source) | DLCURAH24ABK |  |  | EN(A,D)4X24L17** | *96VTN0401410A* | 23400 | 15.5 | 8.5 | 26600 | 24000 | 90.23% | 1.96 | 0 | 10 |  |  |  |  | R-410A | 1.95 | Residential & Commercial | USHP | Ducted CEE Tier 1
211244007 | Central HP <5.4 tons | ARCOAIRE | HRCU-A-CB (Split System: Heat Pump with Remote Outdoor Unit-Air-Source) | DLCURAH24ABK |  |  | EN(A,D)4X24L17** | *96VTN0801716A* | 23800 | 16 | 8.5 | 26800 | 23400 | 87.31% | 1.92 | 0 | 10 |  |  |  |  | R-410A | 1.9833 | Residential & Commercial | USHP | Ducted CEE Tier 1
211243806 | Central HP <5.4 tons | ARCOAIRE | HRCU-A-CB (Split System: Heat Pump with Remote Outdoor Unit-Air-Source) | DLCURAH24ABK |  |  | EN(A,D)4X24L14** | *92ESN0601412A* | 24200 | 15.5 | 8.5 | 27200 | 22600 | 83.09% | 1.86 | 0 | 10 |  |  |  |  | R-410A | 2.0167 | Residential & Commercial | USHP | Ducted CEE Tier 1
216680891 | Central HP <5.4 tons | ARCOAIRE | HRCU-A-CB (Split System: Heat Pump with Remote Outdoor Unit-Air-Source) | DLCURAH18ABK |  |  | EHD4X30AAL | *97VTN0801716A* | 17500 | 15.5 | 8.1 | 18000 | 18100 | 100.6% | 2 | 0 | 10.5 |  |  |  |  | R-410A | 1.4583 | Residential & Commercial | USHP | Ducted CEE Tier 1
215932758 | Central HP <5.4 tons | ARCOAIRE | HRCU-A-CB (Split System: Heat Pump with Remote Outdoor Unit-Air-Source) | H5H3V36*K*AAA* |  |  | EA*5X61M21A*+WALLCON | *95CSU0802120B* | 34400 | 20 | 9 | 34400 | 26200 | 76.16% | 1.96 | 0 | 11.7 |  |  |  |  | R-454B | 2.8667 | Residential & Commercial | USHP | Ducted CEE Tier 1
215667366 | Central HP <5.4 tons | ARCOAIRE | HRCU-A-CB (Split System: Heat Pump with Remote Outdoor Unit-Air-Source) | H5H0V24*K*AAA* |  |  | EA*5X30M17A*+WALLCON | *80CSU0401712A* | 23000 | 17 | 9 | 23600 | 16600 | 70.34% | 1.98 | 0 | 10 |  |  |  |  | R-454B | 1.9167 | Residential & Commercial | USHP | Ducted CEE Tier 1
206773021 | Central HP <5.4 tons | ARCOAIRE | HRCU-A-CB (Split System: Heat Pump with Remote Outdoor Unit-Air-Source) | HVH837GKA2* |  |  | EHD4X48AAL+WALLCON | *97CMN0602120A* | 32400 | 16.5 | 8.1 | 33200 | 25200 | 75.9% | 1.94 | 11.5 | 11 |  |  |  |  | R-410A | 2.7 | Residential & Commercial | USHP | Ducted CEE Tier 1
206773039 | Central HP <5.4 tons | ARCOAIRE | HRCU-A-CB (Split System: Heat Pump with Remote Outdoor Unit-Air-Source) | HVH837GKA2* |  |  | EA*4X37L21A*+WALLCON | *80CSU0401712A* | 32800 | 17.5 | 8.5 | 33000 | 25200 | 76.36% | 1.98 | 12 | 11 |  |  |  |  | R-410A | 2.7333 | Residential & Commercial | USHP | Ducted CEE Tier 1
215678427 | Central HP <5.4 tons | ARCOAIRE | HRCU-A-CB (Split System: Heat Pump with Remote Outdoor Unit-Air-Source) | H5H0V24*K*AAA* |  |  | EA*5X37M21A*+WALLCON | *97CTN1002122A* | 24000 | 17.5 | 9 | 23200 | 16300 | 70.26% | 2.02 | 0 | 10.5 |  |  |  |  | R-454B | 2 | Residential & Commercial | USHP | Ducted CEE Tier 1
213781699 | Central HP <5.4 tons | ARCOAIRE | HRCU-A-CB (Split System: Heat Pump with Remote Outdoor Unit-Air-Source) | HVH837GKA2* |  |  | EA*4X61L24A*+WALLCON | *97CMN1202422B* | 33200 | 17.5 | 8.5 | 32000 | 24800 | 77.5% | 1.98 | 0 | 11.7 |  |  |  |  | R-410A | 2.7667 | Residential & Commercial | USHP | Ducted CEE Tier 1
214279908 | Central HP <5.4 tons | ARCOAIRE | HRCU-A-CB (Split System: Heat Pump with Remote Outdoor Unit-Air-Source) | DLCURAH24ABK |  |  | EA*4X36L17A* | *96MSN0601716A* | 23400 | 16.5 | 9 | 25600 | 23800 | 92.97% | 1.96 | 0 | 10 |  |  |  |  | R-410A | 1.95 | Residential & Commercial | USHP | Ducted CEE Tier 1
213781649 | Central HP <5.4 tons | ARCOAIRE | HRCU-A-CB (Split System: Heat Pump with Remote Outdoor Unit-Air-Source) | HVH837GKA2* |  |  | EA*4X61L21A*+WALLCON | *96CTN1002122B* | 33200 | 17.5 | 8.5 | 32000 | 24800 | 77.5% | 1.98 | 0 | 11.7 |  |  |  |  | R-410A | 2.7667 | Residential & Commercial | USHP | Ducted CEE Tier 1
216680579 | Central HP <5.4 tons | ARCOAIRE | HRCU-A-CB (Split System: Heat Pump with Remote Outdoor Unit-Air-Source) | DLCURAH24ABK |  |  | EHD4X24AAL | *97VTN0801716A* | 23600 | 16 | 9 | 26200 | 23600 | 90.08% | 1.82 | 0 | 10 |  |  |  |  | R-410A | 1.9667 | Residential & Commercial | USHP | Ducted CEE Tier 1
216680627 | Central HP <5.4 tons | ARCOAIRE | HRCU-A-CB (Split System: Heat Pump with Remote Outdoor Unit-Air-Source) | DLCURAH24ABK |  |  | EN(A,D)4X30L17** | *97VTN0801716A* | 23400 | 16.5 | 9 | 25800 | 23800 | 92.25% | 1.78 | 0 | 10 |  |  |  |  | R-410A | 1.95 | Residential & Commercial | USHP | Ducted CEE Tier 1
213782319 | Central HP <5.4 tons | ARCOAIRE | HRCU-A-CB (Split System: Heat Pump with Remote Outdoor Unit-Air-Source) | HVH837GKA2* |  |  | EHD4X60AAL+WALLCON | *97CMN1202422B* | 33000 | 16.5 | 8.1 | 32200 | 24800 | 77.02% | 2 | 0 | 11 |  |  |  |  | R-410A | 2.75 | Residential & Commercial | USHP | Ducted CEE Tier 1
211243857 | Central HP <5.4 tons | ARCOAIRE | HRCU-A-CB (Split System: Heat Pump with Remote Outdoor Unit-Air-Source) | DLCURAH24ABK |  |  | EN(A,D)4X24L17** | *96VSN0601714A* | 23600 | 16 | 8.5 | 26800 | 23400 | 87.31% | 1.92 | 0 | 10 |  |  |  |  | R-410A | 1.9667 | Residential & Commercial | USHP | Ducted CEE Tier 1
211242721 | Central HP <5.4 tons | ARCOAIRE | HRCU-A-CB (Split System: Heat Pump with Remote Outdoor Unit-Air-Source) | DLCURAH24ABK |  |  | EA*4X36L21A* | OMV098J12* | 23600 | 16.5 | 8.5 | 25800 | 23200 | 89.92% | 1.94 | 0 | 10 |  |  |  |  | R-410A | 1.9667 | Residential & Commercial | USHP | Ducted CEE Tier 1
211242739 | Central HP <5.4 tons | ARCOAIRE | HRCU-A-CB (Split System: Heat Pump with Remote Outdoor Unit-Air-Source) | DLCURAH24ABK |  |  | EA*4X36L21A* | OMV112K14A | 24200 | 16.5 | 8.5 | 26200 | 22600 | 86.26% | 1.86 | 0 | 10 |  |  |  |  | R-410A | 2.0167 | Residential & Commercial | USHP | Ducted CEE Tier 1
211241804 | Central HP <5.4 tons | ARCOAIRE | HRCU-A-CB (Split System: Heat Pump with Remote Outdoor Unit-Air-Source) | DLCURAH24ABK |  |  | EA*4X30L17A* | OMV112K14A | 24000 | 16 | 8.5 | 26400 | 23000 | 87.12% | 1.9 | 0 | 10 |  |  |  |  | R-410A | 2 | Residential & Commercial | USHP | Ducted CEE Tier 1
211241888 | Central HP <5.4 tons | ARCOAIRE | HRCU-A-CB (Split System: Heat Pump with Remote Outdoor Unit-Air-Source) | DLCURAH24ABK |  |  | EA*4X36L17A* | *80ES(N,L)0701716A* | 25000 | 16 | 8.5 | 26800 | 21800 | 81.34% | 1.8 | 0 | 10 |  |  |  |  | R-410A | 2.0833 | Residential & Commercial | USHP | Ducted CEE Tier 1
211226793 | Central HP <5.4 tons | ARCOAIRE | HRCU-A-CB (Split System: Heat Pump with Remote Outdoor Unit-Air-Source) | DLCURAH36ABK |  |  | EA*4X37L21A* | *80ES(N,L)0701712A* | 36400 | 15.5 | 8.5 | 38500 | 34800 | 90.39% | 2.08 | 0 | 10 |  |  |  |  | R-410A | 3.0333 | Residential & Commercial | USHP | Ducted CEE Tier 1
211227564 | Central HP <5.4 tons | ARCOAIRE | HRCU-A-CB (Split System: Heat Pump with Remote Outdoor Unit-Air-Source) | DLCURAH36ABK |  |  | EA*4X42L21A* | *95ESN0601714A* | 35000 | 15.5 | 8.1 | 38500 | 35000 | 90.91% | 1.86 | 0 | 9.5 |  |  |  |  | R-410A | 2.9167 | Residential & Commercial | USHP
211241971 | Central HP <5.4 tons | ARCOAIRE | HRCU-A-CB (Split System: Heat Pump with Remote Outdoor Unit-Air-Source) | DLCURAH24ABK |  |  | EA*4X36L17A* | *96VTN0401712A* | 23400 | 16 | 8.5 | 25800 | 23600 | 91.47% | 1.96 | 0 | 10 |  |  |  |  | R-410A | 1.95 | Residential & Commercial | USHP | Ducted CEE Tier 1
210471182 | Central HP <5.4 tons | ARCOAIRE | HRCU-A-CB (Split System: Heat Pump with Remote Outdoor Unit-Air-Source) | HVH837GKA2* |  |  | EHD4X60AAL+WALLCON | *80CTL0902120A* | 33000 | 17 | 8.1 | 32200 | 25000 | 77.64% | 2 | 0 | 11.5 |  |  |  |  | R-410A | 2.75 | Residential & Commercial | USHP | Ducted CEE Tier 1
210471248 | Central HP <5.4 tons | ARCOAIRE | HRCU-A-CB (Split System: Heat Pump with Remote Outdoor Unit-Air-Source) | HVH837GKA2* |  |  | EHD4X60AAL+WALLCON | *97CMN1002122A* | 33000 | 17 | 8.1 | 32200 | 24800 | 77.02% | 2.02 | 0 | 11.5 |  |  |  |  | R-410A | 2.75 | Residential & Commercial | USHP | Ducted CEE Tier 1
210470412 | Central HP <5.4 tons | ARCOAIRE | HRCU-A-CB (Split System: Heat Pump with Remote Outdoor Unit-Air-Source) | HVH837GKA2* |  |  | EA*4X61L21A*+WALLCON | *80CSU0601716A* | 33200 | 17.5 | 8.1 | 32200 | 25000 | 77.64% | 1.98 | 0 | 11.5 |  |  |  |  | R-410A | 2.7667 | Residential & Commercial | USHP | Ducted CEE Tier 1
210470247 | Central HP <5.4 tons | ARCOAIRE | HRCU-A-CB (Split System: Heat Pump with Remote Outdoor Unit-Air-Source) | HVH837GKA2* |  |  | EA*4X60L24A*+WALLCON | *95CSU1002122A* | 32800 | 18 | 8.5 | 31800 | 24800 | 77.99% | 2 | 0 | 11.5 |  |  |  |  | R-410A | 2.7333 | Residential & Commercial | USHP | Ducted CEE Tier 1
211240545 | Central HP <5.4 tons | ARCOAIRE | HRCU-A-CB (Split System: Heat Pump with Remote Outdoor Unit-Air-Source) | DLCURAH24ABK |  |  | EA*4X24L17A* | *80VTL0701716A* | 23800 | 16.5 | 8.5 | 26800 | 24000 | 89.55% | 2 | 0 | 10 |  |  |  |  | R-410A | 1.9833 | Residential & Commercial | USHP | Ducted CEE Tier 1
211240577 | Central HP <5.4 tons | ARCOAIRE | HRCU-A-CB (Split System: Heat Pump with Remote Outdoor Unit-Air-Source) | DLCURAH24ABK |  |  | EA*4X24L17A* | *95ESN0601412A* | 24000 | 15.5 | 8.5 | 27200 | 23600 | 86.76% | 1.92 | 0 | 10 |  |  |  |  | R-410A | 2 | Residential & Commercial | USHP | Ducted CEE Tier 1
211240629 | Central HP <5.4 tons | ARCOAIRE | HRCU-A-CB (Split System: Heat Pump with Remote Outdoor Unit-Air-Source) | DLCURAH24ABK |  |  | EA*4X24L17A* | *80ES(N,L)0451412A* | 24400 | 16 | 8.5 | 27200 | 23200 | 85.29% | 1.9 | 0 | 10 |  |  |  |  | R-410A | 2.0333 | Residential & Commercial | USHP | Ducted CEE Tier 1
211240677 | Central HP <5.4 tons | ARCOAIRE | HRCU-A-CB (Split System: Heat Pump with Remote Outdoor Unit-Air-Source) | DLCURAH24ABK |  |  | EA*4X24L17A* | *92ESN0601412A* | 23200 | 16.5 | 8.5 | 26400 | 25800 | 97.73% | 2.18 | 0 | 10 |  |  |  |  | R-410A | 1.9333 | Residential & Commercial | USHP | Ducted CEE Tier 1
211240688 | Central HP <5.4 tons | ARCOAIRE | HRCU-A-CB (Split System: Heat Pump with Remote Outdoor Unit-Air-Source) | DLCURAH24ABK |  |  | EA*4X24L17A* | *92ESN0601714A* | 24000 | 16.5 | 8.5 | 26800 | 23800 | 88.81% | 1.96 | 0 | 10 |  |  |  |  | R-410A | 2 | Residential & Commercial | USHP | Ducted CEE Tier 1
211243287 | Central HP <5.4 tons | ARCOAIRE | HRCU-A-CB (Split System: Heat Pump with Remote Outdoor Unit-Air-Source) | DLCURAH24ABK |  |  | EA*4X37L21A* | *96VTN1002122A* | 24200 | 17 | 8.1 | 25000 | 21400 | 85.6% | 1.8 | 0 | 10 |  |  |  |  | R-410A | 2.0167 | Residential & Commercial | USHP | Ducted CEE Tier 1
211229379 | Central HP <5.4 tons | ARCOAIRE | HRCU-A-CB (Split System: Heat Pump with Remote Outdoor Unit-Air-Source) | DLCURAH36ABK |  |  | EA*4X48L24A* | *80ESU0802120A | 37600 | 15.5 | 8.5 | 39500 | 35000 | 88.61% | 2.14 | 0 | 10 |  |  |  |  | R-410A | 3.1333 | Residential & Commercial | USHP | Ducted CEE Tier 1
211227450 | Central HP <5.4 tons | ARCOAIRE | HRCU-A-CB (Split System: Heat Pump with Remote Outdoor Unit-Air-Source) | DLCURAH36ABK |  |  | EA*4X42L21A* | *80ESU1002120A* | 35400 | 16 | 8.1 | 38500 | 35000 | 90.91% | 1.88 | 0 | 10 |  |  |  |  | R-410A | 2.95 | Residential & Commercial | USHP | Ducted CEE Tier 1
211242700 | Central HP <5.4 tons | ARCOAIRE | HRCU-A-CB (Split System: Heat Pump with Remote Outdoor Unit-Air-Source) | DLCURAH24ABK |  |  | EA*4X36L21A* | *80ESU0802120A | 24600 | 17.5 | 8.5 | 26200 | 22200 | 84.73% | 1.86 | 0 | 10.5 |  |  |  |  | R-410A | 2.05 | Residential & Commercial | USHP | Ducted CEE Tier 1
211242575 | Central HP <5.4 tons | ARCOAIRE | HRCU-A-CB (Split System: Heat Pump with Remote Outdoor Unit-Air-Source) | DLCURAH24ABK |  |  | EA*4X36L21A* | *80ES(N,L)0702116A* | 24400 | 17 | 8.5 | 26200 | 22400 | 85.5% | 1.86 | 0 | 10 |  |  |  |  | R-410A | 2.0333 | Residential & Commercial | USHP | Ducted CEE Tier 1
211242134 | Central HP <5.4 tons | ARCOAIRE | HRCU-A-CB (Split System: Heat Pump with Remote Outdoor Unit-Air-Source) | DLCURAH24ABK |  |  | EA*4X36L17A* | *92ESN0601714A* | 24400 | 17 | 8.5 | 26200 | 22400 | 85.5% | 1.86 | 0 | 10 |  |  |  |  | R-410A | 2.0333 | Residential & Commercial | USHP | Ducted CEE Tier 1
211242189 | Central HP <5.4 tons | ARCOAIRE | HRCU-A-CB (Split System: Heat Pump with Remote Outdoor Unit-Air-Source) | DLCURAH24ABK |  |  | EA*4X36L17A* | *92ESN0401712A* | 23800 | 16 | 8.5 | 26000 | 23200 | 89.23% | 1.9 | 0 | 10 |  |  |  |  | R-410A | 1.9833 | Residential & Commercial | USHP | Ducted CEE Tier 1
211244449 | Central HP <5.4 tons | ARCOAIRE | HRCU-A-CB (Split System: Heat Pump with Remote Outdoor Unit-Air-Source) | DLCURAH24ABK |  |  | EN(A,D)4X30L17** | *96VSN0401712A* | 23400 | 16 | 8.1 | 25800 | 24000 | 93.02% | 1.98 | 0 | 10 |  |  |  |  | R-410A | 1.95 | Residential & Commercial | USHP | Ducted CEE Tier 1
211243359 | Central HP <5.4 tons | ARCOAIRE | HRCU-A-CB (Split System: Heat Pump with Remote Outdoor Unit-Air-Source) | DLCURAH24ABK |  |  | EA*4X37L21A* | *80VSL0902120A* | 24600 | 17 | 8.5 | 25400 | 21200 | 83.46% | 1.78 | 0 | 10.5 |  |  |  |  | R-410A | 2.05 | Residential & Commercial | USHP | Ducted CEE Tier 1
211243495 | Central HP <5.4 tons | ARCOAIRE | HRCU-A-CB (Split System: Heat Pump with Remote Outdoor Unit-Air-Source) | DLCURAH24ABK |  |  | EA*4X37L21A* | *80ES(N,L)0451712A* | 24800 | 17 | 8.5 | 25400 | 21000 | 82.68% | 1.76 | 0 | 10.5 |  |  |  |  | R-410A | 2.0667 | Residential & Commercial | USHP | Ducted CEE Tier 1
215679827 | Central HP <5.4 tons | ARCOAIRE | HRCU-A-CB (Split System: Heat Pump with Remote Outdoor Unit-Air-Source) | H5H0V36*K*AAA* |  |  | ESH5X42M12A*+WALLCON | *97CTN0801716A* | 33800 | 16 | 8.5 | 35800 | 25400 | 70.95% | 1.76 | 0 | 9 |  |  |  |  | R-454B | 2.8167 | Residential & Commercial | USHP
215679627 | Central HP <5.4 tons | ARCOAIRE | HRCU-A-CB (Split System: Heat Pump with Remote Outdoor Unit-Air-Source) | H5H0V36*K*AAA* |  |  | EA*5X61M21A*+WALLCON | *97CTN0601716A* | 34400 | 17.5 | 9 | 34600 | 25200 | 72.83% | 1.9 | 0 | 9.5 |  |  |  |  | R-454B | 2.8667 | Residential & Commercial | USHP
215679677 | Central HP <5.4 tons | ARCOAIRE | HRCU-A-CB (Split System: Heat Pump with Remote Outdoor Unit-Air-Source) | H5H0V36*K*AAA* |  |  | EA*5X61M24A*+WALLCON | *97CTN0802120A* | 34800 | 18 | 9 | 34400 | 24800 | 72.09% | 1.92 | 0 | 10.5 |  |  |  |  | R-454B | 2.9 | Residential & Commercial | USHP | Ducted CEE Tier 1
211242967 | Central HP <5.4 tons | ARCOAIRE | HRCU-A-CB (Split System: Heat Pump with Remote Outdoor Unit-Air-Source) | DLCURAH24ABK |  |  | EA*4X37L17A* | *95ESN0601412A* | 25000 | 16 | 8.5 | 26000 | 21200 | 81.54% | 1.76 | 0 | 10 |  |  |  |  | R-410A | 2.0833 | Residential & Commercial | USHP | Ducted CEE Tier 1
211242978 | Central HP <5.4 tons | ARCOAIRE | HRCU-A-CB (Split System: Heat Pump with Remote Outdoor Unit-Air-Source) | DLCURAH24ABK |  |  | EA*4X37L17A* | *96VTN0401410A* | 24200 | 16 | 8.5 | 25600 | 21800 | 85.16% | 1.8 | 0 | 10 |  |  |  |  | R-410A | 2.0167 | Residential & Commercial | USHP | Ducted CEE Tier 1
211226891 | Central HP <5.4 tons | ARCOAIRE | HRCU-A-CB (Split System: Heat Pump with Remote Outdoor Unit-Air-Source) | DLCURAH36ABK |  |  | EA*4X37L21A* | *80VSL0902120A* | 36200 | 16 | 8.5 | 38500 | 34800 | 90.39% | 2.06 | 0 | 10 |  |  |  |  | R-410A | 3.0167 | Residential & Commercial | USHP | Ducted CEE Tier 1
211226934 | Central HP <5.4 tons | ARCOAIRE | HRCU-A-CB (Split System: Heat Pump with Remote Outdoor Unit-Air-Source) | DLCURAH36ABK |  |  | EA*4X37L21A* | *80ESU1002120A* | 36200 | 16 | 8.5 | 38500 | 34800 | 90.39% | 2.08 | 0 | 10 |  |  |  |  | R-410A | 3.0167 | Residential & Commercial | USHP | Ducted CEE Tier 1
211243019 | Central HP <5.4 tons | ARCOAIRE | HRCU-A-CB (Split System: Heat Pump with Remote Outdoor Unit-Air-Source) | DLCURAH24ABK |  |  | EA*4X37L17A* | *80ES(N,L)0451412A* | 25200 | 16 | 8.5 | 26200 | 21000 | 80.15% | 1.76 | 0 | 10 |  |  |  |  | R-410A | 2.1 | Residential & Commercial | USHP | Ducted CEE Tier 1
211243144 | Central HP <5.4 tons | ARCOAIRE | HRCU-A-CB (Split System: Heat Pump with Remote Outdoor Unit-Air-Source) | DLCURAH24ABK |  |  | EA*4X37L17A* | *80ES(N,L)0701412A* | 24800 | 17 | 8.5 | 25800 | 21400 | 82.95% | 1.8 | 0 | 10.5 |  |  |  |  | R-410A | 2.0667 | Residential & Commercial | USHP | Ducted CEE Tier 1
211242599 | Central HP <5.4 tons | ARCOAIRE | HRCU-A-CB (Split System: Heat Pump with Remote Outdoor Unit-Air-Source) | DLCURAH24ABK |  |  | EA*4X36L21A* | *80ES(N,L)0902120A* | 24800 | 17 | 8.5 | 26600 | 22000 | 82.71% | 1.82 | 0 | 10 |  |  |  |  | R-410A | 2.0667 | Residential & Commercial | USHP | Ducted CEE Tier 1
211242551 | Central HP <5.4 tons | ARCOAIRE | HRCU-A-CB (Split System: Heat Pump with Remote Outdoor Unit-Air-Source) | DLCURAH24ABK |  |  | EA*4X36L21A* | *80ES(N,L)0451712A* | 24200 | 17 | 8.5 | 26200 | 22600 | 86.26% | 1.86 | 0 | 10 |  |  |  |  | R-410A | 2.0167 | Residential & Commercial | USHP | Ducted CEE Tier 1
215682777 | Central HP <5.4 tons | ARCOAIRE | HRCU-A-CB (Split System: Heat Pump with Remote Outdoor Unit-Air-Source) | H5H0V60*K*AAA* |  |  | ESH5X60M12A*+WALLCON | *97CTN1002122A* | 55500 | 17 | 8.5 | 60000 | 42000 | 70% | 1.9 | 0 | 9 |  |  |  |  | R-454B | 4.625 | Residential & Commercial | USHP
215677797 | Central HP <5.4 tons | ARCOAIRE | HRCU-A-CB (Split System: Heat Pump with Remote Outdoor Unit-Air-Source) | H5H0V60*K*AAA* |  |  | EA*5X60M24A*+WALLCON | *80CTL1352422B* | 55500 | 18.5 | 9 | 59000 | 41500 | 70.34% | 2.02 | 0 | 9 |  |  |  |  | R-454B | 4.625 | Residential & Commercial | USHP
211241618 | Central HP <5.4 tons | ARCOAIRE | HRCU-A-CB (Split System: Heat Pump with Remote Outdoor Unit-Air-Source) | DLCURAH24ABK |  |  | EA*4X30L17A* | *95ESN0261410A* | 23200 | 16.5 | 8.5 | 25800 | 24400 | 94.57% | 2.02 | 0 | 10 |  |  |  |  | R-410A | 1.9333 | Residential & Commercial | USHP | Ducted CEE Tier 1
211226912 | Central HP <5.4 tons | ARCOAIRE | HRCU-A-CB (Split System: Heat Pump with Remote Outdoor Unit-Air-Source) | DLCURAH36ABK |  |  | EA*4X37L21A* | *80ESU0601716A | 37000 | 16 | 8.5 | 38500 | 34800 | 90.39% | 2.12 | 0 | 10 |  |  |  |  | R-410A | 3.0833 | Residential & Commercial | USHP | Ducted CEE Tier 1
211227145 | Central HP <5.4 tons | ARCOAIRE | HRCU-A-CB (Split System: Heat Pump with Remote Outdoor Unit-Air-Source) | DLCURAH36ABK |  |  | EA*4X37L21A* | *95ESU1002120A* | 36600 | 16 | 8.5 | 38500 | 34800 | 90.39% | 2.1 | 0 | 10 |  |  |  |  | R-410A | 3.05 | Residential & Commercial | USHP | Ducted CEE Tier 1
211241452 | Central HP <5.4 tons | ARCOAIRE | HRCU-A-CB (Split System: Heat Pump with Remote Outdoor Unit-Air-Source) | DLCURAH24ABK |  |  | EA*4X30L17A* | *80ES(N,L)0701716A* | 24800 | 16 | 8.5 | 26800 | 22200 | 82.84% | 1.82 | 0 | 10 |  |  |  |  | R-410A | 2.0667 | Residential & Commercial | USHP | Ducted CEE Tier 1
211241168 | Central HP <5.4 tons | ARCOAIRE | HRCU-A-CB (Split System: Heat Pump with Remote Outdoor Unit-Air-Source) | DLCURAH24ABK |  |  | EA*4X25L17A* | *92ESN0401410A* | 24800 | 15.5 | 8.5 | 26000 | 21200 | 81.54% | 1.76 | 0 | 10 |  |  |  |  | R-410A | 2.0667 | Residential & Commercial | USHP | Ducted CEE Tier 1
211227712 | Central HP <5.4 tons | ARCOAIRE | HRCU-A-CB (Split System: Heat Pump with Remote Outdoor Unit-Air-Source) | DLCURAH36ABK |  |  | EA*4X42L21A* | *96VTN1002122A* | 35400 | 16.5 | 8.1 | 38500 | 35000 | 90.91% | 1.88 | 0 | 10 |  |  |  |  | R-410A | 2.95 | Residential & Commercial | USHP | Ducted CEE Tier 1
211228032 | Central HP <5.4 tons | ARCOAIRE | HRCU-A-CB (Split System: Heat Pump with Remote Outdoor Unit-Air-Source) | DLCURAH36ABK |  |  | EA*4X42L24A* | *95ESN1202422A* | 36600 | 15.2 | 8.1 | 40000 | 35200 | 88% | 1.94 | 0 | 10 |  |  |  |  | R-410A | 3.05 | Residential & Commercial | USHP | Ducted CEE Tier 1
211228599 | Central HP <5.4 tons | ARCOAIRE | HRCU-A-CB (Split System: Heat Pump with Remote Outdoor Unit-Air-Source) | DLCURAH36ABK |  |  | EA*4X43L21A* | *95ESU1002120A* | 36600 | 16 | 8.5 | 38500 | 34800 | 90.39% | 2.1 | 0 | 10 |  |  |  |  | R-410A | 3.05 | Residential & Commercial | USHP | Ducted CEE Tier 1
211230918 | Central HP <5.4 tons | ARCOAIRE | HRCU-A-CB (Split System: Heat Pump with Remote Outdoor Unit-Air-Source) | DLCURAH36ABK |  |  | FXM4X42**AL | 0 | 36000 | 16 | 8.1 | 38500 | 34800 | 90.39% | 1.94 | 0 | 10 |  |  |  |  | R-410A | 3 | Residential & Commercial | USHP | Ducted CEE Tier 1
211227185 | Central HP <5.4 tons | ARCOAIRE | HRCU-A-CB (Split System: Heat Pump with Remote Outdoor Unit-Air-Source) | DLCURAH36ABK |  |  | EA*4X37L21A* | *96VTN0802120A* | 37000 | 15.5 | 8.5 | 38500 | 35000 | 90.91% | 2.1 | 0 | 10 |  |  |  |  | R-410A | 3.0833 | Residential & Commercial | USHP | Ducted CEE Tier 1
211227310 | Central HP <5.4 tons | ARCOAIRE | HRCU-A-CB (Split System: Heat Pump with Remote Outdoor Unit-Air-Source) | DLCURAH36ABK |  |  | EA*4X42L21A* | *80ES(N,L)0701716A* | 35200 | 16 | 8.1 | 38500 | 35000 | 90.91% | 1.88 | 0 | 9.5 |  |  |  |  | R-410A | 2.9333 | Residential & Commercial | USHP
211227058 | Central HP <5.4 tons | ARCOAIRE | HRCU-A-CB (Split System: Heat Pump with Remote Outdoor Unit-Air-Source) | DLCURAH36ABK |  |  | EA*4X37L21A* | *95ESN0802120A* | 37200 | 15.5 | 8.5 | 38500 | 35000 | 90.91% | 2.12 | 0 | 10 |  |  |  |  | R-410A | 3.1 | Residential & Commercial | USHP | Ducted CEE Tier 1
211227703 | Central HP <5.4 tons | ARCOAIRE | HRCU-A-CB (Split System: Heat Pump with Remote Outdoor Unit-Air-Source) | DLCURAH36ABK |  |  | EA*4X42L21A* | *96VTN1002120A* | 35800 | 15.5 | 8.1 | 39500 | 35200 | 89.11% | 1.9 | 0 | 9.5 |  |  |  |  | R-410A | 2.9833 | Residential & Commercial | USHP
211228112 | Central HP <5.4 tons | ARCOAIRE | HRCU-A-CB (Split System: Heat Pump with Remote Outdoor Unit-Air-Source) | DLCURAH36ABK |  |  | EA*4X42L24A* | *96VTN0802120A* | 35000 | 16 | 8.1 | 38500 | 35000 | 90.91% | 1.86 | 0 | 9.5 |  |  |  |  | R-410A | 2.9167 | Residential & Commercial | USHP
211227860 | Central HP <5.4 tons | ARCOAIRE | HRCU-A-CB (Split System: Heat Pump with Remote Outdoor Unit-Air-Source) | DLCURAH36ABK |  |  | EA*4X42L24A* | *80VSL0702120A* | 35400 | 16 | 8.1 | 38500 | 35000 | 90.91% | 1.88 | 0 | 9.5 |  |  |  |  | R-410A | 2.95 | Residential & Commercial | USHP
210470280 | Central HP <5.4 tons | ARCOAIRE | HRCU-A-CB (Split System: Heat Pump with Remote Outdoor Unit-Air-Source) | HVH837GKA2* |  |  | EA*4X60L24A*+WALLCON | *80CTL1352422A* | 32800 | 18 | 8.5 | 31800 | 24800 | 77.99% | 2 | 0 | 12 |  |  |  |  | R-410A | 2.7333 | Residential & Commercial | USHP | Ducted CEE Tier 1
211242531 | Central HP <5.4 tons | ARCOAIRE | HRCU-A-CB (Split System: Heat Pump with Remote Outdoor Unit-Air-Source) | DLCURAH24ABK |  |  | EA*4X36L21A* | *96VTN1002120A* | 24000 | 17 | 8.5 | 26000 | 22800 | 87.69% | 1.9 | 0 | 10 |  |  |  |  | R-410A | 2 | Residential & Commercial | USHP | Ducted CEE Tier 1
211242294 | Central HP <5.4 tons | ARCOAIRE | HRCU-A-CB (Split System: Heat Pump with Remote Outdoor Unit-Air-Source) | DLCURAH24ABK |  |  | EA*4X36L21A* | *96VSN1002120A* | 24000 | 17 | 8.5 | 26000 | 22800 | 87.69% | 1.9 | 0 | 10 |  |  |  |  | R-410A | 2 | Residential & Commercial | USHP | Ducted CEE Tier 1
211242730 | Central HP <5.4 tons | ARCOAIRE | HRCU-A-CB (Split System: Heat Pump with Remote Outdoor Unit-Air-Source) | DLCURAH24ABK |  |  | EA*4X36L21A* | OLV098A12* | 23400 | 16.5 | 8.5 | 25600 | 23800 | 92.97% | 1.98 | 0 | 10 |  |  |  |  | R-410A | 1.95 | Residential & Commercial | USHP | Ducted CEE Tier 1
211244303 | Central HP <5.4 tons | ARCOAIRE | HRCU-A-CB (Split System: Heat Pump with Remote Outdoor Unit-Air-Source) | DLCURAH24ABK |  |  | EN(A,D)4X30L14** | *80VTL0451412A* | 24000 | 16.5 | 8.1 | 26200 | 23000 | 87.79% | 1.9 | 0 | 10.5 |  |  |  |  | R-410A | 2 | Residential & Commercial | USHP | Ducted CEE Tier 1
211243884 | Central HP <5.4 tons | ARCOAIRE | HRCU-A-CB (Split System: Heat Pump with Remote Outdoor Unit-Air-Source) | DLCURAH24ABK |  |  | EN(A,D)4X24L17** | *96VSN0601412A* | 23200 | 16 | 8.5 | 26400 | 24600 | 93.18% | 2.04 | 0 | 10 |  |  |  |  | R-410A | 1.9333 | Residential & Commercial | USHP | Ducted CEE Tier 1
211243633 | Central HP <5.4 tons | ARCOAIRE | HRCU-A-CB (Split System: Heat Pump with Remote Outdoor Unit-Air-Source) | DLCURAH24ABK |  |  | EA*4X37L21A* | *92ESN0401712A* | 24400 | 16 | 8.1 | 25400 | 21200 | 83.46% | 1.78 | 0 | 10 |  |  |  |  | R-410A | 2.0333 | Residential & Commercial | USHP | Ducted CEE Tier 1
213773829 | Central HP <5.4 tons | ARCOAIRE | HRCU-A-CB (Split System: Heat Pump with Remote Outdoor Unit-Air-Source) | HVH825GKA3* |  |  | EA*4X48L24A*+WALLCON | *80CTL1352422B* | 24200 | 17 | 8.1 | 21000 | 16500 | 78.57% | 2.02 | 0 | 11 |  |  |  |  | R-410A | 2.0167 | Residential & Commercial | USHP | Ducted CEE Tier 1
215933858 | Central HP <5.4 tons | ARCOAIRE | HRCU-A-CB (Split System: Heat Pump with Remote Outdoor Unit-Air-Source) | H5H3V36*K*AAA* |  |  | ESH5X60M12A*+WALLCON | *97CMN0601714B* | 33800 | 19 | 9 | 33800 | 25800 | 76.33% | 1.96 | 0 | 11 |  |  |  |  | R-454B | 2.8167 | Residential & Commercial | USHP | Ducted CEE Tier 1
211228926 | Central HP <5.4 tons | ARCOAIRE | HRCU-A-CB (Split System: Heat Pump with Remote Outdoor Unit-Air-Source) | DLCURAH36ABK |  |  | EA*4X48L21A* | *80VTL1102122A* | 36800 | 16 | 8.5 | 38500 | 34800 | 90.39% | 2.1 | 0 | 10 |  |  |  |  | R-410A | 3.0667 | Residential & Commercial | USHP | Ducted CEE Tier 1
211226637 | Central HP <5.4 tons | ARCOAIRE | HRCU-A-CB (Split System: Heat Pump with Remote Outdoor Unit-Air-Source) | DLCURAH36ABK |  |  | EA*4X37L17A* | *92ESN0801716A* | 36800 | 15.2 | 8.5 | 39500 | 35000 | 88.61% | 2.06 | 0 | 10 |  |  |  |  | R-410A | 3.0667 | Residential & Commercial | USHP | Ducted CEE Tier 1
211226853 | Central HP <5.4 tons | ARCOAIRE | HRCU-A-CB (Split System: Heat Pump with Remote Outdoor Unit-Air-Source) | DLCURAH36ABK |  |  | EA*4X37L21A* | *80ES(N,L)1102120A* | 37000 | 15.5 | 8.5 | 38500 | 34800 | 90.39% | 2.12 | 0 | 10 |  |  |  |  | R-410A | 3.0833 | Residential & Commercial | USHP | Ducted CEE Tier 1
211226805 | Central HP <5.4 tons | ARCOAIRE | HRCU-A-CB (Split System: Heat Pump with Remote Outdoor Unit-Air-Source) | DLCURAH36ABK |  |  | EA*4X37L21A* | *80ES(N,L)0702116A* | 37200 | 15.5 | 8.5 | 38500 | 35000 | 90.91% | 2.12 | 0 | 10 |  |  |  |  | R-410A | 3.1 | Residential & Commercial | USHP | Ducted CEE Tier 1
211227155 | Central HP <5.4 tons | ARCOAIRE | HRCU-A-CB (Split System: Heat Pump with Remote Outdoor Unit-Air-Source) | DLCURAH36ABK |  |  | EA*4X37L21A* | *95ESU1002122A* | 37600 | 15.5 | 8.5 | 39500 | 35000 | 88.61% | 2.14 | 0 | 10 |  |  |  |  | R-410A | 3.1333 | Residential & Commercial | USHP | Ducted CEE Tier 1
211240653 | Central HP <5.4 tons | ARCOAIRE | HRCU-A-CB (Split System: Heat Pump with Remote Outdoor Unit-Air-Source) | DLCURAH24ABK |  |  | EA*4X24L17A* | *80ES(N,L)0701712A* | 24000 | 16 | 8.5 | 27000 | 23600 | 87.41% | 1.94 | 0 | 10 |  |  |  |  | R-410A | 2 | Residential & Commercial | USHP | Ducted CEE Tier 1
210470968 | Central HP <5.4 tons | ARCOAIRE | HRCU-A-CB (Split System: Heat Pump with Remote Outdoor Unit-Air-Source) | HVH837GKA2* |  |  | EN(A,D,W)4X60L24**+WALLCON | *97CMN1202422A* | 32800 | 17.5 | 8.1 | 32200 | 24800 | 77.02% | 1.96 | 0 | 11.7 |  |  |  |  | R-410A | 2.7333 | Residential & Commercial | USHP | Ducted CEE Tier 1
210470577 | Central HP <5.4 tons | ARCOAIRE | HRCU-A-CB (Split System: Heat Pump with Remote Outdoor Unit-Air-Source) | HVH837GKA2* |  |  | EA*4X61L24A*+WALLCON | *96CTN1202422A* | 33200 | 18 | 8.5 | 32000 | 24800 | 77.5% | 2 | 0 | 12 |  |  |  |  | R-410A | 2.7667 | Residential & Commercial | USHP | Ducted CEE Tier 1
216738211 | Central HP <5.4 tons | PAYNE HEATING AND COOLING | HRCU-A-CB (Split System: Heat Pump with Remote Outdoor Unit-Air-Source) | 37MUHAQ24AA3 |  |  | CSAH*3612AM* | PG80MSUA48060B** | 22600 | 16 | 8.1 | 20600 | 18400 | 89.32% | 1.85 | 0 | 10.5 |  |  |  |  | R-454B | 1.8833 | Residential & Commercial | USHP | Ducted CEE Tier 1
216738611 | Central HP <5.4 tons | PAYNE HEATING AND COOLING | HRCU-A-CB (Split System: Heat Pump with Remote Outdoor Unit-Air-Source) | 37MUHAQ24AA3 |  |  | CSAH*3612AM* | PG96MSAA66140D** | 22800 | 15.2 | 8.1 | 20800 | 18600 | 89.42% | 1.85 | 0 | 10.5 |  |  |  |  | R-454B | 1.9 | Residential & Commercial | USHP | Ducted CEE Tier 1
216739045 | Central HP <5.4 tons | PAYNE HEATING AND COOLING | HRCU-A-CB (Split System: Heat Pump with Remote Outdoor Unit-Air-Source) | 37MUHAQ24AA3 |  |  | PF5MN*B30L* | 0 | 23400 | 16 | 8.5 | 21200 | 18800 | 88.68% | 1.96 | 0 | 11 |  |  |  |  | R-454B | 1.95 | Residential & Commercial | USHP | Ducted CEE Tier 1
211243078 | Central HP <5.4 tons | ARCOAIRE | HRCU-A-CB (Split System: Heat Pump with Remote Outdoor Unit-Air-Source) | DLCURAH24ABK |  |  | EA*4X37L17A* | *92ESN0601714A* | 24800 | 17 | 8.5 | 25600 | 21400 | 83.59% | 1.8 | 0 | 10.5 |  |  |  |  | R-410A | 2.0667 | Residential & Commercial | USHP | Ducted CEE Tier 1
215933188 | Central HP <5.4 tons | ARCOAIRE | HRCU-A-CB (Split System: Heat Pump with Remote Outdoor Unit-Air-Source) | H5H3V36*K*AAA* |  |  | ESH5X36M12A*+WALLCON | *97CMN0801714B* | 33000 | 18.5 | 9 | 35600 | 27200 | 76.4% | 1.92 | 0 | 10.5 |  |  |  |  | R-454B | 2.75 | Residential & Commercial | USHP | Ducted CEE Tier 1
215934658 | Central HP <5.4 tons | ARCOAIRE | HRCU-A-CB (Split System: Heat Pump with Remote Outdoor Unit-Air-Source) | H5H3V36*K*AAA* |  |  | EVM5X30M17A*+WALLCON | *96CTN0601714B* | 34000 | 20 | 8.1 | 38000 | 27200 | 71.58% | 2 | 0 | 11 |  |  |  |  | R-454B | 2.8333 | Residential & Commercial | USHP | Ducted CEE Tier 1
215942514 | Central HP <5.4 tons | ARCOAIRE | HRCU-A-CB (Split System: Heat Pump with Remote Outdoor Unit-Air-Source) | H5H3V36*K*AAA* |  |  | EVD5X61M21A*+WALLCON | *97CMN0601714B* | 35600 | 21.5 | 8.5 | 37400 | 28200 | 75.4% | 2.06 | 0 | 11.7 |  |  |  |  | R-454B | 2.9667 | Residential & Commercial | USHP | Ducted CEE Tier 1
215666948 | Central HP <5.4 tons | ARCOAIRE | HRCU-A-CB (Split System: Heat Pump with Remote Outdoor Unit-Air-Source) | H5H0V24*K*AAA* |  |  | EA*5X24M14A*+WALLCON | *96CTN0401410B* | 22400 | 15.5 | 8.5 | 24600 | 17300 | 70.33% | 1.82 | 0 | 9 |  |  |  |  | R-454B | 1.8667 | Residential & Commercial | USHP
215667095 | Central HP <5.4 tons | ARCOAIRE | HRCU-A-CB (Split System: Heat Pump with Remote Outdoor Unit-Air-Source) | H5H0V24*K*AAA* |  |  | EA*5X24M17A*+WALLCON | *97CMN0801714B* | 22800 | 16.5 | 9 | 24000 | 16900 | 70.42% | 1.94 | 0 | 10 |  |  |  |  | R-454B | 1.9 | Residential & Commercial | USHP | Ducted CEE Tier 1
215682127 | Central HP <5.4 tons | ARCOAIRE | HRCU-A-CB (Split System: Heat Pump with Remote Outdoor Unit-Air-Source) | H5H0V48*K*AAA* |  |  | EVD5X48M21A*+WALLCON | *80CSU0802120B* | 47000 | 18.5 | 9 | 50000 | 36200 | 72.4% | 2.02 | 0 | 10 |  |  |  |  | R-454B | 3.9167 | Residential & Commercial | USHP | Ducted CEE Tier 1
212988747 | Central HP <5.4 tons | PAYNE HEATING AND COOLING | HRCU-A-CB (Split System: Heat Pump with Remote Outdoor Unit-Air-Source) | 38MURAQ24AB3* |  |  | CNPV*3617AL* | PG95MSUA36040B** | 23600 | 16.5 | 8.1 | 26400 | 24200 | 91.67% | 2.02 | 0 | 10 |  |  |  |  | R-410A | 1.9667 | Residential & Commercial | USHP | Ducted CEE Tier 1
212989131 | Central HP <5.4 tons | PAYNE HEATING AND COOLING | HRCU-A-CB (Split System: Heat Pump with Remote Outdoor Unit-Air-Source) | 38MURAQ24AB3* |  |  | CAP**2417AL* | PG95MSUA48060B** | 23400 | 17 | 9 | 26800 | 26400 | 98.51% | 2.24 | 0 | 10 |  |  |  |  | R-410A | 1.95 | Residential & Commercial | USHP | Ducted CEE Tier 1
210471215 | Central HP <5.4 tons | ARCOAIRE | HRCU-A-CB (Split System: Heat Pump with Remote Outdoor Unit-Air-Source) | HVH837GKA2* |  |  | EHD4X60AAL+WALLCON | *96CTN1202422A* | 33000 | 17 | 8.1 | 32200 | 24800 | 77.02% | 2.02 | 0 | 11.5 |  |  |  |  | R-410A | 2.75 | Residential & Commercial | USHP | Ducted CEE Tier 1
215678267 | Central HP <5.4 tons | ARCOAIRE | HRCU-A-CB (Split System: Heat Pump with Remote Outdoor Unit-Air-Source) | H5H0V24*K*AAA* |  |  | EA*5X30M17A*+WALLCON | *80CSU0401712B* | 23200 | 17 | 8.5 | 23600 | 16600 | 70.34% | 1.98 | 0 | 10 |  |  |  |  | R-454B | 1.9333 | Residential & Commercial | USHP | Ducted CEE Tier 1
212988061 | Central HP <5.4 tons | PAYNE HEATING AND COOLING | HRCU-A-CB (Split System: Heat Pump with Remote Outdoor Unit-Air-Source) | 38MURAQ30AB3* |  |  | CAP**4224AL* | PG96MSAA60100C** | 30000 | 15.2 | 8.5 | 34000 | 27200 | 80% | 1.8 | 0 | 9 |  |  |  |  | R-410A | 2.5 | Residential & Commercial | USHP
212988331 | Central HP <5.4 tons | PAYNE HEATING AND COOLING | HRCU-A-CB (Split System: Heat Pump with Remote Outdoor Unit-Air-Source) | 38MURAQ30AB3* |  |  | CAP**4224AL* | PG96MSAA66120D** | 30000 | 15.2 | 8.1 | 34200 | 27600 | 80.7% | 1.8 | 0 | 9 |  |  |  |  | R-410A | 2.5 | Residential & Commercial | USHP
211228501 | Central HP <5.4 tons | ARCOAIRE | HRCU-A-CB (Split System: Heat Pump with Remote Outdoor Unit-Air-Source) | DLCURAH36ABK |  |  | EA*4X43L21A* | *95ESN0802120A* | 37200 | 15.5 | 8.5 | 38500 | 35000 | 90.91% | 2.12 | 0 | 10 |  |  |  |  | R-410A | 3.1 | Residential & Commercial | USHP | Ducted CEE Tier 1
211229401 | Central HP <5.4 tons | ARCOAIRE | HRCU-A-CB (Split System: Heat Pump with Remote Outdoor Unit-Air-Source) | DLCURAH36ABK |  |  | EA*4X48L24A* | *80VTL0902120A* | 35600 | 16.5 | 8.1 | 37800 | 34600 | 91.53% | 2.04 | 0 | 10 |  |  |  |  | R-410A | 2.9667 | Residential & Commercial | USHP | Ducted CEE Tier 1
211229452 | Central HP <5.4 tons | ARCOAIRE | HRCU-A-CB (Split System: Heat Pump with Remote Outdoor Unit-Air-Source) | DLCURAH36ABK |  |  | EA*4X48L24A* | *92ESN1002120A* | 35600 | 16.5 | 8.5 | 37800 | 34600 | 91.53% | 2.04 | 0 | 10 |  |  |  |  | R-410A | 2.9667 | Residential & Commercial | USHP | Ducted CEE Tier 1
211229136 | Central HP <5.4 tons | ARCOAIRE | HRCU-A-CB (Split System: Heat Pump with Remote Outdoor Unit-Air-Source) | DLCURAH36ABK |  |  | EA*4X48L21A* | *95ESU1002120A* | 36200 | 16 | 8.5 | 38500 | 34600 | 89.87% | 2.06 | 0 | 10 |  |  |  |  | R-410A | 3.0167 | Residential & Commercial | USHP | Ducted CEE Tier 1
211228850 | Central HP <5.4 tons | ARCOAIRE | HRCU-A-CB (Split System: Heat Pump with Remote Outdoor Unit-Air-Source) | DLCURAH36ABK |  |  | EA*4X48L21A* | *80VSL0902120A* | 35400 | 16 | 8.1 | 37800 | 34600 | 91.53% | 2.02 | 0 | 10 |  |  |  |  | R-410A | 2.95 | Residential & Commercial | USHP | Ducted CEE Tier 1
210473077 | Central HP <5.4 tons | ARCOAIRE | HRCU-A-CB (Split System: Heat Pump with Remote Outdoor Unit-Air-Source) | HVH825GKA3* |  |  | EA*4X42L24A*+WALLCON | *97CMN0602120A* | 23600 | 16.5 | 8.1 | 21400 | 16700 | 78.04% | 1.96 | 0 | 11 |  |  |  |  | R-410A | 1.9667 | Residential & Commercial | USHP | Ducted CEE Tier 1
215667416 | Central HP <5.4 tons | ARCOAIRE | HRCU-A-CB (Split System: Heat Pump with Remote Outdoor Unit-Air-Source) | H5H0V24*K*AAA* |  |  | EA*5X30M17A*+WALLCON | *80CTL0701412B* | 23000 | 17 | 9 | 23800 | 16700 | 70.17% | 1.98 | 0 | 10 |  |  |  |  | R-454B | 1.9167 | Residential & Commercial | USHP | Ducted CEE Tier 1
215674468 | Central HP <5.4 tons | ARCOAIRE | HRCU-A-CB (Split System: Heat Pump with Remote Outdoor Unit-Air-Source) | H5H0V48*K*AAA* |  |  | EA*5X61M24A*+WALLCON | *80CSU1002120A* | 46000 | 18 | 9 | 48000 | 33800 | 70.42% | 2.08 | 0 | 9.5 |  |  |  |  | R-454B | 3.8333 | Residential & Commercial | USHP
211243719 | Central HP <5.4 tons | ARCOAIRE | HRCU-A-CB (Split System: Heat Pump with Remote Outdoor Unit-Air-Source) | DLCURAH24ABK |  |  | EN(A,D)4X24L14** | *96VSN0601412A* | 23200 | 16 | 8.5 | 26400 | 24600 | 93.18% | 2.04 | 0 | 10 |  |  |  |  | R-410A | 1.9333 | Residential & Commercial | USHP | Ducted CEE Tier 1
211243828 | Central HP <5.4 tons | ARCOAIRE | HRCU-A-CB (Split System: Heat Pump with Remote Outdoor Unit-Air-Source) | DLCURAH24ABK |  |  | EN(A,D)4X24L14** | *80ES(N,L)0701412A* | 23800 | 16 | 8.5 | 26800 | 23200 | 86.57% | 1.92 | 0 | 10 |  |  |  |  | R-410A | 1.9833 | Residential & Commercial | USHP | Ducted CEE Tier 1
211243839 | Central HP <5.4 tons | ARCOAIRE | HRCU-A-CB (Split System: Heat Pump with Remote Outdoor Unit-Air-Source) | DLCURAH24ABK |  |  | EN(A,D)4X24L17** | *80VSL0451412A* | 23800 | 16 | 8.5 | 26800 | 23200 | 86.57% | 1.9 | 0 | 10 |  |  |  |  | R-410A | 1.9833 | Residential & Commercial | USHP | Ducted CEE Tier 1
211243903 | Central HP <5.4 tons | ARCOAIRE | HRCU-A-CB (Split System: Heat Pump with Remote Outdoor Unit-Air-Source) | DLCURAH24ABK |  |  | EN(A,D)4X24L17** | *95ESU0401712A* | 23200 | 16.5 | 8.5 | 26400 | 24400 | 92.42% | 2.04 | 0 | 10 |  |  |  |  | R-410A | 1.9333 | Residential & Commercial | USHP | Ducted CEE Tier 1
211241840 | Central HP <5.4 tons | ARCOAIRE | HRCU-A-CB (Split System: Heat Pump with Remote Outdoor Unit-Air-Source) | DLCURAH24ABK |  |  | EA*4X36L17A* | *96VSN0401410A* | 23400 | 16 | 8.5 | 25600 | 23800 | 92.97% | 1.96 | 0 | 10 |  |  |  |  | R-410A | 1.95 | Residential & Commercial | USHP | Ducted CEE Tier 1
211242490 | Central HP <5.4 tons | ARCOAIRE | HRCU-A-CB (Split System: Heat Pump with Remote Outdoor Unit-Air-Source) | DLCURAH24ABK |  |  | EA*4X36L21A* | *80VTL0701716A* | 24400 | 17 | 8.5 | 26200 | 22400 | 85.5% | 1.88 | 0 | 10 |  |  |  |  | R-410A | 2.0333 | Residential & Commercial | USHP | Ducted CEE Tier 1
211228286 | Central HP <5.4 tons | ARCOAIRE | HRCU-A-CB (Split System: Heat Pump with Remote Outdoor Unit-Air-Source) | DLCURAH36ABK |  |  | EA*4X43L21A* | *80ES(N,L)1102120A* | 37000 | 16 | 8.5 | 38500 | 34800 | 90.39% | 2.12 | 0 | 10 |  |  |  |  | R-410A | 3.0833 | Residential & Commercial | USHP | Ducted CEE Tier 1
211228168 | Central HP <5.4 tons | ARCOAIRE | HRCU-A-CB (Split System: Heat Pump with Remote Outdoor Unit-Air-Source) | DLCURAH36ABK |  |  | EA*4X42L24A* | OMV154L20A | 36200 | 16 | 8.1 | 39500 | 35200 | 89.11% | 1.92 | 0 | 10 |  |  |  |  | R-410A | 3.0167 | Residential & Commercial | USHP | Ducted CEE Tier 1
211227970 | Central HP <5.4 tons | ARCOAIRE | HRCU-A-CB (Split System: Heat Pump with Remote Outdoor Unit-Air-Source) | DLCURAH36ABK |  |  | EA*4X42L24A* | *92ESN1002120A* | 35200 | 16.5 | 8.1 | 38500 | 35000 | 90.91% | 1.88 | 0 | 10 |  |  |  |  | R-410A | 2.9333 | Residential & Commercial | USHP | Ducted CEE Tier 1
211226532 | Central HP <5.4 tons | ARCOAIRE | HRCU-A-CB (Split System: Heat Pump with Remote Outdoor Unit-Air-Source) | DLCURAH36ABK |  |  | EA*4X37L17A* | *80ES(N,L)0901714A* | 36400 | 15.5 | 8.5 | 38500 | 35000 | 90.91% | 2.04 | 0 | 10 |  |  |  |  | R-410A | 3.0333 | Residential & Commercial | USHP | Ducted CEE Tier 1
211242167 | Central HP <5.4 tons | ARCOAIRE | HRCU-A-CB (Split System: Heat Pump with Remote Outdoor Unit-Air-Source) | DLCURAH24ABK |  |  | EA*4X36L17A* | *95ESN0801716A* | 24800 | 15.5 | 8.5 | 26800 | 22000 | 82.09% | 1.8 | 0 | 10 |  |  |  |  | R-410A | 2.0667 | Residential & Commercial | USHP | Ducted CEE Tier 1
211245059 | Central HP <5.4 tons | ARCOAIRE | HRCU-A-CB (Split System: Heat Pump with Remote Outdoor Unit-Air-Source) | DLCURAH24ABK |  |  | EN(A,D,W)4X36L17** | *95ESN0601412A* | 24400 | 15.5 | 8.1 | 26600 | 22600 | 84.96% | 1.86 | 0 | 10 |  |  |  |  | R-410A | 2.0333 | Residential & Commercial | USHP | Ducted CEE Tier 1
215679787 | Central HP <5.4 tons | ARCOAIRE | HRCU-A-CB (Split System: Heat Pump with Remote Outdoor Unit-Air-Source) | H5H0V36*K*AAA* |  |  | ESH5X42M12A*+WALLCON | *96CTN0802120B* | 34000 | 16 | 8.5 | 35600 | 25200 | 70.79% | 1.76 | 0 | 9.5 |  |  |  |  | R-454B | 2.8333 | Residential & Commercial | USHP
215679687 | Central HP <5.4 tons | ARCOAIRE | HRCU-A-CB (Split System: Heat Pump with Remote Outdoor Unit-Air-Source) | H5H0V36*K*AAA* |  |  | EA*5X61M24A*+WALLCON | *97CTN1002122A* | 35000 | 18.5 | 9 | 34400 | 24800 | 72.09% | 1.92 | 0 | 10.5 |  |  |  |  | R-454B | 2.9167 | Residential & Commercial | USHP | Ducted CEE Tier 1
215942564 | Central HP <5.4 tons | ARCOAIRE | HRCU-A-CB (Split System: Heat Pump with Remote Outdoor Unit-Air-Source) | H5H3V36*K*AAA* |  |  | EVD5X61M24A*+WALLCON | *80CTL0702120B* | 35800 | 22 | 8.5 | 37400 | 28200 | 75.4% | 2.04 | 0 | 12.5 |  |  |  |  | R-454B | 2.9833 | Residential & Commercial | USHP | Ducted CEE Tier 1
215942614 | Central HP <5.4 tons | ARCOAIRE | HRCU-A-CB (Split System: Heat Pump with Remote Outdoor Unit-Air-Source) | H5H3V36*K*AAA* |  |  | EVM5X61M24A*+WALLCON | *97CTN0802120A* | 36000 | 22 | 8.5 | 37400 | 28200 | 75.4% | 2.04 | 0 | 12.5 |  |  |  |  | R-454B | 3 | Residential & Commercial | USHP | Ducted CEE Tier 1
210470390 | Central HP <5.4 tons | ARCOAIRE | HRCU-A-CB (Split System: Heat Pump with Remote Outdoor Unit-Air-Source) | HVH837GKA2* |  |  | EA*4X61L21A*+WALLCON | *95CSU1002122A* | 33200 | 18 | 8.5 | 32000 | 24800 | 77.5% | 2 | 0 | 11.5 |  |  |  |  | R-410A | 2.7667 | Residential & Commercial | USHP | Ducted CEE Tier 1
210470423 | Central HP <5.4 tons | ARCOAIRE | HRCU-A-CB (Split System: Heat Pump with Remote Outdoor Unit-Air-Source) | HVH837GKA2* |  |  | EA*4X61L21A*+WALLCON | *80CSU1002120A* | 33200 | 17 | 8.1 | 32200 | 24800 | 77.02% | 1.98 | 0 | 11.5 |  |  |  |  | R-410A | 2.7667 | Residential & Commercial | USHP | Ducted CEE Tier 1
213249272 | Central HP <5.4 tons | ARCOAIRE | HRCU-A-CB (Split System: Heat Pump with Remote Outdoor Unit-Air-Source) | DLCURAH24ABK |  |  | FEVA0024**+NAVA43601CK | 0 | 24200 | 17 | 9 | 25800 | 22200 | 86.05% | 1.84 | 0 | 10 |  |  |  |  | R-410A | 2.0167 | Residential & Commercial | USHP | Ducted CEE Tier 1
211227878 | Central HP <5.4 tons | ARCOAIRE | HRCU-A-CB (Split System: Heat Pump with Remote Outdoor Unit-Air-Source) | DLCURAH36ABK |  |  | EA*4X42L24A* | *80VSL0902420A* | 35200 | 16 | 8.1 | 38500 | 35000 | 90.91% | 1.88 | 0 | 10 |  |  |  |  | R-410A | 2.9333 | Residential & Commercial | USHP | Ducted CEE Tier 1
211227767 | Central HP <5.4 tons | ARCOAIRE | HRCU-A-CB (Split System: Heat Pump with Remote Outdoor Unit-Air-Source) | DLCURAH36ABK |  |  | EA*4X42L24A* | *80ES(N,L)0702116A* | 35200 | 16 | 8.1 | 38500 | 35000 | 90.91% | 1.88 | 0 | 10 |  |  |  |  | R-410A | 2.9333 | Residential & Commercial | USHP | Ducted CEE Tier 1
211227803 | Central HP <5.4 tons | ARCOAIRE | HRCU-A-CB (Split System: Heat Pump with Remote Outdoor Unit-Air-Source) | DLCURAH36ABK |  |  | EA*4X42L24A* | *80ES(N,L)0902420A* | 35400 | 16 | 8.1 | 38500 | 35000 | 90.91% | 1.88 | 0 | 10 |  |  |  |  | R-410A | 2.95 | Residential & Commercial | USHP | Ducted CEE Tier 1
211227851 | Central HP <5.4 tons | ARCOAIRE | HRCU-A-CB (Split System: Heat Pump with Remote Outdoor Unit-Air-Source) | DLCURAH36ABK |  |  | EA*4X42L24A* | *80ES(N,L)1552420A* | 36400 | 15.5 | 8.1 | 39500 | 35200 | 89.11% | 1.94 | 0 | 10 |  |  |  |  | R-410A | 3.0333 | Residential & Commercial | USHP | Ducted CEE Tier 1
211228512 | Central HP <5.4 tons | ARCOAIRE | HRCU-A-CB (Split System: Heat Pump with Remote Outdoor Unit-Air-Source) | DLCURAH36ABK |  |  | EA*4X43L21A* | *95ESN1002120A* | 37000 | 15.5 | 8.5 | 38500 | 34800 | 90.39% | 2.1 | 0 | 10 |  |  |  |  | R-410A | 3.0833 | Residential & Commercial | USHP | Ducted CEE Tier 1
212986189 | Central HP <5.4 tons | PAYNE HEATING AND COOLING | HRCU-A-CB (Split System: Heat Pump with Remote Outdoor Unit-Air-Source) | 38MURAQ24AB3* |  |  | CAP**3617AL* | PG96MSAA30040A** | 23600 | 16 | 8.5 | 26200 | 24000 | 91.6% | 1.98 | 0 | 10 |  |  |  |  | R-410A | 1.9667 | Residential & Commercial | USHP | Ducted CEE Tier 1
214279726 | Central HP <5.4 tons | ARCOAIRE | HRCU-A-CB (Split System: Heat Pump with Remote Outdoor Unit-Air-Source) | DLCURAH18ABK |  |  | EA*4X19L17A* | *96MSN0601716A* | 17700 | 16.5 | 8.5 | 17700 | 17900 | 101.1% | 2.16 | 0 | 10.5 |  |  |  |  | R-410A | 1.475 | Residential & Commercial | USHP | Ducted CEE Tier 1
216682446 | Central HP <5.4 tons | ARCOAIRE | HRCU-A-CB (Split System: Heat Pump with Remote Outdoor Unit-Air-Source) | DLCURAH18ABK |  |  | EHD4X24AAL | *97VTN1002120A* | 17400 | 15.2 | 8.1 | 18100 | 18400 | 101.7% | 2.05 | 0 | 10 |  |  |  |  | R-410A | 1.45 | Residential & Commercial | USHP | Ducted CEE Tier 1
215674268 | Central HP <5.4 tons | ARCOAIRE | HRCU-A-CB (Split System: Heat Pump with Remote Outdoor Unit-Air-Source) | H5H0V48*K*AAA* |  |  | EA*5X60M24A*+WALLCON | *97CMN1202422B* | 45000 | 18 | 9 | 47500 | 33600 | 70.74% | 2.06 | 0 | 10 |  |  |  |  | R-454B | 3.75 | Residential & Commercial | USHP | Ducted CEE Tier 1
215682187 | Central HP <5.4 tons | ARCOAIRE | HRCU-A-CB (Split System: Heat Pump with Remote Outdoor Unit-Air-Source) | H5H0V48*K*AAA* |  |  | EVD5X48M24A*+WALLCON | *80CSU0802120B* | 47500 | 18.5 | 9 | 50000 | 36000 | 72% | 2.02 | 0 | 10 |  |  |  |  | R-454B | 3.9583 | Residential & Commercial | USHP | Ducted CEE Tier 1
215935048 | Central HP <5.4 tons | ARCOAIRE | HRCU-A-CB (Split System: Heat Pump with Remote Outdoor Unit-Air-Source) | H5H3V36*K*AAA* |  |  | EVM5X49M21A*+WALLCON | *80CTL1102120B* | 35600 | 22 | 8.5 | 38000 | 28400 | 74.74% | 2.02 | 0 | 12.5 |  |  |  |  | R-454B | 2.9667 | Residential & Commercial | USHP | Ducted CEE Tier 1
215935298 | Central HP <5.4 tons | ARCOAIRE | HRCU-A-CB (Split System: Heat Pump with Remote Outdoor Unit-Air-Source) | H5H3V36*K*AAA* |  |  | EVM5X60M21A*+WALLCON | *97CMN1002122B* | 35600 | 22 | 8.5 | 38000 | 28600 | 75.26% | 2.02 | 0 | 12.5 |  |  |  |  | R-454B | 2.9667 | Residential & Commercial | USHP | Ducted CEE Tier 1
215682407 | Central HP <5.4 tons | ARCOAIRE | HRCU-A-CB (Split System: Heat Pump with Remote Outdoor Unit-Air-Source) | H5H0V48*K*AAA* |  |  | EVD5X60M24A*+WALLCON | *97CTN0802120A* | 48000 | 19 | 9 | 50000 | 36600 | 73.2% | 2 | 0 | 10 |  |  |  |  | R-454B | 4 | Residential & Commercial | USHP | Ducted CEE Tier 1
211240665 | Central HP <5.4 tons | ARCOAIRE | HRCU-A-CB (Split System: Heat Pump with Remote Outdoor Unit-Air-Source) | DLCURAH24ABK |  |  | EA*4X24L17A* | *80ES(N,L)0901714A* | 24200 | 16.5 | 8.5 | 27000 | 23400 | 86.67% | 1.94 | 0 | 10 |  |  |  |  | R-410A | 2.0167 | Residential & Commercial | USHP | Ducted CEE Tier 1
210470891 | Central HP <5.4 tons | ARCOAIRE | HRCU-A-CB (Split System: Heat Pump with Remote Outdoor Unit-Air-Source) | HVH837GKA2* |  |  | EN(A,D,W)4X60L24**+WALLCON | *95CSU1002122A* | 32800 | 18 | 8.1 | 32200 | 24600 | 76.4% | 1.98 | 0 | 12 |  |  |  |  | R-410A | 2.7333 | Residential & Commercial | USHP | Ducted CEE Tier 1
210470924 | Central HP <5.4 tons | ARCOAIRE | HRCU-A-CB (Split System: Heat Pump with Remote Outdoor Unit-Air-Source) | HVH837GKA2* |  |  | EN(A,D,W)4X60L24**+WALLCON | *80CTL1352422A* | 32800 | 18 | 8.1 | 32200 | 24600 | 76.4% | 1.98 | 0 | 12 |  |  |  |  | R-410A | 2.7333 | Residential & Commercial | USHP | Ducted CEE Tier 1
210471023 | Central HP <5.4 tons | ARCOAIRE | HRCU-A-CB (Split System: Heat Pump with Remote Outdoor Unit-Air-Source) | HVH837GKA2* |  |  | EHD4X36AAL+WALLCON | *95CSU0802120A* | 32200 | 16.5 | 8.1 | 33200 | 24600 | 74.1% | 1.94 | 0 | 11 |  |  |  |  | R-410A | 2.6833 | Residential & Commercial | USHP | Ducted CEE Tier 1
216372812 | Central HP <5.4 tons | EMI | HRCU-A-CB (Split System: Heat Pump with Remote Outdoor Unit-Air-Source) | MHSD160DACFC |  |  | MHAH160DACFC | 0 | 55000 | 15.3 | 9.4 | 59000 | 48500 | 82.2% | 1.91 | 9 | 8.8 |  |  |  |  | R-410A | 4.5833 | Residential & Commercial | USHP
212982254 | Central HP <5.4 tons | PAYNE HEATING AND COOLING | HRCU-A-CB (Split System: Heat Pump with Remote Outdoor Unit-Air-Source) | 38MURAQ24AB3* |  |  | CAP**2517AL* | PG80MSUA36040B** | 24400 | 17 | 8.5 | 25200 | 21600 | 85.71% | 1.82 | 0 | 10 |  |  |  |  | R-410A | 2.0333 | Residential & Commercial | USHP | Ducted CEE Tier 1
215678227 | Central HP <5.4 tons | ARCOAIRE | HRCU-A-CB (Split System: Heat Pump with Remote Outdoor Unit-Air-Source) | H5H0V24*K*AAA* |  |  | EA*5X25M17A*+WALLCON | *80CSU0401712B* | 24000 | 17 | 9 | 23200 | 16300 | 70.26% | 2.02 | 0 | 10.5 |  |  |  |  | R-454B | 2 | Residential & Commercial | USHP | Ducted CEE Tier 1
211243866 | Central HP <5.4 tons | ARCOAIRE | HRCU-A-CB (Split System: Heat Pump with Remote Outdoor Unit-Air-Source) | DLCURAH24ABK |  |  | EN(A,D)4X24L17** | *96VSN0401410A* | 23400 | 15.5 | 8.5 | 26600 | 24000 | 90.23% | 1.96 | 0 | 10 |  |  |  |  | R-410A | 1.95 | Residential & Commercial | USHP | Ducted CEE Tier 1
211240925 | Central HP <5.4 tons | ARCOAIRE | HRCU-A-CB (Split System: Heat Pump with Remote Outdoor Unit-Air-Source) | DLCURAH24ABK |  |  | EA*4X25L17A* | *95ESU0601716A* | 24800 | 17 | 8.5 | 25600 | 21000 | 82.03% | 1.78 | 0 | 10.5 |  |  |  |  | R-410A | 2.0667 | Residential & Commercial | USHP | Ducted CEE Tier 1
211240857 | Central HP <5.4 tons | ARCOAIRE | HRCU-A-CB (Split System: Heat Pump with Remote Outdoor Unit-Air-Source) | DLCURAH24ABK |  |  | EA*4X25L17A* | *96VSN0801716A* | 24800 | 17 | 8.5 | 25600 | 21200 | 82.81% | 1.78 | 0 | 10.5 |  |  |  |  | R-410A | 2.0667 | Residential & Commercial | USHP | Ducted CEE Tier 1
211242178 | Central HP <5.4 tons | ARCOAIRE | HRCU-A-CB (Split System: Heat Pump with Remote Outdoor Unit-Air-Source) | DLCURAH24ABK |  |  | EA*4X36L17A* | *92ESN0401410A* | 24200 | 15.2 | 8.5 | 26400 | 22600 | 85.61% | 1.84 | 0 | 10 |  |  |  |  | R-410A | 2.0167 | Residential & Commercial | USHP | Ducted CEE Tier 1
211242212 | Central HP <5.4 tons | ARCOAIRE | HRCU-A-CB (Split System: Heat Pump with Remote Outdoor Unit-Air-Source) | DLCURAH24ABK |  |  | EA*4X36L17A* | *80ESU0601716A | 25000 | 16.5 | 8.5 | 26600 | 21800 | 81.95% | 1.82 | 0 | 10 |  |  |  |  | R-410A | 2.0833 | Residential & Commercial | USHP | Ducted CEE Tier 1
211241877 | Central HP <5.4 tons | ARCOAIRE | HRCU-A-CB (Split System: Heat Pump with Remote Outdoor Unit-Air-Source) | DLCURAH24ABK |  |  | EA*4X36L17A* | *95ESU0401712A* | 23800 | 16.5 | 8.5 | 25800 | 23200 | 89.92% | 1.92 | 0 | 10 |  |  |  |  | R-410A | 1.9833 | Residential & Commercial | USHP | Ducted CEE Tier 1
212394302 | Central HP <5.4 tons | AC PRO.com | HRCU-A-C (Split System: Heat Pump with Remote Outdoor Unit with No Indoor Fan --Air Source) | AUD36W/A1-D(U) |  |  | ACAT36F/NAA | 0 | 32000 | 15.2 | 8.5 | 36000 | 26000 | 72.22% | 1.8 | 0 | 9.5 |  |  |  |  | R-410A | 2.6667 | Residential & Commercial | USHP
215942664 | Central HP <5.4 tons | ARCOAIRE | HRCU-A-CB (Split System: Heat Pump with Remote Outdoor Unit-Air-Source) | H5H3V36*K*AAA* |  |  | EVD5X61M24A*+WALLCON | *97CTN0802120A* | 36000 | 22 | 8.5 | 37400 | 28200 | 75.4% | 2.04 | 0 | 12.5 |  |  |  |  | R-454B | 3 | Residential & Commercial | USHP | Ducted CEE Tier 1
215934878 | Central HP <5.4 tons | ARCOAIRE | HRCU-A-CB (Split System: Heat Pump with Remote Outdoor Unit-Air-Source) | H5H3V36*K*AAA* |  |  | EVM5X44M21A*+WALLCON | *95CSU0802120B* | 35600 | 21.5 | 8.5 | 38000 | 28600 | 75.26% | 2.04 | 0 | 12 |  |  |  |  | R-454B | 2.9667 | Residential & Commercial | USHP | Ducted CEE Tier 1
213773209 | Central HP <5.4 tons | ARCOAIRE | HRCU-A-CB (Split System: Heat Pump with Remote Outdoor Unit-Air-Source) | HVH825GKA3* |  |  | EA*4X37L17A*+WALLCON | *97CMN0601714B* | 24000 | 16 | 8.1 | 21600 | 16800 | 77.78% | 1.98 | 0 | 10.5 |  |  |  |  | R-410A | 2 | Residential & Commercial | USHP | Ducted CEE Tier 1
213773279 | Central HP <5.4 tons | ARCOAIRE | HRCU-A-CB (Split System: Heat Pump with Remote Outdoor Unit-Air-Source) | HVH825GKA3* |  |  | EA*4X37L21A*+WALLCON | *80CTL0901716B* | 24200 | 17 | 8.1 | 21000 | 16600 | 79.05% | 2.02 | 0 | 11 |  |  |  |  | R-410A | 2.0167 | Residential & Commercial | USHP | Ducted CEE Tier 1
216682599 | Central HP <5.4 tons | ARCOAIRE | HRCU-A-CB (Split System: Heat Pump with Remote Outdoor Unit-Air-Source) | DLCURAH36ABK |  |  | EA*4X48L24A* | *97VTN1002122A* | 35800 | 16.5 | 9 | 37400 | 34200 | 91.44% | 1.94 | 0 | 10 |  |  |  |  | R-410A | 2.9833 | Residential & Commercial | USHP | Ducted CEE Tier 1
216682619 | Central HP <5.4 tons | ARCOAIRE | HRCU-A-CB (Split System: Heat Pump with Remote Outdoor Unit-Air-Source) | DLCURAH36ABK |  |  | EHD4X42AAL | *97VTN1002122A* | 35800 | 16 | 8.5 | 38500 | 34400 | 89.35% | 1.8 | 0 | 10 |  |  |  |  | R-410A | 2.9833 | Residential & Commercial | USHP | Ducted CEE Tier 1
210471193 | Central HP <5.4 tons | ARCOAIRE | HRCU-A-CB (Split System: Heat Pump with Remote Outdoor Unit-Air-Source) | HVH837GKA2* |  |  | EHD4X60AAL+WALLCON | *80CTL1352422A* | 33000 | 17 | 8.1 | 32200 | 24800 | 77.02% | 2.02 | 0 | 11.5 |  |  |  |  | R-410A | 2.75 | Residential & Commercial | USHP | Ducted CEE Tier 1
210471204 | Central HP <5.4 tons | ARCOAIRE | HRCU-A-CB (Split System: Heat Pump with Remote Outdoor Unit-Air-Source) | HVH837GKA2* |  |  | EHD4X60AAL+WALLCON | *96CTN0801714A* | 32800 | 16.5 | 8.1 | 32600 | 25200 | 77.3% | 1.98 | 0 | 11 |  |  |  |  | R-410A | 2.7333 | Residential & Commercial | USHP | Ducted CEE Tier 1
210470859 | Central HP <5.4 tons | ARCOAIRE | HRCU-A-CB (Split System: Heat Pump with Remote Outdoor Unit-Air-Source) | HVH837GKA2* |  |  | EN(A,D)4X48L24**+WALLCON | *80CSU1002120A* | 32400 | 17 | 8.1 | 33000 | 24800 | 75.15% | 1.94 | 0 | 11.5 |  |  |  |  | R-410A | 2.7 | Residential & Commercial | USHP | Ducted CEE Tier 1
212982400 | Central HP <5.4 tons | ARCOAIRE | HRCU-A-CB (Split System: Heat Pump with Remote Outdoor Unit-Air-Source) | DLCURAH18ABK |  |  | EA*4X25L17A* | *80MSU0401712A* | 17800 | 16 | 8.1 | 17800 | 17600 | 98.88% | 2.12 | 0 | 10.5 |  |  |  |  | R-410A | 1.4833 | Residential & Commercial | USHP | Ducted CEE Tier 1
212986237 | Central HP <5.4 tons | PAYNE HEATING AND COOLING | HRCU-A-CB (Split System: Heat Pump with Remote Outdoor Unit-Air-Source) | 38MURAQ24AB3* |  |  | CNPV*3014AL* | PG96MSAA30040A** | 23400 | 16 | 8.1 | 26400 | 24600 | 93.18% | 2.02 | 0 | 10 |  |  |  |  | R-410A | 1.95 | Residential & Commercial | USHP | Ducted CEE Tier 1
212986573 | Central HP <5.4 tons | PAYNE HEATING AND COOLING | HRCU-A-CB (Split System: Heat Pump with Remote Outdoor Unit-Air-Source) | 38MURAQ24AB3* |  |  | CAP**3621AL* | PG96MSAA36040B** | 23400 | 16 | 8.5 | 26200 | 24200 | 92.37% | 2 | 0 | 9.5 |  |  |  |  | R-410A | 1.95 | Residential & Commercial | USHP
212986939 | Central HP <5.4 tons | PAYNE HEATING AND COOLING | HRCU-A-CB (Split System: Heat Pump with Remote Outdoor Unit-Air-Source) | 38MURAQ24AB3* |  |  | CNPV*2417AL* | PG96MSAA36060A** | 23200 | 16.5 | 8.5 | 27000 | 25200 | 93.33% | 2.1 | 0 | 10 |  |  |  |  | R-410A | 1.9333 | Residential & Commercial | USHP | Ducted CEE Tier 1
212984447 | Central HP <5.4 tons | PAYNE HEATING AND COOLING | HRCU-A-CB (Split System: Heat Pump with Remote Outdoor Unit-Air-Source) | 38MURAQ30AB3* |  |  | CAP**3621AL* | PG92MSAA48080B** | 29600 | 15.2 | 8.1 | 34000 | 28000 | 82.35% | 1.78 | 0 | 9 |  |  |  |  | R-410A | 2.4667 | Residential & Commercial | USHP
212984483 | Central HP <5.4 tons | PAYNE HEATING AND COOLING | HRCU-A-CB (Split System: Heat Pump with Remote Outdoor Unit-Air-Source) | 38MURAQ30AB3* |  |  | CAP**4221AL* | PG92MSAA48080B** | 29800 | 15.2 | 8.1 | 34000 | 27600 | 81.18% | 1.8 | 0 | 9 |  |  |  |  | R-410A | 2.4833 | Residential & Commercial | USHP
215682457 | Central HP <5.4 tons | ARCOAIRE | HRCU-A-CB (Split System: Heat Pump with Remote Outdoor Unit-Air-Source) | H5H0V48*K*AAA* |  |  | EVD5X61M21A*+WALLCON | *80CSU0601716B* | 48500 | 19 | 9 | 50000 | 36800 | 73.6% | 2.1 | 0 | 10 |  |  |  |  | R-454B | 4.0417 | Residential & Commercial | USHP | Ducted CEE Tier 1
215681337 | Central HP <5.4 tons | ARCOAIRE | HRCU-A-CB (Split System: Heat Pump with Remote Outdoor Unit-Air-Source) | H5H0V48*K*AAA* |  |  | EA*5X48M21A*+WALLCON | *80CSU1002120B* | 44000 | 17 | 9 | 48500 | 34000 | 70.1% | 2.04 | 0 | 9.5 |  |  |  |  | R-454B | 3.6667 | Residential & Commercial | USHP
215674368 | Central HP <5.4 tons | ARCOAIRE | HRCU-A-CB (Split System: Heat Pump with Remote Outdoor Unit-Air-Source) | H5H0V48*K*AAA* |  |  | EA*5X61M21A*+WALLCON | *80CTL0902120B* | 46000 | 18.5 | 9 | 47500 | 33600 | 70.74% | 2.06 | 0 | 10 |  |  |  |  | R-454B | 3.8333 | Residential & Commercial | USHP | Ducted CEE Tier 1
216682110 | Central HP <5.4 tons | ARCOAIRE | HRCU-A-CB (Split System: Heat Pump with Remote Outdoor Unit-Air-Source) | DLCURAH30ABK |  |  | EA*4X43L21A* | *97VTN1002120A* | 30600 | 15.2 | 9 | 33200 | 26000 | 78.31% | 1.8 | 0 | 9 |  |  |  |  | R-410A | 2.55 | Residential & Commercial | USHP
211713126 | Central HP <5.4 tons | PAYNE HEATING AND COOLING | HRCU-A-CB (Split System: Heat Pump with Remote Outdoor Unit-Air-Source) | 38MURAQ30AB3* |  |  | CAP**4321AL* | PG80ESUA36040B** | 31200 | 15.2 | 8.1 | 33400 | 26000 | 77.84% | 1.86 | 0 | 9 |  |  |  |  | R-410A | 2.6 | Residential & Commercial | USHP
215674418 | Central HP <5.4 tons | ARCOAIRE | HRCU-A-CB (Split System: Heat Pump with Remote Outdoor Unit-Air-Source) | H5H0V48*K*AAA* |  |  | EA*5X61M21A*+WALLCON | *97CMN0802120B* | 46000 | 18 | 9 | 48000 | 33800 | 70.42% | 2.08 | 0 | 10 |  |  |  |  | R-454B | 3.8333 | Residential & Commercial | USHP | Ducted CEE Tier 1
215682277 | Central HP <5.4 tons | ARCOAIRE | HRCU-A-CB (Split System: Heat Pump with Remote Outdoor Unit-Air-Source) | H5H0V48*K*AAA* |  |  | EVD5X49M24A*+WALLCON | *97CTN1002122A* | 48000 | 19 | 9 | 50000 | 36600 | 73.2% | 2 | 0 | 10.5 |  |  |  |  | R-454B | 4 | Residential & Commercial | USHP | Ducted CEE Tier 1
215682327 | Central HP <5.4 tons | ARCOAIRE | HRCU-A-CB (Split System: Heat Pump with Remote Outdoor Unit-Air-Source) | H5H0V48*K*AAA* |  |  | EVD5X60M21A*+WALLCON | *80CSU0802120B* | 48500 | 19 | 9 | 50000 | 36400 | 72.8% | 2.12 | 0 | 10 |  |  |  |  | R-454B | 4.0417 | Residential & Commercial | USHP | Ducted CEE Tier 1
216683187 | Central HP <5.4 tons | ARCOAIRE | HRCU-A-CB (Split System: Heat Pump with Remote Outdoor Unit-Air-Source) | DLCURAH36ABK |  |  | EA*4X48L24A* | *97VTN1202422A* | 35600 | 16 | 8.5 | 37400 | 34200 | 91.44% | 1.96 | 0 | 10 |  |  |  |  | R-410A | 2.9667 | Residential & Commercial | USHP | Ducted CEE Tier 1
216681013 | Central HP <5.4 tons | ARCOAIRE | HRCU-A-CB (Split System: Heat Pump with Remote Outdoor Unit-Air-Source) | DLCURAH36ABK |  |  | EA*4X36L21A* | *97VTN0802120A* | 34800 | 16 | 8.5 | 38500 | 34800 | 90.39% | 1.75 | 0 | 9.8 |  |  |  |  | R-410A | 2.9 | Residential & Commercial | USHP
215679517 | Central HP <5.4 tons | ARCOAIRE | HRCU-A-CB (Split System: Heat Pump with Remote Outdoor Unit-Air-Source) | H5H0V36*K*AAA* |  |  | EA*5X48M21A*+WALLCON | *97CTN0601716A* | 33400 | 17.5 | 9 | 35200 | 25400 | 72.16% | 1.88 | 0 | 9.5 |  |  |  |  | R-454B | 2.7833 | Residential & Commercial | USHP
215679617 | Central HP <5.4 tons | ARCOAIRE | HRCU-A-CB (Split System: Heat Pump with Remote Outdoor Unit-Air-Source) | H5H0V36*K*AAA* |  |  | EA*5X61M21A*+WALLCON | *80CSU0601716B* | 35000 | 18 | 9 | 34400 | 24800 | 72.09% | 1.92 | 0 | 10 |  |  |  |  | R-454B | 2.9167 | Residential & Commercial | USHP | Ducted CEE Tier 1
215934928 | Central HP <5.4 tons | ARCOAIRE | HRCU-A-CB (Split System: Heat Pump with Remote Outdoor Unit-Air-Source) | H5H3V36*K*AAA* |  |  | EVM5X44M21A*+WALLCON | *97CMN1002122B* | 35600 | 22 | 8.5 | 38000 | 28600 | 75.26% | 2.02 | 0 | 12.5 |  |  |  |  | R-454B | 2.9667 | Residential & Commercial | USHP | Ducted CEE Tier 1
212989191 | Central HP <5.4 tons | PAYNE HEATING AND COOLING | HRCU-A-CB (Split System: Heat Pump with Remote Outdoor Unit-Air-Source) | 38MURAQ24AB3* |  |  | CAP**3717AL* | PG95MSUA48060B** | 24000 | 17 | 8.5 | 25600 | 22400 | 87.5% | 1.88 | 0 | 10 |  |  |  |  | R-410A | 2 | Residential & Commercial | USHP | Ducted CEE Tier 1
210471259 | Central HP <5.4 tons | ARCOAIRE | HRCU-A-CB (Split System: Heat Pump with Remote Outdoor Unit-Air-Source) | HVH837GKA2* |  |  | EHD4X60AAL+WALLCON | *97CMN1202422A* | 33000 | 17 | 8.1 | 32200 | 25000 | 77.64% | 2 | 0 | 11 |  |  |  |  | R-410A | 2.75 | Residential & Commercial | USHP | Ducted CEE Tier 1
210471292 | Central HP <5.4 tons | ARCOAIRE | HRCU-A-CB (Split System: Heat Pump with Remote Outdoor Unit-Air-Source) | HVH837GKA2* |  |  | EHD4X60AAL+WALLCON | *80CTL0701412A* | 32800 | 17 | 8.1 | 32400 | 25000 | 77.16% | 2 | 0 | 11 |  |  |  |  | R-410A | 2.7333 | Residential & Commercial | USHP | Ducted CEE Tier 1
212989059 | Central HP <5.4 tons | PAYNE HEATING AND COOLING | HRCU-A-CB (Split System: Heat Pump with Remote Outdoor Unit-Air-Source) | 38MURAQ30AB3* |  |  | CAP**4321AL* | PG95MSUA48060B** | 30600 | 15.2 | 8.5 | 33600 | 26400 | 78.57% | 1.86 | 0 | 9 |  |  |  |  | R-410A | 2.55 | Residential & Commercial | USHP
212984495 | Central HP <5.4 tons | PAYNE HEATING AND COOLING | HRCU-A-CB (Split System: Heat Pump with Remote Outdoor Unit-Air-Source) | 38MURAQ30AB3* |  |  | CAP**4321AL* | PG92MSAA48080B** | 30400 | 15.5 | 8.1 | 33200 | 26400 | 79.52% | 1.84 | 0 | 9 |  |  |  |  | R-410A | 2.5333 | Residential & Commercial | USHP
212984981 | Central HP <5.4 tons | PAYNE HEATING AND COOLING | HRCU-A-CB (Split System: Heat Pump with Remote Outdoor Unit-Air-Source) | 38MURAQ30AB3* |  |  | CAP**4221AL* | PG92MSAA60080C** | 30000 | 15.2 | 8.1 | 34200 | 27600 | 80.7% | 1.8 | 0 | 9 |  |  |  |  | R-410A | 2.5 | Residential & Commercial | USHP
212985265 | Central HP <5.4 tons | PAYNE HEATING AND COOLING | HRCU-A-CB (Split System: Heat Pump with Remote Outdoor Unit-Air-Source) | 38MURAQ30AB3* |  |  | CAP**3721AL* | PG92MSAA60100C** | 30600 | 15.2 | 8.5 | 33400 | 26400 | 79.04% | 1.86 | 0 | 9 |  |  |  |  | R-410A | 2.55 | Residential & Commercial | USHP
215676957 | Central HP <5.4 tons | ARCOAIRE | HRCU-A-CB (Split System: Heat Pump with Remote Outdoor Unit-Air-Source) | H5H0V48*K*AAA* |  |  | EVD5X61M24A*+WALLCON | *96CTN1202422B* | 48500 | 19.5 | 9.5 | 50000 | 36600 | 73.2% | 2.12 | 0 | 10.5 |  |  |  |  | R-454B | 4.0417 | Residential & Commercial | USHP | Ducted CEE Tier 1
215676807 | Central HP <5.4 tons | ARCOAIRE | HRCU-A-CB (Split System: Heat Pump with Remote Outdoor Unit-Air-Source) | H5H0V48*K*AAA* |  |  | EVD5X61M21A*+WALLCON | *97CMN0801714B* | 48000 | 18.5 | 9 | 50000 | 37400 | 74.8% | 1.98 | 0 | 10 |  |  |  |  | R-454B | 4 | Residential & Commercial | USHP | Ducted CEE Tier 1
215676657 | Central HP <5.4 tons | ARCOAIRE | HRCU-A-CB (Split System: Heat Pump with Remote Outdoor Unit-Air-Source) | H5H0V48*K*AAA* |  |  | EVD5X60M24A*+WALLCON | *97CMN0602120B* | 47500 | 18.5 | 9 | 50000 | 37000 | 74% | 1.98 | 0 | 10 |  |  |  |  | R-454B | 3.9583 | Residential & Commercial | USHP | Ducted CEE Tier 1
210470489 | Central HP <5.4 tons | ARCOAIRE | HRCU-A-CB (Split System: Heat Pump with Remote Outdoor Unit-Air-Source) | HVH837GKA2* |  |  | EA*4X61L21A*+WALLCON | *96CTN1002122A* | 33200 | 17.5 | 8.5 | 32000 | 24800 | 77.5% | 2 | 0 | 12 |  |  |  |  | R-410A | 2.7667 | Residential & Commercial | USHP | Ducted CEE Tier 1
210470522 | Central HP <5.4 tons | ARCOAIRE | HRCU-A-CB (Split System: Heat Pump with Remote Outdoor Unit-Air-Source) | HVH837GKA2* |  |  | EA*4X61L24A*+WALLCON | *95CSU0802120A* | 33200 | 18 | 8.5 | 32000 | 24800 | 77.5% | 2 | 0 | 11.5 |  |  |  |  | R-410A | 2.7667 | Residential & Commercial | USHP | Ducted CEE Tier 1
210470957 | Central HP <5.4 tons | ARCOAIRE | HRCU-A-CB (Split System: Heat Pump with Remote Outdoor Unit-Air-Source) | HVH837GKA2* |  |  | EN(A,D,W)4X60L24**+WALLCON | *97CMN1002122A* | 32800 | 18 | 8.1 | 32200 | 24600 | 76.4% | 1.98 | 0 | 12 |  |  |  |  | R-410A | 2.7333 | Residential & Commercial | USHP | Ducted CEE Tier 1
211244876 | Central HP <5.4 tons | ARCOAIRE | HRCU-A-CB (Split System: Heat Pump with Remote Outdoor Unit-Air-Source) | DLCURAH24ABK |  |  | EN(A,D,W)4X36L17** | *96VSN0401410A* | 23400 | 16 | 8.1 | 25800 | 24000 | 93.02% | 2 | 0 | 10 |  |  |  |  | R-410A | 1.95 | Residential & Commercial | USHP | Ducted CEE Tier 1
212983208 | Central HP <5.4 tons | PAYNE HEATING AND COOLING | HRCU-A-CB (Split System: Heat Pump with Remote Outdoor Unit-Air-Source) | 38MURAQ24AB3* |  |  | CNPV*2417AL* | PG92MSAA36040B** | 23000 | 15.5 | 8.5 | 27000 | 25600 | 94.81% | 2.12 | 0 | 10 |  |  |  |  | R-410A | 1.9167 | Residential & Commercial | USHP | Ducted CEE Tier 1
212985349 | Central HP <5.4 tons | PAYNE HEATING AND COOLING | HRCU-A-CB (Split System: Heat Pump with Remote Outdoor Unit-Air-Source) | 38MURAQ24AB3* |  |  | CAP**3721AL* | PG92MSAA60100C** | 24200 | 17.5 | 8.5 | 25200 | 21600 | 85.71% | 1.82 | 0 | 10.5 |  |  |  |  | R-410A | 2.0167 | Residential & Commercial | USHP | Ducted CEE Tier 1
211244711 | Central HP <5.4 tons | ARCOAIRE | HRCU-A-CB (Split System: Heat Pump with Remote Outdoor Unit-Air-Source) | DLCURAH24ABK |  |  | EN(A,D)4X30L17** | *80ES(N,L)0901714A* | 24600 | 16.5 | 8.1 | 26400 | 22600 | 85.61% | 1.86 | 0 | 10.5 |  |  |  |  | R-410A | 2.05 | Residential & Commercial | USHP | Ducted CEE Tier 1
215935028 | Central HP <5.4 tons | ARCOAIRE | HRCU-A-CB (Split System: Heat Pump with Remote Outdoor Unit-Air-Source) | H5H3V36*K*AAA* |  |  | EVM5X49M21A*+WALLCON | *80CTL0901716B* | 35600 | 22 | 8.5 | 38000 | 28600 | 75.26% | 2.02 | 0 | 12 |  |  |  |  | R-454B | 2.9667 | Residential & Commercial | USHP | Ducted CEE Tier 1
213773479 | Central HP <5.4 tons | ARCOAIRE | HRCU-A-CB (Split System: Heat Pump with Remote Outdoor Unit-Air-Source) | HVH825GKA3* |  |  | EA*4X42L21A*+WALLCON | *96CTN0801714B* | 23600 | 16.5 | 8.1 | 21400 | 16600 | 77.57% | 1.94 | 0 | 10.5 |  |  |  |  | R-410A | 1.9667 | Residential & Commercial | USHP | Ducted CEE Tier 1
213772809 | Central HP <5.4 tons | ARCOAIRE | HRCU-A-CB (Split System: Heat Pump with Remote Outdoor Unit-Air-Source) | HVH825GKA3* |  |  | EA*4X25L17A*+WALLCON | *96CTN0801714B* | 24200 | 16.5 | 8.1 | 21400 | 16600 | 77.57% | 2 | 0 | 11 |  |  |  |  | R-410A | 2.0167 | Residential & Commercial | USHP | Ducted CEE Tier 1
215678297 | Central HP <5.4 tons | ARCOAIRE | HRCU-A-CB (Split System: Heat Pump with Remote Outdoor Unit-Air-Source) | H5H0V24*K*AAA* |  |  | EA*5X30M17A*+WALLCON | *97CTN0801716A* | 23000 | 16.5 | 9 | 23800 | 16700 | 70.17% | 1.86 | 0 | 10 |  |  |  |  | R-454B | 1.9167 | Residential & Commercial | USHP | Ducted CEE Tier 1
215679367 | Central HP <5.4 tons | ARCOAIRE | HRCU-A-CB (Split System: Heat Pump with Remote Outdoor Unit-Air-Source) | H5H0V36*K*AAA* |  |  | EA*5X42M21A*+WALLCON | *80CSU0601716B* | 33200 | 17.5 | 8.5 | 35800 | 25600 | 71.51% | 1.84 | 0 | 9.5 |  |  |  |  | R-454B | 2.7667 | Residential & Commercial | USHP
211240848 | Central HP <5.4 tons | ARCOAIRE | HRCU-A-CB (Split System: Heat Pump with Remote Outdoor Unit-Air-Source) | DLCURAH24ABK |  |  | EA*4X25L17A* | *96VSN0601412A* | 24000 | 16.5 | 8.1 | 25200 | 21600 | 85.71% | 1.82 | 0 | 10 |  |  |  |  | R-410A | 2 | Residential & Commercial | USHP | Ducted CEE Tier 1
211240915 | Central HP <5.4 tons | ARCOAIRE | HRCU-A-CB (Split System: Heat Pump with Remote Outdoor Unit-Air-Source) | DLCURAH24ABK |  |  | EA*4X25L17A* | *80VSL0701716A* | 24400 | 17 | 8.5 | 25400 | 21400 | 84.25% | 1.8 | 0 | 10 |  |  |  |  | R-410A | 2.0333 | Residential & Commercial | USHP | Ducted CEE Tier 1
211240766 | Central HP <5.4 tons | ARCOAIRE | HRCU-A-CB (Split System: Heat Pump with Remote Outdoor Unit-Air-Source) | DLCURAH24ABK |  |  | EA*4X24L17A* | *80ESU0601716A | 24600 | 16.5 | 8.5 | 27200 | 23000 | 84.56% | 1.9 | 0 | 10 |  |  |  |  | R-410A | 2.05 | Residential & Commercial | USHP | Ducted CEE Tier 1
211240367 | Central HP <5.4 tons | ARCOAIRE | HRCU-A-CB (Split System: Heat Pump with Remote Outdoor Unit-Air-Source) | DLCURAH24ABK |  |  | EA*4X24L17A* | *80VSL0451412A* | 24000 | 16 | 8.5 | 27000 | 23800 | 88.15% | 1.96 | 0 | 10 |  |  |  |  | R-410A | 2 | Residential & Commercial | USHP | Ducted CEE Tier 1
211240431 | Central HP <5.4 tons | ARCOAIRE | HRCU-A-CB (Split System: Heat Pump with Remote Outdoor Unit-Air-Source) | DLCURAH24ABK |  |  | EA*4X24L17A* | *95ESU0401712A* | 23400 | 16.5 | 8.5 | 26400 | 25200 | 95.45% | 2.1 | 0 | 10 |  |  |  |  | R-410A | 1.95 | Residential & Commercial | USHP | Ducted CEE Tier 1
211241135 | Central HP <5.4 tons | ARCOAIRE | HRCU-A-CB (Split System: Heat Pump with Remote Outdoor Unit-Air-Source) | DLCURAH24ABK |  |  | EA*4X25L17A* | *92ESN0801716A* | 25000 | 17.5 | 8.5 | 25600 | 21000 | 82.03% | 1.78 | 0 | 10.5 |  |  |  |  | R-410A | 2.0833 | Residential & Commercial | USHP | Ducted CEE Tier 1
211241786 | Central HP <5.4 tons | ARCOAIRE | HRCU-A-CB (Split System: Heat Pump with Remote Outdoor Unit-Air-Source) | DLCURAH24ABK |  |  | EA*4X30L17A* | OMV098J12* | 23600 | 16.5 | 8.5 | 26000 | 23800 | 91.54% | 1.98 | 0 | 10 |  |  |  |  | R-410A | 1.9667 | Residential & Commercial | USHP | Ducted CEE Tier 1
211242087 | Central HP <5.4 tons | ARCOAIRE | HRCU-A-CB (Split System: Heat Pump with Remote Outdoor Unit-Air-Source) | DLCURAH24ABK |  |  | EA*4X36L17A* | *80ES(N,L)0451712A* | 24200 | 16.5 | 8.5 | 26200 | 22600 | 86.26% | 1.88 | 0 | 10 |  |  |  |  | R-410A | 2.0167 | Residential & Commercial | USHP | Ducted CEE Tier 1
215676607 | Central HP <5.4 tons | ARCOAIRE | HRCU-A-CB (Split System: Heat Pump with Remote Outdoor Unit-Air-Source) | H5H0V48*K*AAA* |  |  | EVD5X60M24A*+WALLCON | *80CTL0702120B* | 47500 | 19 | 9 | 50000 | 36800 | 73.6% | 2 | 0 | 10 |  |  |  |  | R-454B | 3.9583 | Residential & Commercial | USHP | Ducted CEE Tier 1
215676037 | Central HP <5.4 tons | ARCOAIRE | HRCU-A-CB (Split System: Heat Pump with Remote Outdoor Unit-Air-Source) | H5H0V48*K*AAA* |  |  | EVM5X61M24A*+WALLCON | *97CMN0602120B* | 48500 | 19 | 9 | 50000 | 37200 | 74.4% | 1.98 | 0 | 10 |  |  |  |  | R-454B | 4.0417 | Residential & Commercial | USHP | Ducted CEE Tier 1
215676307 | Central HP <5.4 tons | ARCOAIRE | HRCU-A-CB (Split System: Heat Pump with Remote Outdoor Unit-Air-Source) | H5H0V48*K*AAA* |  |  | EVD5X49M24A*+WALLCON | *80CTL0902120B* | 48000 | 19 | 9 | 50000 | 36400 | 72.8% | 2 | 0 | 10.5 |  |  |  |  | R-454B | 4 | Residential & Commercial | USHP | Ducted CEE Tier 1
213773809 | Central HP <5.4 tons | ARCOAIRE | HRCU-A-CB (Split System: Heat Pump with Remote Outdoor Unit-Air-Source) | HVH825GKA3* |  |  | EA*4X48L24A*+WALLCON | *80CTL0902120B* | 24200 | 17 | 8.1 | 21000 | 16500 | 78.57% | 2.02 | 0 | 11 |  |  |  |  | R-410A | 2.0167 | Residential & Commercial | USHP | Ducted CEE Tier 1
213773639 | Central HP <5.4 tons | ARCOAIRE | HRCU-A-CB (Split System: Heat Pump with Remote Outdoor Unit-Air-Source) | HVH825GKA3* |  |  | EA*4X43L21A*+WALLCON | *97CMN0801714B* | 24400 | 16.5 | 8.1 | 21200 | 16600 | 78.3% | 2.02 | 0 | 11 |  |  |  |  | R-410A | 2.0333 | Residential & Commercial | USHP | Ducted CEE Tier 1
212982926 | Central HP <5.4 tons | PAYNE HEATING AND COOLING | HRCU-A-CB (Split System: Heat Pump with Remote Outdoor Unit-Air-Source) | 38MURAQ30AB3* |  |  | CAP**3621AL* | PG80MSUA60080C** | 29400 | 15.2 | 8.5 | 33800 | 28000 | 82.84% | 1.76 | 0 | 9 |  |  |  |  | R-410A | 2.45 | Residential & Commercial | USHP
212979415 | Central HP <5.4 tons | ARCOAIRE | HRCU-A-CB (Split System: Heat Pump with Remote Outdoor Unit-Air-Source) | DLCURAH36ABK |  |  | EA*4X48L24A* | *80MS(N,L)0702116A* | 35600 | 16.5 | 8.5 | 37800 | 34600 | 91.53% | 2 | 0 | 10 |  |  |  |  | R-410A | 2.9667 | Residential & Commercial | USHP | Ducted CEE Tier 1
211230771 | Central HP <5.4 tons | ARCOAIRE | HRCU-A-CB (Split System: Heat Pump with Remote Outdoor Unit-Air-Source) | DLCURAH36ABK |  |  | EN(A,D)4X48L24** | *96VTN1002122A* | 36000 | 16.5 | 8.1 | 38500 | 34800 | 90.39% | 2.02 | 0 | 10.5 |  |  |  |  | R-410A | 3 | Residential & Commercial | USHP | Ducted CEE Tier 1
215675887 | Central HP <5.4 tons | ARCOAIRE | HRCU-A-CB (Split System: Heat Pump with Remote Outdoor Unit-Air-Source) | H5H0V48*K*AAA* |  |  | EVM5X60M24A*+WALLCON | *80CTL1102120B* | 48000 | 19 | 9 | 50000 | 36400 | 72.8% | 2 | 0 | 10.5 |  |  |  |  | R-454B | 4 | Residential & Commercial | USHP | Ducted CEE Tier 1
211230799 | Central HP <5.4 tons | ARCOAIRE | HRCU-A-CB (Split System: Heat Pump with Remote Outdoor Unit-Air-Source) | DLCURAH36ABK |  |  | EN(A,D)4X48L24** | OLV154F20A | 37400 | 15.2 | 8.5 | 39500 | 35200 | 89.11% | 2.1 | 0 | 10.5 |  |  |  |  | R-410A | 3.1167 | Residential & Commercial | USHP | Ducted CEE Tier 1
211230762 | Central HP <5.4 tons | ARCOAIRE | HRCU-A-CB (Split System: Heat Pump with Remote Outdoor Unit-Air-Source) | DLCURAH36ABK |  |  | EN(A,D)4X48L24** | *96VTN1002120A* | 36600 | 15.5 | 8.1 | 39500 | 35000 | 88.61% | 2.04 | 0 | 10 |  |  |  |  | R-410A | 3.05 | Residential & Commercial | USHP | Ducted CEE Tier 1
211230732 | Central HP <5.4 tons | ARCOAIRE | HRCU-A-CB (Split System: Heat Pump with Remote Outdoor Unit-Air-Source) | DLCURAH36ABK |  |  | EN(A,D)4X48L24** | *95ESU1002120A* | 36400 | 16 | 8.1 | 38500 | 34800 | 90.39% | 2.04 | 0 | 10.5 |  |  |  |  | R-410A | 3.0333 | Residential & Commercial | USHP | Ducted CEE Tier 1
211230431 | Central HP <5.4 tons | ARCOAIRE | HRCU-A-CB (Split System: Heat Pump with Remote Outdoor Unit-Air-Source) | DLCURAH36ABK |  |  | EN(A,D)4X48L24** | *80ES(N,L)0902120A* | 36600 | 16 | 8.1 | 39500 | 34800 | 88.1% | 2.04 | 0 | 10.5 |  |  |  |  | R-410A | 3.05 | Residential & Commercial | USHP | Ducted CEE Tier 1
211230548 | Central HP <5.4 tons | ARCOAIRE | HRCU-A-CB (Split System: Heat Pump with Remote Outdoor Unit-Air-Source) | DLCURAH36ABK |  |  | EN(A,D)4X48L24** | *80ESU1002120A* | 36200 | 16 | 8.1 | 38500 | 34800 | 90.39% | 2.02 | 0 | 10 |  |  |  |  | R-410A | 3.0167 | Residential & Commercial | USHP | Ducted CEE Tier 1
211227473 | Central HP <5.4 tons | ARCOAIRE | HRCU-A-CB (Split System: Heat Pump with Remote Outdoor Unit-Air-Source) | DLCURAH36ABK |  |  | EA*4X42L21A* | *80VTL0902120A* | 35000 | 16 | 8.1 | 38500 | 35000 | 90.91% | 1.86 | 0 | 9.5 |  |  |  |  | R-410A | 2.9167 | Residential & Commercial | USHP
211244368 | Central HP <5.4 tons | ARCOAIRE | HRCU-A-CB (Split System: Heat Pump with Remote Outdoor Unit-Air-Source) | DLCURAH24ABK |  |  | EN(A,D)4X30L14** | *80ES(N,L)0451412A* | 24400 | 16 | 8.1 | 26600 | 22600 | 84.96% | 1.84 | 0 | 10 |  |  |  |  | R-410A | 2.0333 | Residential & Commercial | USHP | Ducted CEE Tier 1
210470445 | Central HP <5.4 tons | ARCOAIRE | HRCU-A-CB (Split System: Heat Pump with Remote Outdoor Unit-Air-Source) | HVH837GKA2* |  |  | EA*4X61L21A*+WALLCON | *80CTL0902120A* | 33200 | 18 | 8.5 | 32000 | 25000 | 78.12% | 2 | 0 | 11.7 |  |  |  |  | R-410A | 2.7667 | Residential & Commercial | USHP | Ducted CEE Tier 1
210470599 | Central HP <5.4 tons | ARCOAIRE | HRCU-A-CB (Split System: Heat Pump with Remote Outdoor Unit-Air-Source) | HVH837GKA2* |  |  | EA*4X61L24A*+WALLCON | *97CMN1002122A* | 33200 | 18 | 8.5 | 32000 | 24800 | 77.5% | 2 | 0 | 12 |  |  |  |  | R-410A | 2.7667 | Residential & Commercial | USHP | Ducted CEE Tier 1
210470814 | Central HP <5.4 tons | ARCOAIRE | HRCU-A-CB (Split System: Heat Pump with Remote Outdoor Unit-Air-Source) | HVH837GKA2* |  |  | EN(A,D,W)4X48L21**+WALLCON | *80CSU0601716A* | 32400 | 17 | 8.1 | 33000 | 24800 | 75.15% | 1.94 | 0 | 11.7 |  |  |  |  | R-410A | 2.7 | Residential & Commercial | USHP | Ducted CEE Tier 1
211245135 | Central HP <5.4 tons | ARCOAIRE | HRCU-A-CB (Split System: Heat Pump with Remote Outdoor Unit-Air-Source) | DLCURAH24ABK |  |  | EN(A,D,W)4X36L17** | *80ES(N,L)0701712A* | 24400 | 16.5 | 8.1 | 26400 | 22600 | 85.61% | 1.88 | 0 | 10.5 |  |  |  |  | R-410A | 2.0333 | Residential & Commercial | USHP | Ducted CEE Tier 1
211245236 | Central HP <5.4 tons | ARCOAIRE | HRCU-A-CB (Split System: Heat Pump with Remote Outdoor Unit-Air-Source) | DLCURAH24ABK |  |  | EN(A,D,W)4X36L17** | *80ES(N,L)0701412A* | 24200 | 16.5 | 8.1 | 26400 | 22800 | 86.36% | 1.88 | 0 | 10.5 |  |  |  |  | R-410A | 2.0167 | Residential & Commercial | USHP | Ducted CEE Tier 1
211242656 | Central HP <5.4 tons | ARCOAIRE | HRCU-A-CB (Split System: Heat Pump with Remote Outdoor Unit-Air-Source) | DLCURAH24ABK |  |  | EA*4X36L21A* | *92ESN1002120A* | 25000 | 17 | 8.5 | 26600 | 21800 | 81.95% | 1.82 | 0 | 10.5 |  |  |  |  | R-410A | 2.0833 | Residential & Commercial | USHP | Ducted CEE Tier 1
210474585 | Central HP <5.4 tons | ARCOAIRE | HRCU-A-CB (Split System: Heat Pump with Remote Outdoor Unit-Air-Source) | HVH825GKA3* |  |  | EHD4X48AAL+WALLCON | *97CMN0801714A* | 24200 | 16 | 8.1 | 21400 | 16700 | 78.04% | 2 | 0 | 10.5 |  |  |  |  | R-410A | 2.0167 | Residential & Commercial | USHP | Ducted CEE Tier 1
210474398 | Central HP <5.4 tons | ARCOAIRE | HRCU-A-CB (Split System: Heat Pump with Remote Outdoor Unit-Air-Source) | HVH825GKA3* |  |  | EHD4X42AAL+WALLCON | *96CTN1002122A* | 24200 | 16 | 8.1 | 21400 | 16600 | 77.57% | 2 | 0 | 10.5 |  |  |  |  | R-410A | 2.0167 | Residential & Commercial | USHP | Ducted CEE Tier 1
210473931 | Central HP <5.4 tons | ARCOAIRE | HRCU-A-CB (Split System: Heat Pump with Remote Outdoor Unit-Air-Source) | HVH825GKA3* |  |  | EN(A,D,W)4X48L21**+WALLCON | *80CSU0601716A* | 24200 | 17 | 8.1 | 21400 | 16600 | 77.57% | 2 | 0 | 11 |  |  |  |  | R-410A | 2.0167 | Residential & Commercial | USHP | Ducted CEE Tier 1
210473898 | Central HP <5.4 tons | ARCOAIRE | HRCU-A-CB (Split System: Heat Pump with Remote Outdoor Unit-Air-Source) | HVH825GKA3* |  |  | EN(A,D,W)4X48L21**+WALLCON | *95CSU0802120A* | 24200 | 17 | 8.1 | 21200 | 16600 | 78.3% | 2.02 | 0 | 11.5 |  |  |  |  | R-410A | 2.0167 | Residential & Commercial | USHP | Ducted CEE Tier 1
210473297 | Central HP <5.4 tons | ARCOAIRE | HRCU-A-CB (Split System: Heat Pump with Remote Outdoor Unit-Air-Source) | HVH825GKA3* |  |  | EA*4X48L21A*+WALLCON | *80CSU0401712A* | 24200 | 17 | 8.1 | 21000 | 16500 | 78.57% | 2.02 | 0 | 11 |  |  |  |  | R-410A | 2.0167 | Residential & Commercial | USHP | Ducted CEE Tier 1
212987461 | Central HP <5.4 tons | PAYNE HEATING AND COOLING | HRCU-A-CB (Split System: Heat Pump with Remote Outdoor Unit-Air-Source) | 38MURAQ24AB3* |  |  | CNPV*3017AL* | PG96MSAA48080B** | 23800 | 17 | 8.5 | 26400 | 24000 | 90.91% | 2 | 0 | 10.5 |  |  |  |  | R-410A | 1.9833 | Residential & Commercial | USHP | Ducted CEE Tier 1
215678187 | Central HP <5.4 tons | ARCOAIRE | HRCU-A-CB (Split System: Heat Pump with Remote Outdoor Unit-Air-Source) | H5H0V24*K*AAA* |  |  | EA*5X24M17A*+WALLCON | *80CSU0401712B* | 23000 | 16.5 | 8.5 | 24000 | 16800 | 70% | 1.98 | 0 | 10 |  |  |  |  | R-454B | 1.9167 | Residential & Commercial | USHP | Ducted CEE Tier 1
212987761 | Central HP <5.4 tons | PAYNE HEATING AND COOLING | HRCU-A-CB (Split System: Heat Pump with Remote Outdoor Unit-Air-Source) | 38MURAQ30AB3* |  |  | CAP**4321AL* | PG96MSAA60080C** | 30200 | 15.2 | 8.1 | 33400 | 26400 | 79.04% | 1.84 | 0 | 9 |  |  |  |  | R-410A | 2.5167 | Residential & Commercial | USHP
211712807 | Central HP <5.4 tons | ARCOAIRE | HRCU-A-CB (Split System: Heat Pump with Remote Outdoor Unit-Air-Source) | DLCURAH30ABK |  |  | EA*4X42L24A* | *80ES(N,L)0702116A* | 29600 | 15.2 | 8.1 | 33800 | 27400 | 81.07% | 1.78 | 0 | 9 |  |  |  |  | R-410A | 2.4667 | Residential & Commercial | USHP
211713041 | Central HP <5.4 tons | ARCOAIRE | HRCU-A-CB (Split System: Heat Pump with Remote Outdoor Unit-Air-Source) | DLCURAH30ABK |  |  | EA*4X43L21A* | *96VTN1002122A* | 30600 | 15.2 | 8.1 | 33000 | 26000 | 78.79% | 1.84 | 0 | 9 |  |  |  |  | R-410A | 2.55 | Residential & Commercial | USHP
211240981 | Central HP <5.4 tons | ARCOAIRE | HRCU-A-CB (Split System: Heat Pump with Remote Outdoor Unit-Air-Source) | DLCURAH24ABK |  |  | EA*4X25L17A* | *80VTL0701716A* | 24800 | 17 | 8.5 | 25400 | 21200 | 83.46% | 1.78 | 0 | 10.5 |  |  |  |  | R-410A | 2.0667 | Residential & Commercial | USHP | Ducted CEE Tier 1
211245080 | Central HP <5.4 tons | ARCOAIRE | HRCU-A-CB (Split System: Heat Pump with Remote Outdoor Unit-Air-Source) | DLCURAH24ABK |  |  | EN(A,D,W)4X36L17** | *96VTN0601412A* | 23600 | 16.5 | 8.1 | 25800 | 23800 | 92.25% | 1.98 | 0 | 10 |  |  |  |  | R-410A | 1.9667 | Residential & Commercial | USHP | Ducted CEE Tier 1
212985815 | Central HP <5.4 tons | PAYNE HEATING AND COOLING | HRCU-A-CB (Split System: Heat Pump with Remote Outdoor Unit-Air-Source) | 38MURAQ24AB3* |  |  | CAP**3717AL* | PG96MSAA30026A** | 24000 | 16.5 | 8.5 | 25200 | 22200 | 88.1% | 1.84 | 0 | 10 |  |  |  |  | R-410A | 2 | Residential & Commercial | USHP | Ducted CEE Tier 1
212986165 | Central HP <5.4 tons | PAYNE HEATING AND COOLING | HRCU-A-CB (Split System: Heat Pump with Remote Outdoor Unit-Air-Source) | 38MURAQ24AB3* |  |  | CAP**3014AL* | PG96MSAA30040A** | 23400 | 16 | 8.5 | 26400 | 24800 | 93.94% | 2.04 | 0 | 10 |  |  |  |  | R-410A | 1.95 | Residential & Commercial | USHP | Ducted CEE Tier 1
215681487 | Central HP <5.4 tons | ARCOAIRE | HRCU-A-CB (Split System: Heat Pump with Remote Outdoor Unit-Air-Source) | H5H0V48*K*AAA* |  |  | EA*5X61M21A*+WALLCON | *97CTN0801716A* | 45500 | 17.5 | 9 | 48000 | 34200 | 71.25% | 2.06 | 0 | 9.5 |  |  |  |  | R-454B | 3.7917 | Residential & Commercial | USHP
212986889 | Central HP <5.4 tons | PAYNE HEATING AND COOLING | HRCU-A-CB (Split System: Heat Pump with Remote Outdoor Unit-Air-Source) | 38MURAQ24AB3* |  |  | CAP**3014AL* | PG96MSAA36060A** | 23400 | 16.5 | 8.5 | 26400 | 24600 | 93.18% | 2.04 | 0 | 10 |  |  |  |  | R-410A | 1.95 | Residential & Commercial | USHP | Ducted CEE Tier 1
212987425 | Central HP <5.4 tons | PAYNE HEATING AND COOLING | HRCU-A-CB (Split System: Heat Pump with Remote Outdoor Unit-Air-Source) | 38MURAQ24AB3* |  |  | CAP**3717AL* | PG96MSAA48080B** | 24200 | 17 | 8.5 | 25200 | 22000 | 87.3% | 1.84 | 0 | 10 |  |  |  |  | R-410A | 2.0167 | Residential & Commercial | USHP | Ducted CEE Tier 1
211244867 | Central HP <5.4 tons | ARCOAIRE | HRCU-A-CB (Split System: Heat Pump with Remote Outdoor Unit-Air-Source) | DLCURAH24ABK |  |  | EN(A,D,W)4X36L17** | *96VSN0601714A* | 23400 | 16.5 | 8.1 | 25800 | 24000 | 93.02% | 2 | 0 | 10 |  |  |  |  | R-410A | 1.95 | Residential & Commercial | USHP | Ducted CEE Tier 1
211245192 | Central HP <5.4 tons | ARCOAIRE | HRCU-A-CB (Split System: Heat Pump with Remote Outdoor Unit-Air-Source) | DLCURAH24ABK |  |  | EN(A,D,W)4X36L17** | *95ESN0601714A* | 24600 | 16 | 8.1 | 26600 | 22400 | 84.21% | 1.84 | 0 | 10 |  |  |  |  | R-410A | 2.05 | Residential & Commercial | USHP | Ducted CEE Tier 1
211245267 | Central HP <5.4 tons | ARCOAIRE | HRCU-A-CB (Split System: Heat Pump with Remote Outdoor Unit-Air-Source) | DLCURAH24ABK |  |  | EN(A,D,W)4X36L17** | OLV098A12* | 23400 | 16.5 | 8.1 | 25800 | 24200 | 93.8% | 2 | 0 | 10 |  |  |  |  | R-410A | 1.95 | Residential & Commercial | USHP | Ducted CEE Tier 1
216738001 | Central HP <5.4 tons | ARCOAIRE | HRCU-A-CB (Split System: Heat Pump with Remote Outdoor Unit-Air-Source) | D5CUHAH24AAK |  |  | ESH5X36M12A* | *80MS(N,L)0451412A* | 22800 | 15.5 | 8.1 | 20800 | 18500 | 88.94% | 1.9 | 0 | 10.5 |  |  |  |  | R-454B | 1.9 | Residential & Commercial | USHP | Ducted CEE Tier 1
216738053 | Central HP <5.4 tons | ARCOAIRE | HRCU-A-CB (Split System: Heat Pump with Remote Outdoor Unit-Air-Source) | D5CUHAH24AAK |  |  | ESH5X36M12A* | *80MS(N,L)0702116A* | 22800 | 15.5 | 8.1 | 20800 | 18500 | 88.94% | 1.9 | 0 | 10.5 |  |  |  |  | R-454B | 1.9 | Residential & Commercial | USHP | Ducted CEE Tier 1
216738101 | Central HP <5.4 tons | ARCOAIRE | HRCU-A-CB (Split System: Heat Pump with Remote Outdoor Unit-Air-Source) | D5CUHAH24AAK |  |  | ESH5X36M12A* | *80MS(N,L)1102120A* | 22600 | 16 | 8.1 | 20600 | 18400 | 89.32% | 1.9 | 0 | 11 |  |  |  |  | R-454B | 1.8833 | Residential & Commercial | USHP | Ducted CEE Tier 1
216738121 | Central HP <5.4 tons | ARCOAIRE | HRCU-A-CB (Split System: Heat Pump with Remote Outdoor Unit-Air-Source) | D5CUHAH24AAK |  |  | ESH5X36M12A* | *80MS(N,L)1352420A* | 23200 | 15.2 | 8.1 | 21200 | 18700 | 88.21% | 1.9 | 0 | 11 |  |  |  |  | R-454B | 1.9333 | Residential & Commercial | USHP | Ducted CEE Tier 1
215682527 | Central HP <5.4 tons | ARCOAIRE | HRCU-A-CB (Split System: Heat Pump with Remote Outdoor Unit-Air-Source) | H5H0V48*K*AAA* |  |  | EVD5X61M24A*+WALLCON | *80CSU0802120B* | 49000 | 19 | 9 | 50000 | 36400 | 72.8% | 2.12 | 0 | 10.5 |  |  |  |  | R-454B | 4.0833 | Residential & Commercial | USHP | Ducted CEE Tier 1
215681807 | Central HP <5.4 tons | ARCOAIRE | HRCU-A-CB (Split System: Heat Pump with Remote Outdoor Unit-Air-Source) | H5H0V48*K*AAA* |  |  | EVM5X48M21A*+WALLCON | *97CTN1002122A* | 47000 | 18.5 | 9 | 50000 | 36400 | 72.8% | 2 | 0 | 10 |  |  |  |  | R-454B | 3.9167 | Residential & Commercial | USHP | Ducted CEE Tier 1
212989551 | Central HP <5.4 tons | PAYNE HEATING AND COOLING | HRCU-A-CB (Split System: Heat Pump with Remote Outdoor Unit-Air-Source) | 38MURAQ30AB3* |  |  | CAP**4224AL* | PG95MSUA60080C** | 30000 | 15.2 | 8.1 | 34200 | 27600 | 80.7% | 1.8 | 0 | 9 |  |  |  |  | R-410A | 2.5 | Residential & Commercial | USHP
212989251 | Central HP <5.4 tons | PAYNE HEATING AND COOLING | HRCU-A-CB (Split System: Heat Pump with Remote Outdoor Unit-Air-Source) | 38MURAQ24AB3* |  |  | CNPV*3621AL* | PG95MSUA48060B** | 23600 | 17 | 8.5 | 26400 | 24400 | 92.42% | 2.02 | 0 | 10.5 |  |  |  |  | R-410A | 1.9667 | Residential & Commercial | USHP | Ducted CEE Tier 1
210474376 | Central HP <5.4 tons | ARCOAIRE | HRCU-A-CB (Split System: Heat Pump with Remote Outdoor Unit-Air-Source) | HVH825GKA3* |  |  | EHD4X42AAL+WALLCON | *97CMN1002122A* | 24200 | 16 | 8.1 | 21400 | 16600 | 77.57% | 2 | 0 | 10.5 |  |  |  |  | R-410A | 2.0167 | Residential & Commercial | USHP | Ducted CEE Tier 1
210474475 | Central HP <5.4 tons | ARCOAIRE | HRCU-A-CB (Split System: Heat Pump with Remote Outdoor Unit-Air-Source) | HVH825GKA3* |  |  | EHD4X48AAL+WALLCON | *80CSU0401712A* | 24200 | 16.5 | 8.1 | 21200 | 16600 | 78.3% | 2.02 | 0 | 11 |  |  |  |  | R-410A | 2.0167 | Residential & Commercial | USHP | Ducted CEE Tier 1
210474508 | Central HP <5.4 tons | ARCOAIRE | HRCU-A-CB (Split System: Heat Pump with Remote Outdoor Unit-Air-Source) | HVH825GKA3* |  |  | EHD4X48AAL+WALLCON | *80CTL0451712A* | 24200 | 16 | 8.1 | 21400 | 16700 | 78.04% | 2 | 0 | 10.5 |  |  |  |  | R-410A | 2.0167 | Residential & Commercial | USHP | Ducted CEE Tier 1
212984567 | Central HP <5.4 tons | PAYNE HEATING AND COOLING | HRCU-A-CB (Split System: Heat Pump with Remote Outdoor Unit-Air-Source) | 38MURAQ24AB3* |  |  | CAP**2417AL* | PG92MSAA48080B** | 23200 | 17 | 9 | 26800 | 26800 | 100% | 2.3 | 0 | 10 |  |  |  |  | R-410A | 1.9333 | Residential & Commercial | USHP | Ducted CEE Tier 1
212984651 | Central HP <5.4 tons | PAYNE HEATING AND COOLING | HRCU-A-CB (Split System: Heat Pump with Remote Outdoor Unit-Air-Source) | 38MURAQ24AB3* |  |  | CNPV*2417AL* | PG92MSAA48080B** | 23600 | 17 | 8.5 | 27000 | 24400 | 90.37% | 2.02 | 0 | 10 |  |  |  |  | R-410A | 1.9667 | Residential & Commercial | USHP | Ducted CEE Tier 1
212987389 | Central HP <5.4 tons | PAYNE HEATING AND COOLING | HRCU-A-CB (Split System: Heat Pump with Remote Outdoor Unit-Air-Source) | 38MURAQ24AB3* |  |  | CAP**3017AL* | PG96MSAA48080B** | 23600 | 17 | 8.5 | 26400 | 24200 | 91.67% | 2.02 | 0 | 10 |  |  |  |  | R-410A | 1.9667 | Residential & Commercial | USHP | Ducted CEE Tier 1
212987473 | Central HP <5.4 tons | PAYNE HEATING AND COOLING | HRCU-A-CB (Split System: Heat Pump with Remote Outdoor Unit-Air-Source) | 38MURAQ24AB3* |  |  | CNPV*3617AL* | PG96MSAA48080B** | 23800 | 17 | 8.5 | 26400 | 24000 | 90.91% | 2 | 0 | 10.5 |  |  |  |  | R-410A | 1.9833 | Residential & Commercial | USHP | Ducted CEE Tier 1
210470434 | Central HP <5.4 tons | ARCOAIRE | HRCU-A-CB (Split System: Heat Pump with Remote Outdoor Unit-Air-Source) | HVH837GKA2* |  |  | EA*4X61L21A*+WALLCON | *80CTL0701716A* | 33200 | 17.5 | 8.5 | 32200 | 25000 | 77.64% | 1.98 | 0 | 11.7 |  |  |  |  | R-410A | 2.7667 | Residential & Commercial | USHP | Ducted CEE Tier 1
210470566 | Central HP <5.4 tons | ARCOAIRE | HRCU-A-CB (Split System: Heat Pump with Remote Outdoor Unit-Air-Source) | HVH837GKA2* |  |  | EA*4X61L24A*+WALLCON | *80CTL1352422A* | 33200 | 18 | 8.5 | 32000 | 24800 | 77.5% | 2.02 | 0 | 12 |  |  |  |  | R-410A | 2.7667 | Residential & Commercial | USHP | Ducted CEE Tier 1
212989227 | Central HP <5.4 tons | PAYNE HEATING AND COOLING | HRCU-A-CB (Split System: Heat Pump with Remote Outdoor Unit-Air-Source) | 38MURAQ24AB3* |  |  | CNPV*3017AL* | PG95MSUA48060B** | 23600 | 17 | 8.5 | 26400 | 24400 | 92.42% | 2.02 | 0 | 10.5 |  |  |  |  | R-410A | 1.9667 | Residential & Commercial | USHP | Ducted CEE Tier 1
211222756 | Central HP <5.4 tons | ARCOAIRE | HRCU-A-CB (Split System: Heat Pump with Remote Outdoor Unit-Air-Source) | DLCURAH30ABK |  |  | FMA4X30**AL* | 0 | 31200 | 15.5 | 8.5 | 35400 | 26800 | 75.71% | 1.86 | 0 | 9 |  |  |  |  | R-410A | 2.6 | Residential & Commercial | USHP
211245214 | Central HP <5.4 tons | ARCOAIRE | HRCU-A-CB (Split System: Heat Pump with Remote Outdoor Unit-Air-Source) | DLCURAH24ABK |  |  | EN(A,D,W)4X36L17** | *92ESN0401410A* | 24000 | 15.2 | 8.1 | 26600 | 22800 | 85.71% | 1.86 | 0 | 10 |  |  |  |  | R-410A | 2 | Residential & Commercial | USHP | Ducted CEE Tier 1
211245918 | Central HP <5.4 tons | ARCOAIRE | HRCU-A-CB (Split System: Heat Pump with Remote Outdoor Unit-Air-Source) | DLCURAH24ABK |  |  | FM(C,U)4X30**AL* | 0 | 25000 | 15.2 | 8.5 | 27800 | 21800 | 78.42% | 1.8 | 0 | 10 |  |  |  |  | R-410A | 2.0833 | Residential & Commercial | USHP | Ducted CEE Tier 1
211245766 | Central HP <5.4 tons | ARCOAIRE | HRCU-A-CB (Split System: Heat Pump with Remote Outdoor Unit-Air-Source) | DLCURAH24ABK |  |  | EN(A,D)4X36L21** | OLV098A12* | 23400 | 16.5 | 8.1 | 25800 | 24200 | 93.8% | 2 | 0 | 10 |  |  |  |  | R-410A | 1.95 | Residential & Commercial | USHP | Ducted CEE Tier 1
211245557 | Central HP <5.4 tons | ARCOAIRE | HRCU-A-CB (Split System: Heat Pump with Remote Outdoor Unit-Air-Source) | DLCURAH24ABK |  |  | EN(A,D)4X36L21** | *96VTN0802120A* | 23600 | 17 | 8.1 | 25800 | 23800 | 92.25% | 1.98 | 0 | 10.5 |  |  |  |  | R-410A | 1.9667 | Residential & Commercial | USHP | Ducted CEE Tier 1
211244982 | Central HP <5.4 tons | ARCOAIRE | HRCU-A-CB (Split System: Heat Pump with Remote Outdoor Unit-Air-Source) | DLCURAH24ABK |  |  | EN(A,D,W)4X36L17** | *80ESU0401712A* | 24000 | 17 | 8.1 | 26000 | 23200 | 89.23% | 1.94 | 0 | 10.5 |  |  |  |  | R-410A | 2 | Residential & Commercial | USHP | Ducted CEE Tier 1
211244591 | Central HP <5.4 tons | ARCOAIRE | HRCU-A-CB (Split System: Heat Pump with Remote Outdoor Unit-Air-Source) | DLCURAH24ABK |  |  | EN(A,D)4X30L17** | *80VTL0701716A* | 24200 | 17 | 8.1 | 26200 | 23000 | 87.79% | 1.9 | 0 | 10.5 |  |  |  |  | R-410A | 2.0167 | Residential & Commercial | USHP | Ducted CEE Tier 1
215683187 | Central HP <5.4 tons | ARCOAIRE | HRCU-A-CB (Split System: Heat Pump with Remote Outdoor Unit-Air-Source) | H5H0V60*K*AAA* |  |  | EVD5X61M24A*+WALLCON | *96CTN0802120B* | 57500 | 18.5 | 9 | 64000 | 45000 | 70.31% | 2.08 | 0 | 9 |  |  |  |  | R-454B | 4.7917 | Residential & Commercial | USHP
215683137 | Central HP <5.4 tons | ARCOAIRE | HRCU-A-CB (Split System: Heat Pump with Remote Outdoor Unit-Air-Source) | H5H0V60*K*AAA* |  |  | EVD5X61M21A*+WALLCON | *80CSU0601716B* | 56500 | 18 | 9 | 61000 | 43500 | 71.31% | 2.1 | 0 | 9.5 |  |  |  |  | R-454B | 4.7083 | Residential & Commercial | USHP
212316043 | Central HP <5.4 tons | KLIMAIRE | HRCU-A-CB (Split System: Heat Pump with Remote Outdoor Unit-Air-Source) | KOIF48H2-1S |  |  | KIDF48H2-1S | 0 | 47000 | 15.6 | 9.4 | 50000 | 46000 | 92% | 1.9 | 8.5 | 8.2 |  |  |  |  | R-410A | 3.9167 | Residential & Commercial | USHP
210470902 | Central HP <5.4 tons | ARCOAIRE | HRCU-A-CB (Split System: Heat Pump with Remote Outdoor Unit-Air-Source) | HVH837GKA2* |  |  | EN(A,D,W)4X60L24**+WALLCON | *80CSU1002120A* | 32800 | 17.5 | 8.1 | 32200 | 24600 | 76.4% | 1.96 | 0 | 11.7 |  |  |  |  | R-410A | 2.7333 | Residential & Commercial | USHP | Ducted CEE Tier 1
210470467 | Central HP <5.4 tons | ARCOAIRE | HRCU-A-CB (Split System: Heat Pump with Remote Outdoor Unit-Air-Source) | HVH837GKA2* |  |  | EA*4X61L21A*+WALLCON | *97CMN1002122A* | 33200 | 17.5 | 8.5 | 32000 | 24800 | 77.5% | 2 | 0 | 12 |  |  |  |  | R-410A | 2.7667 | Residential & Commercial | USHP | Ducted CEE Tier 1
210471171 | Central HP <5.4 tons | ARCOAIRE | HRCU-A-CB (Split System: Heat Pump with Remote Outdoor Unit-Air-Source) | HVH837GKA2* |  |  | EHD4X60AAL+WALLCON | *80CTL0701716A* | 32800 | 17 | 8.1 | 32400 | 25000 | 77.16% | 2 | 0 | 11 |  |  |  |  | R-410A | 2.7333 | Residential & Commercial | USHP | Ducted CEE Tier 1
207335066 | Central HP <5.4 tons | AC PRO.com | HRCU-A-CB (Split System: Heat Pump with Remote Outdoor Unit-Air-Source) | AUD36W/A-D(U) |  |  | AUD24AH2/A-D(U) | 0 | 24000 | 17 | 9 | 24000 | 22000 | 91.67% | 1.8 | 12.5 | 12 |  |  |  |  | R-410A | 2 | Residential & Commercial | USHP | Ducted CEE Tier 1
211230419 | Central HP <5.4 tons | ARCOAIRE | HRCU-A-CB (Split System: Heat Pump with Remote Outdoor Unit-Air-Source) | DLCURAH36ABK |  |  | EN(A,D)4X48L24** | *80ES(N,L)0902116A* | 36400 | 16 | 8.1 | 38500 | 34800 | 90.39% | 2.04 | 0 | 10.5 |  |  |  |  | R-410A | 3.0333 | Residential & Commercial | USHP | Ducted CEE Tier 1
210474420 | Central HP <5.4 tons | ARCOAIRE | HRCU-A-CB (Split System: Heat Pump with Remote Outdoor Unit-Air-Source) | HVH825GKA3* |  |  | EHD4X42AAL+WALLCON | *80CTL0901716A* | 24200 | 16.5 | 8.1 | 21200 | 16500 | 77.83% | 2.02 | 0 | 11 |  |  |  |  | R-410A | 2.0167 | Residential & Commercial | USHP | Ducted CEE Tier 1
211241179 | Central HP <5.4 tons | ARCOAIRE | HRCU-A-CB (Split System: Heat Pump with Remote Outdoor Unit-Air-Source) | DLCURAH24ABK |  |  | EA*4X25L17A* | *92ESN0401712A* | 24200 | 16 | 8.1 | 25400 | 21600 | 85.04% | 1.78 | 0 | 10 |  |  |  |  | R-410A | 2.0167 | Residential & Commercial | USHP | Ducted CEE Tier 1
211240479 | Central HP <5.4 tons | ARCOAIRE | HRCU-A-CB (Split System: Heat Pump with Remote Outdoor Unit-Air-Source) | DLCURAH24ABK |  |  | EA*4X24L17A* | *80VSL0701716A* | 23600 | 16.5 | 8.5 | 26600 | 24600 | 92.48% | 2.04 | 0 | 10 |  |  |  |  | R-410A | 1.9667 | Residential & Commercial | USHP | Ducted CEE Tier 1
211241290 | Central HP <5.4 tons | ARCOAIRE | HRCU-A-CB (Split System: Heat Pump with Remote Outdoor Unit-Air-Source) | DLCURAH24ABK |  |  | EA*4X30L14A* | *95ESN0601412A* | 24200 | 15.5 | 8.5 | 26600 | 22800 | 85.71% | 1.86 | 0 | 10 |  |  |  |  | R-410A | 2.0167 | Residential & Commercial | USHP | Ducted CEE Tier 1
211241731 | Central HP <5.4 tons | ARCOAIRE | HRCU-A-CB (Split System: Heat Pump with Remote Outdoor Unit-Air-Source) | DLCURAH24ABK |  |  | EA*4X30L17A* | *95ESN0801716A* | 24600 | 15.5 | 8.5 | 27000 | 22400 | 82.96% | 1.82 | 0 | 10 |  |  |  |  | R-410A | 2.05 | Residential & Commercial | USHP | Ducted CEE Tier 1
210474607 | Central HP <5.4 tons | ARCOAIRE | HRCU-A-CB (Split System: Heat Pump with Remote Outdoor Unit-Air-Source) | HVH825GKA3* |  |  | EHD4X48AAL+WALLCON | *97CMN1202422A* | 24200 | 16 | 8.1 | 21200 | 16600 | 78.3% | 2.02 | 0 | 10.5 |  |  |  |  | R-410A | 2.0167 | Residential & Commercial | USHP | Ducted CEE Tier 1
210474640 | Central HP <5.4 tons | ARCOAIRE | HRCU-A-CB (Split System: Heat Pump with Remote Outdoor Unit-Air-Source) | HVH825GKA3* |  |  | EHD4X48AAL+WALLCON | *80CTL0901716A* | 24400 | 17 | 8.1 | 21200 | 16500 | 77.83% | 2.04 | 0 | 11 |  |  |  |  | R-410A | 2.0333 | Residential & Commercial | USHP | Ducted CEE Tier 1
210473286 | Central HP <5.4 tons | ARCOAIRE | HRCU-A-CB (Split System: Heat Pump with Remote Outdoor Unit-Air-Source) | HVH825GKA3* |  |  | EA*4X48L21A*+WALLCON | *95CSU1002122A* | 24200 | 17 | 8.1 | 21000 | 16500 | 78.57% | 2.02 | 0 | 11 |  |  |  |  | R-410A | 2.0167 | Residential & Commercial | USHP | Ducted CEE Tier 1
210473154 | Central HP <5.4 tons | ARCOAIRE | HRCU-A-CB (Split System: Heat Pump with Remote Outdoor Unit-Air-Source) | HVH825GKA3* |  |  | EA*4X43L21A*+WALLCON | *80CTL0451712A* | 24200 | 16.5 | 8.1 | 21600 | 16800 | 77.78% | 2 | 0 | 11 |  |  |  |  | R-410A | 2.0167 | Residential & Commercial | USHP | Ducted CEE Tier 1
210471281 | Central HP <5.4 tons | ARCOAIRE | HRCU-A-CB (Split System: Heat Pump with Remote Outdoor Unit-Air-Source) | HVH837GKA2* |  |  | EHD4X60AAL+WALLCON | *96CTN1002122A* | 33000 | 17 | 8.1 | 32200 | 24800 | 77.02% | 2.02 | 0 | 11.5 |  |  |  |  | R-410A | 2.75 | Residential & Commercial | USHP | Ducted CEE Tier 1
210471149 | Central HP <5.4 tons | ARCOAIRE | HRCU-A-CB (Split System: Heat Pump with Remote Outdoor Unit-Air-Source) | HVH837GKA2* |  |  | EHD4X60AAL+WALLCON | *80CSU0601716A* | 33000 | 16.5 | 8.1 | 32400 | 24800 | 76.54% | 1.98 | 0 | 11 |  |  |  |  | R-410A | 2.75 | Residential & Commercial | USHP | Ducted CEE Tier 1
210471116 | Central HP <5.4 tons | ARCOAIRE | HRCU-A-CB (Split System: Heat Pump with Remote Outdoor Unit-Air-Source) | HVH837GKA2* |  |  | EHD4X60AAL+WALLCON | *95CSU0802120A* | 33000 | 17 | 8.1 | 32200 | 24800 | 77.02% | 2.02 | 0 | 11.5 |  |  |  |  | R-410A | 2.75 | Residential & Commercial | USHP | Ducted CEE Tier 1
210474541 | Central HP <5.4 tons | ARCOAIRE | HRCU-A-CB (Split System: Heat Pump with Remote Outdoor Unit-Air-Source) | HVH825GKA3* |  |  | EHD4X48AAL+WALLCON | *96CTN0601714A* | 24200 | 16 | 8.1 | 21400 | 16700 | 78.04% | 2 | 0 | 10.5 |  |  |  |  | R-410A | 2.0167 | Residential & Commercial | USHP | Ducted CEE Tier 1
210474140 | Central HP <5.4 tons | ARCOAIRE | HRCU-A-CB (Split System: Heat Pump with Remote Outdoor Unit-Air-Source) | HVH825GKA3* |  |  | EN(A,D)4X48L24**+WALLCON | *96CTN1002122A* | 24200 | 17 | 8.1 | 21400 | 16600 | 77.57% | 2.02 | 0 | 11.5 |  |  |  |  | R-410A | 2.0167 | Residential & Commercial | USHP | Ducted CEE Tier 1
210474008 | Central HP <5.4 tons | ARCOAIRE | HRCU-A-CB (Split System: Heat Pump with Remote Outdoor Unit-Air-Source) | HVH825GKA3* |  |  | EN(A,D,W)4X48L21**+WALLCON | *97CMN0801714A* | 24000 | 16.5 | 8.1 | 21400 | 16700 | 78.04% | 2 | 0 | 11 |  |  |  |  | R-410A | 2 | Residential & Commercial | USHP | Ducted CEE Tier 1
210473506 | Central HP <5.4 tons | ARCOAIRE | HRCU-A-CB (Split System: Heat Pump with Remote Outdoor Unit-Air-Source) | HVH825GKA3* |  |  | EA*4X48L24A*+WALLCON | *97CMN1202422A* | 24000 | 16.5 | 8.1 | 21000 | 16600 | 79.05% | 2.02 | 0 | 11 |  |  |  |  | R-410A | 2 | Residential & Commercial | USHP | Ducted CEE Tier 1
211230262 | Central HP <5.4 tons | ARCOAIRE | HRCU-A-CB (Split System: Heat Pump with Remote Outdoor Unit-Air-Source) | DLCURAH36ABK |  |  | EN(A,D,W)4X48L21** | *95ESU0601716A* | 35800 | 16 | 8.1 | 38500 | 34800 | 90.39% | 2 | 0 | 10 |  |  |  |  | R-410A | 2.9833 | Residential & Commercial | USHP | Ducted CEE Tier 1
211229535 | Central HP <5.4 tons | ARCOAIRE | HRCU-A-CB (Split System: Heat Pump with Remote Outdoor Unit-Air-Source) | DLCURAH36ABK |  |  | EA*4X48L24A* | *96VSN0802120A* | 36200 | 16 | 8.5 | 38500 | 34600 | 89.87% | 2.06 | 0 | 10 |  |  |  |  | R-410A | 3.0167 | Residential & Commercial | USHP | Ducted CEE Tier 1
211229553 | Central HP <5.4 tons | ARCOAIRE | HRCU-A-CB (Split System: Heat Pump with Remote Outdoor Unit-Air-Source) | DLCURAH36ABK |  |  | EA*4X48L24A* | *96VSN1202422A* | 35800 | 16 | 8.5 | 38500 | 34600 | 89.87% | 2.04 | 0 | 10 |  |  |  |  | R-410A | 2.9833 | Residential & Commercial | USHP | Ducted CEE Tier 1
212984627 | Central HP <5.4 tons | PAYNE HEATING AND COOLING | HRCU-A-CB (Split System: Heat Pump with Remote Outdoor Unit-Air-Source) | 38MURAQ24AB3* |  |  | CAP**3717AL* | PG92MSAA48080B** | 24400 | 17.5 | 8.5 | 25400 | 21800 | 85.83% | 1.82 | 0 | 10.5 |  |  |  |  | R-410A | 2.0333 | Residential & Commercial | USHP | Ducted CEE Tier 1
210472978 | Central HP <5.4 tons | ARCOAIRE | HRCU-A-CB (Split System: Heat Pump with Remote Outdoor Unit-Air-Source) | HVH825GKA3* |  |  | EA*4X42L21A*+WALLCON | *97CMN0602120A* | 23600 | 16 | 8.1 | 21400 | 16700 | 78.04% | 1.94 | 0 | 11 |  |  |  |  | R-410A | 1.9667 | Residential & Commercial | USHP | Ducted CEE Tier 1
210474332 | Central HP <5.4 tons | ARCOAIRE | HRCU-A-CB (Split System: Heat Pump with Remote Outdoor Unit-Air-Source) | HVH825GKA3* |  |  | EHD4X42AAL+WALLCON | *96CTN0801714A* | 24000 | 16 | 8.1 | 21400 | 16700 | 78.04% | 2 | 0 | 10.5 |  |  |  |  | R-410A | 2 | Residential & Commercial | USHP | Ducted CEE Tier 1
210474651 | Central HP <5.4 tons | ARCOAIRE | HRCU-A-CB (Split System: Heat Pump with Remote Outdoor Unit-Air-Source) | HVH825GKA3* |  |  | EHD4X48AAL+WALLCON | *97CMN0602120A* | 24200 | 16 | 8.1 | 21400 | 16700 | 78.04% | 2 | 0 | 10.5 |  |  |  |  | R-410A | 2.0167 | Residential & Commercial | USHP | Ducted CEE Tier 1
210473462 | Central HP <5.4 tons | ARCOAIRE | HRCU-A-CB (Split System: Heat Pump with Remote Outdoor Unit-Air-Source) | HVH825GKA3* |  |  | EA*4X48L24A*+WALLCON | *80CSU1002120A* | 24000 | 16.5 | 8.1 | 21000 | 16600 | 79.05% | 2 | 0 | 11 |  |  |  |  | R-410A | 2 | Residential & Commercial | USHP | Ducted CEE Tier 1
211230197 | Central HP <5.4 tons | ARCOAIRE | HRCU-A-CB (Split System: Heat Pump with Remote Outdoor Unit-Air-Source) | DLCURAH36ABK |  |  | EN(A,D,W)4X48L21** | *95ESN1002120A* | 36800 | 16 | 8.1 | 39500 | 35000 | 88.61% | 2.06 | 0 | 10.5 |  |  |  |  | R-410A | 3.0667 | Residential & Commercial | USHP | Ducted CEE Tier 1
210473055 | Central HP <5.4 tons | ARCOAIRE | HRCU-A-CB (Split System: Heat Pump with Remote Outdoor Unit-Air-Source) | HVH825GKA3* |  |  | EA*4X42L24A*+WALLCON | *97CMN1202422A* | 23800 | 16.5 | 8.1 | 21400 | 16700 | 78.04% | 1.96 | 0 | 11 |  |  |  |  | R-410A | 1.9833 | Residential & Commercial | USHP | Ducted CEE Tier 1
210473088 | Central HP <5.4 tons | ARCOAIRE | HRCU-A-CB (Split System: Heat Pump with Remote Outdoor Unit-Air-Source) | HVH825GKA3* |  |  | EA*4X43L21A*+WALLCON | *95CSU0601716A* | 24400 | 16.5 | 8.1 | 21200 | 16700 | 78.77% | 2.02 | 0 | 10.5 |  |  |  |  | R-410A | 2.0333 | Residential & Commercial | USHP | Ducted CEE Tier 1
211228122 | Central HP <5.4 tons | ARCOAIRE | HRCU-A-CB (Split System: Heat Pump with Remote Outdoor Unit-Air-Source) | DLCURAH36ABK |  |  | EA*4X42L24A* | *96VTN1002120A* | 35800 | 15.5 | 8.1 | 39500 | 35200 | 89.11% | 1.9 | 0 | 10 |  |  |  |  | R-410A | 2.9833 | Residential & Commercial | USHP | Ducted CEE Tier 1
211228676 | Central HP <5.4 tons | ARCOAIRE | HRCU-A-CB (Split System: Heat Pump with Remote Outdoor Unit-Air-Source) | DLCURAH36ABK |  |  | EA*4X43L21A* | OLV112A16A | 36600 | 15.2 | 8.5 | 38500 | 35000 | 90.91% | 2.08 | 0 | 10 |  |  |  |  | R-410A | 3.05 | Residential & Commercial | USHP | Ducted CEE Tier 1
211228324 | Central HP <5.4 tons | ARCOAIRE | HRCU-A-CB (Split System: Heat Pump with Remote Outdoor Unit-Air-Source) | DLCURAH36ABK |  |  | EA*4X43L21A* | *80VSL0902120A* | 36200 | 16 | 8.5 | 38500 | 34800 | 90.39% | 2.06 | 0 | 10 |  |  |  |  | R-410A | 3.0167 | Residential & Commercial | USHP | Ducted CEE Tier 1
211228390 | Central HP <5.4 tons | ARCOAIRE | HRCU-A-CB (Split System: Heat Pump with Remote Outdoor Unit-Air-Source) | DLCURAH36ABK |  |  | EA*4X43L21A* | *80VTL0902120A* | 36200 | 16 | 8.5 | 38500 | 34800 | 90.39% | 2.06 | 0 | 10 |  |  |  |  | R-410A | 3.0167 | Residential & Commercial | USHP | Ducted CEE Tier 1
210473000 | Central HP <5.4 tons | ARCOAIRE | HRCU-A-CB (Split System: Heat Pump with Remote Outdoor Unit-Air-Source) | HVH825GKA3* |  |  | EA*4X42L24A*+WALLCON | *95CSU1002122A* | 23800 | 17 | 8.1 | 21400 | 16600 | 77.57% | 1.96 | 0 | 11 |  |  |  |  | R-410A | 1.9833 | Residential & Commercial | USHP | Ducted CEE Tier 1
211230467 | Central HP <5.4 tons | ARCOAIRE | HRCU-A-CB (Split System: Heat Pump with Remote Outdoor Unit-Air-Source) | DLCURAH36ABK |  |  | EN(A,D)4X48L24** | *80ES(N,L)1102420A* | 36000 | 16.5 | 8.1 | 38500 | 34800 | 90.39% | 2.02 | 0 | 10.5 |  |  |  |  | R-410A | 3 | Residential & Commercial | USHP | Ducted CEE Tier 1
211230569 | Central HP <5.4 tons | ARCOAIRE | HRCU-A-CB (Split System: Heat Pump with Remote Outdoor Unit-Air-Source) | DLCURAH36ABK |  |  | EN(A,D)4X48L24** | *80VTL1102122A* | 37000 | 16 | 8.1 | 39500 | 35000 | 88.61% | 2.06 | 0 | 10.5 |  |  |  |  | R-410A | 3.0833 | Residential & Commercial | USHP | Ducted CEE Tier 1
211230610 | Central HP <5.4 tons | ARCOAIRE | HRCU-A-CB (Split System: Heat Pump with Remote Outdoor Unit-Air-Source) | DLCURAH36ABK |  |  | EN(A,D)4X48L24** | *92ESN1002120A* | 35800 | 16.5 | 8.1 | 38500 | 34800 | 90.39% | 2 | 0 | 10 |  |  |  |  | R-410A | 2.9833 | Residential & Commercial | USHP | Ducted CEE Tier 1
211229574 | Central HP <5.4 tons | ARCOAIRE | HRCU-A-CB (Split System: Heat Pump with Remote Outdoor Unit-Air-Source) | DLCURAH36ABK |  |  | EA*4X48L24A* | *95ESU1002120A* | 36200 | 16 | 8.5 | 38500 | 34600 | 89.87% | 2.08 | 0 | 10 |  |  |  |  | R-410A | 3.0167 | Residential & Commercial | USHP | Ducted CEE Tier 1
211229472 | Central HP <5.4 tons | ARCOAIRE | HRCU-A-CB (Split System: Heat Pump with Remote Outdoor Unit-Air-Source) | DLCURAH36ABK |  |  | EA*4X48L24A* | *92ESN1202420A* | 36200 | 16 | 8.5 | 38500 | 34600 | 89.87% | 2.08 | 0 | 10 |  |  |  |  | R-410A | 3.0167 | Residential & Commercial | USHP | Ducted CEE Tier 1
211228904 | Central HP <5.4 tons | ARCOAIRE | HRCU-A-CB (Split System: Heat Pump with Remote Outdoor Unit-Air-Source) | DLCURAH36ABK |  |  | EA*4X48L21A* | *80VTL0701716A* | 35800 | 16 | 8.5 | 38500 | 34600 | 89.87% | 2.04 | 0 | 10 |  |  |  |  | R-410A | 2.9833 | Residential & Commercial | USHP | Ducted CEE Tier 1
210471127 | Central HP <5.4 tons | ARCOAIRE | HRCU-A-CB (Split System: Heat Pump with Remote Outdoor Unit-Air-Source) | HVH837GKA2* |  |  | EHD4X60AAL+WALLCON | *95CSU1002122A* | 33000 | 17 | 8.1 | 32200 | 24800 | 77.02% | 2.02 | 0 | 11.5 |  |  |  |  | R-410A | 2.75 | Residential & Commercial | USHP | Ducted CEE Tier 1
210473033 | Central HP <5.4 tons | ARCOAIRE | HRCU-A-CB (Split System: Heat Pump with Remote Outdoor Unit-Air-Source) | HVH825GKA3* |  |  | EA*4X42L24A*+WALLCON | *96CTN1202422A* | 23800 | 17 | 8.1 | 21400 | 16600 | 77.57% | 1.96 | 0 | 11 |  |  |  |  | R-410A | 1.9833 | Residential & Commercial | USHP | Ducted CEE Tier 1
210473176 | Central HP <5.4 tons | ARCOAIRE | HRCU-A-CB (Split System: Heat Pump with Remote Outdoor Unit-Air-Source) | HVH825GKA3* |  |  | EA*4X43L21A*+WALLCON | *96CTN0601714A* | 24400 | 16.5 | 8.1 | 21200 | 16700 | 78.77% | 2.02 | 0 | 11 |  |  |  |  | R-410A | 2.0333 | Residential & Commercial | USHP | Ducted CEE Tier 1
210474255 | Central HP <5.4 tons | ARCOAIRE | HRCU-A-CB (Split System: Heat Pump with Remote Outdoor Unit-Air-Source) | HVH825GKA3* |  |  | EHD4X42AAL+WALLCON | *80CSU0401712A* | 24200 | 16.5 | 8.1 | 21400 | 16600 | 77.57% | 2 | 0 | 10.5 |  |  |  |  | R-410A | 2.0167 | Residential & Commercial | USHP | Ducted CEE Tier 1
210473953 | Central HP <5.4 tons | ARCOAIRE | HRCU-A-CB (Split System: Heat Pump with Remote Outdoor Unit-Air-Source) | HVH825GKA3* |  |  | EN(A,D,W)4X48L21**+WALLCON | *80CTL0451712A* | 24000 | 16.5 | 8.1 | 21400 | 16700 | 78.04% | 2 | 0 | 11 |  |  |  |  | R-410A | 2 | Residential & Commercial | USHP | Ducted CEE Tier 1
210473308 | Central HP <5.4 tons | ARCOAIRE | HRCU-A-CB (Split System: Heat Pump with Remote Outdoor Unit-Air-Source) | HVH825GKA3* |  |  | EA*4X48L21A*+WALLCON | *80CSU0601716A* | 24000 | 17 | 8.1 | 21000 | 16600 | 79.05% | 2.02 | 0 | 11 |  |  |  |  | R-410A | 2 | Residential & Commercial | USHP | Ducted CEE Tier 1
210473451 | Central HP <5.4 tons | ARCOAIRE | HRCU-A-CB (Split System: Heat Pump with Remote Outdoor Unit-Air-Source) | HVH825GKA3* |  |  | EA*4X48L24A*+WALLCON | *95CSU1002122A* | 24200 | 17 | 8.1 | 21000 | 16500 | 78.57% | 2.02 | 0 | 11 |  |  |  |  | R-410A | 2.0167 | Residential & Commercial | USHP | Ducted CEE Tier 1
211242587 | Central HP <5.4 tons | ARCOAIRE | HRCU-A-CB (Split System: Heat Pump with Remote Outdoor Unit-Air-Source) | DLCURAH24ABK |  |  | EA*4X36L21A* | *80ES(N,L)0901714A* | 24800 | 17 | 8.5 | 26400 | 22000 | 83.33% | 1.84 | 0 | 10 |  |  |  |  | R-410A | 2.0667 | Residential & Commercial | USHP | Ducted CEE Tier 1
211242623 | Central HP <5.4 tons | ARCOAIRE | HRCU-A-CB (Split System: Heat Pump with Remote Outdoor Unit-Air-Source) | DLCURAH24ABK |  |  | EA*4X36L21A* | *92ESN0601714A* | 24600 | 17 | 8.5 | 26200 | 22200 | 84.73% | 1.86 | 0 | 10 |  |  |  |  | R-410A | 2.05 | Residential & Commercial | USHP | Ducted CEE Tier 1
211242956 | Central HP <5.4 tons | ARCOAIRE | HRCU-A-CB (Split System: Heat Pump with Remote Outdoor Unit-Air-Source) | DLCURAH24ABK |  |  | EA*4X37L17A* | *95ESN0401712A* | 24400 | 15.2 | 8.5 | 26000 | 21600 | 83.08% | 1.78 | 0 | 10 |  |  |  |  | R-410A | 2.0333 | Residential & Commercial | USHP | Ducted CEE Tier 1
211242988 | Central HP <5.4 tons | ARCOAIRE | HRCU-A-CB (Split System: Heat Pump with Remote Outdoor Unit-Air-Source) | DLCURAH24ABK |  |  | EA*4X37L17A* | *96VTN0601412A* | 24000 | 16.5 | 8.5 | 25200 | 22000 | 87.3% | 1.84 | 0 | 10 |  |  |  |  | R-410A | 2 | Residential & Commercial | USHP | Ducted CEE Tier 1
211243455 | Central HP <5.4 tons | ARCOAIRE | HRCU-A-CB (Split System: Heat Pump with Remote Outdoor Unit-Air-Source) | DLCURAH24ABK |  |  | EA*4X37L21A* | *96VTN0601714A* | 24600 | 16.5 | 8.5 | 25400 | 21000 | 82.68% | 1.78 | 0 | 10 |  |  |  |  | R-410A | 2.05 | Residential & Commercial | USHP | Ducted CEE Tier 1
211243256 | Central HP <5.4 tons | ARCOAIRE | HRCU-A-CB (Split System: Heat Pump with Remote Outdoor Unit-Air-Source) | DLCURAH24ABK |  |  | EA*4X37L21A* | *96VSN0801716A* | 24800 | 17 | 8.5 | 25600 | 21000 | 82.03% | 1.76 | 0 | 10.5 |  |  |  |  | R-410A | 2.0667 | Residential & Commercial | USHP | Ducted CEE Tier 1
211243341 | Central HP <5.4 tons | ARCOAIRE | HRCU-A-CB (Split System: Heat Pump with Remote Outdoor Unit-Air-Source) | DLCURAH24ABK |  |  | EA*4X37L21A* | *80VSL0701716A* | 24600 | 17 | 8.5 | 25400 | 21200 | 83.46% | 1.78 | 0 | 10.5 |  |  |  |  | R-410A | 2.05 | Residential & Commercial | USHP | Ducted CEE Tier 1
215667910 | Central HP <5.4 tons | ARCOAIRE | HRCU-A-CB (Split System: Heat Pump with Remote Outdoor Unit-Air-Source) | H5H0V24*K*AAA* |  |  | EA*5X37M21A*+WALLCON | *97CMN1002122B* | 24000 | 17.5 | 9 | 23200 | 16300 | 70.26% | 2.02 | 0 | 10.5 |  |  |  |  | R-454B | 2 | Residential & Commercial | USHP | Ducted CEE Tier 1
216737667 | Central HP <5.4 tons | ARCOAIRE | HRCU-A-CB (Split System: Heat Pump with Remote Outdoor Unit-Air-Source) | D5CUHAH24AAK |  |  | ESH5X30M12A* | *96VSN0802120B* | 22600 | 15.5 | 8.1 | 21000 | 18900 | 90% | 1.85 | 0 | 10.5 |  |  |  |  | R-454B | 1.8833 | Residential & Commercial | USHP | Ducted CEE Tier 1
216737676 | Central HP <5.4 tons | ARCOAIRE | HRCU-A-CB (Split System: Heat Pump with Remote Outdoor Unit-Air-Source) | D5CUHAH24AAK |  |  | ESH5X30M12A* | *96VSN1002120B* | 22800 | 15.5 | 8.1 | 21200 | 19000 | 89.62% | 1.85 | 0 | 10.5 |  |  |  |  | R-454B | 1.9 | Residential & Commercial | USHP | Ducted CEE Tier 1
215676577 | Central HP <5.4 tons | ARCOAIRE | HRCU-A-CB (Split System: Heat Pump with Remote Outdoor Unit-Air-Source) | H5H0V48*K*AAA* |  |  | EVD5X60M21A*+WALLCON | *96CTN1002122B* | 48000 | 19 | 9 | 50000 | 36600 | 73.2% | 2 | 0 | 10 |  |  |  |  | R-454B | 4 | Residential & Commercial | USHP | Ducted CEE Tier 1
215676627 | Central HP <5.4 tons | ARCOAIRE | HRCU-A-CB (Split System: Heat Pump with Remote Outdoor Unit-Air-Source) | H5H0V48*K*AAA* |  |  | EVD5X60M24A*+WALLCON | *80CTL1102120B* | 48000 | 19 | 9 | 50000 | 36400 | 72.8% | 2 | 0 | 10.5 |  |  |  |  | R-454B | 4 | Residential & Commercial | USHP | Ducted CEE Tier 1
210473330 | Central HP <5.4 tons | ARCOAIRE | HRCU-A-CB (Split System: Heat Pump with Remote Outdoor Unit-Air-Source) | HVH825GKA3* |  |  | EA*4X48L21A*+WALLCON | *80CTL0451712A* | 24000 | 16.5 | 8.1 | 21000 | 16700 | 79.52% | 2 | 0 | 11 |  |  |  |  | R-410A | 2 | Residential & Commercial | USHP | Ducted CEE Tier 1
210473396 | Central HP <5.4 tons | ARCOAIRE | HRCU-A-CB (Split System: Heat Pump with Remote Outdoor Unit-Air-Source) | HVH825GKA3* |  |  | EA*4X48L21A*+WALLCON | *97CMN1002122A* | 24000 | 16.5 | 8.1 | 21000 | 16500 | 78.57% | 2.02 | 0 | 11 |  |  |  |  | R-410A | 2 | Residential & Commercial | USHP | Ducted CEE Tier 1
210473044 | Central HP <5.4 tons | ARCOAIRE | HRCU-A-CB (Split System: Heat Pump with Remote Outdoor Unit-Air-Source) | HVH825GKA3* |  |  | EA*4X42L24A*+WALLCON | *97CMN1002122A* | 23800 | 16.5 | 8.1 | 21400 | 16600 | 77.57% | 1.96 | 0 | 11 |  |  |  |  | R-410A | 1.9833 | Residential & Commercial | USHP | Ducted CEE Tier 1
210472846 | Central HP <5.4 tons | ARCOAIRE | HRCU-A-CB (Split System: Heat Pump with Remote Outdoor Unit-Air-Source) | HVH825GKA3* |  |  | EA*4X42L21A*+WALLCON | *80CSU0401712A* | 23800 | 17 | 8.1 | 21400 | 16600 | 77.57% | 1.96 | 0 | 11 |  |  |  |  | R-410A | 1.9833 | Residential & Commercial | USHP | Ducted CEE Tier 1
211242890 | Central HP <5.4 tons | ARCOAIRE | HRCU-A-CB (Split System: Heat Pump with Remote Outdoor Unit-Air-Source) | DLCURAH24ABK |  |  | EA*4X37L17A* | *80ESU0401712A* | 24400 | 17.5 | 8.5 | 25400 | 21800 | 85.83% | 1.82 | 0 | 10.5 |  |  |  |  | R-410A | 2.0333 | Residential & Commercial | USHP | Ducted CEE Tier 1
211243507 | Central HP <5.4 tons | ARCOAIRE | HRCU-A-CB (Split System: Heat Pump with Remote Outdoor Unit-Air-Source) | DLCURAH24ABK |  |  | EA*4X37L21A* | *80ES(N,L)0701712A* | 25000 | 16.5 | 8.5 | 25600 | 20800 | 81.25% | 1.76 | 0 | 10.5 |  |  |  |  | R-410A | 2.0833 | Residential & Commercial | USHP | Ducted CEE Tier 1
211243238 | Central HP <5.4 tons | ARCOAIRE | HRCU-A-CB (Split System: Heat Pump with Remote Outdoor Unit-Air-Source) | DLCURAH24ABK |  |  | EA*4X37L21A* | *96VSN1002120A* | 24400 | 17 | 8.5 | 25200 | 21200 | 84.13% | 1.78 | 0 | 10.5 |  |  |  |  | R-410A | 2.0333 | Residential & Commercial | USHP | Ducted CEE Tier 1
213772458 | Central HP <5.4 tons | AIRQUEST | HRCU-A-CB (Split System: Heat Pump with Remote Outdoor Unit-Air-Source) | HVH825GKA2* |  |  | EHD4X48AAL+WALLCON | *80CTL0901716B* | 24400 | 17 | 8.1 | 21200 | 16600 | 78.3% | 2.02 | 0 | 10.5 |  |  |  |  | R-410A | 2.0333 | Residential & Commercial | USHP | Ducted CEE Tier 1
215675937 | Central HP <5.4 tons | ARCOAIRE | HRCU-A-CB (Split System: Heat Pump with Remote Outdoor Unit-Air-Source) | H5H0V48*K*AAA* |  |  | EVM5X60M24A*+WALLCON | *97CMN1202422B* | 48000 | 19 | 9 | 50000 | 36600 | 73.2% | 2 | 0 | 10 |  |  |  |  | R-454B | 4 | Residential & Commercial | USHP | Ducted CEE Tier 1
215675587 | Central HP <5.4 tons | ARCOAIRE | HRCU-A-CB (Split System: Heat Pump with Remote Outdoor Unit-Air-Source) | H5H0V48*K*AAA* |  |  | EVM5X49M21A*+WALLCON | *95CSU0601716B* | 47500 | 18 | 9 | 50000 | 37200 | 74.4% | 1.98 | 0 | 10 |  |  |  |  | R-454B | 3.9583 | Residential & Commercial | USHP | Ducted CEE Tier 1
215675337 | Central HP <5.4 tons | ARCOAIRE | HRCU-A-CB (Split System: Heat Pump with Remote Outdoor Unit-Air-Source) | H5H0V48*K*AAA* |  |  | ESH5X60M12A*+WALLCON | *96CTN1202422B* | 45500 | 16.5 | 8.5 | 48000 | 33800 | 70.42% | 2.08 | 0 | 9.5 |  |  |  |  | R-454B | 3.7917 | Residential & Commercial | USHP
213773489 | Central HP <5.4 tons | ARCOAIRE | HRCU-A-CB (Split System: Heat Pump with Remote Outdoor Unit-Air-Source) | HVH825GKA3* |  |  | EA*4X42L21A*+WALLCON | *96CTN1002122B* | 23800 | 16.5 | 8.1 | 21400 | 16600 | 77.57% | 1.96 | 0 | 11 |  |  |  |  | R-410A | 1.9833 | Residential & Commercial | USHP | Ducted CEE Tier 1
213773539 | Central HP <5.4 tons | ARCOAIRE | HRCU-A-CB (Split System: Heat Pump with Remote Outdoor Unit-Air-Source) | HVH825GKA3* |  |  | EA*4X42L24A*+WALLCON | *97CMN1202422B* | 23800 | 16.5 | 8.1 | 21400 | 16600 | 77.57% | 1.96 | 0 | 10.5 |  |  |  |  | R-410A | 1.9833 | Residential & Commercial | USHP | Ducted CEE Tier 1
215674583 | Central HP <5.4 tons | ARCOAIRE | HRCU-A-CB (Split System: Heat Pump with Remote Outdoor Unit-Air-Source) | H5H0V48*K*AAA* |  |  | EA*5X61M24A*+WALLCON | *97CMN0802120B* | 46000 | 18 | 9 | 48000 | 33800 | 70.42% | 2.08 | 0 | 10 |  |  |  |  | R-454B | 3.8333 | Residential & Commercial | USHP | Ducted CEE Tier 1
216733174 | Central HP <5.4 tons | PAYNE HEATING AND COOLING | HRCU-A-CB (Split System: Heat Pump with Remote Outdoor Unit-Air-Source) | 37MUHAQ24AA3 |  |  | CAA**2517AM* | PG80MS(A,L)A36070A** | 23000 | 16.5 | 8.5 | 20600 | 18400 | 89.32% | 1.98 | 0 | 11 |  |  |  |  | R-454B | 1.9167 | Residential & Commercial | USHP | Ducted CEE Tier 1
216733749 | Central HP <5.4 tons | PAYNE HEATING AND COOLING | HRCU-A-CB (Split System: Heat Pump with Remote Outdoor Unit-Air-Source) | 37MUHAQ24AA3 |  |  | CAA**3014AM* | PG96MSAA36060A** | 22200 | 15.5 | 8.1 | 20800 | 18800 | 90.38% | 1.9 | 0 | 10.5 |  |  |  |  | R-454B | 1.85 | Residential & Commercial | USHP | Ducted CEE Tier 1
216733876 | Central HP <5.4 tons | PAYNE HEATING AND COOLING | HRCU-A-CB (Split System: Heat Pump with Remote Outdoor Unit-Air-Source) | 37MUHAQ24AA3 |  |  | CAA**3017AM* | PG80MS(A,L)A42090B** | 22200 | 16 | 8.1 | 20800 | 18800 | 90.38% | 1.85 | 0 | 10.5 |  |  |  |  | R-454B | 1.85 | Residential & Commercial | USHP | Ducted CEE Tier 1
216733981 | Central HP <5.4 tons | PAYNE HEATING AND COOLING | HRCU-A-CB (Split System: Heat Pump with Remote Outdoor Unit-Air-Source) | 37MUHAQ24AA3 |  |  | CAA**3017AM* | PG80VTLB36045A** | 22200 | 16.5 | 8.1 | 20800 | 18700 | 89.9% | 1.85 | 0 | 10.5 |  |  |  |  | R-454B | 1.85 | Residential & Commercial | USHP | Ducted CEE Tier 1
216733992 | Central HP <5.4 tons | PAYNE HEATING AND COOLING | HRCU-A-CB (Split System: Heat Pump with Remote Outdoor Unit-Air-Source) | 37MUHAQ24AA3 |  |  | CAA**3017AM* | PG80VTLB36070A** | 22400 | 16.5 | 8.5 | 21000 | 18800 | 89.52% | 1.96 | 0 | 11 |  |  |  |  | R-454B | 1.8667 | Residential & Commercial | USHP | Ducted CEE Tier 1
216734301 | Central HP <5.4 tons | PAYNE HEATING AND COOLING | HRCU-A-CB (Split System: Heat Pump with Remote Outdoor Unit-Air-Source) | 37MUHAQ24AA3 |  |  | CAA**3017AM* | PG97VTAA48080B** | 22000 | 16 | 8.1 | 20800 | 18800 | 90.38% | 1.85 | 0 | 10.5 |  |  |  |  | R-454B | 1.8333 | Residential & Commercial | USHP | Ducted CEE Tier 1
211228522 | Central HP <5.4 tons | ARCOAIRE | HRCU-A-CB (Split System: Heat Pump with Remote Outdoor Unit-Air-Source) | DLCURAH36ABK |  |  | EA*4X43L21A* | *95ESN1002122A* | 37400 | 15.5 | 8.5 | 39000 | 35000 | 89.74% | 2.16 | 0 | 10 |  |  |  |  | R-410A | 3.1167 | Residential & Commercial | USHP | Ducted CEE Tier 1
210470632 | Central HP <5.4 tons | ARCOAIRE | HRCU-A-CB (Split System: Heat Pump with Remote Outdoor Unit-Air-Source) | HVH837GKA2* |  |  | EA*4X61L24A*+WALLCON | *96CTN1002122A* | 33200 | 18 | 8.5 | 32000 | 24800 | 77.5% | 2 | 0 | 12 |  |  |  |  | R-410A | 2.7667 | Residential & Commercial | USHP | Ducted CEE Tier 1
210470848 | Central HP <5.4 tons | ARCOAIRE | HRCU-A-CB (Split System: Heat Pump with Remote Outdoor Unit-Air-Source) | HVH837GKA2* |  |  | EN(A,D)4X48L24**+WALLCON | *95CSU1002122A* | 32400 | 17.5 | 8.1 | 32800 | 24600 | 75% | 1.98 | 0 | 11.7 |  |  |  |  | R-410A | 2.7 | Residential & Commercial | USHP | Ducted CEE Tier 1
210470346 | Central HP <5.4 tons | ARCOAIRE | HRCU-A-CB (Split System: Heat Pump with Remote Outdoor Unit-Air-Source) | HVH837GKA2* |  |  | EA*4X60L24A*+WALLCON | *96CTN1002122A* | 32800 | 17.5 | 8.5 | 31800 | 24800 | 77.99% | 2 | 0 | 11.7 |  |  |  |  | R-410A | 2.7333 | Residential & Commercial | USHP | Ducted CEE Tier 1
210474266 | Central HP <5.4 tons | ARCOAIRE | HRCU-A-CB (Split System: Heat Pump with Remote Outdoor Unit-Air-Source) | HVH825GKA3* |  |  | EHD4X42AAL+WALLCON | *80CSU0601716A* | 24200 | 16 | 8.1 | 21400 | 16600 | 77.57% | 2 | 0 | 10.5 |  |  |  |  | R-410A | 2.0167 | Residential & Commercial | USHP | Ducted CEE Tier 1
210474299 | Central HP <5.4 tons | ARCOAIRE | HRCU-A-CB (Split System: Heat Pump with Remote Outdoor Unit-Air-Source) | HVH825GKA3* |  |  | EHD4X42AAL+WALLCON | *80CTL0701716A* | 24200 | 16 | 8.1 | 21400 | 16600 | 77.57% | 2 | 0 | 10.5 |  |  |  |  | R-410A | 2.0167 | Residential & Commercial | USHP | Ducted CEE Tier 1
210473363 | Central HP <5.4 tons | ARCOAIRE | HRCU-A-CB (Split System: Heat Pump with Remote Outdoor Unit-Air-Source) | HVH825GKA3* |  |  | EA*4X48L21A*+WALLCON | *96CTN0801714A* | 24000 | 16.5 | 8.1 | 21000 | 16600 | 79.05% | 2 | 0 | 11 |  |  |  |  | R-410A | 2 | Residential & Commercial | USHP | Ducted CEE Tier 1
211229504 | Central HP <5.4 tons | ARCOAIRE | HRCU-A-CB (Split System: Heat Pump with Remote Outdoor Unit-Air-Source) | DLCURAH36ABK |  |  | EA*4X48L24A* | *95ESN1002122A* | 37400 | 15.5 | 8.5 | 38500 | 35000 | 90.91% | 2.14 | 0 | 10 |  |  |  |  | R-410A | 3.1167 | Residential & Commercial | USHP | Ducted CEE Tier 1
211228752 | Central HP <5.4 tons | ARCOAIRE | HRCU-A-CB (Split System: Heat Pump with Remote Outdoor Unit-Air-Source) | DLCURAH36ABK |  |  | EA*4X48L21A* | *80ES(N,L)0701712A* | 36000 | 15.5 | 8.5 | 38500 | 34800 | 90.39% | 2.06 | 0 | 10 |  |  |  |  | R-410A | 3 | Residential & Commercial | USHP | Ducted CEE Tier 1
211229285 | Central HP <5.4 tons | ARCOAIRE | HRCU-A-CB (Split System: Heat Pump with Remote Outdoor Unit-Air-Source) | DLCURAH36ABK |  |  | EA*4X48L24A* | *80ES(N,L)0902420A* | 36000 | 16.5 | 8.5 | 38500 | 34600 | 89.87% | 2.06 | 0 | 10 |  |  |  |  | R-410A | 3 | Residential & Commercial | USHP | Ducted CEE Tier 1
211229333 | Central HP <5.4 tons | ARCOAIRE | HRCU-A-CB (Split System: Heat Pump with Remote Outdoor Unit-Air-Source) | DLCURAH36ABK |  |  | EA*4X48L24A* | *80ES(N,L)1552420A* | 37000 | 16 | 8.5 | 38500 | 34800 | 90.39% | 2.12 | 0 | 10 |  |  |  |  | R-410A | 3.0833 | Residential & Commercial | USHP | Ducted CEE Tier 1
215667383 | Central HP <5.4 tons | ARCOAIRE | HRCU-A-CB (Split System: Heat Pump with Remote Outdoor Unit-Air-Source) | H5H0V24*K*AAA* |  |  | EA*5X30M17A*+WALLCON | *80CSU0601716A* | 23000 | 17 | 9 | 23800 | 16700 | 70.17% | 1.98 | 0 | 10 |  |  |  |  | R-454B | 1.9167 | Residential & Commercial | USHP | Ducted CEE Tier 1
210470070 | Central HP <5.4 tons | ARCOAIRE | HRCU-A-CB (Split System: Heat Pump with Remote Outdoor Unit-Air-Source) | HVH837GKA2* |  |  | EA*4X36L21A*+WALLCON | *95CSU1002122A* | 31600 | 17.5 | 8.1 | 33000 | 24200 | 73.33% | 1.86 | 0 | 11 |  |  |  |  | R-410A | 2.6333 | Residential & Commercial | USHP | Ducted CEE Tier 1
210470555 | Central HP <5.4 tons | ARCOAIRE | HRCU-A-CB (Split System: Heat Pump with Remote Outdoor Unit-Air-Source) | HVH837GKA2* |  |  | EA*4X61L24A*+WALLCON | *80CTL0902120A* | 33200 | 18 | 8.5 | 32000 | 24800 | 77.5% | 2 | 0 | 12 |  |  |  |  | R-410A | 2.7667 | Residential & Commercial | USHP | Ducted CEE Tier 1
210470654 | Central HP <5.4 tons | ARCOAIRE | HRCU-A-CB (Split System: Heat Pump with Remote Outdoor Unit-Air-Source) | HVH837GKA2* |  |  | EA*4X61L24A*+WALLCON | *97CMN0602120A* | 33000 | 17.5 | 8.5 | 32400 | 25200 | 77.78% | 1.98 | 0 | 11.7 |  |  |  |  | R-410A | 2.75 | Residential & Commercial | USHP | Ducted CEE Tier 1
211241935 | Central HP <5.4 tons | ARCOAIRE | HRCU-A-CB (Split System: Heat Pump with Remote Outdoor Unit-Air-Source) | DLCURAH24ABK |  |  | EA*4X36L17A* | *95ESU0601716A* | 24400 | 17 | 8.5 | 26200 | 22400 | 85.5% | 1.86 | 0 | 10 |  |  |  |  | R-410A | 2.0333 | Residential & Commercial | USHP | Ducted CEE Tier 1
211242303 | Central HP <5.4 tons | ARCOAIRE | HRCU-A-CB (Split System: Heat Pump with Remote Outdoor Unit-Air-Source) | DLCURAH24ABK |  |  | EA*4X36L21A* | *96VSN0401712A* | 23400 | 16 | 8.5 | 25800 | 23600 | 91.47% | 1.94 | 0 | 10 |  |  |  |  | R-410A | 1.95 | Residential & Commercial | USHP | Ducted CEE Tier 1
211242322 | Central HP <5.4 tons | ARCOAIRE | HRCU-A-CB (Split System: Heat Pump with Remote Outdoor Unit-Air-Source) | DLCURAH24ABK |  |  | EA*4X36L21A* | *95ESU0401712A* | 23800 | 17 | 8.5 | 25800 | 23200 | 89.92% | 1.92 | 0 | 10 |  |  |  |  | R-410A | 1.9833 | Residential & Commercial | USHP | Ducted CEE Tier 1
211245567 | Central HP <5.4 tons | ARCOAIRE | HRCU-A-CB (Split System: Heat Pump with Remote Outdoor Unit-Air-Source) | DLCURAH24ABK |  |  | EN(A,D)4X36L21** | *96VTN1002120A* | 23800 | 16.5 | 8.1 | 26000 | 23400 | 90% | 1.94 | 0 | 10.5 |  |  |  |  | R-410A | 1.9833 | Residential & Commercial | USHP | Ducted CEE Tier 1
211245692 | Central HP <5.4 tons | ARCOAIRE | HRCU-A-CB (Split System: Heat Pump with Remote Outdoor Unit-Air-Source) | DLCURAH24ABK |  |  | EN(A,D)4X36L21** | *92ESN1002120A* | 24800 | 16.5 | 8.5 | 26800 | 22200 | 82.84% | 1.84 | 0 | 10.5 |  |  |  |  | R-410A | 2.0667 | Residential & Commercial | USHP | Ducted CEE Tier 1
211245819 | Central HP <5.4 tons | ARCOAIRE | HRCU-A-CB (Split System: Heat Pump with Remote Outdoor Unit-Air-Source) | DLCURAH24ABK |  |  | FEM4X30**BL | 0 | 24000 | 17 | 8.5 | 26200 | 23400 | 89.31% | 1.94 | 0 | 10 |  |  |  |  | R-410A | 2 | Residential & Commercial | USHP | Ducted CEE Tier 1
212989179 | Central HP <5.4 tons | PAYNE HEATING AND COOLING | HRCU-A-CB (Split System: Heat Pump with Remote Outdoor Unit-Air-Source) | 38MURAQ24AB3* |  |  | CAP**3621AL* | PG95MSUA48060B** | 23800 | 17.5 | 8.5 | 26200 | 23800 | 90.84% | 1.98 | 0 | 10 |  |  |  |  | R-410A | 1.9833 | Residential & Commercial | USHP | Ducted CEE Tier 1
210473099 | Central HP <5.4 tons | ARCOAIRE | HRCU-A-CB (Split System: Heat Pump with Remote Outdoor Unit-Air-Source) | HVH825GKA3* |  |  | EA*4X43L21A*+WALLCON | *95CSU0802120A* | 24400 | 17 | 8.5 | 21200 | 16600 | 78.3% | 2.04 | 0 | 11 |  |  |  |  | R-410A | 2.0333 | Residential & Commercial | USHP | Ducted CEE Tier 1
216738118 | Central HP <5.4 tons | PAYNE HEATING AND COOLING | HRCU-A-CB (Split System: Heat Pump with Remote Outdoor Unit-Air-Source) | 37MUHAQ24AA3 |  |  | CSAH*3612AM* | PG80MS(A,L)A60135D** | 23200 | 15.2 | 8.1 | 21200 | 18700 | 88.21% | 1.9 | 0 | 11 |  |  |  |  | R-454B | 1.9333 | Residential & Commercial | USHP | Ducted CEE Tier 1
210471160 | Central HP <5.4 tons | ARCOAIRE | HRCU-A-CB (Split System: Heat Pump with Remote Outdoor Unit-Air-Source) | HVH837GKA2* |  |  | EHD4X60AAL+WALLCON | *80CSU1002120A* | 32800 | 16.5 | 8.1 | 32200 | 24800 | 77.02% | 1.98 | 0 | 11 |  |  |  |  | R-410A | 2.7333 | Residential & Commercial | USHP | Ducted CEE Tier 1
210470324 | Central HP <5.4 tons | ARCOAIRE | HRCU-A-CB (Split System: Heat Pump with Remote Outdoor Unit-Air-Source) | HVH837GKA2* |  |  | EA*4X60L24A*+WALLCON | *97CMN1202422A* | 32800 | 17.5 | 8.5 | 32000 | 24800 | 77.5% | 1.98 | 0 | 11.7 |  |  |  |  | R-410A | 2.7333 | Residential & Commercial | USHP | Ducted CEE Tier 1
212986201 | Central HP <5.4 tons | PAYNE HEATING AND COOLING | HRCU-A-CB (Split System: Heat Pump with Remote Outdoor Unit-Air-Source) | 38MURAQ24AB3* |  |  | CAP**3717AL* | PG96MSAA30040A** | 24000 | 16 | 8.1 | 25200 | 22200 | 88.1% | 1.84 | 0 | 10 |  |  |  |  | R-410A | 2 | Residential & Commercial | USHP | Ducted CEE Tier 1
212986549 | Central HP <5.4 tons | PAYNE HEATING AND COOLING | HRCU-A-CB (Split System: Heat Pump with Remote Outdoor Unit-Air-Source) | 38MURAQ24AB3* |  |  | CAP**3017AL* | PG96MSAA36040B** | 23200 | 16 | 8.5 | 26400 | 25000 | 94.7% | 2.08 | 0 | 9.5 |  |  |  |  | R-410A | 1.9333 | Residential & Commercial | USHP
211244961 | Central HP <5.4 tons | ARCOAIRE | HRCU-A-CB (Split System: Heat Pump with Remote Outdoor Unit-Air-Source) | DLCURAH24ABK |  |  | EN(A,D,W)4X36L17** | *80VSL0701716A* | 23800 | 16.5 | 8.1 | 26000 | 23200 | 89.23% | 1.92 | 0 | 10.5 |  |  |  |  | R-410A | 1.9833 | Residential & Commercial | USHP | Ducted CEE Tier 1
211245611 | Central HP <5.4 tons | ARCOAIRE | HRCU-A-CB (Split System: Heat Pump with Remote Outdoor Unit-Air-Source) | DLCURAH24ABK |  |  | EN(A,D)4X36L21** | *80ES(N,L)0702116A* | 24200 | 17 | 8.1 | 26200 | 22800 | 87.02% | 1.9 | 0 | 10.5 |  |  |  |  | R-410A | 2.0167 | Residential & Commercial | USHP | Ducted CEE Tier 1
211245495 | Central HP <5.4 tons | ARCOAIRE | HRCU-A-CB (Split System: Heat Pump with Remote Outdoor Unit-Air-Source) | DLCURAH24ABK |  |  | EN(A,D)4X36L21** | *96VTN0401712A* | 23400 | 16 | 8.1 | 25800 | 24000 | 93.02% | 1.98 | 0 | 10 |  |  |  |  | R-410A | 1.95 | Residential & Commercial | USHP | Ducted CEE Tier 1
211242415 | Central HP <5.4 tons | ARCOAIRE | HRCU-A-CB (Split System: Heat Pump with Remote Outdoor Unit-Air-Source) | DLCURAH24ABK |  |  | EA*4X36L21A* | *80VSL0902120A* | 24200 | 17 | 8.5 | 26000 | 22800 | 87.69% | 1.88 | 0 | 10 |  |  |  |  | R-410A | 2.0167 | Residential & Commercial | USHP | Ducted CEE Tier 1
211242935 | Central HP <5.4 tons | ARCOAIRE | HRCU-A-CB (Split System: Heat Pump with Remote Outdoor Unit-Air-Source) | DLCURAH24ABK |  |  | EA*4X37L17A* | *80VTL0701716A* | 24600 | 17 | 8.5 | 25600 | 21600 | 84.38% | 1.8 | 0 | 10.5 |  |  |  |  | R-410A | 2.05 | Residential & Commercial | USHP | Ducted CEE Tier 1
211242667 | Central HP <5.4 tons | ARCOAIRE | HRCU-A-CB (Split System: Heat Pump with Remote Outdoor Unit-Air-Source) | DLCURAH24ABK |  |  | EA*4X36L21A* | *95ESN0601714A* | 24800 | 16 | 8.5 | 26600 | 22000 | 82.71% | 1.82 | 0 | 10 |  |  |  |  | R-410A | 2.0667 | Residential & Commercial | USHP | Ducted CEE Tier 1
211242449 | Central HP <5.4 tons | ARCOAIRE | HRCU-A-CB (Split System: Heat Pump with Remote Outdoor Unit-Air-Source) | DLCURAH24ABK |  |  | EA*4X36L21A* | *80VTL0902120A* | 24200 | 17 | 8.5 | 26000 | 22800 | 87.69% | 1.88 | 0 | 10 |  |  |  |  | R-410A | 2.0167 | Residential & Commercial | USHP | Ducted CEE Tier 1
210472923 | Central HP <5.4 tons | ARCOAIRE | HRCU-A-CB (Split System: Heat Pump with Remote Outdoor Unit-Air-Source) | HVH825GKA3* |  |  | EA*4X42L21A*+WALLCON | *97CMN0601714A* | 23600 | 16 | 8.1 | 21600 | 16800 | 77.78% | 1.94 | 0 | 10.5 |  |  |  |  | R-410A | 1.9667 | Residential & Commercial | USHP | Ducted CEE Tier 1
211228238 | Central HP <5.4 tons | ARCOAIRE | HRCU-A-CB (Split System: Heat Pump with Remote Outdoor Unit-Air-Source) | DLCURAH36ABK |  |  | EA*4X43L21A* | *80ES(N,L)0702116A* | 37200 | 15.5 | 8.5 | 38500 | 35000 | 90.91% | 2.12 | 0 | 10 |  |  |  |  | R-410A | 3.1 | Residential & Commercial | USHP | Ducted CEE Tier 1
211227827 | Central HP <5.4 tons | ARCOAIRE | HRCU-A-CB (Split System: Heat Pump with Remote Outdoor Unit-Air-Source) | DLCURAH36ABK |  |  | EA*4X42L24A* | *80ES(N,L)1102420A* | 35400 | 16.5 | 8.1 | 38500 | 35000 | 90.91% | 1.88 | 0 | 10 |  |  |  |  | R-410A | 2.95 | Residential & Commercial | USHP | Ducted CEE Tier 1
212383318 | Central HP <5.4 tons | ARCOAIRE | HRCU-A-CB (Split System: Heat Pump with Remote Outdoor Unit-Air-Source) | DLCURAH36ABK |  |  | EA*4X36L21A* | *80ES(N,L)0902120A* | 35600 | 16 | 8.1 | 39500 | 35200 | 89.11% | 1.84 | 0 | 10 |  |  |  |  | R-410A | 2.9667 | Residential & Commercial | USHP | Ducted CEE Tier 1
212384304 | Central HP <5.4 tons | ARCOAIRE | HRCU-A-CB (Split System: Heat Pump with Remote Outdoor Unit-Air-Source) | DLCURAH36ABK |  |  | END4X42L17** | *92ESN0601412A* | 36000 | 15.2 | 8.1 | 39500 | 35000 | 88.61% | 1.96 | 0 | 10 |  |  |  |  | R-410A | 3 | Residential & Commercial | USHP | Ducted CEE Tier 1
211227461 | Central HP <5.4 tons | ARCOAIRE | HRCU-A-CB (Split System: Heat Pump with Remote Outdoor Unit-Air-Source) | DLCURAH36ABK |  |  | EA*4X42L21A* | *80VTL0701716A* | 35400 | 16 | 8.1 | 38500 | 35000 | 90.91% | 1.88 | 0 | 10 |  |  |  |  | R-410A | 2.95 | Residential & Commercial | USHP | Ducted CEE Tier 1
210472835 | Central HP <5.4 tons | ARCOAIRE | HRCU-A-CB (Split System: Heat Pump with Remote Outdoor Unit-Air-Source) | HVH825GKA3* |  |  | EA*4X42L21A*+WALLCON | *95CSU1002122A* | 23800 | 16.5 | 8.1 | 21400 | 16600 | 77.57% | 1.96 | 0 | 11 |  |  |  |  | R-410A | 1.9833 | Residential & Commercial | USHP | Ducted CEE Tier 1
212980576 | Central HP <5.4 tons | PAYNE HEATING AND COOLING | HRCU-A-CB (Split System: Heat Pump with Remote Outdoor Unit-Air-Source) | 38MURAQ24AB3* |  |  | CAP**3621AL* | PG80MS(A,L)A60090C** | 23800 | 17.5 | 8.5 | 26200 | 23800 | 90.84% | 1.98 | 0 | 10 |  |  |  |  | R-410A | 1.9833 | Residential & Commercial | USHP | Ducted CEE Tier 1
212981110 | Central HP <5.4 tons | PAYNE HEATING AND COOLING | HRCU-A-CB (Split System: Heat Pump with Remote Outdoor Unit-Air-Source) | 38MURAQ30AB3* |  |  | CAP**4224AL* | PG80MS(A,L)A60110D** | 30000 | 15.5 | 8.1 | 34200 | 27600 | 80.7% | 1.8 | 0 | 9 |  |  |  |  | R-410A | 2.5 | Residential & Commercial | USHP
211242001 | Central HP <5.4 tons | ARCOAIRE | HRCU-A-CB (Split System: Heat Pump with Remote Outdoor Unit-Air-Source) | DLCURAH24ABK |  |  | EA*4X36L17A* | *95ESN0401410A* | 24400 | 15.2 | 8.5 | 26600 | 22400 | 84.21% | 1.82 | 0 | 10 |  |  |  |  | R-410A | 2.0333 | Residential & Commercial | USHP | Ducted CEE Tier 1
211242054 | Central HP <5.4 tons | ARCOAIRE | HRCU-A-CB (Split System: Heat Pump with Remote Outdoor Unit-Air-Source) | DLCURAH24ABK |  |  | EA*4X36L17A* | *95ESN0261410A* | 23400 | 16.5 | 8.5 | 25600 | 23600 | 92.19% | 1.96 | 0 | 10 |  |  |  |  | R-410A | 1.95 | Residential & Commercial | USHP | Ducted CEE Tier 1
211241651 | Central HP <5.4 tons | ARCOAIRE | HRCU-A-CB (Split System: Heat Pump with Remote Outdoor Unit-Air-Source) | DLCURAH24ABK |  |  | EA*4X30L17A* | *80ES(N,L)0451712A* | 24000 | 16.5 | 8.5 | 26200 | 23200 | 88.55% | 1.9 | 0 | 10 |  |  |  |  | R-410A | 2 | Residential & Commercial | USHP | Ducted CEE Tier 1
212979981 | Central HP <5.4 tons | ARCOAIRE | HRCU-A-CB (Split System: Heat Pump with Remote Outdoor Unit-Air-Source) | DLCURAH18ABK |  |  | EA*4X30L17A* | *80MS(N,L)0901714A* | 17700 | 16 | 8.5 | 18300 | 18700 | 102.2% | 2.24 | 0 | 10.5 |  |  |  |  | R-410A | 1.475 | Residential & Commercial | USHP | Ducted CEE Tier 1
210472813 | Central HP <5.4 tons | ARCOAIRE | HRCU-A-CB (Split System: Heat Pump with Remote Outdoor Unit-Air-Source) | HVH825GKA3* |  |  | EA*4X42L21A*+WALLCON | *95CSU0601716A* | 23600 | 16.5 | 8.1 | 21400 | 16700 | 78.04% | 1.94 | 0 | 10.5 |  |  |  |  | R-410A | 1.9667 | Residential & Commercial | USHP | Ducted CEE Tier 1
210472879 | Central HP <5.4 tons | ARCOAIRE | HRCU-A-CB (Split System: Heat Pump with Remote Outdoor Unit-Air-Source) | HVH825GKA3* |  |  | EA*4X42L21A*+WALLCON | *80CTL0451712A* | 23600 | 16.5 | 8.1 | 21600 | 16800 | 77.78% | 1.94 | 0 | 10.5 |  |  |  |  | R-410A | 1.9667 | Residential & Commercial | USHP | Ducted CEE Tier 1
210472912 | Central HP <5.4 tons | ARCOAIRE | HRCU-A-CB (Split System: Heat Pump with Remote Outdoor Unit-Air-Source) | HVH825GKA3* |  |  | EA*4X42L21A*+WALLCON | *96CTN0801714A* | 23600 | 16.5 | 8.1 | 21400 | 16700 | 78.04% | 1.96 | 0 | 11 |  |  |  |  | R-410A | 1.9667 | Residential & Commercial | USHP | Ducted CEE Tier 1
210474486 | Central HP <5.4 tons | ARCOAIRE | HRCU-A-CB (Split System: Heat Pump with Remote Outdoor Unit-Air-Source) | HVH825GKA3* |  |  | EHD4X48AAL+WALLCON | *80CSU0601716A* | 24200 | 16.5 | 8.1 | 21200 | 16600 | 78.3% | 2 | 0 | 10.5 |  |  |  |  | R-410A | 2.0167 | Residential & Commercial | USHP | Ducted CEE Tier 1
211131913 | Central HP <5.4 tons | AC PRO.com | HRCU-A-CB (Split System: Heat Pump with Remote Outdoor Unit-Air-Source) | AUD36W/A1-D(U) |  |  | AUD24AH2/A1-D(U) | 0 | 24000 | 17 | 9 | 24000 | 22000 | 91.67% | 1.8 | 12.5 | 12 |  |  |  |  | R-410A | 2 | Residential & Commercial | USHP | Ducted CEE Tier 1
211229297 | Central HP <5.4 tons | ARCOAIRE | HRCU-A-CB (Split System: Heat Pump with Remote Outdoor Unit-Air-Source) | DLCURAH36ABK |  |  | EA*4X48L24A* | *80ES(N,L)1102120A* | 36000 | 16.5 | 8.5 | 38500 | 34600 | 89.87% | 2.06 | 0 | 10 |  |  |  |  | R-410A | 3 | Residential & Commercial | USHP | Ducted CEE Tier 1
211229038 | Central HP <5.4 tons | ARCOAIRE | HRCU-A-CB (Split System: Heat Pump with Remote Outdoor Unit-Air-Source) | DLCURAH36ABK |  |  | EA*4X48L21A* | *95ESN0802120A* | 36600 | 15.5 | 8.5 | 38500 | 34800 | 90.39% | 2.08 | 0 | 10 |  |  |  |  | R-410A | 3.05 | Residential & Commercial | USHP | Ducted CEE Tier 1
216732571 | Central HP <5.4 tons | PAYNE HEATING AND COOLING | HRCU-A-CB (Split System: Heat Pump with Remote Outdoor Unit-Air-Source) | 37MUHAQ24AA3 |  |  | CAA**2414AM* | PG92MSAA36060A** | 22200 | 15.5 | 8.5 | 21200 | 19200 | 90.57% | 1.98 | 0 | 10.5 |  |  |  |  | R-454B | 1.85 | Residential & Commercial | USHP | Ducted CEE Tier 1
210599097 | Central HP <5.4 tons | ARCOAIRE | HRCU-A-CB (Split System: Heat Pump with Remote Outdoor Unit-Air-Source) | HVH837GKA** |  |  | EA*4X42L21A*+WALLCON | *80CSU1002120A* | 31800 | 17 | 8.1 | 33200 | 24400 | 73.49% | 1.88 | 0 | 11 |  |  |  |  | R-410A | 2.65 | Residential & Commercial | USHP | Ducted CEE Tier 1
210599454 | Central HP <5.4 tons | ARCOAIRE | HRCU-A-CB (Split System: Heat Pump with Remote Outdoor Unit-Air-Source) | HVH837GKA** |  |  | EHD4X60AAL+WALLCON | *97CMN0801714A* | 32800 | 16.5 | 8.1 | 32600 | 25200 | 77.3% | 1.98 | 0 | 11 |  |  |  |  | R-410A | 2.7333 | Residential & Commercial | USHP | Ducted CEE Tier 1
210599595 | Central HP <5.4 tons | ARCOAIRE | HRCU-A-CB (Split System: Heat Pump with Remote Outdoor Unit-Air-Source) | HVH837GKA** |  |  | EN(A,D,W)4X60L24**+WALLCON | *95CSU1002122A* | 32800 | 18 | 8.1 | 32200 | 24600 | 76.4% | 1.98 | 0 | 12 |  |  |  |  | R-410A | 2.7333 | Residential & Commercial | USHP | Ducted CEE Tier 1
210598159 | Central HP <5.4 tons | ARCOAIRE | HRCU-A-CB (Split System: Heat Pump with Remote Outdoor Unit-Air-Source) | HVH825GKA2* |  |  | EHD4X42AAL+WALLCON | *80CSU0401712A* | 24200 | 16.5 | 8.1 | 21400 | 16600 | 77.57% | 2 | 0 | 11 |  |  |  |  | R-410A | 2.0167 | Residential & Commercial | USHP | Ducted CEE Tier 1
210472934 | Central HP <5.4 tons | ARCOAIRE | HRCU-A-CB (Split System: Heat Pump with Remote Outdoor Unit-Air-Source) | HVH825GKA3* |  |  | EA*4X42L21A*+WALLCON | *97CMN0801714A* | 23600 | 16.5 | 8.1 | 21400 | 16700 | 78.04% | 1.96 | 0 | 11 |  |  |  |  | R-410A | 1.9667 | Residential & Commercial | USHP | Ducted CEE Tier 1
210473066 | Central HP <5.4 tons | ARCOAIRE | HRCU-A-CB (Split System: Heat Pump with Remote Outdoor Unit-Air-Source) | HVH825GKA3* |  |  | EA*4X42L24A*+WALLCON | *96CTN1002122A* | 23800 | 16.5 | 8.1 | 21400 | 16600 | 77.57% | 1.96 | 0 | 11 |  |  |  |  | R-410A | 1.9833 | Residential & Commercial | USHP | Ducted CEE Tier 1
210473132 | Central HP <5.4 tons | ARCOAIRE | HRCU-A-CB (Split System: Heat Pump with Remote Outdoor Unit-Air-Source) | HVH825GKA3* |  |  | EA*4X43L21A*+WALLCON | *80CSU0601716A* | 24400 | 17 | 8.1 | 21200 | 16600 | 78.3% | 2.02 | 0 | 11 |  |  |  |  | R-410A | 2.0333 | Residential & Commercial | USHP | Ducted CEE Tier 1
216736057 | Central HP <5.4 tons | PAYNE HEATING AND COOLING | HRCU-A-CB (Split System: Heat Pump with Remote Outdoor Unit-Air-Source) | 37MUHAQ24AA3 |  |  | CAA**3721AM* | PG97VTAA48080B** | 23200 | 16.5 | 8.5 | 20800 | 18500 | 88.94% | 1.96 | 0 | 11 |  |  |  |  | R-454B | 1.9333 | Residential & Commercial | USHP | Ducted CEE Tier 1
211229185 | Central HP <5.4 tons | ARCOAIRE | HRCU-A-CB (Split System: Heat Pump with Remote Outdoor Unit-Air-Source) | DLCURAH36ABK |  |  | EA*4X48L21A* | *96VTN1002122A* | 35800 | 16.5 | 8.5 | 37800 | 34600 | 91.53% | 2.04 | 0 | 10 |  |  |  |  | R-410A | 2.9833 | Residential & Commercial | USHP | Ducted CEE Tier 1
211228832 | Central HP <5.4 tons | ARCOAIRE | HRCU-A-CB (Split System: Heat Pump with Remote Outdoor Unit-Air-Source) | DLCURAH36ABK |  |  | EA*4X48L21A* | *80VSL0701716A* | 35600 | 16 | 8.1 | 37800 | 34600 | 91.53% | 2.04 | 0 | 10 |  |  |  |  | R-410A | 2.9667 | Residential & Commercial | USHP | Ducted CEE Tier 1
211228250 | Central HP <5.4 tons | ARCOAIRE | HRCU-A-CB (Split System: Heat Pump with Remote Outdoor Unit-Air-Source) | DLCURAH36ABK |  |  | EA*4X43L21A* | *80ES(N,L)0901714A* | 37000 | 16 | 8.5 | 38500 | 34800 | 90.39% | 2.1 | 0 | 10 |  |  |  |  | R-410A | 3.0833 | Residential & Commercial | USHP | Ducted CEE Tier 1
211228297 | Central HP <5.4 tons | ARCOAIRE | HRCU-A-CB (Split System: Heat Pump with Remote Outdoor Unit-Air-Source) | DLCURAH36ABK |  |  | EA*4X43L21A* | *80VSL0451716A* | 36200 | 15.5 | 8.5 | 38500 | 34800 | 90.39% | 2.06 | 0 | 10 |  |  |  |  | R-410A | 3.0167 | Residential & Commercial | USHP | Ducted CEE Tier 1
211228367 | Central HP <5.4 tons | ARCOAIRE | HRCU-A-CB (Split System: Heat Pump with Remote Outdoor Unit-Air-Source) | DLCURAH36ABK |  |  | EA*4X43L21A* | *80ESU1002120A* | 36400 | 16 | 8.5 | 38500 | 34800 | 90.39% | 2.08 | 0 | 10 |  |  |  |  | R-410A | 3.0333 | Residential & Commercial | USHP | Ducted CEE Tier 1
211227815 | Central HP <5.4 tons | ARCOAIRE | HRCU-A-CB (Split System: Heat Pump with Remote Outdoor Unit-Air-Source) | DLCURAH36ABK |  |  | EA*4X42L24A* | *80ES(N,L)1102120A* | 35400 | 16 | 8.1 | 38500 | 35000 | 90.91% | 1.88 | 0 | 10 |  |  |  |  | R-410A | 2.95 | Residential & Commercial | USHP | Ducted CEE Tier 1
211228459 | Central HP <5.4 tons | ARCOAIRE | HRCU-A-CB (Split System: Heat Pump with Remote Outdoor Unit-Air-Source) | DLCURAH36ABK |  |  | EA*4X43L21A* | *92ESN1002120A* | 37200 | 16 | 8.5 | 38500 | 34800 | 90.39% | 2.12 | 0 | 10 |  |  |  |  | R-410A | 3.1 | Residential & Commercial | USHP | Ducted CEE Tier 1
211228022 | Central HP <5.4 tons | ARCOAIRE | HRCU-A-CB (Split System: Heat Pump with Remote Outdoor Unit-Air-Source) | DLCURAH36ABK |  |  | EA*4X42L24A* | *95ESN1002122A* | 36800 | 15.5 | 8.5 | 40000 | 35200 | 88% | 1.94 | 0 | 10 |  |  |  |  | R-410A | 3.0667 | Residential & Commercial | USHP | Ducted CEE Tier 1
211229411 | Central HP <5.4 tons | ARCOAIRE | HRCU-A-CB (Split System: Heat Pump with Remote Outdoor Unit-Air-Source) | DLCURAH36ABK |  |  | EA*4X48L24A* | *80VTL1102122A* | 36800 | 16 | 8.5 | 38500 | 34800 | 90.39% | 2.1 | 0 | 10 |  |  |  |  | R-410A | 3.0667 | Residential & Commercial | USHP | Ducted CEE Tier 1
211229462 | Central HP <5.4 tons | ARCOAIRE | HRCU-A-CB (Split System: Heat Pump with Remote Outdoor Unit-Air-Source) | DLCURAH36ABK |  |  | EA*4X48L24A* | *92ESN1002122A* | 37400 | 15.5 | 8.5 | 38500 | 35000 | 90.91% | 2.12 | 0 | 10 |  |  |  |  | R-410A | 3.1167 | Residential & Commercial | USHP | Ducted CEE Tier 1
211229544 | Central HP <5.4 tons | ARCOAIRE | HRCU-A-CB (Split System: Heat Pump with Remote Outdoor Unit-Air-Source) | DLCURAH36ABK |  |  | EA*4X48L24A* | *96VSN1002120A* | 36000 | 16 | 8.5 | 38500 | 34600 | 89.87% | 2.06 | 0 | 10 |  |  |  |  | R-410A | 3 | Residential & Commercial | USHP | Ducted CEE Tier 1
211227908 | Central HP <5.4 tons | ARCOAIRE | HRCU-A-CB (Split System: Heat Pump with Remote Outdoor Unit-Air-Source) | DLCURAH36ABK |  |  | EA*4X42L24A* | *80ESU1002120A* | 35600 | 16 | 8.1 | 38500 | 35000 | 90.91% | 1.88 | 0 | 10 |  |  |  |  | R-410A | 2.9667 | Residential & Commercial | USHP | Ducted CEE Tier 1
211227389 | Central HP <5.4 tons | ARCOAIRE | HRCU-A-CB (Split System: Heat Pump with Remote Outdoor Unit-Air-Source) | DLCURAH36ABK |  |  | EA*4X42L21A* | *80VSL0701716A* | 35200 | 16 | 8.1 | 38500 | 35000 | 90.91% | 1.86 | 0 | 9.5 |  |  |  |  | R-410A | 2.9333 | Residential & Commercial | USHP
211227286 | Central HP <5.4 tons | ARCOAIRE | HRCU-A-CB (Split System: Heat Pump with Remote Outdoor Unit-Air-Source) | DLCURAH36ABK |  |  | EA*4X42L21A* | *80ES(N,L)0451712A* | 35200 | 15.5 | 8.1 | 38500 | 35000 | 90.91% | 1.86 | 0 | 9.5 |  |  |  |  | R-410A | 2.9333 | Residential & Commercial | USHP
216738340 | Central HP <5.4 tons | PAYNE HEATING AND COOLING | HRCU-A-CB (Split System: Heat Pump with Remote Outdoor Unit-Air-Source) | 37MUHAQ24AA3 |  |  | CSAH*3612AM* | PG80VTLB48090B** | 22600 | 15.5 | 8.1 | 20600 | 18400 | 89.32% | 1.85 | 0 | 10.5 |  |  |  |  | R-454B | 1.8833 | Residential & Commercial | USHP | Ducted CEE Tier 1
216738506 | Central HP <5.4 tons | PAYNE HEATING AND COOLING | HRCU-A-CB (Split System: Heat Pump with Remote Outdoor Unit-Air-Source) | 37MUHAQ24AA3 |  |  | CSAH*3612AM* | PG92MSAA60120D** | 23000 | 15.2 | 8.1 | 21000 | 18700 | 89.05% | 1.9 | 0 | 10.5 |  |  |  |  | R-454B | 1.9167 | Residential & Commercial | USHP | Ducted CEE Tier 1
210470913 | Central HP <5.4 tons | ARCOAIRE | HRCU-A-CB (Split System: Heat Pump with Remote Outdoor Unit-Air-Source) | HVH837GKA2* |  |  | EN(A,D,W)4X60L24**+WALLCON | *80CTL0902120A* | 32800 | 18 | 8.1 | 32200 | 24800 | 77.02% | 1.98 | 0 | 12 |  |  |  |  | R-410A | 2.7333 | Residential & Commercial | USHP | Ducted CEE Tier 1
210470313 | Central HP <5.4 tons | ARCOAIRE | HRCU-A-CB (Split System: Heat Pump with Remote Outdoor Unit-Air-Source) | HVH837GKA2* |  |  | EA*4X60L24A*+WALLCON | *97CMN1002122A* | 32800 | 17.5 | 8.5 | 31800 | 24800 | 77.99% | 2 | 0 | 11.7 |  |  |  |  | R-410A | 2.7333 | Residential & Commercial | USHP | Ducted CEE Tier 1
211230781 | Central HP <5.4 tons | ARCOAIRE | HRCU-A-CB (Split System: Heat Pump with Remote Outdoor Unit-Air-Source) | DLCURAH36ABK |  |  | EN(A,D)4X48L24** | *96VTN1202422A* | 36200 | 16 | 8.1 | 38500 | 34800 | 90.39% | 2.02 | 0 | 10 |  |  |  |  | R-410A | 3.0167 | Residential & Commercial | USHP | Ducted CEE Tier 1
210470379 | Central HP <5.4 tons | ARCOAIRE | HRCU-A-CB (Split System: Heat Pump with Remote Outdoor Unit-Air-Source) | HVH837GKA2* |  |  | EA*4X61L21A*+WALLCON | *95CSU0802120A* | 33200 | 18 | 8.5 | 32000 | 24800 | 77.5% | 2 | 0 | 11.5 |  |  |  |  | R-410A | 2.7667 | Residential & Commercial | USHP | Ducted CEE Tier 1
211243942 | Central HP <5.4 tons | ARCOAIRE | HRCU-A-CB (Split System: Heat Pump with Remote Outdoor Unit-Air-Source) | DLCURAH24ABK |  |  | EN(A,D)4X24L17** | *80VSL0451716A* | 23800 | 16 | 8.5 | 26800 | 23400 | 87.31% | 1.92 | 0 | 10 |  |  |  |  | R-410A | 1.9833 | Residential & Commercial | USHP | Ducted CEE Tier 1
211244293 | Central HP <5.4 tons | ARCOAIRE | HRCU-A-CB (Split System: Heat Pump with Remote Outdoor Unit-Air-Source) | DLCURAH24ABK |  |  | EN(A,D)4X30L14** | *96VSN0601412A* | 23400 | 16.5 | 8.1 | 25800 | 24000 | 93.02% | 1.98 | 0 | 10 |  |  |  |  | R-410A | 1.95 | Residential & Commercial | USHP | Ducted CEE Tier 1
211244091 | Central HP <5.4 tons | ARCOAIRE | HRCU-A-CB (Split System: Heat Pump with Remote Outdoor Unit-Air-Source) | DLCURAH24ABK |  |  | EN(A,D)4X24L17** | *96VTN0601714A* | 23400 | 16 | 8.5 | 26600 | 23800 | 89.47% | 1.96 | 0 | 10 |  |  |  |  | R-410A | 1.95 | Residential & Commercial | USHP | Ducted CEE Tier 1
211244458 | Central HP <5.4 tons | ARCOAIRE | HRCU-A-CB (Split System: Heat Pump with Remote Outdoor Unit-Air-Source) | DLCURAH24ABK |  |  | EN(A,D)4X30L17** | *96VSN0601412A* | 23600 | 16.5 | 8.1 | 25800 | 23800 | 92.25% | 1.98 | 0 | 10 |  |  |  |  | R-410A | 1.9667 | Residential & Commercial | USHP | Ducted CEE Tier 1
213249338 | Central HP <5.4 tons | ARCOAIRE | HRCU-A-CB (Split System: Heat Pump with Remote Outdoor Unit-Air-Source) | DLCURAH36ABK |  |  | FEVA0036**+NAVA43601CK | 0 | 35400 | 16 | 8.5 | 38500 | 35000 | 90.91% | 1.9 | 0 | 10 |  |  |  |  | R-410A | 2.95 | Residential & Commercial | USHP | Ducted CEE Tier 1
211230907 | Central HP <5.4 tons | ARCOAIRE | HRCU-A-CB (Split System: Heat Pump with Remote Outdoor Unit-Air-Source) | DLCURAH36ABK |  |  | FXM4X36**AL | 0 | 35800 | 16.5 | 8.1 | 38500 | 34600 | 89.87% | 1.94 | 0 | 10 |  |  |  |  | R-410A | 2.9833 | Residential & Commercial | USHP | Ducted CEE Tier 1
211229351 | Central HP <5.4 tons | ARCOAIRE | HRCU-A-CB (Split System: Heat Pump with Remote Outdoor Unit-Air-Source) | DLCURAH36ABK |  |  | EA*4X48L24A* | *80VSL0902120A* | 35600 | 16.5 | 8.1 | 37800 | 34600 | 91.53% | 2.04 | 0 | 10 |  |  |  |  | R-410A | 2.9667 | Residential & Commercial | USHP | Ducted CEE Tier 1
211228963 | Central HP <5.4 tons | ARCOAIRE | HRCU-A-CB (Split System: Heat Pump with Remote Outdoor Unit-Air-Source) | DLCURAH36ABK |  |  | EA*4X48L21A* | *92ESN0601714A* | 36000 | 16 | 8.5 | 38500 | 34600 | 89.87% | 2.06 | 0 | 10 |  |  |  |  | R-410A | 3 | Residential & Commercial | USHP | Ducted CEE Tier 1
216732636 | Central HP <5.4 tons | PAYNE HEATING AND COOLING | HRCU-A-CB (Split System: Heat Pump with Remote Outdoor Unit-Air-Source) | 37MUHAQ24AA3 |  |  | CAA**2414AM* | PG96VTAB36060A** | 21800 | 15.5 | 8.5 | 21000 | 19100 | 90.95% | 1.96 | 0 | 10.5 |  |  |  |  | R-454B | 1.8167 | Residential & Commercial | USHP | Ducted CEE Tier 1
216733054 | Central HP <5.4 tons | PAYNE HEATING AND COOLING | HRCU-A-CB (Split System: Heat Pump with Remote Outdoor Unit-Air-Source) | 37MUHAQ24AA3 |  |  | CAA**2417AM* | PG96VTAB36040B** | 22000 | 15.5 | 8.5 | 21200 | 19300 | 91.04% | 1.98 | 0 | 10 |  |  |  |  | R-454B | 1.8333 | Residential & Commercial | USHP | Ducted CEE Tier 1
211228159 | Central HP <5.4 tons | ARCOAIRE | HRCU-A-CB (Split System: Heat Pump with Remote Outdoor Unit-Air-Source) | DLCURAH36ABK |  |  | EA*4X42L24A* | OLV154F20A | 37000 | 15.2 | 8.5 | 40000 | 35400 | 88.5% | 1.96 | 0 | 10 |  |  |  |  | R-410A | 3.0833 | Residential & Commercial | USHP | Ducted CEE Tier 1
211228102 | Central HP <5.4 tons | ARCOAIRE | HRCU-A-CB (Split System: Heat Pump with Remote Outdoor Unit-Air-Source) | DLCURAH36ABK |  |  | EA*4X42L24A* | *95ESU1002122A* | 36600 | 15.2 | 8.1 | 40000 | 35200 | 88% | 1.94 | 0 | 10 |  |  |  |  | R-410A | 3.05 | Residential & Commercial | USHP | Ducted CEE Tier 1
216733074 | Central HP <5.4 tons | PAYNE HEATING AND COOLING | HRCU-A-CB (Split System: Heat Pump with Remote Outdoor Unit-Air-Source) | 37MUHAQ24AA3 |  |  | CAA**2417AM* | PG96VTAB48060B** | 22000 | 16 | 8.5 | 21000 | 19100 | 90.95% | 1.96 | 0 | 10.5 |  |  |  |  | R-454B | 1.8333 | Residential & Commercial | USHP | Ducted CEE Tier 1
216733715 | Central HP <5.4 tons | PAYNE HEATING AND COOLING | HRCU-A-CB (Split System: Heat Pump with Remote Outdoor Unit-Air-Source) | 37MUHAQ24AA3 |  |  | CAA**3014AM* | PG80VTLB36070A** | 22400 | 16.5 | 8.5 | 20800 | 18800 | 90.38% | 1.96 | 0 | 10.5 |  |  |  |  | R-454B | 1.8667 | Residential & Commercial | USHP | Ducted CEE Tier 1
211245330 | Central HP <5.4 tons | ARCOAIRE | HRCU-A-CB (Split System: Heat Pump with Remote Outdoor Unit-Air-Source) | DLCURAH24ABK |  |  | EN(A,D)4X36L21** | *96VSN1002120A* | 23800 | 17 | 8.1 | 26000 | 23400 | 90% | 1.94 | 0 | 10.5 |  |  |  |  | R-410A | 1.9833 | Residential & Commercial | USHP | Ducted CEE Tier 1
212986633 | Central HP <5.4 tons | PAYNE HEATING AND COOLING | HRCU-A-CB (Split System: Heat Pump with Remote Outdoor Unit-Air-Source) | 38MURAQ24AB3* |  |  | CNPV*3617AL* | PG96MSAA36040B** | 23200 | 15.5 | 8.1 | 26000 | 24400 | 93.85% | 2.02 | 0 | 10 |  |  |  |  | R-410A | 1.9333 | Residential & Commercial | USHP | Ducted CEE Tier 1
212986919 | Central HP <5.4 tons | PAYNE HEATING AND COOLING | HRCU-A-CB (Split System: Heat Pump with Remote Outdoor Unit-Air-Source) | 38MURAQ24AB3* |  |  | CAP**3717AL* | PG96MSAA36060A** | 24000 | 16.5 | 8.5 | 25200 | 22200 | 88.1% | 1.84 | 0 | 10 |  |  |  |  | R-410A | 2 | Residential & Commercial | USHP | Ducted CEE Tier 1
211245714 | Central HP <5.4 tons | ARCOAIRE | HRCU-A-CB (Split System: Heat Pump with Remote Outdoor Unit-Air-Source) | DLCURAH24ABK |  |  | EN(A,D)4X36L21** | *95ESN0801716A* | 24600 | 15.5 | 8.1 | 26800 | 22200 | 82.84% | 1.82 | 0 | 10 |  |  |  |  | R-410A | 2.05 | Residential & Commercial | USHP | Ducted CEE Tier 1
211245962 | Central HP <5.4 tons | ARCOAIRE | HRCU-A-CB (Split System: Heat Pump with Remote Outdoor Unit-Air-Source) | DLCURAH24ABK |  |  | FM(C,U)4Z36**AL* | 0 | 24200 | 18 | 9 | 26600 | 23000 | 86.47% | 1.92 | 0 | 10.5 |  |  |  |  | R-410A | 2.0167 | Residential & Commercial | USHP | Ducted CEE Tier 1
210598486 | Central HP <5.4 tons | ARCOAIRE | HRCU-A-CB (Split System: Heat Pump with Remote Outdoor Unit-Air-Source) | HVH825GKA2* |  |  | EN(A,D,W)4X48L21**+WALLCON | *80CTL0701716A* | 24200 | 17 | 8.1 | 21400 | 16600 | 77.57% | 2.02 | 0 | 11 |  |  |  |  | R-410A | 2.0167 | Residential & Commercial | USHP | Ducted CEE Tier 1
210598554 | Central HP <5.4 tons | ARCOAIRE | HRCU-A-CB (Split System: Heat Pump with Remote Outdoor Unit-Air-Source) | HVH825GKA2* |  |  | END4X42L17**+WALLCON | *80CTL0901716A* | 24000 | 17 | 8.1 | 21400 | 16600 | 77.57% | 2 | 0 | 11.5 |  |  |  |  | R-410A | 2 | Residential & Commercial | USHP | Ducted CEE Tier 1
213607814 | Central HP <5.4 tons | PAYNE HEATING AND COOLING | HRCU-A-CB (Split System: Heat Pump with Remote Outdoor Unit-Air-Source) | 38MURAQ60AB3* |  |  | PF4TNBD60L* | 0 | 55000 | 15.2 | 8.1 | 52500 | 48000 | 91.43% | 1.84 | 0 | 8.5 |  |  |  |  | R-410A | 4.5833 | Residential & Commercial | USHP
210470059 | Central HP <5.4 tons | ARCOAIRE | HRCU-A-CB (Split System: Heat Pump with Remote Outdoor Unit-Air-Source) | HVH837GKA2* |  |  | EA*4X36L21A*+WALLCON | *95CSU0802120A* | 31600 | 17 | 8.1 | 33200 | 24200 | 72.89% | 1.86 | 0 | 11 |  |  |  |  | R-410A | 2.6333 | Residential & Commercial | USHP | Ducted CEE Tier 1
211240442 | Central HP <5.4 tons | ARCOAIRE | HRCU-A-CB (Split System: Heat Pump with Remote Outdoor Unit-Air-Source) | DLCURAH24ABK |  |  | EA*4X24L17A* | *80ES(N,L)0701716A* | 24600 | 16 | 8.5 | 27400 | 23000 | 83.94% | 1.88 | 0 | 10 |  |  |  |  | R-410A | 2.05 | Residential & Commercial | USHP | Ducted CEE Tier 1
211245907 | Central HP <5.4 tons | ARCOAIRE | HRCU-A-CB (Split System: Heat Pump with Remote Outdoor Unit-Air-Source) | DLCURAH24ABK |  |  | FMA4X36**AL* | 0 | 25800 | 18 | 9 | 27600 | 21000 | 76.09% | 1.8 | 0 | 10.5 |  |  |  |  | R-410A | 2.15 | Residential & Commercial | USHP | Ducted CEE Tier 1
216732625 | Central HP <5.4 tons | PAYNE HEATING AND COOLING | HRCU-A-CB (Split System: Heat Pump with Remote Outdoor Unit-Air-Source) | 37MUHAQ24AA3 |  |  | CAA**2414AM* | PG96VTAB30040A** | 21800 | 15.2 | 8.1 | 21000 | 19200 | 91.43% | 1.9 | 0 | 10 |  |  |  |  | R-454B | 1.8167 | Residential & Commercial | USHP | Ducted CEE Tier 1
216732826 | Central HP <5.4 tons | PAYNE HEATING AND COOLING | HRCU-A-CB (Split System: Heat Pump with Remote Outdoor Unit-Air-Source) | 37MUHAQ24AA3 |  |  | CAA**2417AM* | PG80VTLB48070B** | 22000 | 16 | 8.5 | 21000 | 19200 | 91.43% | 1.96 | 0 | 10.5 |  |  |  |  | R-454B | 1.8333 | Residential & Commercial | USHP | Ducted CEE Tier 1
216732876 | Central HP <5.4 tons | PAYNE HEATING AND COOLING | HRCU-A-CB (Split System: Heat Pump with Remote Outdoor Unit-Air-Source) | 37MUHAQ24AA3 |  |  | CAA**2417AM* | PG92MSAA36060A** | 22200 | 15.5 | 8.5 | 21200 | 19200 | 90.57% | 1.96 | 0 | 10.5 |  |  |  |  | R-454B | 1.85 | Residential & Commercial | USHP | Ducted CEE Tier 1
216733729 | Central HP <5.4 tons | PAYNE HEATING AND COOLING | HRCU-A-CB (Split System: Heat Pump with Remote Outdoor Unit-Air-Source) | 37MUHAQ24AA3 |  |  | CAA**3014AM* | PG92MSAA36060A** | 22400 | 15.5 | 8.1 | 21000 | 18900 | 90% | 1.9 | 0 | 10.5 |  |  |  |  | R-454B | 1.8667 | Residential & Commercial | USHP | Ducted CEE Tier 1
210473264 | Central HP <5.4 tons | ARCOAIRE | HRCU-A-CB (Split System: Heat Pump with Remote Outdoor Unit-Air-Source) | HVH825GKA3* |  |  | EA*4X48L21A*+WALLCON | *95CSU0601716A* | 24000 | 16.5 | 8.1 | 21000 | 16600 | 79.05% | 2 | 0 | 10.5 |  |  |  |  | R-410A | 2 | Residential & Commercial | USHP | Ducted CEE Tier 1
210599092 | Central HP <5.4 tons | ARCOAIRE | HRCU-A-CB (Split System: Heat Pump with Remote Outdoor Unit-Air-Source) | HVH837GKA** |  |  | EA*4X42L21A*+WALLCON | *80CSU0401712A* | 31800 | 17 | 8.1 | 33200 | 24400 | 73.49% | 1.88 | 0 | 11 |  |  |  |  | R-410A | 2.65 | Residential & Commercial | USHP | Ducted CEE Tier 1
210599241 | Central HP <5.4 tons | ARCOAIRE | HRCU-A-CB (Split System: Heat Pump with Remote Outdoor Unit-Air-Source) | HVH837GKA** |  |  | EA*4X61L21A*+WALLCON | *80CTL0902120A* | 33200 | 18 | 8.5 | 32000 | 25000 | 78.12% | 2 | 0 | 11.7 |  |  |  |  | R-410A | 2.7667 | Residential & Commercial | USHP | Ducted CEE Tier 1
210598255 | Central HP <5.4 tons | ARCOAIRE | HRCU-A-CB (Split System: Heat Pump with Remote Outdoor Unit-Air-Source) | HVH825GKA2* |  |  | EHD4X48AAL+WALLCON | *80CTL0701412A* | 24400 | 17 | 8.1 | 21200 | 16500 | 77.83% | 2.02 | 0 | 11 |  |  |  |  | R-410A | 2.0333 | Residential & Commercial | USHP | Ducted CEE Tier 1
210598506 | Central HP <5.4 tons | ARCOAIRE | HRCU-A-CB (Split System: Heat Pump with Remote Outdoor Unit-Air-Source) | HVH825GKA2* |  |  | EN(A,D,W)4X48L21**+WALLCON | *96CTN0601714A* | 24000 | 16.5 | 8.1 | 21400 | 16700 | 78.04% | 2 | 0 | 11 |  |  |  |  | R-410A | 2 | Residential & Commercial | USHP | Ducted CEE Tier 1
210598482 | Central HP <5.4 tons | ARCOAIRE | HRCU-A-CB (Split System: Heat Pump with Remote Outdoor Unit-Air-Source) | HVH825GKA2* |  |  | EN(A,D,W)4X48L21**+WALLCON | *80CTL0451712A* | 24000 | 16.5 | 8.1 | 21400 | 16700 | 78.04% | 2 | 0 | 11 |  |  |  |  | R-410A | 2 | Residential & Commercial | USHP | Ducted CEE Tier 1
210598498 | Central HP <5.4 tons | ARCOAIRE | HRCU-A-CB (Split System: Heat Pump with Remote Outdoor Unit-Air-Source) | HVH825GKA2* |  |  | EN(A,D,W)4X48L21**+WALLCON | *95CSU0802120A* | 24200 | 17 | 8.1 | 21200 | 16600 | 78.3% | 2.02 | 0 | 11.5 |  |  |  |  | R-410A | 2.0167 | Residential & Commercial | USHP | Ducted CEE Tier 1
210599068 | Central HP <5.4 tons | ARCOAIRE | HRCU-A-CB (Split System: Heat Pump with Remote Outdoor Unit-Air-Source) | HVH837GKA** |  |  | EA*4X36L21A*+WALLCON | *95CSU1002122A* | 31600 | 17.5 | 8.1 | 33000 | 24200 | 73.33% | 1.86 | 0 | 11 |  |  |  |  | R-410A | 2.6333 | Residential & Commercial | USHP | Ducted CEE Tier 1
210599185 | Central HP <5.4 tons | ARCOAIRE | HRCU-A-CB (Split System: Heat Pump with Remote Outdoor Unit-Air-Source) | HVH837GKA** |  |  | EA*4X60L24A*+WALLCON | *95CSU0802120A* | 32800 | 17.5 | 8.5 | 31800 | 24800 | 77.99% | 2 | 0 | 11.5 |  |  |  |  | R-410A | 2.7333 | Residential & Commercial | USHP | Ducted CEE Tier 1
210598530 | Central HP <5.4 tons | ARCOAIRE | HRCU-A-CB (Split System: Heat Pump with Remote Outdoor Unit-Air-Source) | HVH825GKA2* |  |  | EN(A,D,W)4X48L21**+WALLCON | *97CMN1002122A* | 24200 | 17 | 8.1 | 21400 | 16600 | 77.57% | 2.02 | 0 | 11.5 |  |  |  |  | R-410A | 2.0167 | Residential & Commercial | USHP | Ducted CEE Tier 1
211227959 | Central HP <5.4 tons | ARCOAIRE | HRCU-A-CB (Split System: Heat Pump with Remote Outdoor Unit-Air-Source) | DLCURAH36ABK |  |  | EA*4X42L24A* | *92ESN0802120A* | 35200 | 16.5 | 8.1 | 38500 | 35000 | 90.91% | 1.88 | 0 | 10 |  |  |  |  | R-410A | 2.9333 | Residential & Commercial | USHP | Ducted CEE Tier 1
211227575 | Central HP <5.4 tons | ARCOAIRE | HRCU-A-CB (Split System: Heat Pump with Remote Outdoor Unit-Air-Source) | DLCURAH36ABK |  |  | EA*4X42L21A* | *95ESN0802120A* | 36000 | 15.5 | 8.1 | 39500 | 35200 | 89.11% | 1.92 | 0 | 10 |  |  |  |  | R-410A | 3 | Residential & Commercial | USHP | Ducted CEE Tier 1
211226307 | Central HP <5.4 tons | ARCOAIRE | HRCU-A-CB (Split System: Heat Pump with Remote Outdoor Unit-Air-Source) | DLCURAH36ABK |  |  | EA*4X36L21A* | *80ESU1002120A* | 35200 | 16 | 8.1 | 38500 | 35200 | 91.43% | 1.82 | 0 | 9.5 |  |  |  |  | R-410A | 2.9333 | Residential & Commercial | USHP
211226339 | Central HP <5.4 tons | ARCOAIRE | HRCU-A-CB (Split System: Heat Pump with Remote Outdoor Unit-Air-Source) | DLCURAH36ABK |  |  | EA*4X36L21A* | *92ESN1002122A* | 36400 | 15.2 | 8.1 | 40000 | 35400 | 88.5% | 1.86 | 0 | 9.5 |  |  |  |  | R-410A | 3.0333 | Residential & Commercial | USHP
216734065 | Central HP <5.4 tons | PAYNE HEATING AND COOLING | HRCU-A-CB (Split System: Heat Pump with Remote Outdoor Unit-Air-Source) | 37MUHAQ24AA3 |  |  | CAA**3017AM* | PG92MSAA42060B** | 22200 | 16 | 8.1 | 20800 | 18800 | 90.38% | 1.85 | 0 | 10.5 |  |  |  |  | R-454B | 1.85 | Residential & Commercial | USHP | Ducted CEE Tier 1
216734076 | Central HP <5.4 tons | PAYNE HEATING AND COOLING | HRCU-A-CB (Split System: Heat Pump with Remote Outdoor Unit-Air-Source) | 37MUHAQ24AA3 |  |  | CAA**3017AM* | PG92MSAA48080B** | 22200 | 16.5 | 8.1 | 20800 | 18700 | 89.9% | 1.85 | 0 | 10.5 |  |  |  |  | R-454B | 1.85 | Residential & Commercial | USHP | Ducted CEE Tier 1
210598019 | Central HP <5.4 tons | ARCOAIRE | HRCU-A-CB (Split System: Heat Pump with Remote Outdoor Unit-Air-Source) | HVH825GKA2* |  |  | EA*4X48L21A*+WALLCON | *80CTL0901716A* | 24200 | 17.5 | 8.1 | 20800 | 16500 | 79.33% | 2.04 | 0 | 11.5 |  |  |  |  | R-410A | 2.0167 | Residential & Commercial | USHP | Ducted CEE Tier 1
212985835 | Central HP <5.4 tons | PAYNE HEATING AND COOLING | HRCU-A-CB (Split System: Heat Pump with Remote Outdoor Unit-Air-Source) | 38MURAQ24AB3* |  |  | CNPV*2417AL* | PG96MSAA30026A** | 23200 | 16 | 8.5 | 27000 | 25200 | 93.33% | 2.08 | 0 | 10 |  |  |  |  | R-410A | 1.9333 | Residential & Commercial | USHP | Ducted CEE Tier 1
210599229 | Central HP <5.4 tons | ARCOAIRE | HRCU-A-CB (Split System: Heat Pump with Remote Outdoor Unit-Air-Source) | HVH837GKA** |  |  | EA*4X61L21A*+WALLCON | *80CSU1002120A* | 33200 | 17 | 8.1 | 32200 | 24800 | 77.02% | 1.98 | 0 | 11.5 |  |  |  |  | R-410A | 2.7667 | Residential & Commercial | USHP | Ducted CEE Tier 1
210599406 | Central HP <5.4 tons | ARCOAIRE | HRCU-A-CB (Split System: Heat Pump with Remote Outdoor Unit-Air-Source) | HVH837GKA** |  |  | EHD4X60AAL+WALLCON | *80CTL0701716A* | 32800 | 17 | 8.1 | 32400 | 25000 | 77.16% | 2 | 0 | 11 |  |  |  |  | R-410A | 2.7333 | Residential & Commercial | USHP | Ducted CEE Tier 1
210599293 | Central HP <5.4 tons | ARCOAIRE | HRCU-A-CB (Split System: Heat Pump with Remote Outdoor Unit-Air-Source) | HVH837GKA** |  |  | EA*4X61L24A*+WALLCON | *95CSU1002122A* | 33200 | 18 | 8.5 | 32000 | 24800 | 77.5% | 2.02 | 0 | 11.5 |  |  |  |  | R-410A | 2.7667 | Residential & Commercial | USHP | Ducted CEE Tier 1
210597923 | Central HP <5.4 tons | ARCOAIRE | HRCU-A-CB (Split System: Heat Pump with Remote Outdoor Unit-Air-Source) | HVH825GKA2* |  |  | EA*4X42L24A*+WALLCON | *97CMN0602120A* | 23600 | 16.5 | 8.1 | 21400 | 16700 | 78.04% | 1.96 | 0 | 11 |  |  |  |  | R-410A | 1.9667 | Residential & Commercial | USHP | Ducted CEE Tier 1
210597939 | Central HP <5.4 tons | ARCOAIRE | HRCU-A-CB (Split System: Heat Pump with Remote Outdoor Unit-Air-Source) | HVH825GKA2* |  |  | EA*4X43L21A*+WALLCON | *80CSU0601716A* | 24400 | 17 | 8.5 | 21200 | 16600 | 78.3% | 2.02 | 0 | 11 |  |  |  |  | R-410A | 2.0333 | Residential & Commercial | USHP | Ducted CEE Tier 1
210597955 | Central HP <5.4 tons | ARCOAIRE | HRCU-A-CB (Split System: Heat Pump with Remote Outdoor Unit-Air-Source) | HVH825GKA2* |  |  | EA*4X43L21A*+WALLCON | *80CTL0901716A* | 24600 | 17.5 | 8.5 | 21000 | 16500 | 78.57% | 2.04 | 0 | 11.7 |  |  |  |  | R-410A | 2.05 | Residential & Commercial | USHP | Ducted CEE Tier 1
210597987 | Central HP <5.4 tons | ARCOAIRE | HRCU-A-CB (Split System: Heat Pump with Remote Outdoor Unit-Air-Source) | HVH825GKA2* |  |  | EA*4X43L21A*+WALLCON | *97CMN0602120A* | 24400 | 16.5 | 8.1 | 21200 | 16700 | 78.77% | 2.02 | 0 | 11 |  |  |  |  | R-410A | 2.0333 | Residential & Commercial | USHP | Ducted CEE Tier 1
211227631 | Central HP <5.4 tons | ARCOAIRE | HRCU-A-CB (Split System: Heat Pump with Remote Outdoor Unit-Air-Source) | DLCURAH36ABK |  |  | EA*4X42L21A* | *95ESU0601716A* | 35200 | 16 | 8.1 | 38500 | 35000 | 90.91% | 1.88 | 0 | 9.5 |  |  |  |  | R-410A | 2.9333 | Residential & Commercial | USHP
210597847 | Central HP <5.4 tons | ARCOAIRE | HRCU-A-CB (Split System: Heat Pump with Remote Outdoor Unit-Air-Source) | HVH825GKA2* |  |  | EA*4X42L21A*+WALLCON | *80CTL0451712A* | 23600 | 16.5 | 8.1 | 21600 | 16800 | 77.78% | 1.94 | 0 | 10.5 |  |  |  |  | R-410A | 1.9667 | Residential & Commercial | USHP | Ducted CEE Tier 1
210597895 | Central HP <5.4 tons | ARCOAIRE | HRCU-A-CB (Split System: Heat Pump with Remote Outdoor Unit-Air-Source) | HVH825GKA2* |  |  | EA*4X42L21A*+WALLCON | *97CMN1002122A* | 23800 | 16.5 | 8.1 | 21400 | 16600 | 77.57% | 1.96 | 0 | 11 |  |  |  |  | R-410A | 1.9833 | Residential & Commercial | USHP | Ducted CEE Tier 1
210598047 | Central HP <5.4 tons | ARCOAIRE | HRCU-A-CB (Split System: Heat Pump with Remote Outdoor Unit-Air-Source) | HVH825GKA2* |  |  | EA*4X48L21A*+WALLCON | *97CMN0601714A* | 24000 | 16.5 | 8.1 | 21000 | 16700 | 79.52% | 2 | 0 | 11 |  |  |  |  | R-410A | 2 | Residential & Commercial | USHP | Ducted CEE Tier 1
210598179 | Central HP <5.4 tons | ARCOAIRE | HRCU-A-CB (Split System: Heat Pump with Remote Outdoor Unit-Air-Source) | HVH825GKA2* |  |  | EHD4X42AAL+WALLCON | *80CTL0701716A* | 24200 | 16 | 8.1 | 21400 | 16600 | 77.57% | 2 | 0 | 10.5 |  |  |  |  | R-410A | 2.0167 | Residential & Commercial | USHP | Ducted CEE Tier 1
210598199 | Central HP <5.4 tons | ARCOAIRE | HRCU-A-CB (Split System: Heat Pump with Remote Outdoor Unit-Air-Source) | HVH825GKA2* |  |  | EHD4X42AAL+WALLCON | *95CSU1002122A* | 24200 | 16 | 8.1 | 21400 | 16600 | 77.57% | 2 | 0 | 11 |  |  |  |  | R-410A | 2.0167 | Residential & Commercial | USHP | Ducted CEE Tier 1
210599233 | Central HP <5.4 tons | ARCOAIRE | HRCU-A-CB (Split System: Heat Pump with Remote Outdoor Unit-Air-Source) | HVH837GKA** |  |  | EA*4X61L21A*+WALLCON | *80CTL0701716A* | 33200 | 17.5 | 8.5 | 32200 | 25000 | 77.64% | 1.98 | 0 | 11.7 |  |  |  |  | R-410A | 2.7667 | Residential & Commercial | USHP | Ducted CEE Tier 1
210599285 | Central HP <5.4 tons | ARCOAIRE | HRCU-A-CB (Split System: Heat Pump with Remote Outdoor Unit-Air-Source) | HVH837GKA** |  |  | EA*4X61L24A*+WALLCON | *80CTL1352422A* | 33200 | 18 | 8.5 | 32000 | 24800 | 77.5% | 2.02 | 0 | 12 |  |  |  |  | R-410A | 2.7667 | Residential & Commercial | USHP | Ducted CEE Tier 1
215676207 | Central HP <5.4 tons | ARCOAIRE | HRCU-A-CB (Split System: Heat Pump with Remote Outdoor Unit-Air-Source) | H5H0V48*K*AAA* |  |  | EVD5X48M24A*+WALLCON | *80CTL0902120B* | 47000 | 19 | 9 | 50000 | 36200 | 72.4% | 2 | 0 | 10 |  |  |  |  | R-454B | 3.9167 | Residential & Commercial | USHP | Ducted CEE Tier 1
215676227 | Central HP <5.4 tons | ARCOAIRE | HRCU-A-CB (Split System: Heat Pump with Remote Outdoor Unit-Air-Source) | H5H0V48*K*AAA* |  |  | EVD5X48M24A*+WALLCON | *80CTL1352422B* | 47000 | 19 | 9 | 50000 | 36200 | 72.4% | 2 | 0 | 10 |  |  |  |  | R-454B | 3.9167 | Residential & Commercial | USHP | Ducted CEE Tier 1
215667435 | Central HP <5.4 tons | ARCOAIRE | HRCU-A-CB (Split System: Heat Pump with Remote Outdoor Unit-Air-Source) | H5H0V24*K*AAA* |  |  | EA*5X30M17A*+WALLCON | *80CTL0701716B* | 23000 | 17 | 9 | 23800 | 16700 | 70.17% | 1.96 | 0 | 10 |  |  |  |  | R-454B | 1.9167 | Residential & Commercial | USHP | Ducted CEE Tier 1
215667453 | Central HP <5.4 tons | ARCOAIRE | HRCU-A-CB (Split System: Heat Pump with Remote Outdoor Unit-Air-Source) | H5H0V24*K*AAA* |  |  | EA*5X30M17A*+WALLCON | *80CTL0901716B* | 23000 | 17 | 9 | 23800 | 16700 | 70.17% | 1.98 | 0 | 10 |  |  |  |  | R-454B | 1.9167 | Residential & Commercial | USHP | Ducted CEE Tier 1
215667667 | Central HP <5.4 tons | ARCOAIRE | HRCU-A-CB (Split System: Heat Pump with Remote Outdoor Unit-Air-Source) | H5H0V24*K*AAA* |  |  | EA*5X36M17A*+WALLCON | *97CMN0601714B* | 23000 | 17 | 9 | 23800 | 16700 | 70.17% | 1.98 | 0 | 10 |  |  |  |  | R-454B | 1.9167 | Residential & Commercial | USHP | Ducted CEE Tier 1
215667894 | Central HP <5.4 tons | ARCOAIRE | HRCU-A-CB (Split System: Heat Pump with Remote Outdoor Unit-Air-Source) | H5H0V24*K*AAA* |  |  | EA*5X37M21A*+WALLCON | *97CMN0602120B* | 24000 | 17 | 9 | 23400 | 16400 | 70.09% | 2.02 | 0 | 10.5 |  |  |  |  | R-454B | 2 | Residential & Commercial | USHP | Ducted CEE Tier 1
210598035 | Central HP <5.4 tons | ARCOAIRE | HRCU-A-CB (Split System: Heat Pump with Remote Outdoor Unit-Air-Source) | HVH825GKA2* |  |  | EA*4X48L21A*+WALLCON | *96CTN0601714A* | 24000 | 16.5 | 8.1 | 21000 | 16600 | 79.05% | 2 | 0 | 11 |  |  |  |  | R-410A | 2 | Residential & Commercial | USHP | Ducted CEE Tier 1
210474629 | Central HP <5.4 tons | ARCOAIRE | HRCU-A-CB (Split System: Heat Pump with Remote Outdoor Unit-Air-Source) | HVH825GKA3* |  |  | EHD4X48AAL+WALLCON | *80CTL0701412A* | 24400 | 17 | 8.1 | 21200 | 16500 | 77.83% | 2.02 | 0 | 11 |  |  |  |  | R-410A | 2.0333 | Residential & Commercial | USHP | Ducted CEE Tier 1
210599169 | Central HP <5.4 tons | ARCOAIRE | HRCU-A-CB (Split System: Heat Pump with Remote Outdoor Unit-Air-Source) | HVH837GKA** |  |  | EA*4X60L24A*+WALLCON | *80CSU1002120A* | 32800 | 17 | 8.1 | 32000 | 24800 | 77.5% | 1.96 | 0 | 11 |  |  |  |  | R-410A | 2.7333 | Residential & Commercial | USHP | Ducted CEE Tier 1
210599269 | Central HP <5.4 tons | ARCOAIRE | HRCU-A-CB (Split System: Heat Pump with Remote Outdoor Unit-Air-Source) | HVH837GKA** |  |  | EA*4X61L21A*+WALLCON | *97CMN1002122A* | 33200 | 17.5 | 8.5 | 32000 | 24800 | 77.5% | 2 | 0 | 12 |  |  |  |  | R-410A | 2.7667 | Residential & Commercial | USHP | Ducted CEE Tier 1
210599289 | Central HP <5.4 tons | ARCOAIRE | HRCU-A-CB (Split System: Heat Pump with Remote Outdoor Unit-Air-Source) | HVH837GKA** |  |  | EA*4X61L24A*+WALLCON | *95CSU0802120A* | 33200 | 18 | 8.5 | 32000 | 24800 | 77.5% | 2 | 0 | 11.5 |  |  |  |  | R-410A | 2.7667 | Residential & Commercial | USHP | Ducted CEE Tier 1
210599305 | Central HP <5.4 tons | ARCOAIRE | HRCU-A-CB (Split System: Heat Pump with Remote Outdoor Unit-Air-Source) | HVH837GKA** |  |  | EA*4X61L24A*+WALLCON | *96CTN1202422A* | 33200 | 18 | 8.5 | 32000 | 24800 | 77.5% | 2 | 0 | 12 |  |  |  |  | R-410A | 2.7667 | Residential & Commercial | USHP | Ducted CEE Tier 1
210599553 | Central HP <5.4 tons | ARCOAIRE | HRCU-A-CB (Split System: Heat Pump with Remote Outdoor Unit-Air-Source) | HVH837GKA** |  |  | EN(A,D,W)4X48L21**+WALLCON | *80CSU0401712A* | 32400 | 17.5 | 8.1 | 33000 | 24800 | 75.15% | 1.94 | 0 | 11.7 |  |  |  |  | R-410A | 2.7 | Residential & Commercial | USHP | Ducted CEE Tier 1
212988663 | Central HP <5.4 tons | PAYNE HEATING AND COOLING | HRCU-A-CB (Split System: Heat Pump with Remote Outdoor Unit-Air-Source) | 38MURAQ24AB3* |  |  | CAP**3017AL* | PG95MSUA36040B** | 23600 | 16.5 | 8.5 | 26400 | 24400 | 92.42% | 2.02 | 0 | 10 |  |  |  |  | R-410A | 1.9667 | Residential & Commercial | USHP | Ducted CEE Tier 1
210474409 | Central HP <5.4 tons | ARCOAIRE | HRCU-A-CB (Split System: Heat Pump with Remote Outdoor Unit-Air-Source) | HVH825GKA3* |  |  | EHD4X42AAL+WALLCON | *80CTL0701412A* | 24200 | 16.5 | 8.1 | 21200 | 16600 | 78.3% | 2.02 | 0 | 11 |  |  |  |  | R-410A | 2.0167 | Residential & Commercial | USHP | Ducted CEE Tier 1
210473407 | Central HP <5.4 tons | ARCOAIRE | HRCU-A-CB (Split System: Heat Pump with Remote Outdoor Unit-Air-Source) | HVH825GKA3* |  |  | EA*4X48L21A*+WALLCON | *96CTN1002122A* | 24000 | 16.5 | 8.1 | 21000 | 16500 | 78.57% | 2.02 | 0 | 11 |  |  |  |  | R-410A | 2 | Residential & Commercial | USHP | Ducted CEE Tier 1
210473440 | Central HP <5.4 tons | ARCOAIRE | HRCU-A-CB (Split System: Heat Pump with Remote Outdoor Unit-Air-Source) | HVH825GKA3* |  |  | EA*4X48L24A*+WALLCON | *95CSU0802120A* | 24200 | 17 | 8.1 | 21000 | 16500 | 78.57% | 2.02 | 0 | 11 |  |  |  |  | R-410A | 2.0167 | Residential & Commercial | USHP | Ducted CEE Tier 1
216738222 | Central HP <5.4 tons | PAYNE HEATING AND COOLING | HRCU-A-CB (Split System: Heat Pump with Remote Outdoor Unit-Air-Source) | 37MUHAQ24AA3 |  |  | CSAH*3612AM* | PG80MSUA60080C** | 22600 | 16 | 8.1 | 20600 | 18400 | 89.32% | 1.85 | 0 | 11 |  |  |  |  | R-454B | 1.8833 | Residential & Commercial | USHP | Ducted CEE Tier 1
213795608 | Central HP <5.4 tons | AC PRO.com | HRCU-A-CB (Split System: Heat Pump with Remote Outdoor Unit-Air-Source) | AUD36W/A*-D(U) |  |  | AUD36AH2/A*-D(U) | 0 | 34000 | 16 | 9 | 35000 | 28000 | 80% | 1.8 | 10 | 10 |  |  |  |  | R-410A | 2.8333 | Residential & Commercial | USHP | Ducted CEE Tier 1
210599422 | Central HP <5.4 tons | ARCOAIRE | HRCU-A-CB (Split System: Heat Pump with Remote Outdoor Unit-Air-Source) | HVH837GKA** |  |  | EHD4X60AAL+WALLCON | *80CTL1352422A* | 33000 | 17 | 8.1 | 32200 | 24800 | 77.02% | 2.02 | 0 | 11.5 |  |  |  |  | R-410A | 2.75 | Residential & Commercial | USHP | Ducted CEE Tier 1
210598311 | Central HP <5.4 tons | ARCOAIRE | HRCU-A-CB (Split System: Heat Pump with Remote Outdoor Unit-Air-Source) | HVH825GKA2* |  |  | EHD4X48AAL+WALLCON | *97CMN1002122A* | 24200 | 16 | 8.1 | 21200 | 16700 | 78.77% | 2.04 | 0 | 11 |  |  |  |  | R-410A | 2.0167 | Residential & Commercial | USHP | Ducted CEE Tier 1
210598502 | Central HP <5.4 tons | ARCOAIRE | HRCU-A-CB (Split System: Heat Pump with Remote Outdoor Unit-Air-Source) | HVH825GKA2* |  |  | EN(A,D,W)4X48L21**+WALLCON | *95CSU1002122A* | 24200 | 17 | 8.1 | 21200 | 16600 | 78.3% | 2.02 | 0 | 11.5 |  |  |  |  | R-410A | 2.0167 | Residential & Commercial | USHP | Ducted CEE Tier 1
210597959 | Central HP <5.4 tons | ARCOAIRE | HRCU-A-CB (Split System: Heat Pump with Remote Outdoor Unit-Air-Source) | HVH825GKA2* |  |  | EA*4X43L21A*+WALLCON | *95CSU0601716A* | 24400 | 16.5 | 8.1 | 21200 | 16700 | 78.77% | 2.02 | 0 | 10.5 |  |  |  |  | R-410A | 2.0333 | Residential & Commercial | USHP | Ducted CEE Tier 1
216733796 | Central HP <5.4 tons | PAYNE HEATING AND COOLING | HRCU-A-CB (Split System: Heat Pump with Remote Outdoor Unit-Air-Source) | 37MUHAQ24AA3 |  |  | CAA**3014AM* | PG96VTAB36060A** | 22000 | 16 | 8.1 | 20800 | 18800 | 90.38% | 1.85 | 0 | 10.5 |  |  |  |  | R-454B | 1.8333 | Residential & Commercial | USHP | Ducted CEE Tier 1
216734279 | Central HP <5.4 tons | PAYNE HEATING AND COOLING | HRCU-A-CB (Split System: Heat Pump with Remote Outdoor Unit-Air-Source) | 37MUHAQ24AA3 |  |  | CAA**3017AM* | PG96VTAB48080B** | 22000 | 16 | 8.1 | 20800 | 18800 | 90.38% | 1.85 | 0 | 10.5 |  |  |  |  | R-454B | 1.8333 | Residential & Commercial | USHP | Ducted CEE Tier 1
216733325 | Central HP <5.4 tons | PAYNE HEATING AND COOLING | HRCU-A-CB (Split System: Heat Pump with Remote Outdoor Unit-Air-Source) | 37MUHAQ24AA3 |  |  | CAA**2517AM* | PG80VTLB48070B** | 23000 | 16.5 | 8.5 | 20600 | 18400 | 89.32% | 1.96 | 0 | 11 |  |  |  |  | R-454B | 1.9167 | Residential & Commercial | USHP | Ducted CEE Tier 1
210599603 | Central HP <5.4 tons | ARCOAIRE | HRCU-A-CB (Split System: Heat Pump with Remote Outdoor Unit-Air-Source) | HVH837GKA** |  |  | EN(A,D,W)4X60L24**+WALLCON | *96CTN1002122A* | 32800 | 18 | 8.1 | 32200 | 24600 | 76.4% | 1.98 | 0 | 12 |  |  |  |  | R-410A | 2.7333 | Residential & Commercial | USHP | Ducted CEE Tier 1
210599607 | Central HP <5.4 tons | ARCOAIRE | HRCU-A-CB (Split System: Heat Pump with Remote Outdoor Unit-Air-Source) | HVH837GKA** |  |  | EN(A,D,W)4X60L24**+WALLCON | *96CTN1202422A* | 32800 | 18 | 8.1 | 32200 | 24600 | 76.4% | 1.98 | 0 | 12 |  |  |  |  | R-410A | 2.7333 | Residential & Commercial | USHP | Ducted CEE Tier 1
210598303 | Central HP <5.4 tons | ARCOAIRE | HRCU-A-CB (Split System: Heat Pump with Remote Outdoor Unit-Air-Source) | HVH825GKA2* |  |  | EHD4X48AAL+WALLCON | *97CMN0602120A* | 24200 | 16 | 8.1 | 21400 | 16700 | 78.04% | 2 | 0 | 10.5 |  |  |  |  | R-410A | 2.0167 | Residential & Commercial | USHP | Ducted CEE Tier 1
210598383 | Central HP <5.4 tons | ARCOAIRE | HRCU-A-CB (Split System: Heat Pump with Remote Outdoor Unit-Air-Source) | HVH825GKA2* |  |  | EN(A,D)4X48L24**+WALLCON | *97CMN0602120A* | 24000 | 16.5 | 8.1 | 21400 | 16700 | 78.04% | 2 | 0 | 11 |  |  |  |  | R-410A | 2 | Residential & Commercial | USHP | Ducted CEE Tier 1
211245725 | Central HP <5.4 tons | ARCOAIRE | HRCU-A-CB (Split System: Heat Pump with Remote Outdoor Unit-Air-Source) | DLCURAH24ABK |  |  | EN(A,D)4X36L21** | *92ESN0401712A* | 23600 | 15.5 | 8.1 | 26200 | 23400 | 89.31% | 1.92 | 0 | 10 |  |  |  |  | R-410A | 1.9667 | Residential & Commercial | USHP | Ducted CEE Tier 1
211245577 | Central HP <5.4 tons | ARCOAIRE | HRCU-A-CB (Split System: Heat Pump with Remote Outdoor Unit-Air-Source) | DLCURAH24ABK |  |  | EN(A,D)4X36L21** | *80VTL1102122A* | 23800 | 17 | 8.1 | 26000 | 23600 | 90.77% | 1.96 | 0 | 10.5 |  |  |  |  | R-410A | 1.9833 | Residential & Commercial | USHP | Ducted CEE Tier 1
210598283 | Central HP <5.4 tons | ARCOAIRE | HRCU-A-CB (Split System: Heat Pump with Remote Outdoor Unit-Air-Source) | HVH825GKA2* |  |  | EHD4X48AAL+WALLCON | *96CTN0601714A* | 24200 | 16 | 8.1 | 21400 | 16700 | 78.04% | 2 | 0 | 10.5 |  |  |  |  | R-410A | 2.0167 | Residential & Commercial | USHP | Ducted CEE Tier 1
210599189 | Central HP <5.4 tons | ARCOAIRE | HRCU-A-CB (Split System: Heat Pump with Remote Outdoor Unit-Air-Source) | HVH837GKA** |  |  | EA*4X60L24A*+WALLCON | *95CSU1002122A* | 32800 | 18 | 8.5 | 31800 | 24800 | 77.99% | 2 | 0 | 11.5 |  |  |  |  | R-410A | 2.7333 | Residential & Commercial | USHP | Ducted CEE Tier 1
210599512 | Central HP <5.4 tons | ARCOAIRE | HRCU-A-CB (Split System: Heat Pump with Remote Outdoor Unit-Air-Source) | HVH837GKA** |  |  | EN(A,D)4X48L24**+WALLCON | *95CSU1002122A* | 32400 | 17.5 | 8.1 | 32800 | 24600 | 75% | 1.98 | 0 | 11.7 |  |  |  |  | R-410A | 2.7 | Residential & Commercial | USHP | Ducted CEE Tier 1
215935328 | Central HP <5.4 tons | ARCOAIRE | HRCU-A-CB (Split System: Heat Pump with Remote Outdoor Unit-Air-Source) | H5H3V36*K*AAA* |  |  | EVM5X60M24A*+WALLCON | *80CSU1002120A* | 35400 | 21.5 | 8.5 | 38000 | 28600 | 75.26% | 2.02 | 0 | 12 |  |  |  |  | R-454B | 2.95 | Residential & Commercial | USHP | Ducted CEE Tier 1
215676377 | Central HP <5.4 tons | ARCOAIRE | HRCU-A-CB (Split System: Heat Pump with Remote Outdoor Unit-Air-Source) | H5H0V48*K*AAA* |  |  | EVD5X49M24A*+WALLCON | *97CMN1202422B* | 48000 | 19 | 9 | 50000 | 36600 | 73.2% | 2 | 0 | 10 |  |  |  |  | R-454B | 4 | Residential & Commercial | USHP | Ducted CEE Tier 1
215675907 | Central HP <5.4 tons | ARCOAIRE | HRCU-A-CB (Split System: Heat Pump with Remote Outdoor Unit-Air-Source) | H5H0V48*K*AAA* |  |  | EVM5X60M24A*+WALLCON | *95CSU0802120B* | 47500 | 18.5 | 9 | 50000 | 36800 | 73.6% | 2 | 0 | 10 |  |  |  |  | R-454B | 3.9583 | Residential & Commercial | USHP | Ducted CEE Tier 1
215676027 | Central HP <5.4 tons | ARCOAIRE | HRCU-A-CB (Split System: Heat Pump with Remote Outdoor Unit-Air-Source) | H5H0V48*K*AAA* |  |  | EVM5X61M24A*+WALLCON | *95CSU1002122B* | 48500 | 19 | 9 | 50000 | 36600 | 73.2% | 2.1 | 0 | 10.5 |  |  |  |  | R-454B | 4.0417 | Residential & Commercial | USHP | Ducted CEE Tier 1
215676057 | Central HP <5.4 tons | ARCOAIRE | HRCU-A-CB (Split System: Heat Pump with Remote Outdoor Unit-Air-Source) | H5H0V48*K*AAA* |  |  | EVM5X61M24A*+WALLCON | *97CMN1002122B* | 48500 | 19.5 | 9.5 | 50000 | 36600 | 73.2% | 2.12 | 0 | 10.5 |  |  |  |  | R-454B | 4.0417 | Residential & Commercial | USHP | Ducted CEE Tier 1
215676077 | Central HP <5.4 tons | ARCOAIRE | HRCU-A-CB (Split System: Heat Pump with Remote Outdoor Unit-Air-Source) | H5H0V48*K*AAA* |  |  | EVM5X61M24A*+WALLCON | *96CTN1002122B* | 48500 | 19.5 | 9.5 | 50000 | 36600 | 73.2% | 2.12 | 0 | 10.5 |  |  |  |  | R-454B | 4.0417 | Residential & Commercial | USHP | Ducted CEE Tier 1
211228985 | Central HP <5.4 tons | ARCOAIRE | HRCU-A-CB (Split System: Heat Pump with Remote Outdoor Unit-Air-Source) | DLCURAH36ABK |  |  | EA*4X48L21A* | *92ESN0802120A* | 35600 | 16.5 | 8.5 | 37800 | 34600 | 91.53% | 2.04 | 0 | 10 |  |  |  |  | R-410A | 2.9667 | Residential & Commercial | USHP | Ducted CEE Tier 1
211226561 | Central HP <5.4 tons | ARCOAIRE | HRCU-A-CB (Split System: Heat Pump with Remote Outdoor Unit-Air-Source) | DLCURAH36ABK |  |  | EA*4X37L17A* | *80VSL0701716A* | 36200 | 15.2 | 8.1 | 38500 | 35000 | 90.91% | 2.02 | 0 | 10 |  |  |  |  | R-410A | 3.0167 | Residential & Commercial | USHP | Ducted CEE Tier 1
211226829 | Central HP <5.4 tons | ARCOAIRE | HRCU-A-CB (Split System: Heat Pump with Remote Outdoor Unit-Air-Source) | DLCURAH36ABK |  |  | EA*4X37L21A* | *80ES(N,L)0902116A* | 36600 | 16 | 8.5 | 38500 | 34800 | 90.39% | 2.1 | 0 | 10 |  |  |  |  | R-410A | 3.05 | Residential & Commercial | USHP | Ducted CEE Tier 1
211244477 | Central HP <5.4 tons | ARCOAIRE | HRCU-A-CB (Split System: Heat Pump with Remote Outdoor Unit-Air-Source) | DLCURAH24ABK |  |  | EN(A,D)4X30L17** | *95ESU0401712A* | 23600 | 16.5 | 8.1 | 25800 | 23600 | 91.47% | 1.96 | 0 | 10 |  |  |  |  | R-410A | 1.9667 | Residential & Commercial | USHP | Ducted CEE Tier 1
211244812 | Central HP <5.4 tons | ARCOAIRE | HRCU-A-CB (Split System: Heat Pump with Remote Outdoor Unit-Air-Source) | DLCURAH24ABK |  |  | EN(A,D)4X30L17** | *80ESU0601716A | 24800 | 16.5 | 8.5 | 26600 | 22200 | 83.46% | 1.84 | 0 | 10.5 |  |  |  |  | R-410A | 2.0667 | Residential & Commercial | USHP | Ducted CEE Tier 1
211226509 | Central HP <5.4 tons | ARCOAIRE | HRCU-A-CB (Split System: Heat Pump with Remote Outdoor Unit-Air-Source) | DLCURAH36ABK |  |  | EA*4X37L17A* | *80ES(N,L)0701712A* | 36000 | 15.2 | 8.1 | 38500 | 35000 | 90.91% | 2 | 0 | 9.5 |  |  |  |  | R-410A | 3 | Residential & Commercial | USHP
211228567 | Central HP <5.4 tons | ARCOAIRE | HRCU-A-CB (Split System: Heat Pump with Remote Outdoor Unit-Air-Source) | DLCURAH36ABK |  |  | EA*4X43L21A* | *96VSN1002120A* | 36400 | 16 | 8.5 | 38500 | 34800 | 90.39% | 2.08 | 0 | 10 |  |  |  |  | R-410A | 3.0333 | Residential & Commercial | USHP | Ducted CEE Tier 1
211245248 | Central HP <5.4 tons | ARCOAIRE | HRCU-A-CB (Split System: Heat Pump with Remote Outdoor Unit-Air-Source) | DLCURAH24ABK |  |  | EN(A,D,W)4X36L17** | *80ESU0601716A | 24800 | 16.5 | 8.5 | 26600 | 22200 | 83.46% | 1.84 | 0 | 10.5 |  |  |  |  | R-410A | 2.0667 | Residential & Commercial | USHP | Ducted CEE Tier 1
211245516 | Central HP <5.4 tons | ARCOAIRE | HRCU-A-CB (Split System: Heat Pump with Remote Outdoor Unit-Air-Source) | DLCURAH24ABK |  |  | EN(A,D)4X36L21** | *96VTN0801716A* | 24200 | 16.5 | 8.1 | 26200 | 23000 | 87.79% | 1.9 | 0 | 10.5 |  |  |  |  | R-410A | 2.0167 | Residential & Commercial | USHP | Ducted CEE Tier 1
211245159 | Central HP <5.4 tons | ARCOAIRE | HRCU-A-CB (Split System: Heat Pump with Remote Outdoor Unit-Air-Source) | DLCURAH24ABK |  |  | EN(A,D,W)4X36L17** | *92ESN0601412A* | 23400 | 17 | 8.1 | 25800 | 24000 | 93.02% | 2 | 0 | 10 |  |  |  |  | R-410A | 1.95 | Residential & Commercial | USHP | Ducted CEE Tier 1
211245225 | Central HP <5.4 tons | ARCOAIRE | HRCU-A-CB (Split System: Heat Pump with Remote Outdoor Unit-Air-Source) | DLCURAH24ABK |  |  | EN(A,D,W)4X36L17** | *92ESN0401712A* | 23600 | 15.5 | 8.1 | 26200 | 23400 | 89.31% | 1.92 | 0 | 10 |  |  |  |  | R-410A | 1.9667 | Residential & Commercial | USHP | Ducted CEE Tier 1
211244800 | Central HP <5.4 tons | ARCOAIRE | HRCU-A-CB (Split System: Heat Pump with Remote Outdoor Unit-Air-Source) | DLCURAH24ABK |  |  | EN(A,D)4X30L17** | *80ES(N,L)0701412A* | 24200 | 16.5 | 8.1 | 26400 | 22800 | 86.36% | 1.88 | 0 | 10.5 |  |  |  |  | R-410A | 2.0167 | Residential & Commercial | USHP | Ducted CEE Tier 1
211244623 | Central HP <5.4 tons | ARCOAIRE | HRCU-A-CB (Split System: Heat Pump with Remote Outdoor Unit-Air-Source) | DLCURAH24ABK |  |  | EN(A,D)4X30L17** | *95ESN0601412A* | 24400 | 15.5 | 8.1 | 26600 | 22600 | 84.96% | 1.86 | 0 | 10 |  |  |  |  | R-410A | 2.0333 | Residential & Commercial | USHP | Ducted CEE Tier 1
210470544 | Central HP <5.4 tons | ARCOAIRE | HRCU-A-CB (Split System: Heat Pump with Remote Outdoor Unit-Air-Source) | HVH837GKA2* |  |  | EA*4X61L24A*+WALLCON | *80CSU1002120A* | 33200 | 17.5 | 8.1 | 32000 | 24800 | 77.5% | 1.98 | 0 | 11.5 |  |  |  |  | R-410A | 2.7667 | Residential & Commercial | USHP | Ducted CEE Tier 1
212988639 | Central HP <5.4 tons | PAYNE HEATING AND COOLING | HRCU-A-CB (Split System: Heat Pump with Remote Outdoor Unit-Air-Source) | 38MURAQ24AB3* |  |  | CAP**2417AL* | PG95MSUA36040B** | 23400 | 16.5 | 8.5 | 27000 | 26200 | 97.04% | 2.2 | 0 | 10 |  |  |  |  | R-410A | 1.95 | Residential & Commercial | USHP | Ducted CEE Tier 1
213353740 | Central HP <5.4 tons | ARCOAIRE | HRCU-A-CB (Split System: Heat Pump with Remote Outdoor Unit-Air-Source) | DLCURAH18ABK |  |  | F5MA4*24L*B* | 0 | 18100 | 16 | 8.5 | 18600 | 18600 | 100% | 2.24 | 0 | 10.5 |  |  |  |  | R-410A | 1.5083 | Residential & Commercial | USHP | Ducted CEE Tier 1
210599410 | Central HP <5.4 tons | ARCOAIRE | HRCU-A-CB (Split System: Heat Pump with Remote Outdoor Unit-Air-Source) | HVH837GKA** |  |  | EHD4X60AAL+WALLCON | *80CTL0901716A* | 33000 | 17.5 | 8.1 | 32200 | 24800 | 77.02% | 2.02 | 0 | 11.5 |  |  |  |  | R-410A | 2.75 | Residential & Commercial | USHP | Ducted CEE Tier 1
210599508 | Central HP <5.4 tons | ARCOAIRE | HRCU-A-CB (Split System: Heat Pump with Remote Outdoor Unit-Air-Source) | HVH837GKA** |  |  | EN(A,D)4X48L24**+WALLCON | *95CSU0802120A* | 32400 | 17.5 | 8.1 | 32800 | 24800 | 75.61% | 1.96 | 0 | 11.7 |  |  |  |  | R-410A | 2.7 | Residential & Commercial | USHP | Ducted CEE Tier 1
211245170 | Central HP <5.4 tons | ARCOAIRE | HRCU-A-CB (Split System: Heat Pump with Remote Outdoor Unit-Air-Source) | DLCURAH24ABK |  |  | EN(A,D,W)4X36L17** | *92ESN0601714A* | 24400 | 16.5 | 8.1 | 26400 | 22800 | 86.36% | 1.88 | 0 | 10.5 |  |  |  |  | R-410A | 2.0333 | Residential & Commercial | USHP | Ducted CEE Tier 1
211245321 | Central HP <5.4 tons | ARCOAIRE | HRCU-A-CB (Split System: Heat Pump with Remote Outdoor Unit-Air-Source) | DLCURAH24ABK |  |  | EN(A,D)4X36L21** | *96VSN0802120A* | 24000 | 17 | 8.1 | 26000 | 23200 | 89.23% | 1.92 | 0 | 10.5 |  |  |  |  | R-410A | 2 | Residential & Commercial | USHP | Ducted CEE Tier 1
211244885 | Central HP <5.4 tons | ARCOAIRE | HRCU-A-CB (Split System: Heat Pump with Remote Outdoor Unit-Air-Source) | DLCURAH24ABK |  |  | EN(A,D,W)4X36L17** | *96VSN0401712A* | 23400 | 16 | 8.1 | 25800 | 24000 | 93.02% | 1.98 | 0 | 10 |  |  |  |  | R-410A | 1.95 | Residential & Commercial | USHP | Ducted CEE Tier 1
211244634 | Central HP <5.4 tons | ARCOAIRE | HRCU-A-CB (Split System: Heat Pump with Remote Outdoor Unit-Air-Source) | DLCURAH24ABK |  |  | EN(A,D)4X30L17** | *96VTN0401410A* | 23400 | 16 | 8.1 | 25800 | 24000 | 93.02% | 2 | 0 | 10 |  |  |  |  | R-410A | 1.95 | Residential & Commercial | USHP | Ducted CEE Tier 1
210597963 | Central HP <5.4 tons | ARCOAIRE | HRCU-A-CB (Split System: Heat Pump with Remote Outdoor Unit-Air-Source) | HVH825GKA2* |  |  | EA*4X43L21A*+WALLCON | *95CSU0802120A* | 24400 | 17 | 8.5 | 21200 | 16600 | 78.3% | 2.04 | 0 | 11 |  |  |  |  | R-410A | 2.0333 | Residential & Commercial | USHP | Ducted CEE Tier 1
210597979 | Central HP <5.4 tons | ARCOAIRE | HRCU-A-CB (Split System: Heat Pump with Remote Outdoor Unit-Air-Source) | HVH825GKA2* |  |  | EA*4X43L21A*+WALLCON | *96CTN1002122A* | 24400 | 16.5 | 8.5 | 21200 | 16600 | 78.3% | 2.04 | 0 | 11 |  |  |  |  | R-410A | 2.0333 | Residential & Commercial | USHP | Ducted CEE Tier 1
211222772 | Central HP <5.4 tons | ARCOAIRE | HRCU-A-CB (Split System: Heat Pump with Remote Outdoor Unit-Air-Source) | DLCURAH30ABK |  |  | FVM4X36***L | 0 | 30400 | 15.2 | 8.1 | 34000 | 27400 | 80.59% | 1.78 | 0 | 9 |  |  |  |  | R-410A | 2.5333 | Residential & Commercial | USHP
210598478 | Central HP <5.4 tons | ARCOAIRE | HRCU-A-CB (Split System: Heat Pump with Remote Outdoor Unit-Air-Source) | HVH825GKA2* |  |  | EN(A,D,W)4X48L21**+WALLCON | *80CSU1002120A* | 24000 | 16.5 | 8.1 | 21400 | 16600 | 77.57% | 2 | 0 | 11 |  |  |  |  | R-410A | 2 | Residential & Commercial | USHP | Ducted CEE Tier 1
210597899 | Central HP <5.4 tons | ARCOAIRE | HRCU-A-CB (Split System: Heat Pump with Remote Outdoor Unit-Air-Source) | HVH825GKA2* |  |  | EA*4X42L24A*+WALLCON | *80CSU1002120A* | 23800 | 16.5 | 8.1 | 21400 | 16700 | 78.04% | 1.96 | 0 | 10.5 |  |  |  |  | R-410A | 1.9833 | Residential & Commercial | USHP | Ducted CEE Tier 1
206135998 | Central HP <5.4 tons | ARCOAIRE | HRCU-A-CB (Split System: Heat Pump with Remote Outdoor Unit-Air-Source) | HVH837GKA** |  |  | EHD4X42AAL+WALLCON | *80CSU1002120A* | 32400 | 16 | 8.1 | 33200 | 24800 | 74.7% | 1.94 | 11.5 | 11 |  |  |  |  | R-410A | 2.7 | Residential & Commercial | USHP | Ducted CEE Tier 1
215674178 | Central HP <5.4 tons | ARCOAIRE | HRCU-A-CB (Split System: Heat Pump with Remote Outdoor Unit-Air-Source) | H5H0V48*K*AAA* |  |  | EA*5X60M24A*+WALLCON | *80CTL0702120B* | 45000 | 18 | 9 | 47500 | 33600 | 70.74% | 2.08 | 0 | 10 |  |  |  |  | R-454B | 3.75 | Residential & Commercial | USHP | Ducted CEE Tier 1
214279765 | Central HP <5.4 tons | ARCOAIRE | HRCU-A-CB (Split System: Heat Pump with Remote Outdoor Unit-Air-Source) | DLCURAH18ABK |  |  | EA*4X30L17A* | *96MSN0601716A* | 17400 | 16 | 8.5 | 18000 | 18700 | 103.9% | 2.24 | 0 | 10.5 |  |  |  |  | R-410A | 1.45 | Residential & Commercial | USHP | Ducted CEE Tier 1
216680879 | Central HP <5.4 tons | ARCOAIRE | HRCU-A-CB (Split System: Heat Pump with Remote Outdoor Unit-Air-Source) | DLCURAH18ABK |  |  | EHD4X24AAL | *97VTN0801716A* | 17700 | 15.2 | 8.5 | 18400 | 18500 | 100.5% | 2.08 | 0 | 10.5 |  |  |  |  | R-410A | 1.475 | Residential & Commercial | USHP | Ducted CEE Tier 1
216682074 | Central HP <5.4 tons | ARCOAIRE | HRCU-A-CB (Split System: Heat Pump with Remote Outdoor Unit-Air-Source) | DLCURAH30ABK |  |  | EA*4X37L21A* | *97VTN1002120A* | 30600 | 15.2 | 9 | 33200 | 26000 | 78.31% | 1.8 | 0 | 9 |  |  |  |  | R-410A | 2.55 | Residential & Commercial | USHP
211226286 | Central HP <5.4 tons | ARCOAIRE | HRCU-A-CB (Split System: Heat Pump with Remote Outdoor Unit-Air-Source) | DLCURAH36ABK |  |  | EA*4X36L21A* | *80ES(N,L)1102120A* | 35200 | 16 | 8.1 | 38500 | 35200 | 91.43% | 1.82 | 0 | 9.5 |  |  |  |  | R-410A | 2.9333 | Residential & Commercial | USHP
210597863 | Central HP <5.4 tons | ARCOAIRE | HRCU-A-CB (Split System: Heat Pump with Remote Outdoor Unit-Air-Source) | HVH825GKA2* |  |  | EA*4X42L21A*+WALLCON | *95CSU0802120A* | 23800 | 16.5 | 8.1 | 21400 | 16600 | 77.57% | 1.96 | 0 | 11 |  |  |  |  | R-410A | 1.9833 | Residential & Commercial | USHP | Ducted CEE Tier 1
210597879 | Central HP <5.4 tons | ARCOAIRE | HRCU-A-CB (Split System: Heat Pump with Remote Outdoor Unit-Air-Source) | HVH825GKA2* |  |  | EA*4X42L21A*+WALLCON | *96CTN1002122A* | 23800 | 16.5 | 8.1 | 21400 | 16600 | 77.57% | 1.96 | 0 | 11 |  |  |  |  | R-410A | 1.9833 | Residential & Commercial | USHP | Ducted CEE Tier 1
210597931 | Central HP <5.4 tons | ARCOAIRE | HRCU-A-CB (Split System: Heat Pump with Remote Outdoor Unit-Air-Source) | HVH825GKA2* |  |  | EA*4X42L24A*+WALLCON | *97CMN1202422A* | 23800 | 16.5 | 8.1 | 21400 | 16700 | 78.04% | 1.96 | 0 | 11 |  |  |  |  | R-410A | 1.9833 | Residential & Commercial | USHP | Ducted CEE Tier 1
210473187 | Central HP <5.4 tons | ARCOAIRE | HRCU-A-CB (Split System: Heat Pump with Remote Outdoor Unit-Air-Source) | HVH825GKA3* |  |  | EA*4X43L21A*+WALLCON | *96CTN0801714A* | 24400 | 16.5 | 8.1 | 21200 | 16700 | 78.77% | 2.02 | 0 | 11 |  |  |  |  | R-410A | 2.0333 | Residential & Commercial | USHP | Ducted CEE Tier 1
210599217 | Central HP <5.4 tons | ARCOAIRE | HRCU-A-CB (Split System: Heat Pump with Remote Outdoor Unit-Air-Source) | HVH837GKA** |  |  | EA*4X60L24A*+WALLCON | *97CMN1202422A* | 32800 | 17.5 | 8.5 | 32000 | 24800 | 77.5% | 1.98 | 0 | 11.7 |  |  |  |  | R-410A | 2.7333 | Residential & Commercial | USHP | Ducted CEE Tier 1
211227929 | Central HP <5.4 tons | ARCOAIRE | HRCU-A-CB (Split System: Heat Pump with Remote Outdoor Unit-Air-Source) | DLCURAH36ABK |  |  | EA*4X42L24A* | *80VTL1102122A* | 36200 | 15.5 | 8.1 | 39500 | 35200 | 89.11% | 1.92 | 0 | 10 |  |  |  |  | R-410A | 3.0167 | Residential & Commercial | USHP | Ducted CEE Tier 1
211227730 | Central HP <5.4 tons | ARCOAIRE | HRCU-A-CB (Split System: Heat Pump with Remote Outdoor Unit-Air-Source) | DLCURAH36ABK |  |  | EA*4X42L21A* | OMV098J12* | 35000 | 15.2 | 8.1 | 38500 | 35200 | 91.43% | 1.86 | 0 | 9.5 |  |  |  |  | R-410A | 2.9167 | Residential & Commercial | USHP
211245647 | Central HP <5.4 tons | ARCOAIRE | HRCU-A-CB (Split System: Heat Pump with Remote Outdoor Unit-Air-Source) | DLCURAH24ABK |  |  | EN(A,D)4X36L21** | *80ES(N,L)1102120A* | 24800 | 16 | 8.5 | 26800 | 22200 | 82.84% | 1.82 | 0 | 10.5 |  |  |  |  | R-410A | 2.0667 | Residential & Commercial | USHP | Ducted CEE Tier 1
211245379 | Central HP <5.4 tons | ARCOAIRE | HRCU-A-CB (Split System: Heat Pump with Remote Outdoor Unit-Air-Source) | DLCURAH24ABK |  |  | EN(A,D)4X36L21** | *96VTN1002122A* | 23600 | 17 | 8.1 | 25800 | 23800 | 92.25% | 1.98 | 0 | 10.5 |  |  |  |  | R-410A | 1.9667 | Residential & Commercial | USHP | Ducted CEE Tier 1
211227428 | Central HP <5.4 tons | ARCOAIRE | HRCU-A-CB (Split System: Heat Pump with Remote Outdoor Unit-Air-Source) | DLCURAH36ABK |  |  | EA*4X42L21A* | *80ESU0601716A | 35000 | 16.5 | 8.1 | 38500 | 35000 | 90.91% | 1.86 | 0 | 10 |  |  |  |  | R-410A | 2.9167 | Residential & Commercial | USHP | Ducted CEE Tier 1
211227345 | Central HP <5.4 tons | ARCOAIRE | HRCU-A-CB (Split System: Heat Pump with Remote Outdoor Unit-Air-Source) | DLCURAH36ABK |  |  | EA*4X42L21A* | *80ES(N,L)0902116A* | 35800 | 16 | 8.1 | 38500 | 35000 | 90.91% | 1.9 | 0 | 10 |  |  |  |  | R-410A | 2.9833 | Residential & Commercial | USHP | Ducted CEE Tier 1
210472857 | Central HP <5.4 tons | ARCOAIRE | HRCU-A-CB (Split System: Heat Pump with Remote Outdoor Unit-Air-Source) | HVH825GKA3* |  |  | EA*4X42L21A*+WALLCON | *80CSU0601716A* | 23800 | 16.5 | 8.1 | 21400 | 16600 | 77.57% | 1.96 | 0 | 10.5 |  |  |  |  | R-410A | 1.9833 | Residential & Commercial | USHP | Ducted CEE Tier 1
210597839 | Central HP <5.4 tons | ARCOAIRE | HRCU-A-CB (Split System: Heat Pump with Remote Outdoor Unit-Air-Source) | HVH825GKA2* |  |  | EA*4X42L21A*+WALLCON | *80CSU0601716A* | 23800 | 16.5 | 8.1 | 21400 | 16600 | 77.57% | 1.96 | 0 | 10.5 |  |  |  |  | R-410A | 1.9833 | Residential & Commercial | USHP | Ducted CEE Tier 1
210598207 | Central HP <5.4 tons | ARCOAIRE | HRCU-A-CB (Split System: Heat Pump with Remote Outdoor Unit-Air-Source) | HVH825GKA2* |  |  | EHD4X42AAL+WALLCON | *96CTN0801714A* | 24000 | 16 | 8.1 | 21400 | 16700 | 78.04% | 2 | 0 | 10.5 |  |  |  |  | R-410A | 2 | Residential & Commercial | USHP | Ducted CEE Tier 1
210598239 | Central HP <5.4 tons | ARCOAIRE | HRCU-A-CB (Split System: Heat Pump with Remote Outdoor Unit-Air-Source) | HVH825GKA2* |  |  | EHD4X48AAL+WALLCON | *80CSU0401712A* | 24200 | 16.5 | 8.1 | 21200 | 16600 | 78.3% | 2.02 | 0 | 11 |  |  |  |  | R-410A | 2.0167 | Residential & Commercial | USHP | Ducted CEE Tier 1
210598271 | Central HP <5.4 tons | ARCOAIRE | HRCU-A-CB (Split System: Heat Pump with Remote Outdoor Unit-Air-Source) | HVH825GKA2* |  |  | EHD4X48AAL+WALLCON | *95CSU0601716A* | 24200 | 16 | 8.1 | 21400 | 16700 | 78.04% | 2 | 0 | 10.5 |  |  |  |  | R-410A | 2.0167 | Residential & Commercial | USHP | Ducted CEE Tier 1
210599575 | Central HP <5.4 tons | ARCOAIRE | HRCU-A-CB (Split System: Heat Pump with Remote Outdoor Unit-Air-Source) | HVH837GKA** |  |  | EN(A,D,W)4X60L24**+WALLCON | *80CSU1002120A* | 32800 | 17.5 | 8.1 | 32200 | 24600 | 76.4% | 1.96 | 0 | 11.7 |  |  |  |  | R-410A | 2.7333 | Residential & Commercial | USHP | Ducted CEE Tier 1
210599309 | Central HP <5.4 tons | ARCOAIRE | HRCU-A-CB (Split System: Heat Pump with Remote Outdoor Unit-Air-Source) | HVH837GKA** |  |  | EA*4X61L24A*+WALLCON | *97CMN0602120A* | 33000 | 17.5 | 8.5 | 32400 | 25200 | 77.78% | 1.98 | 0 | 11.7 |  |  |  |  | R-410A | 2.75 | Residential & Commercial | USHP | Ducted CEE Tier 1
210599343 | Central HP <5.4 tons | ARCOAIRE | HRCU-A-CB (Split System: Heat Pump with Remote Outdoor Unit-Air-Source) | HVH837GKA** |  |  | EHD4X36AAL+WALLCON | *95CSU0802120A* | 32200 | 16.5 | 8.1 | 33200 | 24600 | 74.1% | 1.94 | 0 | 11 |  |  |  |  | R-410A | 2.6833 | Residential & Commercial | USHP | Ducted CEE Tier 1
210598015 | Central HP <5.4 tons | ARCOAIRE | HRCU-A-CB (Split System: Heat Pump with Remote Outdoor Unit-Air-Source) | HVH825GKA2* |  |  | EA*4X48L21A*+WALLCON | *80CTL0701716A* | 24000 | 17 | 8.1 | 21000 | 16600 | 79.05% | 2.02 | 0 | 11 |  |  |  |  | R-410A | 2 | Residential & Commercial | USHP | Ducted CEE Tier 1
210598163 | Central HP <5.4 tons | ARCOAIRE | HRCU-A-CB (Split System: Heat Pump with Remote Outdoor Unit-Air-Source) | HVH825GKA2* |  |  | EHD4X42AAL+WALLCON | *80CSU0601716A* | 24200 | 16 | 8.1 | 21400 | 16600 | 77.57% | 2 | 0 | 10.5 |  |  |  |  | R-410A | 2.0167 | Residential & Commercial | USHP | Ducted CEE Tier 1
210598231 | Central HP <5.4 tons | ARCOAIRE | HRCU-A-CB (Split System: Heat Pump with Remote Outdoor Unit-Air-Source) | HVH825GKA2* |  |  | EHD4X42AAL+WALLCON | *97CMN1002122A* | 24200 | 16 | 8.1 | 21400 | 16600 | 77.57% | 2 | 0 | 10.5 |  |  |  |  | R-410A | 2.0167 | Residential & Commercial | USHP | Ducted CEE Tier 1
210598263 | Central HP <5.4 tons | ARCOAIRE | HRCU-A-CB (Split System: Heat Pump with Remote Outdoor Unit-Air-Source) | HVH825GKA2* |  |  | EHD4X48AAL+WALLCON | *80CTL0901716A* | 24400 | 17 | 8.1 | 21200 | 16500 | 77.83% | 2.04 | 0 | 11 |  |  |  |  | R-410A | 2.0333 | Residential & Commercial | USHP | Ducted CEE Tier 1
210598279 | Central HP <5.4 tons | ARCOAIRE | HRCU-A-CB (Split System: Heat Pump with Remote Outdoor Unit-Air-Source) | HVH825GKA2* |  |  | EHD4X48AAL+WALLCON | *95CSU1002122A* | 24200 | 16.5 | 8.1 | 21200 | 16600 | 78.3% | 2.02 | 0 | 11 |  |  |  |  | R-410A | 2.0167 | Residential & Commercial | USHP | Ducted CEE Tier 1
210598379 | Central HP <5.4 tons | ARCOAIRE | HRCU-A-CB (Split System: Heat Pump with Remote Outdoor Unit-Air-Source) | HVH825GKA2* |  |  | EN(A,D)4X48L24**+WALLCON | *96CTN1202422A* | 24200 | 17 | 8.1 | 21200 | 16600 | 78.3% | 2.02 | 0 | 11.5 |  |  |  |  | R-410A | 2.0167 | Residential & Commercial | USHP | Ducted CEE Tier 1
210598514 | Central HP <5.4 tons | ARCOAIRE | HRCU-A-CB (Split System: Heat Pump with Remote Outdoor Unit-Air-Source) | HVH825GKA2* |  |  | EN(A,D,W)4X48L21**+WALLCON | *96CTN1002122A* | 24200 | 17 | 8.1 | 21400 | 16600 | 77.57% | 2.02 | 0 | 11.5 |  |  |  |  | R-410A | 2.0167 | Residential & Commercial | USHP | Ducted CEE Tier 1
212971220 | Central HP <5.4 tons | PAYNE HEATING AND COOLING | HRCU-A-CB (Split System: Heat Pump with Remote Outdoor Unit-Air-Source) | 38MURAQ24AB3* |  |  | CNPV*3014AL* | PG80VTLB36045A** | 23400 | 17 | 8.1 | 25800 | 24400 | 94.57% | 2.04 | 0 | 10 |  |  |  |  | R-410A | 1.95 | Residential & Commercial | USHP | Ducted CEE Tier 1
212971997 | Central HP <5.4 tons | PAYNE HEATING AND COOLING | HRCU-A-CB (Split System: Heat Pump with Remote Outdoor Unit-Air-Source) | 38MURAQ24AB3* |  |  | CAP**3717AL* | PG80VTLB48090B** | 24200 | 17 | 8.5 | 25200 | 22000 | 87.3% | 1.84 | 0 | 10 |  |  |  |  | R-410A | 2.0167 | Residential & Commercial | USHP | Ducted CEE Tier 1
212972013 | Central HP <5.4 tons | PAYNE HEATING AND COOLING | HRCU-A-CB (Split System: Heat Pump with Remote Outdoor Unit-Air-Source) | 38MURAQ24AB3* |  |  | CNPV*3617AL* | PG80VTLB48090B** | 23400 | 17 | 8.5 | 26200 | 24600 | 93.89% | 2.06 | 0 | 10 |  |  |  |  | R-410A | 1.95 | Residential & Commercial | USHP | Ducted CEE Tier 1
212972133 | Central HP <5.4 tons | PAYNE HEATING AND COOLING | HRCU-A-CB (Split System: Heat Pump with Remote Outdoor Unit-Air-Source) | 38MURAQ24AB3* |  |  | CAP**3721AL* | PG80VTLB60090C** | 24800 | 17 | 8.5 | 25600 | 21400 | 83.59% | 1.8 | 0 | 10.5 |  |  |  |  | R-410A | 2.0667 | Residential & Commercial | USHP | Ducted CEE Tier 1
212972424 | Central HP <5.4 tons | PAYNE HEATING AND COOLING | HRCU-A-CB (Split System: Heat Pump with Remote Outdoor Unit-Air-Source) | 38MURAQ24AB3* |  |  | CNPV*3621AL* | PG80VTLB66110C** | 23800 | 17 | 8.5 | 26400 | 24000 | 90.91% | 1.98 | 0 | 10.5 |  |  |  |  | R-410A | 1.9833 | Residential & Commercial | USHP | Ducted CEE Tier 1
212975289 | Central HP <5.4 tons | PAYNE HEATING AND COOLING | HRCU-A-CB (Split System: Heat Pump with Remote Outdoor Unit-Air-Source) | 38MURAQ24AB3* |  |  | CAP**3617AL* | PG96VTAB36040B** | 23400 | 16.5 | 8.5 | 26200 | 24400 | 93.13% | 2.02 | 0 | 10 |  |  |  |  | R-410A | 1.95 | Residential & Commercial | USHP | Ducted CEE Tier 1
216739129 | Central HP <5.4 tons | PAYNE HEATING AND COOLING | HRCU-A-CB (Split System: Heat Pump with Remote Outdoor Unit-Air-Source) | 37MUHAQ24AA3 |  |  | FMA5X24**AL* | 0 | 22600 | 17 | 9 | 21400 | 19500 | 91.12% | 2.1 | 0 | 11 |  |  |  |  | R-454B | 1.8833 | Residential & Commercial | USHP | Ducted CEE Tier 1
213607799 | Central HP <5.4 tons | PAYNE HEATING AND COOLING | HRCU-A-CB (Split System: Heat Pump with Remote Outdoor Unit-Air-Source) | 38MURAQ48AB3* |  |  | PF4TNBD60L* | 0 | 48500 | 17 | 8.5 | 48500 | 34000 | 70.1% | 2.02 | 0 | 10 |  |  |  |  | R-410A | 4.0417 | Residential & Commercial | USHP | Ducted CEE Tier 1
210599221 | Central HP <5.4 tons | ARCOAIRE | HRCU-A-CB (Split System: Heat Pump with Remote Outdoor Unit-Air-Source) | HVH837GKA** |  |  | EA*4X61L21A*+WALLCON | *80CSU0401712A* | 33200 | 17.5 | 8.1 | 32000 | 24800 | 77.5% | 1.98 | 0 | 11.5 |  |  |  |  | R-410A | 2.7667 | Residential & Commercial | USHP | Ducted CEE Tier 1
210599414 | Central HP <5.4 tons | ARCOAIRE | HRCU-A-CB (Split System: Heat Pump with Remote Outdoor Unit-Air-Source) | HVH837GKA** |  |  | EHD4X60AAL+WALLCON | *80CTL0902120A* | 33000 | 17 | 8.1 | 32200 | 25000 | 77.64% | 2 | 0 | 11.5 |  |  |  |  | R-410A | 2.75 | Residential & Commercial | USHP | Ducted CEE Tier 1
212976443 | Central HP <5.4 tons | PAYNE HEATING AND COOLING | HRCU-A-CB (Split System: Heat Pump with Remote Outdoor Unit-Air-Source) | 38MURAQ30AB3* |  |  | CAP**3721AL* | PG96VTAB60080C** | 30400 | 15.2 | 8.5 | 33400 | 26400 | 79.04% | 1.86 | 0 | 9 |  |  |  |  | R-410A | 2.5333 | Residential & Commercial | USHP
216734899 | Central HP <5.4 tons | PAYNE HEATING AND COOLING | HRCU-A-CB (Split System: Heat Pump with Remote Outdoor Unit-Air-Source) | 37MUHAQ24AA3 |  |  | CAA**3717AM* | PG80MS(A,L)A36045A** | 22800 | 16 | 8.5 | 20800 | 18500 | 88.94% | 1.98 | 0 | 11 |  |  |  |  | R-454B | 1.9 | Residential & Commercial | USHP | Ducted CEE Tier 1
216735131 | Central HP <5.4 tons | PAYNE HEATING AND COOLING | HRCU-A-CB (Split System: Heat Pump with Remote Outdoor Unit-Air-Source) | 37MUHAQ24AA3 |  |  | CAA**3717AM* | PG92MSAA36060A** | 23000 | 15.5 | 8.5 | 20800 | 18500 | 88.94% | 1.98 | 0 | 11 |  |  |  |  | R-454B | 1.9167 | Residential & Commercial | USHP | Ducted CEE Tier 1
216736150 | Central HP <5.4 tons | PAYNE HEATING AND COOLING | HRCU-A-CB (Split System: Heat Pump with Remote Outdoor Unit-Air-Source) | 37MUHAQ24AA3 |  |  | CSAH*2412AM* | PG80MS(A,L)A36070A** | 22400 | 15.2 | 8.1 | 21200 | 19000 | 89.62% | 1.85 | 0 | 10.5 |  |  |  |  | R-454B | 1.8667 | Residential & Commercial | USHP | Ducted CEE Tier 1
210473374 | Central HP <5.4 tons | ARCOAIRE | HRCU-A-CB (Split System: Heat Pump with Remote Outdoor Unit-Air-Source) | HVH825GKA3* |  |  | EA*4X48L21A*+WALLCON | *97CMN0601714A* | 24000 | 16.5 | 8.1 | 21000 | 16700 | 79.52% | 2 | 0 | 11 |  |  |  |  | R-410A | 2 | Residential & Commercial | USHP | Ducted CEE Tier 1
210473385 | Central HP <5.4 tons | ARCOAIRE | HRCU-A-CB (Split System: Heat Pump with Remote Outdoor Unit-Air-Source) | HVH825GKA3* |  |  | EA*4X48L21A*+WALLCON | *97CMN0801714A* | 24000 | 16.5 | 8.1 | 21000 | 16600 | 79.05% | 2 | 0 | 11 |  |  |  |  | R-410A | 2 | Residential & Commercial | USHP | Ducted CEE Tier 1
210474464 | Central HP <5.4 tons | ARCOAIRE | HRCU-A-CB (Split System: Heat Pump with Remote Outdoor Unit-Air-Source) | HVH825GKA3* |  |  | EHD4X48AAL+WALLCON | *95CSU1002122A* | 24200 | 16.5 | 8.1 | 21200 | 16600 | 78.3% | 2.02 | 0 | 11 |  |  |  |  | R-410A | 2.0167 | Residential & Commercial | USHP | Ducted CEE Tier 1
210474519 | Central HP <5.4 tons | ARCOAIRE | HRCU-A-CB (Split System: Heat Pump with Remote Outdoor Unit-Air-Source) | HVH825GKA3* |  |  | EHD4X48AAL+WALLCON | *80CTL0701716A* | 24200 | 16.5 | 8.1 | 21200 | 16600 | 78.3% | 2.02 | 0 | 10.5 |  |  |  |  | R-410A | 2.0167 | Residential & Commercial | USHP | Ducted CEE Tier 1
210474387 | Central HP <5.4 tons | ARCOAIRE | HRCU-A-CB (Split System: Heat Pump with Remote Outdoor Unit-Air-Source) | HVH825GKA3* |  |  | EHD4X42AAL+WALLCON | *97CMN1202422A* | 24200 | 16 | 8.1 | 21400 | 16700 | 78.04% | 2 | 0 | 10.5 |  |  |  |  | R-410A | 2.0167 | Residential & Commercial | USHP | Ducted CEE Tier 1
210474096 | Central HP <5.4 tons | ARCOAIRE | HRCU-A-CB (Split System: Heat Pump with Remote Outdoor Unit-Air-Source) | HVH825GKA3* |  |  | EN(A,D)4X48L24**+WALLCON | *80CTL1352422A* | 24200 | 17 | 8.1 | 21400 | 16600 | 77.57% | 2.02 | 0 | 11.5 |  |  |  |  | R-410A | 2.0167 | Residential & Commercial | USHP | Ducted CEE Tier 1
210474530 | Central HP <5.4 tons | ARCOAIRE | HRCU-A-CB (Split System: Heat Pump with Remote Outdoor Unit-Air-Source) | HVH825GKA3* |  |  | EHD4X48AAL+WALLCON | *80CTL1352422A* | 24200 | 16 | 8.1 | 21200 | 16600 | 78.3% | 2.02 | 0 | 11 |  |  |  |  | R-410A | 2.0167 | Residential & Commercial | USHP | Ducted CEE Tier 1
211227231 | Central HP <5.4 tons | ARCOAIRE | HRCU-A-CB (Split System: Heat Pump with Remote Outdoor Unit-Air-Source) | DLCURAH36ABK |  |  | EA*4X37L21A* | OMV098J12* | 36200 | 15.2 | 8.5 | 38500 | 35000 | 90.91% | 2.06 | 0 | 10 |  |  |  |  | R-410A | 3.0167 | Residential & Commercial | USHP | Ducted CEE Tier 1
210471325 | Central HP <5.4 tons | ARCOAIRE | HRCU-A-CB (Split System: Heat Pump with Remote Outdoor Unit-Air-Source) | HVH837GKA2* |  |  | EHD4X60AAL+WALLCON | *97CMN0602120A* | 32800 | 16.5 | 8.1 | 32400 | 25200 | 77.78% | 1.98 | 0 | 11 |  |  |  |  | R-410A | 2.7333 | Residential & Commercial | USHP | Ducted CEE Tier 1
211245747 | Central HP <5.4 tons | ARCOAIRE | HRCU-A-CB (Split System: Heat Pump with Remote Outdoor Unit-Air-Source) | DLCURAH24ABK |  |  | EN(A,D)4X36L21** | *80ESU0601716A | 24800 | 16.5 | 8.5 | 26600 | 22200 | 83.46% | 1.84 | 0 | 10.5 |  |  |  |  | R-410A | 2.0667 | Residential & Commercial | USHP | Ducted CEE Tier 1
211226945 | Central HP <5.4 tons | ARCOAIRE | HRCU-A-CB (Split System: Heat Pump with Remote Outdoor Unit-Air-Source) | DLCURAH36ABK |  |  | EA*4X37L21A* | *80VTL0701716A* | 36200 | 16 | 8.5 | 38500 | 34800 | 90.39% | 2.08 | 0 | 10 |  |  |  |  | R-410A | 3.0167 | Residential & Commercial | USHP | Ducted CEE Tier 1
211226594 | Central HP <5.4 tons | ARCOAIRE | HRCU-A-CB (Split System: Heat Pump with Remote Outdoor Unit-Air-Source) | DLCURAH36ABK |  |  | EA*4X37L17A* | *80VTL0701716A* | 36400 | 15.5 | 8.5 | 39500 | 35000 | 88.61% | 2.04 | 0 | 10 |  |  |  |  | R-410A | 3.0333 | Residential & Commercial | USHP | Ducted CEE Tier 1
211244778 | Central HP <5.4 tons | ARCOAIRE | HRCU-A-CB (Split System: Heat Pump with Remote Outdoor Unit-Air-Source) | DLCURAH24ABK |  |  | EN(A,D)4X30L17** | *92ESN0401410A* | 24000 | 15.2 | 8.1 | 26600 | 22800 | 85.71% | 1.86 | 0 | 10 |  |  |  |  | R-410A | 2 | Residential & Commercial | USHP | Ducted CEE Tier 1
211244675 | Central HP <5.4 tons | ARCOAIRE | HRCU-A-CB (Split System: Heat Pump with Remote Outdoor Unit-Air-Source) | DLCURAH24ABK |  |  | EN(A,D)4X30L17** | *80ES(N,L)0451412A* | 24600 | 16 | 8.1 | 26600 | 22400 | 84.21% | 1.84 | 0 | 10.5 |  |  |  |  | R-410A | 2.05 | Residential & Commercial | USHP | Ducted CEE Tier 1
212988759 | Central HP <5.4 tons | PAYNE HEATING AND COOLING | HRCU-A-CB (Split System: Heat Pump with Remote Outdoor Unit-Air-Source) | 38MURAQ24AB3* |  |  | CNPV*3621AL* | PG95MSUA36040B** | 23600 | 16.5 | 8.5 | 26400 | 24200 | 91.67% | 2 | 0 | 10 |  |  |  |  | R-410A | 1.9667 | Residential & Commercial | USHP | Ducted CEE Tier 1
210473528 | Central HP <5.4 tons | ARCOAIRE | HRCU-A-CB (Split System: Heat Pump with Remote Outdoor Unit-Air-Source) | HVH825GKA3* |  |  | EA*4X48L24A*+WALLCON | *97CMN0602120A* | 24000 | 16.5 | 8.1 | 21000 | 16600 | 79.05% | 2 | 0 | 11 |  |  |  |  | R-410A | 2 | Residential & Commercial | USHP | Ducted CEE Tier 1
211230000 | Central HP <5.4 tons | ARCOAIRE | HRCU-A-CB (Split System: Heat Pump with Remote Outdoor Unit-Air-Source) | DLCURAH36ABK |  |  | EN(A,D,W)4X48L21** | *80VSL0702120A* | 36000 | 16 | 8.1 | 38500 | 34800 | 90.39% | 2.02 | 0 | 10 |  |  |  |  | R-410A | 3 | Residential & Commercial | USHP | Ducted CEE Tier 1
211229641 | Central HP <5.4 tons | ARCOAIRE | HRCU-A-CB (Split System: Heat Pump with Remote Outdoor Unit-Air-Source) | DLCURAH36ABK |  |  | EA*4X48L24A* | OLV154F20A | 37400 | 15.2 | 8.5 | 39000 | 35000 | 89.74% | 2.14 | 0 | 10 |  |  |  |  | R-410A | 3.1167 | Residential & Commercial | USHP | Ducted CEE Tier 1
211230509 | Central HP <5.4 tons | ARCOAIRE | HRCU-A-CB (Split System: Heat Pump with Remote Outdoor Unit-Air-Source) | DLCURAH36ABK |  |  | EN(A,D)4X48L24** | *80VSL0902120A* | 35800 | 16.5 | 8.1 | 38500 | 34800 | 90.39% | 2 | 0 | 10 |  |  |  |  | R-410A | 2.9833 | Residential & Commercial | USHP | Ducted CEE Tier 1
211230711 | Central HP <5.4 tons | ARCOAIRE | HRCU-A-CB (Split System: Heat Pump with Remote Outdoor Unit-Air-Source) | DLCURAH36ABK |  |  | EN(A,D)4X48L24** | *96VSN1202422A* | 36000 | 16 | 8.1 | 38500 | 34800 | 90.39% | 2.02 | 0 | 10 |  |  |  |  | R-410A | 3 | Residential & Commercial | USHP | Ducted CEE Tier 1
211230407 | Central HP <5.4 tons | ARCOAIRE | HRCU-A-CB (Split System: Heat Pump with Remote Outdoor Unit-Air-Source) | DLCURAH36ABK |  |  | EN(A,D)4X48L24** | *80ES(N,L)0702116A* | 35800 | 16.5 | 8.1 | 38500 | 34800 | 90.39% | 2 | 0 | 10 |  |  |  |  | R-410A | 2.9833 | Residential & Commercial | USHP | Ducted CEE Tier 1
211227357 | Central HP <5.4 tons | ARCOAIRE | HRCU-A-CB (Split System: Heat Pump with Remote Outdoor Unit-Air-Source) | DLCURAH36ABK |  |  | EA*4X42L21A* | *80ES(N,L)0902120A* | 36000 | 16 | 8.1 | 39500 | 35000 | 88.61% | 1.9 | 0 | 10 |  |  |  |  | R-410A | 3 | Residential & Commercial | USHP | Ducted CEE Tier 1
211226923 | Central HP <5.4 tons | ARCOAIRE | HRCU-A-CB (Split System: Heat Pump with Remote Outdoor Unit-Air-Source) | DLCURAH36ABK |  |  | EA*4X37L21A* | *80ESU0802120A | 37400 | 15.5 | 8.5 | 39000 | 35000 | 89.74% | 2.16 | 0 | 10 |  |  |  |  | R-410A | 3.1167 | Residential & Commercial | USHP | Ducted CEE Tier 1
211245784 | Central HP <5.4 tons | ARCOAIRE | HRCU-A-CB (Split System: Heat Pump with Remote Outdoor Unit-Air-Source) | DLCURAH24ABK |  |  | EN(A,D)4X36L21** | OLV112A16A | 24400 | 16 | 8.1 | 26600 | 22600 | 84.96% | 1.86 | 0 | 10 |  |  |  |  | R-410A | 2.0333 | Residential & Commercial | USHP | Ducted CEE Tier 1
211244789 | Central HP <5.4 tons | ARCOAIRE | HRCU-A-CB (Split System: Heat Pump with Remote Outdoor Unit-Air-Source) | DLCURAH24ABK |  |  | EN(A,D)4X30L17** | *92ESN0401712A* | 23600 | 15.5 | 8.1 | 26200 | 23400 | 89.31% | 1.92 | 0 | 10 |  |  |  |  | R-410A | 1.9667 | Residential & Commercial | USHP | Ducted CEE Tier 1
210598183 | Central HP <5.4 tons | ARCOAIRE | HRCU-A-CB (Split System: Heat Pump with Remote Outdoor Unit-Air-Source) | HVH825GKA2* |  |  | EHD4X42AAL+WALLCON | *80CTL0901716A* | 24200 | 16.5 | 8.1 | 21200 | 16500 | 77.83% | 2.02 | 0 | 11 |  |  |  |  | R-410A | 2.0167 | Residential & Commercial | USHP | Ducted CEE Tier 1
210473352 | Central HP <5.4 tons | ARCOAIRE | HRCU-A-CB (Split System: Heat Pump with Remote Outdoor Unit-Air-Source) | HVH825GKA3* |  |  | EA*4X48L21A*+WALLCON | *96CTN0601714A* | 24000 | 16.5 | 8.1 | 21000 | 16600 | 79.05% | 2 | 0 | 11 |  |  |  |  | R-410A | 2 | Residential & Commercial | USHP | Ducted CEE Tier 1
210599105 | Central HP <5.4 tons | ARCOAIRE | HRCU-A-CB (Split System: Heat Pump with Remote Outdoor Unit-Air-Source) | HVH837GKA** |  |  | EA*4X42L21A*+WALLCON | *95CSU0802120A* | 31800 | 17.5 | 8.1 | 33000 | 24400 | 73.94% | 1.9 | 0 | 11 |  |  |  |  | R-410A | 2.65 | Residential & Commercial | USHP | Ducted CEE Tier 1
210599237 | Central HP <5.4 tons | ARCOAIRE | HRCU-A-CB (Split System: Heat Pump with Remote Outdoor Unit-Air-Source) | HVH837GKA** |  |  | EA*4X61L21A*+WALLCON | *80CTL0901716A* | 33200 | 18 | 8.5 | 32000 | 24800 | 77.5% | 2 | 0 | 12 |  |  |  |  | R-410A | 2.7667 | Residential & Commercial | USHP | Ducted CEE Tier 1
210599253 | Central HP <5.4 tons | ARCOAIRE | HRCU-A-CB (Split System: Heat Pump with Remote Outdoor Unit-Air-Source) | HVH837GKA** |  |  | EA*4X61L21A*+WALLCON | *95CSU1002122A* | 33200 | 18 | 8.5 | 32000 | 24800 | 77.5% | 2 | 0 | 11.5 |  |  |  |  | R-410A | 2.7667 | Residential & Commercial | USHP | Ducted CEE Tier 1
210599321 | Central HP <5.4 tons | ARCOAIRE | HRCU-A-CB (Split System: Heat Pump with Remote Outdoor Unit-Air-Source) | HVH837GKA** |  |  | EA*4X61L24A*+WALLCON | *97CMN1202422A* | 33200 | 17.5 | 8.5 | 32000 | 25000 | 78.12% | 2 | 0 | 11.7 |  |  |  |  | R-410A | 2.7667 | Residential & Commercial | USHP | Ducted CEE Tier 1
210599394 | Central HP <5.4 tons | ARCOAIRE | HRCU-A-CB (Split System: Heat Pump with Remote Outdoor Unit-Air-Source) | HVH837GKA** |  |  | EHD4X60AAL+WALLCON | *80CSU0601716A* | 33000 | 16.5 | 8.1 | 32400 | 24800 | 76.54% | 1.98 | 0 | 11 |  |  |  |  | R-410A | 2.75 | Residential & Commercial | USHP | Ducted CEE Tier 1
210598235 | Central HP <5.4 tons | ARCOAIRE | HRCU-A-CB (Split System: Heat Pump with Remote Outdoor Unit-Air-Source) | HVH825GKA2* |  |  | EHD4X42AAL+WALLCON | *97CMN1202422A* | 24200 | 16 | 8.1 | 21400 | 16700 | 78.04% | 2 | 0 | 10.5 |  |  |  |  | R-410A | 2.0167 | Residential & Commercial | USHP | Ducted CEE Tier 1
210598387 | Central HP <5.4 tons | ARCOAIRE | HRCU-A-CB (Split System: Heat Pump with Remote Outdoor Unit-Air-Source) | HVH825GKA2* |  |  | EN(A,D)4X48L24**+WALLCON | *97CMN1002122A* | 24200 | 17 | 8.1 | 21400 | 16600 | 77.57% | 2.02 | 0 | 11.5 |  |  |  |  | R-410A | 2.0167 | Residential & Commercial | USHP | Ducted CEE Tier 1
210599446 | Central HP <5.4 tons | ARCOAIRE | HRCU-A-CB (Split System: Heat Pump with Remote Outdoor Unit-Air-Source) | HVH837GKA** |  |  | EHD4X60AAL+WALLCON | *96CTN1202422A* | 33000 | 17 | 8.1 | 32200 | 24800 | 77.02% | 2.02 | 0 | 11.5 |  |  |  |  | R-410A | 2.75 | Residential & Commercial | USHP | Ducted CEE Tier 1
210599462 | Central HP <5.4 tons | ARCOAIRE | HRCU-A-CB (Split System: Heat Pump with Remote Outdoor Unit-Air-Source) | HVH837GKA** |  |  | EHD4X60AAL+WALLCON | *97CMN1002122A* | 33000 | 17 | 8.1 | 32200 | 24800 | 77.02% | 2.02 | 0 | 11.5 |  |  |  |  | R-410A | 2.75 | Residential & Commercial | USHP | Ducted CEE Tier 1
210599587 | Central HP <5.4 tons | ARCOAIRE | HRCU-A-CB (Split System: Heat Pump with Remote Outdoor Unit-Air-Source) | HVH837GKA** |  |  | EN(A,D,W)4X60L24**+WALLCON | *80CTL1352422A* | 32800 | 18 | 8.1 | 32200 | 24600 | 76.4% | 1.98 | 0 | 12 |  |  |  |  | R-410A | 2.7333 | Residential & Commercial | USHP | Ducted CEE Tier 1
211230500 | Central HP <5.4 tons | ARCOAIRE | HRCU-A-CB (Split System: Heat Pump with Remote Outdoor Unit-Air-Source) | DLCURAH36ABK |  |  | EN(A,D)4X48L24** | *80VSL0702120A* | 36000 | 16 | 8.1 | 38500 | 34800 | 90.39% | 2.02 | 0 | 10 |  |  |  |  | R-410A | 3 | Residential & Commercial | USHP | Ducted CEE Tier 1
211230175 | Central HP <5.4 tons | ARCOAIRE | HRCU-A-CB (Split System: Heat Pump with Remote Outdoor Unit-Air-Source) | DLCURAH36ABK |  |  | EN(A,D,W)4X48L21** | *95ESN0801716A* | 35600 | 15.5 | 8.1 | 38500 | 35000 | 90.91% | 2 | 0 | 10 |  |  |  |  | R-410A | 2.9667 | Residential & Commercial | USHP | Ducted CEE Tier 1
211230243 | Central HP <5.4 tons | ARCOAIRE | HRCU-A-CB (Split System: Heat Pump with Remote Outdoor Unit-Air-Source) | DLCURAH36ABK |  |  | EN(A,D,W)4X48L21** | *96VSN0802120A* | 36200 | 16 | 8.1 | 38500 | 34800 | 90.39% | 2.02 | 0 | 10 |  |  |  |  | R-410A | 3.0167 | Residential & Commercial | USHP | Ducted CEE Tier 1
211228996 | Central HP <5.4 tons | ARCOAIRE | HRCU-A-CB (Split System: Heat Pump with Remote Outdoor Unit-Air-Source) | DLCURAH36ABK |  |  | EA*4X48L21A* | *92ESN1002120A* | 35600 | 16.5 | 8.5 | 37800 | 34600 | 91.53% | 2.04 | 0 | 10 |  |  |  |  | R-410A | 2.9667 | Residential & Commercial | USHP | Ducted CEE Tier 1
211228262 | Central HP <5.4 tons | ARCOAIRE | HRCU-A-CB (Split System: Heat Pump with Remote Outdoor Unit-Air-Source) | DLCURAH36ABK |  |  | EA*4X43L21A* | *80ES(N,L)0902116A* | 36800 | 16 | 8.5 | 38500 | 34800 | 90.39% | 2.1 | 0 | 10 |  |  |  |  | R-410A | 3.0667 | Residential & Commercial | USHP | Ducted CEE Tier 1
211228092 | Central HP <5.4 tons | ARCOAIRE | HRCU-A-CB (Split System: Heat Pump with Remote Outdoor Unit-Air-Source) | DLCURAH36ABK |  |  | EA*4X42L24A* | *95ESU1002120A* | 35800 | 16 | 8.1 | 38500 | 35000 | 90.91% | 1.9 | 0 | 10 |  |  |  |  | R-410A | 2.9833 | Residential & Commercial | USHP | Ducted CEE Tier 1
211228053 | Central HP <5.4 tons | ARCOAIRE | HRCU-A-CB (Split System: Heat Pump with Remote Outdoor Unit-Air-Source) | DLCURAH36ABK |  |  | EA*4X42L24A* | *96VSN0802120A* | 35600 | 16 | 8.1 | 38500 | 35000 | 90.91% | 1.9 | 0 | 10 |  |  |  |  | R-410A | 2.9667 | Residential & Commercial | USHP | Ducted CEE Tier 1
211230662 | Central HP <5.4 tons | ARCOAIRE | HRCU-A-CB (Split System: Heat Pump with Remote Outdoor Unit-Air-Source) | DLCURAH36ABK |  |  | EN(A,D)4X48L24** | *95ESN1002122A* | 37600 | 15.5 | 8.5 | 39500 | 35000 | 88.61% | 2.08 | 0 | 10.5 |  |  |  |  | R-410A | 3.1333 | Residential & Commercial | USHP | Ducted CEE Tier 1
210474442 | Central HP <5.4 tons | ARCOAIRE | HRCU-A-CB (Split System: Heat Pump with Remote Outdoor Unit-Air-Source) | HVH825GKA3* |  |  | EHD4X48AAL+WALLCON | *95CSU0601716A* | 24200 | 16 | 8.1 | 21400 | 16700 | 78.04% | 2 | 0 | 10.5 |  |  |  |  | R-410A | 2.0167 | Residential & Commercial | USHP | Ducted CEE Tier 1
210473121 | Central HP <5.4 tons | ARCOAIRE | HRCU-A-CB (Split System: Heat Pump with Remote Outdoor Unit-Air-Source) | HVH825GKA3* |  |  | EA*4X43L21A*+WALLCON | *80CSU0401712A* | 24400 | 17 | 8.5 | 21200 | 16600 | 78.3% | 2.02 | 0 | 11 |  |  |  |  | R-410A | 2.0333 | Residential & Commercial | USHP | Ducted CEE Tier 1
210473473 | Central HP <5.4 tons | ARCOAIRE | HRCU-A-CB (Split System: Heat Pump with Remote Outdoor Unit-Air-Source) | HVH825GKA3* |  |  | EA*4X48L24A*+WALLCON | *80CTL1352422A* | 24200 | 17 | 8.1 | 21000 | 16500 | 78.57% | 2.02 | 0 | 11 |  |  |  |  | R-410A | 2.0167 | Residential & Commercial | USHP | Ducted CEE Tier 1
210473975 | Central HP <5.4 tons | ARCOAIRE | HRCU-A-CB (Split System: Heat Pump with Remote Outdoor Unit-Air-Source) | HVH825GKA3* |  |  | EN(A,D,W)4X48L21**+WALLCON | *96CTN0601714A* | 24000 | 16.5 | 8.1 | 21400 | 16700 | 78.04% | 2 | 0 | 11 |  |  |  |  | R-410A | 2 | Residential & Commercial | USHP | Ducted CEE Tier 1
210474041 | Central HP <5.4 tons | ARCOAIRE | HRCU-A-CB (Split System: Heat Pump with Remote Outdoor Unit-Air-Source) | HVH825GKA3* |  |  | EN(A,D,W)4X48L21**+WALLCON | *80CTL0901716A* | 24200 | 17.5 | 8.1 | 21200 | 16500 | 77.83% | 2.02 | 0 | 11.7 |  |  |  |  | R-410A | 2.0167 | Residential & Commercial | USHP | Ducted CEE Tier 1
210474074 | Central HP <5.4 tons | ARCOAIRE | HRCU-A-CB (Split System: Heat Pump with Remote Outdoor Unit-Air-Source) | HVH825GKA3* |  |  | EN(A,D)4X48L24**+WALLCON | *95CSU1002122A* | 24200 | 17 | 8.1 | 21200 | 16600 | 78.3% | 2.02 | 0 | 11.5 |  |  |  |  | R-410A | 2.0167 | Residential & Commercial | USHP | Ducted CEE Tier 1
213773559 | Central HP <5.4 tons | ARCOAIRE | HRCU-A-CB (Split System: Heat Pump with Remote Outdoor Unit-Air-Source) | HVH825GKA3* |  |  | EA*4X42L24A*+WALLCON | *96CTN1202422B* | 23800 | 17 | 8.1 | 21400 | 16600 | 77.57% | 1.96 | 0 | 10.5 |  |  |  |  | R-410A | 1.9833 | Residential & Commercial | USHP | Ducted CEE Tier 1
213773589 | Central HP <5.4 tons | ARCOAIRE | HRCU-A-CB (Split System: Heat Pump with Remote Outdoor Unit-Air-Source) | HVH825GKA3* |  |  | EA*4X43L21A*+WALLCON | *80CTL0901716B* | 24200 | 17 | 8.1 | 21000 | 16600 | 79.05% | 2.02 | 0 | 11 |  |  |  |  | R-410A | 2.0167 | Residential & Commercial | USHP | Ducted CEE Tier 1
213773189 | Central HP <5.4 tons | ARCOAIRE | HRCU-A-CB (Split System: Heat Pump with Remote Outdoor Unit-Air-Source) | HVH825GKA3* |  |  | EA*4X37L17A*+WALLCON | *80CTL0901716B* | 24200 | 16.5 | 8.1 | 21400 | 16700 | 78.04% | 1.98 | 0 | 10.5 |  |  |  |  | R-410A | 2.0167 | Residential & Commercial | USHP | Ducted CEE Tier 1
213772889 | Central HP <5.4 tons | ARCOAIRE | HRCU-A-CB (Split System: Heat Pump with Remote Outdoor Unit-Air-Source) | HVH825GKA3* |  |  | EA*4X30L17A*+WALLCON | *97CMN0601714B* | 23200 | 16 | 8.1 | 21600 | 16800 | 77.78% | 1.9 | 0 | 10.5 |  |  |  |  | R-410A | 1.9333 | Residential & Commercial | USHP | Ducted CEE Tier 1
214242859 | Central HP <5.4 tons | ARCOAIRE | HRCU-A-CB (Split System: Heat Pump with Remote Outdoor Unit-Air-Source) | HVH825GKA2* |  |  | END4X42L17**+WALLCON | *80CTL0451712B* | 23800 | 16 | 8.1 | 21400 | 16700 | 78.04% | 1.96 | 0 | 11 |  |  |  |  | R-410A | 1.9833 | Residential & Commercial | USHP | Ducted CEE Tier 1
214242959 | Central HP <5.4 tons | ARCOAIRE | HRCU-A-CB (Split System: Heat Pump with Remote Outdoor Unit-Air-Source) | HVH825GKA2* |  |  | EN(A,D,W)4X42L21**+WALLCON | *80CTL0451712B* | 23600 | 16 | 8.1 | 21600 | 16800 | 77.78% | 1.94 | 0 | 10.5 |  |  |  |  | R-410A | 1.9667 | Residential & Commercial | USHP | Ducted CEE Tier 1
212978699 | Central HP <5.4 tons | PAYNE HEATING AND COOLING | HRCU-A-CB (Split System: Heat Pump with Remote Outdoor Unit-Air-Source) | 38MURAQ24AB3* |  |  | CNPV*2417AL* | PG80MS(A,L)A36070B** | 23400 | 17 | 8.5 | 27000 | 24800 | 91.85% | 2.08 | 0 | 10 |  |  |  |  | R-410A | 1.95 | Residential & Commercial | USHP | Ducted CEE Tier 1
206136188 | Central HP <5.4 tons | ARCOAIRE | HRCU-A-CB (Split System: Heat Pump with Remote Outdoor Unit-Air-Source) | HVH837GKA** |  |  | EA*4X48L24A*+WALLCON | *95CSU0802120A* | 32400 | 17.5 | 8.5 | 32400 | 24800 | 76.54% | 2 | 12 | 11.5 |  |  |  |  | R-410A | 2.7 | Residential & Commercial | USHP | Ducted CEE Tier 1
214242849 | Central HP <5.4 tons | ARCOAIRE | HRCU-A-CB (Split System: Heat Pump with Remote Outdoor Unit-Air-Source) | HVH825GKA2* |  |  | EN(A,D)4X36L21**+WALLCON | *96CTN1002122B* | 23600 | 16.5 | 8.1 | 21400 | 16700 | 78.04% | 1.92 | 0 | 11 |  |  |  |  | R-410A | 1.9667 | Residential & Commercial | USHP | Ducted CEE Tier 1
210473319 | Central HP <5.4 tons | ARCOAIRE | HRCU-A-CB (Split System: Heat Pump with Remote Outdoor Unit-Air-Source) | HVH825GKA3* |  |  | EA*4X48L21A*+WALLCON | *80CSU1002120A* | 24000 | 16.5 | 8.1 | 21000 | 16600 | 79.05% | 2 | 0 | 10.5 |  |  |  |  | R-410A | 2 | Residential & Commercial | USHP | Ducted CEE Tier 1
210473110 | Central HP <5.4 tons | ARCOAIRE | HRCU-A-CB (Split System: Heat Pump with Remote Outdoor Unit-Air-Source) | HVH825GKA3* |  |  | EA*4X43L21A*+WALLCON | *95CSU1002122A* | 24400 | 17 | 8.5 | 21200 | 16600 | 78.3% | 2.04 | 0 | 11 |  |  |  |  | R-410A | 2.0333 | Residential & Commercial | USHP | Ducted CEE Tier 1
210472890 | Central HP <5.4 tons | ARCOAIRE | HRCU-A-CB (Split System: Heat Pump with Remote Outdoor Unit-Air-Source) | HVH825GKA3* |  |  | EA*4X42L21A*+WALLCON | *80CTL0701716A* | 23800 | 16.5 | 8.1 | 21400 | 16600 | 77.57% | 1.96 | 0 | 11 |  |  |  |  | R-410A | 1.9833 | Residential & Commercial | USHP | Ducted CEE Tier 1
210472824 | Central HP <5.4 tons | ARCOAIRE | HRCU-A-CB (Split System: Heat Pump with Remote Outdoor Unit-Air-Source) | HVH825GKA3* |  |  | EA*4X42L21A*+WALLCON | *95CSU0802120A* | 23800 | 16.5 | 8.1 | 21400 | 16600 | 77.57% | 1.96 | 0 | 11 |  |  |  |  | R-410A | 1.9833 | Residential & Commercial | USHP | Ducted CEE Tier 1
211228812 | Central HP <5.4 tons | ARCOAIRE | HRCU-A-CB (Split System: Heat Pump with Remote Outdoor Unit-Air-Source) | DLCURAH36ABK |  |  | EA*4X48L21A* | *80ES(N,L)1102120A* | 35800 | 16.5 | 8.5 | 38500 | 34600 | 89.87% | 2.04 | 0 | 10 |  |  |  |  | R-410A | 2.9833 | Residential & Commercial | USHP | Ducted CEE Tier 1
211228823 | Central HP <5.4 tons | ARCOAIRE | HRCU-A-CB (Split System: Heat Pump with Remote Outdoor Unit-Air-Source) | DLCURAH36ABK |  |  | EA*4X48L21A* | *80VSL0451716A* | 35600 | 15.5 | 8.1 | 38500 | 34800 | 90.39% | 2.04 | 0 | 9.5 |  |  |  |  | R-410A | 2.9667 | Residential & Commercial | USHP
210473011 | Central HP <5.4 tons | ARCOAIRE | HRCU-A-CB (Split System: Heat Pump with Remote Outdoor Unit-Air-Source) | HVH825GKA3* |  |  | EA*4X42L24A*+WALLCON | *80CSU1002120A* | 23800 | 16.5 | 8.1 | 21400 | 16600 | 77.57% | 1.94 | 0 | 10.5 |  |  |  |  | R-410A | 1.9833 | Residential & Commercial | USHP | Ducted CEE Tier 1
210473198 | Central HP <5.4 tons | ARCOAIRE | HRCU-A-CB (Split System: Heat Pump with Remote Outdoor Unit-Air-Source) | HVH825GKA3* |  |  | EA*4X43L21A*+WALLCON | *97CMN0601714A* | 24200 | 16.5 | 8.1 | 21200 | 16800 | 79.25% | 2 | 0 | 11 |  |  |  |  | R-410A | 2.0167 | Residential & Commercial | USHP | Ducted CEE Tier 1
211241202 | Central HP <5.4 tons | ARCOAIRE | HRCU-A-CB (Split System: Heat Pump with Remote Outdoor Unit-Air-Source) | DLCURAH24ABK |  |  | EA*4X25L17A* | *80ESU0601716A | 25600 | 17 | 8.5 | 26000 | 20600 | 79.23% | 1.76 | 0 | 10.5 |  |  |  |  | R-410A | 2.1333 | Residential & Commercial | USHP | Ducted CEE Tier 1
211241301 | Central HP <5.4 tons | ARCOAIRE | HRCU-A-CB (Split System: Heat Pump with Remote Outdoor Unit-Air-Source) | DLCURAH24ABK |  |  | EA*4X30L14A* | *96VTN0401410A* | 23600 | 15.5 | 8.5 | 26200 | 23600 | 90.08% | 1.94 | 0 | 10 |  |  |  |  | R-410A | 1.9667 | Residential & Commercial | USHP | Ducted CEE Tier 1
211241366 | Central HP <5.4 tons | ARCOAIRE | HRCU-A-CB (Split System: Heat Pump with Remote Outdoor Unit-Air-Source) | DLCURAH24ABK |  |  | EA*4X30L14A* | *80ES(N,L)0701412A* | 24200 | 16.5 | 8.5 | 26400 | 23000 | 87.12% | 1.9 | 0 | 10 |  |  |  |  | R-410A | 2.0167 | Residential & Commercial | USHP | Ducted CEE Tier 1
211240500 | Central HP <5.4 tons | ARCOAIRE | HRCU-A-CB (Split System: Heat Pump with Remote Outdoor Unit-Air-Source) | DLCURAH24ABK |  |  | EA*4X24L17A* | *80ESU0401712A* | 23600 | 17 | 8.5 | 26600 | 24600 | 92.48% | 2.04 | 0 | 10 |  |  |  |  | R-410A | 1.9667 | Residential & Commercial | USHP | Ducted CEE Tier 1
210473495 | Central HP <5.4 tons | ARCOAIRE | HRCU-A-CB (Split System: Heat Pump with Remote Outdoor Unit-Air-Source) | HVH825GKA3* |  |  | EA*4X48L24A*+WALLCON | *97CMN1002122A* | 24200 | 16.5 | 8.1 | 21000 | 16500 | 78.57% | 2.02 | 0 | 11 |  |  |  |  | R-410A | 2.0167 | Residential & Commercial | USHP | Ducted CEE Tier 1
216736436 | Central HP <5.4 tons | PAYNE HEATING AND COOLING | HRCU-A-CB (Split System: Heat Pump with Remote Outdoor Unit-Air-Source) | 37MUHAQ24AA3 |  |  | CSAH*2412AM* | PG80VTLB48090B** | 22200 | 15.2 | 8.1 | 21000 | 19000 | 90.48% | 1.9 | 0 | 10.5 |  |  |  |  | R-454B | 1.85 | Residential & Commercial | USHP | Ducted CEE Tier 1
211228062 | Central HP <5.4 tons | ARCOAIRE | HRCU-A-CB (Split System: Heat Pump with Remote Outdoor Unit-Air-Source) | DLCURAH36ABK |  |  | EA*4X42L24A* | *96VSN1002120A* | 35600 | 16 | 8.1 | 38500 | 35000 | 90.91% | 1.9 | 0 | 10 |  |  |  |  | R-410A | 2.9667 | Residential & Commercial | USHP | Ducted CEE Tier 1
211227887 | Central HP <5.4 tons | ARCOAIRE | HRCU-A-CB (Split System: Heat Pump with Remote Outdoor Unit-Air-Source) | DLCURAH36ABK |  |  | EA*4X42L24A* | *80VSL1102422A* | 35400 | 16.5 | 8.1 | 38500 | 35000 | 90.91% | 1.88 | 0 | 10 |  |  |  |  | R-410A | 2.95 | Residential & Commercial | USHP | Ducted CEE Tier 1
211227533 | Central HP <5.4 tons | ARCOAIRE | HRCU-A-CB (Split System: Heat Pump with Remote Outdoor Unit-Air-Source) | DLCURAH36ABK |  |  | EA*4X42L21A* | *92ESN0802120A* | 35200 | 16.5 | 8.1 | 38500 | 35000 | 90.91% | 1.88 | 0 | 10 |  |  |  |  | R-410A | 2.9333 | Residential & Commercial | USHP | Ducted CEE Tier 1
211227369 | Central HP <5.4 tons | ARCOAIRE | HRCU-A-CB (Split System: Heat Pump with Remote Outdoor Unit-Air-Source) | DLCURAH36ABK |  |  | EA*4X42L21A* | *80ES(N,L)1102120A* | 35400 | 16 | 8.1 | 38500 | 35000 | 90.91% | 1.88 | 0 | 10 |  |  |  |  | R-410A | 2.95 | Residential & Commercial | USHP | Ducted CEE Tier 1
211227240 | Central HP <5.4 tons | ARCOAIRE | HRCU-A-CB (Split System: Heat Pump with Remote Outdoor Unit-Air-Source) | DLCURAH36ABK |  |  | EA*4X37L21A* | OMV112K14A | 36200 | 15.5 | 8.5 | 38500 | 34800 | 90.39% | 2.06 | 0 | 10 |  |  |  |  | R-410A | 3.0167 | Residential & Commercial | USHP | Ducted CEE Tier 1
211227026 | Central HP <5.4 tons | ARCOAIRE | HRCU-A-CB (Split System: Heat Pump with Remote Outdoor Unit-Air-Source) | DLCURAH36ABK |  |  | EA*4X37L21A* | *92ESN1002122A* | 37400 | 15.5 | 8.5 | 39000 | 35000 | 89.74% | 2.16 | 0 | 10 |  |  |  |  | R-410A | 3.1167 | Residential & Commercial | USHP | Ducted CEE Tier 1
206136288 | Central HP <5.4 tons | ARCOAIRE | HRCU-A-CB (Split System: Heat Pump with Remote Outdoor Unit-Air-Source) | HVH837GKA** |  |  | EN(A,D,W)4X48L21**+WALLCON | *95CSU1002122A* | 32400 | 17.5 | 8.1 | 32800 | 24600 | 75% | 1.98 | 12 | 11.7 |  |  |  |  | R-410A | 2.7 | Residential & Commercial | USHP | Ducted CEE Tier 1
206136038 | Central HP <5.4 tons | ARCOAIRE | HRCU-A-CB (Split System: Heat Pump with Remote Outdoor Unit-Air-Source) | HVH837GKA** |  |  | EHD4X48AAL+WALLCON | *80CSU1002120A* | 32600 | 16.5 | 8.1 | 33000 | 25000 | 75.76% | 1.96 | 11.5 | 11 |  |  |  |  | R-410A | 2.7167 | Residential & Commercial | USHP | Ducted CEE Tier 1
205751091 | Central HP <5.4 tons | ARCOAIRE | HRCU-A-CB (Split System: Heat Pump with Remote Outdoor Unit-Air-Source) | HVH837GKA** |  |  | EA*4X37L21A*+WALLCON | *80CTL0901716A* | 33000 | 18 | 8.5 | 32800 | 25000 | 76.22% | 2 | 12 | 11.7 |  |  |  |  | R-410A | 2.75 | Residential & Commercial | USHP | Ducted CEE Tier 1
211264544 | Central HP <5.4 tons | ARCOAIRE | HRCU-A-CB (Split System: Heat Pump with Remote Outdoor Unit-Air-Source) | DLCURAH18ABK |  |  | EN(A,D)4X30L17** | *92ESN0601412A* | 18300 | 16 | 8.5 | 18800 | 18300 | 97.34% | 2.22 | 0 | 11 |  |  |  |  | R-410A | 1.525 | Residential & Commercial | USHP | Ducted CEE Tier 1
210598510 | Central HP <5.4 tons | ARCOAIRE | HRCU-A-CB (Split System: Heat Pump with Remote Outdoor Unit-Air-Source) | HVH825GKA2* |  |  | EN(A,D,W)4X48L21**+WALLCON | *96CTN0801714A* | 24000 | 16.5 | 8.1 | 21400 | 16600 | 77.57% | 2 | 0 | 11 |  |  |  |  | R-410A | 2 | Residential & Commercial | USHP | Ducted CEE Tier 1
210598526 | Central HP <5.4 tons | ARCOAIRE | HRCU-A-CB (Split System: Heat Pump with Remote Outdoor Unit-Air-Source) | HVH825GKA2* |  |  | EN(A,D,W)4X48L21**+WALLCON | *97CMN0801714A* | 24000 | 16.5 | 8.1 | 21400 | 16700 | 78.04% | 2 | 0 | 11 |  |  |  |  | R-410A | 2 | Residential & Commercial | USHP | Ducted CEE Tier 1
210599398 | Central HP <5.4 tons | ARCOAIRE | HRCU-A-CB (Split System: Heat Pump with Remote Outdoor Unit-Air-Source) | HVH837GKA** |  |  | EHD4X60AAL+WALLCON | *80CSU1002120A* | 32800 | 16.5 | 8.1 | 32200 | 24800 | 77.02% | 1.98 | 0 | 11 |  |  |  |  | R-410A | 2.7333 | Residential & Commercial | USHP | Ducted CEE Tier 1
210599430 | Central HP <5.4 tons | ARCOAIRE | HRCU-A-CB (Split System: Heat Pump with Remote Outdoor Unit-Air-Source) | HVH837GKA** |  |  | EHD4X60AAL+WALLCON | *95CSU1002122A* | 33000 | 17 | 8.1 | 32200 | 24800 | 77.02% | 2.02 | 0 | 11.5 |  |  |  |  | R-410A | 2.75 | Residential & Commercial | USHP | Ducted CEE Tier 1
211244546 | Central HP <5.4 tons | ARCOAIRE | HRCU-A-CB (Split System: Heat Pump with Remote Outdoor Unit-Air-Source) | DLCURAH24ABK |  |  | EN(A,D)4X30L17** | *80ESU0401712A* | 24000 | 17 | 8.1 | 26000 | 23200 | 89.23% | 1.94 | 0 | 10.5 |  |  |  |  | R-410A | 2 | Residential & Commercial | USHP | Ducted CEE Tier 1
210470401 | Central HP <5.4 tons | ARCOAIRE | HRCU-A-CB (Split System: Heat Pump with Remote Outdoor Unit-Air-Source) | HVH837GKA2* |  |  | EA*4X61L21A*+WALLCON | *80CSU0401712A* | 33200 | 17.5 | 8.1 | 32000 | 24800 | 77.5% | 1.98 | 0 | 11.5 |  |  |  |  | R-410A | 2.7667 | Residential & Commercial | USHP | Ducted CEE Tier 1
211230361 | Central HP <5.4 tons | ARCOAIRE | HRCU-A-CB (Split System: Heat Pump with Remote Outdoor Unit-Air-Source) | DLCURAH36ABK |  |  | EN(A,D,W)4X48L21** | OLV112A16A | 36000 | 15.5 | 8.1 | 38500 | 35000 | 90.91% | 2.02 | 0 | 10 |  |  |  |  | R-410A | 3 | Residential & Commercial | USHP | Ducted CEE Tier 1
211229194 | Central HP <5.4 tons | ARCOAIRE | HRCU-A-CB (Split System: Heat Pump with Remote Outdoor Unit-Air-Source) | DLCURAH36ABK |  |  | EA*4X48L21A* | OLV098A12* | 35400 | 15.2 | 8.1 | 38500 | 34800 | 90.39% | 2.02 | 0 | 9.5 |  |  |  |  | R-410A | 2.95 | Residential & Commercial | USHP
211228740 | Central HP <5.4 tons | ARCOAIRE | HRCU-A-CB (Split System: Heat Pump with Remote Outdoor Unit-Air-Source) | DLCURAH36ABK |  |  | EA*4X48L21A* | *80ES(N,L)0451712A* | 35600 | 15.5 | 8.1 | 38500 | 34800 | 90.39% | 2.04 | 0 | 9.5 |  |  |  |  | R-410A | 2.9667 | Residential & Commercial | USHP
211229947 | Central HP <5.4 tons | ARCOAIRE | HRCU-A-CB (Split System: Heat Pump with Remote Outdoor Unit-Air-Source) | DLCURAH36ABK |  |  | EN(A,D,W)4X48L21** | *80ES(N,L)0902116A* | 36400 | 16 | 8.1 | 38500 | 34800 | 90.39% | 2.04 | 0 | 10.5 |  |  |  |  | R-410A | 3.0333 | Residential & Commercial | USHP | Ducted CEE Tier 1
211229027 | Central HP <5.4 tons | ARCOAIRE | HRCU-A-CB (Split System: Heat Pump with Remote Outdoor Unit-Air-Source) | DLCURAH36ABK |  |  | EA*4X48L21A* | *95ESN0801716A* | 35400 | 15.5 | 8.1 | 37800 | 34800 | 92.06% | 2.02 | 0 | 9.5 |  |  |  |  | R-410A | 2.95 | Residential & Commercial | USHP
211229059 | Central HP <5.4 tons | ARCOAIRE | HRCU-A-CB (Split System: Heat Pump with Remote Outdoor Unit-Air-Source) | DLCURAH36ABK |  |  | EA*4X48L21A* | *95ESN1002122A* | 37200 | 15.5 | 8.5 | 38500 | 35000 | 90.91% | 2.12 | 0 | 10 |  |  |  |  | R-410A | 3.1 | Residential & Commercial | USHP | Ducted CEE Tier 1
211228558 | Central HP <5.4 tons | ARCOAIRE | HRCU-A-CB (Split System: Heat Pump with Remote Outdoor Unit-Air-Source) | DLCURAH36ABK |  |  | EA*4X43L21A* | *96VSN0802120A* | 36400 | 16 | 8.5 | 38500 | 34800 | 90.39% | 2.08 | 0 | 10 |  |  |  |  | R-410A | 3.0333 | Residential & Commercial | USHP | Ducted CEE Tier 1
211228141 | Central HP <5.4 tons | ARCOAIRE | HRCU-A-CB (Split System: Heat Pump with Remote Outdoor Unit-Air-Source) | DLCURAH36ABK |  |  | EA*4X42L24A* | *96VTN1202422A* | 35600 | 16 | 8.1 | 38500 | 35000 | 90.91% | 1.88 | 0 | 10 |  |  |  |  | R-410A | 2.9667 | Residential & Commercial | USHP | Ducted CEE Tier 1
216738558 | Central HP <5.4 tons | PAYNE HEATING AND COOLING | HRCU-A-CB (Split System: Heat Pump with Remote Outdoor Unit-Air-Source) | 37MUHAQ24AA3 |  |  | CSAH*3612AM* | PG96MSAA48080B** | 22800 | 15.2 | 8.1 | 20800 | 18600 | 89.42% | 1.9 | 0 | 10.5 |  |  |  |  | R-454B | 1.9 | Residential & Commercial | USHP | Ducted CEE Tier 1
216738692 | Central HP <5.4 tons | PAYNE HEATING AND COOLING | HRCU-A-CB (Split System: Heat Pump with Remote Outdoor Unit-Air-Source) | 37MUHAQ24AA3 |  |  | CSAH*3612AM* | PG95MSUA36040B** | 22800 | 16 | 8.1 | 20800 | 18600 | 89.42% | 1.85 | 0 | 11 |  |  |  |  | R-454B | 1.9 | Residential & Commercial | USHP | Ducted CEE Tier 1
211228356 | Central HP <5.4 tons | ARCOAIRE | HRCU-A-CB (Split System: Heat Pump with Remote Outdoor Unit-Air-Source) | DLCURAH36ABK |  |  | EA*4X43L21A* | *80ESU0802120A | 38000 | 15.5 | 8.5 | 39000 | 35000 | 89.74% | 2.16 | 0 | 10 |  |  |  |  | R-410A | 3.1667 | Residential & Commercial | USHP | Ducted CEE Tier 1
211227721 | Central HP <5.4 tons | ARCOAIRE | HRCU-A-CB (Split System: Heat Pump with Remote Outdoor Unit-Air-Source) | DLCURAH36ABK |  |  | EA*4X42L21A* | OLV098A12* | 35000 | 15.2 | 8.1 | 38500 | 35200 | 91.43% | 1.86 | 0 | 9.5 |  |  |  |  | R-410A | 2.9167 | Residential & Commercial | USHP
211227791 | Central HP <5.4 tons | ARCOAIRE | HRCU-A-CB (Split System: Heat Pump with Remote Outdoor Unit-Air-Source) | DLCURAH36ABK |  |  | EA*4X42L24A* | *80ES(N,L)0902120A* | 36000 | 16 | 8.1 | 39500 | 35000 | 88.61% | 1.92 | 0 | 10 |  |  |  |  | R-410A | 3 | Residential & Commercial | USHP | Ducted CEE Tier 1
211227554 | Central HP <5.4 tons | ARCOAIRE | HRCU-A-CB (Split System: Heat Pump with Remote Outdoor Unit-Air-Source) | DLCURAH36ABK |  |  | EA*4X42L21A* | *92ESN1002122A* | 36600 | 15.2 | 8.5 | 40000 | 35200 | 88% | 1.94 | 0 | 10 |  |  |  |  | R-410A | 3.05 | Residential & Commercial | USHP | Ducted CEE Tier 1
210473022 | Central HP <5.4 tons | ARCOAIRE | HRCU-A-CB (Split System: Heat Pump with Remote Outdoor Unit-Air-Source) | HVH825GKA3* |  |  | EA*4X42L24A*+WALLCON | *80CTL1352422A* | 23800 | 16.5 | 8.1 | 21400 | 16600 | 77.57% | 1.96 | 0 | 11 |  |  |  |  | R-410A | 1.9833 | Residential & Commercial | USHP | Ducted CEE Tier 1
211228871 | Central HP <5.4 tons | ARCOAIRE | HRCU-A-CB (Split System: Heat Pump with Remote Outdoor Unit-Air-Source) | DLCURAH36ABK |  |  | EA*4X48L21A* | *80ESU0601716A | 36600 | 16 | 8.5 | 38500 | 34800 | 90.39% | 2.08 | 0 | 10 |  |  |  |  | R-410A | 3.05 | Residential & Commercial | USHP | Ducted CEE Tier 1
211228694 | Central HP <5.4 tons | ARCOAIRE | HRCU-A-CB (Split System: Heat Pump with Remote Outdoor Unit-Air-Source) | DLCURAH36ABK |  |  | EA*4X43L21A* | OMV112K14A | 36200 | 15.5 | 8.5 | 38500 | 34800 | 90.39% | 2.06 | 0 | 10 |  |  |  |  | R-410A | 3.0167 | Residential & Commercial | USHP | Ducted CEE Tier 1
211228378 | Central HP <5.4 tons | ARCOAIRE | HRCU-A-CB (Split System: Heat Pump with Remote Outdoor Unit-Air-Source) | DLCURAH36ABK |  |  | EA*4X43L21A* | *80VTL0701716A* | 36200 | 16 | 8.5 | 38500 | 34800 | 90.39% | 2.08 | 0 | 10 |  |  |  |  | R-410A | 3.0167 | Residential & Commercial | USHP | Ducted CEE Tier 1
211228071 | Central HP <5.4 tons | ARCOAIRE | HRCU-A-CB (Split System: Heat Pump with Remote Outdoor Unit-Air-Source) | DLCURAH36ABK |  |  | EA*4X42L24A* | *96VSN1202422A* | 35400 | 16 | 8.1 | 38500 | 35000 | 90.91% | 1.88 | 0 | 10 |  |  |  |  | R-410A | 2.95 | Residential & Commercial | USHP | Ducted CEE Tier 1
211228001 | Central HP <5.4 tons | ARCOAIRE | HRCU-A-CB (Split System: Heat Pump with Remote Outdoor Unit-Air-Source) | DLCURAH36ABK |  |  | EA*4X42L24A* | *95ESN0802120A* | 36200 | 15.5 | 8.1 | 39500 | 35200 | 89.11% | 1.92 | 0 | 10 |  |  |  |  | R-410A | 3.0167 | Residential & Commercial | USHP | Ducted CEE Tier 1
211228012 | Central HP <5.4 tons | ARCOAIRE | HRCU-A-CB (Split System: Heat Pump with Remote Outdoor Unit-Air-Source) | DLCURAH36ABK |  |  | EA*4X42L24A* | *95ESN1002120A* | 36000 | 15.5 | 8.1 | 39500 | 35200 | 89.11% | 1.92 | 0 | 10 |  |  |  |  | R-410A | 3 | Residential & Commercial | USHP | Ducted CEE Tier 1
211227653 | Central HP <5.4 tons | ARCOAIRE | HRCU-A-CB (Split System: Heat Pump with Remote Outdoor Unit-Air-Source) | DLCURAH36ABK |  |  | EA*4X42L21A* | *95ESU1002120A* | 35800 | 16 | 8.1 | 38500 | 35000 | 90.91% | 1.9 | 0 | 10 |  |  |  |  | R-410A | 2.9833 | Residential & Commercial | USHP | Ducted CEE Tier 1
210597867 | Central HP <5.4 tons | ARCOAIRE | HRCU-A-CB (Split System: Heat Pump with Remote Outdoor Unit-Air-Source) | HVH825GKA2* |  |  | EA*4X42L21A*+WALLCON | *95CSU1002122A* | 23800 | 16.5 | 8.1 | 21400 | 16600 | 77.57% | 1.96 | 0 | 11 |  |  |  |  | R-410A | 1.9833 | Residential & Commercial | USHP | Ducted CEE Tier 1
210597883 | Central HP <5.4 tons | ARCOAIRE | HRCU-A-CB (Split System: Heat Pump with Remote Outdoor Unit-Air-Source) | HVH825GKA2* |  |  | EA*4X42L21A*+WALLCON | *97CMN0601714A* | 23600 | 16 | 8.1 | 21600 | 16800 | 77.78% | 1.94 | 0 | 10.5 |  |  |  |  | R-410A | 1.9667 | Residential & Commercial | USHP | Ducted CEE Tier 1
210597915 | Central HP <5.4 tons | ARCOAIRE | HRCU-A-CB (Split System: Heat Pump with Remote Outdoor Unit-Air-Source) | HVH825GKA2* |  |  | EA*4X42L24A*+WALLCON | *96CTN1002122A* | 23800 | 16.5 | 8.1 | 21400 | 16600 | 77.57% | 1.96 | 0 | 11 |  |  |  |  | R-410A | 1.9833 | Residential & Commercial | USHP | Ducted CEE Tier 1
210598083 | Central HP <5.4 tons | ARCOAIRE | HRCU-A-CB (Split System: Heat Pump with Remote Outdoor Unit-Air-Source) | HVH825GKA2* |  |  | EA*4X48L24A*+WALLCON | *96CTN1202422A* | 24200 | 17 | 8.1 | 21000 | 16500 | 78.57% | 2.02 | 0 | 11 |  |  |  |  | R-410A | 2.0167 | Residential & Commercial | USHP | Ducted CEE Tier 1
210598167 | Central HP <5.4 tons | ARCOAIRE | HRCU-A-CB (Split System: Heat Pump with Remote Outdoor Unit-Air-Source) | HVH825GKA2* |  |  | EHD4X42AAL+WALLCON | *80CSU1002120A* | 24200 | 16 | 8.1 | 21400 | 16700 | 78.04% | 2 | 0 | 10.5 |  |  |  |  | R-410A | 2.0167 | Residential & Commercial | USHP | Ducted CEE Tier 1
211245017 | Central HP <5.4 tons | ARCOAIRE | HRCU-A-CB (Split System: Heat Pump with Remote Outdoor Unit-Air-Source) | DLCURAH24ABK |  |  | EN(A,D,W)4X36L17** | *96VTN0801716A* | 24200 | 16.5 | 8.1 | 26200 | 23000 | 87.79% | 1.9 | 0 | 10.5 |  |  |  |  | R-410A | 2.0167 | Residential & Commercial | USHP | Ducted CEE Tier 1
210599213 | Central HP <5.4 tons | ARCOAIRE | HRCU-A-CB (Split System: Heat Pump with Remote Outdoor Unit-Air-Source) | HVH837GKA** |  |  | EA*4X60L24A*+WALLCON | *97CMN1002122A* | 32800 | 17.5 | 8.5 | 31800 | 24800 | 77.99% | 2 | 0 | 11.7 |  |  |  |  | R-410A | 2.7333 | Residential & Commercial | USHP | Ducted CEE Tier 1
216737569 | Central HP <5.4 tons | PAYNE HEATING AND COOLING | HRCU-A-CB (Split System: Heat Pump with Remote Outdoor Unit-Air-Source) | 37MUHAQ24AA3 |  |  | CSAH*3012AM* | PG96MSAA60080C** | 22400 | 15.2 | 8.1 | 21000 | 18800 | 89.52% | 1.9 | 0 | 10.5 |  |  |  |  | R-454B | 1.8667 | Residential & Commercial | USHP | Ducted CEE Tier 1
216738923 | Central HP <5.4 tons | PAYNE HEATING AND COOLING | HRCU-A-CB (Split System: Heat Pump with Remote Outdoor Unit-Air-Source) | 37MUHAQ24AA3 |  |  | CSAH*3612AM* | PG97VTAA60100C** | 22600 | 16 | 8.1 | 20800 | 18400 | 88.46% | 1.85 | 0 | 11 |  |  |  |  | R-454B | 1.8833 | Residential & Commercial | USHP | Ducted CEE Tier 1
210598375 | Central HP <5.4 tons | ARCOAIRE | HRCU-A-CB (Split System: Heat Pump with Remote Outdoor Unit-Air-Source) | HVH825GKA2* |  |  | EN(A,D)4X48L24**+WALLCON | *96CTN1002122A* | 24200 | 17 | 8.1 | 21400 | 16600 | 77.57% | 2.02 | 0 | 11.5 |  |  |  |  | R-410A | 2.0167 | Residential & Commercial | USHP | Ducted CEE Tier 1
210598470 | Central HP <5.4 tons | ARCOAIRE | HRCU-A-CB (Split System: Heat Pump with Remote Outdoor Unit-Air-Source) | HVH825GKA2* |  |  | EN(A,D,W)4X48L21**+WALLCON | *80CSU0401712A* | 24200 | 17.5 | 8.1 | 21200 | 16600 | 78.3% | 2.02 | 0 | 11.5 |  |  |  |  | R-410A | 2.0167 | Residential & Commercial | USHP | Ducted CEE Tier 1
210474618 | Central HP <5.4 tons | ARCOAIRE | HRCU-A-CB (Split System: Heat Pump with Remote Outdoor Unit-Air-Source) | HVH825GKA3* |  |  | EHD4X48AAL+WALLCON | *96CTN1002122A* | 24200 | 16 | 8.1 | 21200 | 16700 | 78.77% | 2.04 | 0 | 11 |  |  |  |  | R-410A | 2.0167 | Residential & Commercial | USHP | Ducted CEE Tier 1
211240785 | Central HP <5.4 tons | ARCOAIRE | HRCU-A-CB (Split System: Heat Pump with Remote Outdoor Unit-Air-Source) | DLCURAH24ABK |  |  | EA*4X24L17A* | OLV098A12* | 23000 | 16 | 8.5 | 26400 | 26000 | 98.48% | 2.18 | 0 | 9.5 |  |  |  |  | R-410A | 1.9167 | Residential & Commercial | USHP
211241034 | Central HP <5.4 tons | ARCOAIRE | HRCU-A-CB (Split System: Heat Pump with Remote Outdoor Unit-Air-Source) | DLCURAH24ABK |  |  | EA*4X25L17A* | *96VTN0601412A* | 24000 | 16.5 | 8.1 | 25200 | 21600 | 85.71% | 1.82 | 0 | 10 |  |  |  |  | R-410A | 2 | Residential & Commercial | USHP | Ducted CEE Tier 1
211240247 | Central HP <5.4 tons | ARCOAIRE | HRCU-A-CB (Split System: Heat Pump with Remote Outdoor Unit-Air-Source) | DLCURAH24ABK |  |  | EA*4X24L14A* | *96VSN0601412A* | 23200 | 16 | 8.5 | 26400 | 25600 | 96.97% | 2.14 | 0 | 10 |  |  |  |  | R-410A | 1.9333 | Residential & Commercial | USHP | Ducted CEE Tier 1
211240280 | Central HP <5.4 tons | ARCOAIRE | HRCU-A-CB (Split System: Heat Pump with Remote Outdoor Unit-Air-Source) | DLCURAH24ABK |  |  | EA*4X24L14A* | *95ESN0601412A* | 24000 | 15.5 | 8.5 | 27200 | 23600 | 86.76% | 1.92 | 0 | 10 |  |  |  |  | R-410A | 2 | Residential & Commercial | USHP | Ducted CEE Tier 1
210599181 | Central HP <5.4 tons | ARCOAIRE | HRCU-A-CB (Split System: Heat Pump with Remote Outdoor Unit-Air-Source) | HVH837GKA** |  |  | EA*4X60L24A*+WALLCON | *80CTL1352422A* | 32800 | 18 | 8.5 | 31800 | 24800 | 77.99% | 2 | 0 | 12 |  |  |  |  | R-410A | 2.7333 | Residential & Commercial | USHP | Ducted CEE Tier 1
210599434 | Central HP <5.4 tons | ARCOAIRE | HRCU-A-CB (Split System: Heat Pump with Remote Outdoor Unit-Air-Source) | HVH837GKA** |  |  | EHD4X60AAL+WALLCON | *96CTN0801714A* | 32800 | 16.5 | 8.1 | 32600 | 25200 | 77.3% | 1.98 | 0 | 11 |  |  |  |  | R-410A | 2.7333 | Residential & Commercial | USHP | Ducted CEE Tier 1
216733844 | Central HP <5.4 tons | PAYNE HEATING AND COOLING | HRCU-A-CB (Split System: Heat Pump with Remote Outdoor Unit-Air-Source) | 37MUHAQ24AA3 |  |  | CAA**3017AM* | PG80MS(A,L)A36070A** | 22200 | 16.5 | 8.1 | 20800 | 18800 | 90.38% | 1.85 | 0 | 10.5 |  |  |  |  | R-454B | 1.85 | Residential & Commercial | USHP | Ducted CEE Tier 1
216733311 | Central HP <5.4 tons | PAYNE HEATING AND COOLING | HRCU-A-CB (Split System: Heat Pump with Remote Outdoor Unit-Air-Source) | 37MUHAQ24AA3 |  |  | CAA**2517AM* | PG80VTLB36045A** | 22800 | 16.5 | 8.5 | 20600 | 18400 | 89.32% | 1.98 | 0 | 11 |  |  |  |  | R-454B | 1.9 | Residential & Commercial | USHP | Ducted CEE Tier 1
210470162 | Central HP <5.4 tons | ARCOAIRE | HRCU-A-CB (Split System: Heat Pump with Remote Outdoor Unit-Air-Source) | HVH837GKA2* |  |  | EA*4X42L21A*+WALLCON | *80CSU1002120A* | 31800 | 17 | 8.1 | 33200 | 24400 | 73.49% | 1.88 | 0 | 11 |  |  |  |  | R-410A | 2.65 | Residential & Commercial | USHP | Ducted CEE Tier 1
211245940 | Central HP <5.4 tons | ARCOAIRE | HRCU-A-CB (Split System: Heat Pump with Remote Outdoor Unit-Air-Source) | DLCURAH24ABK |  |  | FM(C,U)4Z24**AL* | 0 | 23800 | 17.5 | 9 | 27200 | 25800 | 94.85% | 2.18 | 0 | 10 |  |  |  |  | R-410A | 1.9833 | Residential & Commercial | USHP | Ducted CEE Tier 1
211245505 | Central HP <5.4 tons | ARCOAIRE | HRCU-A-CB (Split System: Heat Pump with Remote Outdoor Unit-Air-Source) | DLCURAH24ABK |  |  | EN(A,D)4X36L21** | *95ESN0802120A* | 24600 | 16.5 | 8.5 | 26600 | 22400 | 84.21% | 1.84 | 0 | 10.5 |  |  |  |  | R-410A | 2.05 | Residential & Commercial | USHP | Ducted CEE Tier 1
211245757 | Central HP <5.4 tons | ARCOAIRE | HRCU-A-CB (Split System: Heat Pump with Remote Outdoor Unit-Air-Source) | DLCURAH24ABK |  |  | EN(A,D)4X36L21** | OMV098J12* | 23600 | 16.5 | 8.1 | 26000 | 23600 | 90.77% | 1.96 | 0 | 10 |  |  |  |  | R-410A | 1.9667 | Residential & Commercial | USHP | Ducted CEE Tier 1
214243059 | Central HP <5.4 tons | ARCOAIRE | HRCU-A-CB (Split System: Heat Pump with Remote Outdoor Unit-Air-Source) | HVH825GKA2* |  |  | EN(A,D,W)4X42L21**+WALLCON | *96CTN0801714B* | 23800 | 16.5 | 8.1 | 21400 | 16700 | 78.04% | 1.96 | 0 | 11 |  |  |  |  | R-410A | 1.9833 | Residential & Commercial | USHP | Ducted CEE Tier 1
214243079 | Central HP <5.4 tons | ARCOAIRE | HRCU-A-CB (Split System: Heat Pump with Remote Outdoor Unit-Air-Source) | HVH825GKA2* |  |  | EN(A,D,W)4X48L21**+WALLCON | *80CTL0451712B* | 24000 | 16.5 | 8.1 | 21400 | 16700 | 78.04% | 2 | 0 | 11 |  |  |  |  | R-410A | 2 | Residential & Commercial | USHP | Ducted CEE Tier 1
213772319 | Central HP <5.4 tons | ARCOAIRE | HRCU-A-CB (Split System: Heat Pump with Remote Outdoor Unit-Air-Source) | HVH825GKA2* |  |  | EHD4X42AAL+WALLCON | *80CTL1352422B* | 24200 | 16 | 8.1 | 21400 | 16600 | 77.57% | 2 | 0 | 10.5 |  |  |  |  | R-410A | 2.0167 | Residential & Commercial | USHP | Ducted CEE Tier 1
213772369 | Central HP <5.4 tons | ARCOAIRE | HRCU-A-CB (Split System: Heat Pump with Remote Outdoor Unit-Air-Source) | HVH825GKA2* |  |  | EHD4X42AAL+WALLCON | *97CMN1202422B* | 24200 | 16 | 8.1 | 21400 | 16600 | 77.57% | 2 | 0 | 10.5 |  |  |  |  | R-410A | 2.0167 | Residential & Commercial | USHP | Ducted CEE Tier 1
211226497 | Central HP <5.4 tons | ARCOAIRE | HRCU-A-CB (Split System: Heat Pump with Remote Outdoor Unit-Air-Source) | DLCURAH36ABK |  |  | EA*4X37L17A* | *80ES(N,L)0701412A* | 35800 | 15.5 | 8.1 | 38500 | 35000 | 90.91% | 2 | 0 | 10 |  |  |  |  | R-410A | 2.9833 | Residential & Commercial | USHP | Ducted CEE Tier 1
211226697 | Central HP <5.4 tons | ARCOAIRE | HRCU-A-CB (Split System: Heat Pump with Remote Outdoor Unit-Air-Source) | DLCURAH36ABK |  |  | EA*4X37L17A* | *95ESU0601716A* | 36200 | 15.5 | 8.5 | 38500 | 35000 | 90.91% | 2.02 | 0 | 10 |  |  |  |  | R-410A | 3.0167 | Residential & Commercial | USHP | Ducted CEE Tier 1
211244840 | Central HP <5.4 tons | ARCOAIRE | HRCU-A-CB (Split System: Heat Pump with Remote Outdoor Unit-Air-Source) | DLCURAH24ABK |  |  | EN(A,D)4X30L17** | OMV112K14A | 24000 | 16 | 8.1 | 26400 | 23000 | 87.12% | 1.88 | 0 | 10 |  |  |  |  | R-410A | 2 | Residential & Commercial | USHP | Ducted CEE Tier 1
213353770 | Central HP <5.4 tons | ARCOAIRE | HRCU-A-CB (Split System: Heat Pump with Remote Outdoor Unit-Air-Source) | DLCURAH24ABK |  |  | F5MA4*24L*B* | 0 | 24400 | 17 | 9.5 | 26600 | 22800 | 85.71% | 1.9 | 0 | 10 |  |  |  |  | R-410A | 2.0333 | Residential & Commercial | USHP | Ducted CEE Tier 1
211245451 | Central HP <5.4 tons | ARCOAIRE | HRCU-A-CB (Split System: Heat Pump with Remote Outdoor Unit-Air-Source) | DLCURAH24ABK |  |  | EN(A,D)4X36L21** | *80VSL0902120A* | 23800 | 16.5 | 8.1 | 26000 | 23200 | 89.23% | 1.92 | 0 | 10.5 |  |  |  |  | R-410A | 1.9833 | Residential & Commercial | USHP | Ducted CEE Tier 1
211245433 | Central HP <5.4 tons | ARCOAIRE | HRCU-A-CB (Split System: Heat Pump with Remote Outdoor Unit-Air-Source) | DLCURAH24ABK |  |  | EN(A,D)4X36L21** | *80VSL0701716A* | 23800 | 16.5 | 8.1 | 26000 | 23200 | 89.23% | 1.92 | 0 | 10.5 |  |  |  |  | R-410A | 1.9833 | Residential & Commercial | USHP | Ducted CEE Tier 1
210598007 | Central HP <5.4 tons | ARCOAIRE | HRCU-A-CB (Split System: Heat Pump with Remote Outdoor Unit-Air-Source) | HVH825GKA2* |  |  | EA*4X48L21A*+WALLCON | *80CSU1002120A* | 24000 | 16.5 | 8.1 | 21000 | 16600 | 79.05% | 2.02 | 0 | 11 |  |  |  |  | R-410A | 2 | Residential & Commercial | USHP | Ducted CEE Tier 1
210474030 | Central HP <5.4 tons | ARCOAIRE | HRCU-A-CB (Split System: Heat Pump with Remote Outdoor Unit-Air-Source) | HVH825GKA3* |  |  | EN(A,D,W)4X48L21**+WALLCON | *96CTN1002122A* | 24200 | 17 | 8.1 | 21400 | 16600 | 77.57% | 2.02 | 0 | 11.5 |  |  |  |  | R-410A | 2.0167 | Residential & Commercial | USHP | Ducted CEE Tier 1
212985865 | Central HP <5.4 tons | PAYNE HEATING AND COOLING | HRCU-A-CB (Split System: Heat Pump with Remote Outdoor Unit-Air-Source) | 38MURAQ24AB3* |  |  | CNPV*3617AL* | PG96MSAA30026A** | 23400 | 16.5 | 8.1 | 26000 | 24400 | 93.85% | 2.02 | 0 | 10 |  |  |  |  | R-410A | 1.95 | Residential & Commercial | USHP | Ducted CEE Tier 1
212986585 | Central HP <5.4 tons | PAYNE HEATING AND COOLING | HRCU-A-CB (Split System: Heat Pump with Remote Outdoor Unit-Air-Source) | 38MURAQ24AB3* |  |  | CAP**3717AL* | PG96MSAA36040B** | 24000 | 15.5 | 8.5 | 25600 | 22200 | 86.72% | 1.82 | 0 | 10 |  |  |  |  | R-410A | 2 | Residential & Commercial | USHP | Ducted CEE Tier 1
212986869 | Central HP <5.4 tons | PAYNE HEATING AND COOLING | HRCU-A-CB (Split System: Heat Pump with Remote Outdoor Unit-Air-Source) | 38MURAQ24AB3* |  |  | CAP**2417AL* | PG96MSAA36060A** | 23400 | 16.5 | 8.5 | 27000 | 26400 | 97.78% | 2.22 | 0 | 10 |  |  |  |  | R-410A | 1.95 | Residential & Commercial | USHP | Ducted CEE Tier 1
212987401 | Central HP <5.4 tons | PAYNE HEATING AND COOLING | HRCU-A-CB (Split System: Heat Pump with Remote Outdoor Unit-Air-Source) | 38MURAQ24AB3* |  |  | CAP**3617AL* | PG96MSAA48080B** | 23800 | 17 | 8.5 | 26400 | 23600 | 89.39% | 1.96 | 0 | 10 |  |  |  |  | R-410A | 1.9833 | Residential & Commercial | USHP | Ducted CEE Tier 1
213782219 | Central HP <5.4 tons | ARCOAIRE | HRCU-A-CB (Split System: Heat Pump with Remote Outdoor Unit-Air-Source) | HVH837GKA2* |  |  | EHD4X60AAL+WALLCON | *80CTL0701412B* | 32800 | 16.5 | 8.1 | 32400 | 25600 | 79.01% | 2 | 0 | 11 |  |  |  |  | R-410A | 2.7333 | Residential & Commercial | USHP | Ducted CEE Tier 1
206772868 | Central HP <5.4 tons | ARCOAIRE | HRCU-A-CB (Split System: Heat Pump with Remote Outdoor Unit-Air-Source) | HVH837GKA2* |  |  | EHD4X48AAL+WALLCON | *80CTL0701716A* | 32600 | 17 | 8.1 | 33200 | 25000 | 75.3% | 1.96 | 11.5 | 11 |  |  |  |  | R-410A | 2.7167 | Residential & Commercial | USHP | Ducted CEE Tier 1
206772886 | Central HP <5.4 tons | ARCOAIRE | HRCU-A-CB (Split System: Heat Pump with Remote Outdoor Unit-Air-Source) | HVH837GKA2* |  |  | EHD4X48AAL+WALLCON | *80CTL0902120A* | 32600 | 17 | 8.1 | 33000 | 25000 | 75.76% | 1.98 | 12 | 11 |  |  |  |  | R-410A | 2.7167 | Residential & Commercial | USHP | Ducted CEE Tier 1
206773111 | Central HP <5.4 tons | ARCOAIRE | HRCU-A-CB (Split System: Heat Pump with Remote Outdoor Unit-Air-Source) | HVH837GKA2* |  |  | EA*4X43L21A*+WALLCON | *80CSU0601716A* | 32800 | 17 | 8.5 | 33000 | 25200 | 76.36% | 1.96 | 12 | 11 |  |  |  |  | R-410A | 2.7333 | Residential & Commercial | USHP | Ducted CEE Tier 1
206771832 | Central HP <5.4 tons | ARCOAIRE | HRCU-A-CB (Split System: Heat Pump with Remote Outdoor Unit-Air-Source) | HVH837GKA2* |  |  | EA*4X48L21A*+WALLCON | *97CMN1002122A* | 32400 | 17.5 | 8.5 | 32600 | 25000 | 76.69% | 1.98 | 12 | 11.7 |  |  |  |  | R-410A | 2.7 | Residential & Commercial | USHP | Ducted CEE Tier 1
206772300 | Central HP <5.4 tons | ARCOAIRE | HRCU-A-CB (Split System: Heat Pump with Remote Outdoor Unit-Air-Source) | HVH837GKA2* |  |  | EN(A,D,W)4X48L21**+WALLCON | *97CMN1002122A* | 32400 | 17.5 | 8.1 | 33000 | 24800 | 75.15% | 1.96 | 12 | 11.7 |  |  |  |  | R-410A | 2.7 | Residential & Commercial | USHP | Ducted CEE Tier 1
211264694 | Central HP <5.4 tons | ARCOAIRE | HRCU-A-CB (Split System: Heat Pump with Remote Outdoor Unit-Air-Source) | DLCURAH18ABK |  |  | EN(A,D)4X30L17** | OLV098A12* | 18200 | 15.5 | 8.5 | 18800 | 18400 | 97.87% | 2.2 | 0 | 11 |  |  |  |  | R-410A | 1.5167 | Residential & Commercial | USHP | Ducted CEE Tier 1
212989143 | Central HP <5.4 tons | PAYNE HEATING AND COOLING | HRCU-A-CB (Split System: Heat Pump with Remote Outdoor Unit-Air-Source) | 38MURAQ24AB3* |  |  | CAP**2517AL* | PG95MSUA48060B** | 24200 | 17 | 8.5 | 25200 | 21800 | 86.51% | 1.82 | 0 | 10 |  |  |  |  | R-410A | 2.0167 | Residential & Commercial | USHP | Ducted CEE Tier 1
212988037 | Central HP <5.4 tons | PAYNE HEATING AND COOLING | HRCU-A-CB (Split System: Heat Pump with Remote Outdoor Unit-Air-Source) | 38MURAQ30AB3* |  |  | CAP**3721AL* | PG96MSAA60100C** | 30800 | 15.2 | 8.5 | 33200 | 26200 | 78.92% | 1.84 | 0 | 9 |  |  |  |  | R-410A | 2.5667 | Residential & Commercial | USHP
210599402 | Central HP <5.4 tons | ARCOAIRE | HRCU-A-CB (Split System: Heat Pump with Remote Outdoor Unit-Air-Source) | HVH837GKA** |  |  | EHD4X60AAL+WALLCON | *80CTL0701412A* | 32800 | 17 | 8.1 | 32400 | 25000 | 77.16% | 2 | 0 | 11 |  |  |  |  | R-410A | 2.7333 | Residential & Commercial | USHP | Ducted CEE Tier 1
210598247 | Central HP <5.4 tons | ARCOAIRE | HRCU-A-CB (Split System: Heat Pump with Remote Outdoor Unit-Air-Source) | HVH825GKA2* |  |  | EHD4X48AAL+WALLCON | *80CSU1002120A* | 24200 | 16 | 8.1 | 21200 | 16600 | 78.3% | 2 | 0 | 10.5 |  |  |  |  | R-410A | 2.0167 | Residential & Commercial | USHP | Ducted CEE Tier 1
210598546 | Central HP <5.4 tons | ARCOAIRE | HRCU-A-CB (Split System: Heat Pump with Remote Outdoor Unit-Air-Source) | HVH825GKA2* |  |  | END4X42L17**+WALLCON | *80CTL0701412A* | 24000 | 17 | 8.1 | 21400 | 16600 | 77.57% | 2 | 0 | 11 |  |  |  |  | R-410A | 2 | Residential & Commercial | USHP | Ducted CEE Tier 1
211245983 | Central HP <5.4 tons | ARCOAIRE | HRCU-A-CB (Split System: Heat Pump with Remote Outdoor Unit-Air-Source) | DLCURAH24ABK |  |  | FVM4X36***L | 0 | 24400 | 17.5 | 8.5 | 26000 | 22400 | 86.15% | 1.88 | 0 | 10.5 |  |  |  |  | R-410A | 2.0333 | Residential & Commercial | USHP | Ducted CEE Tier 1
211245599 | Central HP <5.4 tons | ARCOAIRE | HRCU-A-CB (Split System: Heat Pump with Remote Outdoor Unit-Air-Source) | DLCURAH24ABK |  |  | EN(A,D)4X36L21** | *80ES(N,L)0701712A* | 24400 | 16.5 | 8.1 | 26400 | 22600 | 85.61% | 1.88 | 0 | 10.5 |  |  |  |  | R-410A | 2.0333 | Residential & Commercial | USHP | Ducted CEE Tier 1
211245358 | Central HP <5.4 tons | ARCOAIRE | HRCU-A-CB (Split System: Heat Pump with Remote Outdoor Unit-Air-Source) | DLCURAH24ABK |  |  | EN(A,D)4X36L21** | *95ESU0401712A* | 23600 | 16.5 | 8.1 | 26000 | 23600 | 90.77% | 1.96 | 0 | 10.5 |  |  |  |  | R-410A | 1.9667 | Residential & Commercial | USHP | Ducted CEE Tier 1
211245424 | Central HP <5.4 tons | ARCOAIRE | HRCU-A-CB (Split System: Heat Pump with Remote Outdoor Unit-Air-Source) | DLCURAH24ABK |  |  | EN(A,D)4X36L21** | *80VSL0451716A* | 24200 | 16 | 8.1 | 26400 | 22800 | 86.36% | 1.88 | 0 | 10.5 |  |  |  |  | R-410A | 2.0167 | Residential & Commercial | USHP | Ducted CEE Tier 1
211245442 | Central HP <5.4 tons | ARCOAIRE | HRCU-A-CB (Split System: Heat Pump with Remote Outdoor Unit-Air-Source) | DLCURAH24ABK |  |  | EN(A,D)4X36L21** | *80VSL0702120A* | 24600 | 16 | 8.1 | 26600 | 22400 | 84.21% | 1.84 | 0 | 10.5 |  |  |  |  | R-410A | 2.05 | Residential & Commercial | USHP | Ducted CEE Tier 1
211245485 | Central HP <5.4 tons | ARCOAIRE | HRCU-A-CB (Split System: Heat Pump with Remote Outdoor Unit-Air-Source) | DLCURAH24ABK |  |  | EN(A,D)4X36L21** | *80VTL0902120A* | 23800 | 16.5 | 8.1 | 26000 | 23200 | 89.23% | 1.92 | 0 | 10.5 |  |  |  |  | R-410A | 1.9833 | Residential & Commercial | USHP | Ducted CEE Tier 1
211244924 | Central HP <5.4 tons | ARCOAIRE | HRCU-A-CB (Split System: Heat Pump with Remote Outdoor Unit-Air-Source) | DLCURAH24ABK |  |  | EN(A,D,W)4X36L17** | *80ES(N,L)0701716A* | 24800 | 16 | 8.1 | 26800 | 22200 | 82.84% | 1.82 | 0 | 10.5 |  |  |  |  | R-410A | 2.0667 | Residential & Commercial | USHP | Ducted CEE Tier 1
211245090 | Central HP <5.4 tons | ARCOAIRE | HRCU-A-CB (Split System: Heat Pump with Remote Outdoor Unit-Air-Source) | DLCURAH24ABK |  |  | EN(A,D,W)4X36L17** | *95ESN0261410A* | 23400 | 16 | 8.1 | 25800 | 24200 | 93.8% | 2 | 0 | 10 |  |  |  |  | R-410A | 1.95 | Residential & Commercial | USHP | Ducted CEE Tier 1
211245181 | Central HP <5.4 tons | ARCOAIRE | HRCU-A-CB (Split System: Heat Pump with Remote Outdoor Unit-Air-Source) | DLCURAH24ABK |  |  | EN(A,D,W)4X36L17** | *92ESN0801716A* | 24200 | 17 | 8.1 | 26200 | 22800 | 87.02% | 1.88 | 0 | 10.5 |  |  |  |  | R-410A | 2.0167 | Residential & Commercial | USHP | Ducted CEE Tier 1
211245258 | Central HP <5.4 tons | ARCOAIRE | HRCU-A-CB (Split System: Heat Pump with Remote Outdoor Unit-Air-Source) | DLCURAH24ABK |  |  | EN(A,D,W)4X36L17** | OMV098J12* | 23600 | 16.5 | 8.1 | 26000 | 23600 | 90.77% | 1.96 | 0 | 10 |  |  |  |  | R-410A | 1.9667 | Residential & Commercial | USHP | Ducted CEE Tier 1
211244849 | Central HP <5.4 tons | ARCOAIRE | HRCU-A-CB (Split System: Heat Pump with Remote Outdoor Unit-Air-Source) | DLCURAH24ABK |  |  | EN(A,D,W)4X36L17** | *80VSL0451412A* | 23400 | 16.5 | 8.1 | 25800 | 24200 | 93.8% | 2 | 0 | 10 |  |  |  |  | R-410A | 1.95 | Residential & Commercial | USHP | Ducted CEE Tier 1
211245070 | Central HP <5.4 tons | ARCOAIRE | HRCU-A-CB (Split System: Heat Pump with Remote Outdoor Unit-Air-Source) | DLCURAH24ABK |  |  | EN(A,D,W)4X36L17** | *96VTN0401410A* | 23400 | 16 | 8.1 | 25800 | 24000 | 93.02% | 2 | 0 | 10 |  |  |  |  | R-410A | 1.95 | Residential & Commercial | USHP | Ducted CEE Tier 1
211245203 | Central HP <5.4 tons | ARCOAIRE | HRCU-A-CB (Split System: Heat Pump with Remote Outdoor Unit-Air-Source) | DLCURAH24ABK |  |  | EN(A,D,W)4X36L17** | *95ESN0801716A* | 24600 | 15.5 | 8.1 | 26800 | 22200 | 82.84% | 1.82 | 0 | 10 |  |  |  |  | R-410A | 2.05 | Residential & Commercial | USHP | Ducted CEE Tier 1
211245339 | Central HP <5.4 tons | ARCOAIRE | HRCU-A-CB (Split System: Heat Pump with Remote Outdoor Unit-Air-Source) | DLCURAH24ABK |  |  | EN(A,D)4X36L21** | *96VSN0401712A* | 23400 | 16 | 8.1 | 25800 | 24000 | 93.02% | 1.98 | 0 | 10 |  |  |  |  | R-410A | 1.95 | Residential & Commercial | USHP | Ducted CEE Tier 1
211244971 | Central HP <5.4 tons | ARCOAIRE | HRCU-A-CB (Split System: Heat Pump with Remote Outdoor Unit-Air-Source) | DLCURAH24ABK |  |  | EN(A,D,W)4X36L17** | *95ESU0601716A* | 24200 | 16.5 | 8.1 | 26200 | 22800 | 87.02% | 1.9 | 0 | 10.5 |  |  |  |  | R-410A | 2.0167 | Residential & Commercial | USHP | Ducted CEE Tier 1
210599249 | Central HP <5.4 tons | ARCOAIRE | HRCU-A-CB (Split System: Heat Pump with Remote Outdoor Unit-Air-Source) | HVH837GKA** |  |  | EA*4X61L21A*+WALLCON | *95CSU0802120A* | 33200 | 18 | 8.5 | 32000 | 24800 | 77.5% | 2 | 0 | 11.5 |  |  |  |  | R-410A | 2.7667 | Residential & Commercial | USHP | Ducted CEE Tier 1
210599301 | Central HP <5.4 tons | ARCOAIRE | HRCU-A-CB (Split System: Heat Pump with Remote Outdoor Unit-Air-Source) | HVH837GKA** |  |  | EA*4X61L24A*+WALLCON | *96CTN1002122A* | 33200 | 18 | 8.5 | 32000 | 24800 | 77.5% | 2 | 0 | 12 |  |  |  |  | R-410A | 2.7667 | Residential & Commercial | USHP | Ducted CEE Tier 1
210597911 | Central HP <5.4 tons | ARCOAIRE | HRCU-A-CB (Split System: Heat Pump with Remote Outdoor Unit-Air-Source) | HVH825GKA2* |  |  | EA*4X42L24A*+WALLCON | *95CSU1002122A* | 23800 | 17 | 8.1 | 21400 | 16600 | 77.57% | 1.96 | 0 | 11 |  |  |  |  | R-410A | 1.9833 | Residential & Commercial | USHP | Ducted CEE Tier 1
212979931 | Central HP <5.4 tons | PAYNE HEATING AND COOLING | HRCU-A-CB (Split System: Heat Pump with Remote Outdoor Unit-Air-Source) | 38MURAQ24AB3* |  |  | CNPV*3621AL* | PG80MS(A,L)A42090B** | 23600 | 17 | 8.5 | 26400 | 24400 | 92.42% | 2.02 | 0 | 10.5 |  |  |  |  | R-410A | 1.9667 | Residential & Commercial | USHP | Ducted CEE Tier 1
212981702 | Central HP <5.4 tons | PAYNE HEATING AND COOLING | HRCU-A-CB (Split System: Heat Pump with Remote Outdoor Unit-Air-Source) | 38MURAQ24AB3* |  |  | CAP**2517AL* | PG80MSUA60100C** | 24400 | 17 | 8.5 | 25200 | 21600 | 85.71% | 1.8 | 0 | 10 |  |  |  |  | R-410A | 2.0333 | Residential & Commercial | USHP | Ducted CEE Tier 1
212981786 | Central HP <5.4 tons | PAYNE HEATING AND COOLING | HRCU-A-CB (Split System: Heat Pump with Remote Outdoor Unit-Air-Source) | 38MURAQ24AB3* |  |  | CNPV*3017AL* | PG80MSUA60100C** | 23800 | 16.5 | 8.5 | 26400 | 24000 | 90.91% | 1.98 | 0 | 10.5 |  |  |  |  | R-410A | 1.9833 | Residential & Commercial | USHP | Ducted CEE Tier 1
212983142 | Central HP <5.4 tons | PAYNE HEATING AND COOLING | HRCU-A-CB (Split System: Heat Pump with Remote Outdoor Unit-Air-Source) | 38MURAQ24AB3* |  |  | CAP**2517AL* | PG92MSAA36040B** | 24000 | 16 | 8.1 | 25200 | 22000 | 87.3% | 1.82 | 0 | 10 |  |  |  |  | R-410A | 2 | Residential & Commercial | USHP | Ducted CEE Tier 1
212983241 | Central HP <5.4 tons | PAYNE HEATING AND COOLING | HRCU-A-CB (Split System: Heat Pump with Remote Outdoor Unit-Air-Source) | 38MURAQ24AB3* |  |  | CNPV*3621AL* | PG92MSAA36040B** | 23400 | 15.5 | 8.1 | 26200 | 24200 | 92.37% | 1.98 | 0 | 10 |  |  |  |  | R-410A | 1.95 | Residential & Commercial | USHP | Ducted CEE Tier 1
212984111 | Central HP <5.4 tons | PAYNE HEATING AND COOLING | HRCU-A-CB (Split System: Heat Pump with Remote Outdoor Unit-Air-Source) | 38MURAQ24AB3* |  |  | CNPV*2417AL* | PG92MSAA42060B** | 23200 | 16.5 | 8.5 | 26800 | 25400 | 94.78% | 2.14 | 0 | 10 |  |  |  |  | R-410A | 1.9333 | Residential & Commercial | USHP | Ducted CEE Tier 1
212982170 | Central HP <5.4 tons | PAYNE HEATING AND COOLING | HRCU-A-CB (Split System: Heat Pump with Remote Outdoor Unit-Air-Source) | 38MURAQ30AB3* |  |  | CAP**4321AL* | PG80MSUA36040B** | 30600 | 15.2 | 8.1 | 33200 | 26200 | 78.92% | 1.86 | 0 | 9 |  |  |  |  | R-410A | 2.55 | Residential & Commercial | USHP
212984543 | Central HP <5.4 tons | PAYNE HEATING AND COOLING | HRCU-A-CB (Split System: Heat Pump with Remote Outdoor Unit-Air-Source) | 38MURAQ30AB3* |  |  | CNPV*4217AL* | PG92MSAA48080B** | 30000 | 15.2 | 8.1 | 34000 | 27200 | 80% | 1.82 | 0 | 9 |  |  |  |  | R-410A | 2.5 | Residential & Commercial | USHP
215682657 | Central HP <5.4 tons | ARCOAIRE | HRCU-A-CB (Split System: Heat Pump with Remote Outdoor Unit-Air-Source) | H5H0V60*K*AAA* |  |  | EA*5X61M24A*+WALLCON | *96CTN0802120B* | 56000 | 18.5 | 9 | 60000 | 42000 | 70% | 2.02 | 0 | 9 |  |  |  |  | R-454B | 4.6667 | Residential & Commercial | USHP
215682807 | Central HP <5.4 tons | ARCOAIRE | HRCU-A-CB (Split System: Heat Pump with Remote Outdoor Unit-Air-Source) | H5H0V60*K*AAA* |  |  | EVM5X60M21A*+WALLCON | *80CSU0401712B* | 56000 | 18 | 8.5 | 60500 | 43500 | 71.9% | 2.12 | 0 | 9.5 |  |  |  |  | R-454B | 4.6667 | Residential & Commercial | USHP
215677207 | Central HP <5.4 tons | ARCOAIRE | HRCU-A-CB (Split System: Heat Pump with Remote Outdoor Unit-Air-Source) | H5H0V60*K*AAA* |  |  | EVM5X60M24A*+WALLCON | *96CTN1202422B* | 56500 | 18.5 | 9 | 63000 | 44500 | 70.63% | 2.1 | 0 | 9 |  |  |  |  | R-454B | 4.7083 | Residential & Commercial | USHP
210597871 | Central HP <5.4 tons | ARCOAIRE | HRCU-A-CB (Split System: Heat Pump with Remote Outdoor Unit-Air-Source) | HVH825GKA2* |  |  | EA*4X42L21A*+WALLCON | *96CTN0601714A* | 23600 | 16.5 | 8.1 | 21400 | 16700 | 78.04% | 1.94 | 0 | 11 |  |  |  |  | R-410A | 1.9667 | Residential & Commercial | USHP | Ducted CEE Tier 1
210597887 | Central HP <5.4 tons | ARCOAIRE | HRCU-A-CB (Split System: Heat Pump with Remote Outdoor Unit-Air-Source) | HVH825GKA2* |  |  | EA*4X42L21A*+WALLCON | *97CMN0602120A* | 23600 | 16 | 8.1 | 21400 | 16700 | 78.04% | 1.94 | 0 | 11 |  |  |  |  | R-410A | 1.9667 | Residential & Commercial | USHP | Ducted CEE Tier 1
210597903 | Central HP <5.4 tons | ARCOAIRE | HRCU-A-CB (Split System: Heat Pump with Remote Outdoor Unit-Air-Source) | HVH825GKA2* |  |  | EA*4X42L24A*+WALLCON | *80CTL1352422A* | 23800 | 16.5 | 8.1 | 21400 | 16600 | 77.57% | 1.96 | 0 | 11 |  |  |  |  | R-410A | 1.9833 | Residential & Commercial | USHP | Ducted CEE Tier 1
210597971 | Central HP <5.4 tons | ARCOAIRE | HRCU-A-CB (Split System: Heat Pump with Remote Outdoor Unit-Air-Source) | HVH825GKA2* |  |  | EA*4X43L21A*+WALLCON | *96CTN0601714A* | 24400 | 16.5 | 8.1 | 21200 | 16700 | 78.77% | 2.02 | 0 | 11 |  |  |  |  | R-410A | 2.0333 | Residential & Commercial | USHP | Ducted CEE Tier 1
210599273 | Central HP <5.4 tons | ARCOAIRE | HRCU-A-CB (Split System: Heat Pump with Remote Outdoor Unit-Air-Source) | HVH837GKA** |  |  | EA*4X61L24A*+WALLCON | *80CSU1002120A* | 33200 | 17.5 | 8.1 | 32000 | 24800 | 77.5% | 1.98 | 0 | 11.5 |  |  |  |  | R-410A | 2.7667 | Residential & Commercial | USHP | Ducted CEE Tier 1
210599277 | Central HP <5.4 tons | ARCOAIRE | HRCU-A-CB (Split System: Heat Pump with Remote Outdoor Unit-Air-Source) | HVH837GKA** |  |  | EA*4X61L24A*+WALLCON | *80CTL0902120A* | 33200 | 18 | 8.5 | 32000 | 24800 | 77.5% | 2 | 0 | 12 |  |  |  |  | R-410A | 2.7667 | Residential & Commercial | USHP | Ducted CEE Tier 1
210599442 | Central HP <5.4 tons | ARCOAIRE | HRCU-A-CB (Split System: Heat Pump with Remote Outdoor Unit-Air-Source) | HVH837GKA** |  |  | EHD4X60AAL+WALLCON | *96CTN1002122A* | 33000 | 17 | 8.1 | 32200 | 24800 | 77.02% | 2.02 | 0 | 11.5 |  |  |  |  | R-410A | 2.75 | Residential & Commercial | USHP | Ducted CEE Tier 1
212989527 | Central HP <5.4 tons | PAYNE HEATING AND COOLING | HRCU-A-CB (Split System: Heat Pump with Remote Outdoor Unit-Air-Source) | 38MURAQ30AB3* |  |  | CAP**3721AL* | PG95MSUA60080C** | 30600 | 15.2 | 8.1 | 33400 | 26400 | 79.04% | 1.86 | 0 | 9 |  |  |  |  | R-410A | 2.55 | Residential & Commercial | USHP
206136078 | Central HP <5.4 tons | ARCOAIRE | HRCU-A-CB (Split System: Heat Pump with Remote Outdoor Unit-Air-Source) | HVH837GKA** |  |  | EA*4X37L21A*+WALLCON | *95CSU0802120A* | 33000 | 17.5 | 8.5 | 32800 | 25000 | 76.22% | 2 | 12 | 11.5 |  |  |  |  | R-410A | 2.75 | Residential & Commercial | USHP | Ducted CEE Tier 1
206136178 | Central HP <5.4 tons | ARCOAIRE | HRCU-A-CB (Split System: Heat Pump with Remote Outdoor Unit-Air-Source) | HVH837GKA** |  |  | EA*4X48L21A*+WALLCON | *95CSU1002122A* | 32400 | 17.5 | 8.5 | 32600 | 24800 | 76.07% | 2 | 12 | 11.5 |  |  |  |  | R-410A | 2.7 | Residential & Commercial | USHP | Ducted CEE Tier 1
210597907 | Central HP <5.4 tons | ARCOAIRE | HRCU-A-CB (Split System: Heat Pump with Remote Outdoor Unit-Air-Source) | HVH825GKA2* |  |  | EA*4X42L24A*+WALLCON | *95CSU0802120A* | 23800 | 17 | 8.1 | 21400 | 16600 | 77.57% | 1.96 | 0 | 11 |  |  |  |  | R-410A | 1.9833 | Residential & Commercial | USHP | Ducted CEE Tier 1
210597927 | Central HP <5.4 tons | ARCOAIRE | HRCU-A-CB (Split System: Heat Pump with Remote Outdoor Unit-Air-Source) | HVH825GKA2* |  |  | EA*4X42L24A*+WALLCON | *97CMN1002122A* | 23800 | 16.5 | 8.1 | 21400 | 16600 | 77.57% | 1.96 | 0 | 11 |  |  |  |  | R-410A | 1.9833 | Residential & Commercial | USHP | Ducted CEE Tier 1
210597975 | Central HP <5.4 tons | ARCOAIRE | HRCU-A-CB (Split System: Heat Pump with Remote Outdoor Unit-Air-Source) | HVH825GKA2* |  |  | EA*4X43L21A*+WALLCON | *96CTN0801714A* | 24400 | 16.5 | 8.1 | 21200 | 16700 | 78.77% | 2.02 | 0 | 11 |  |  |  |  | R-410A | 2.0333 | Residential & Commercial | USHP | Ducted CEE Tier 1
210598011 | Central HP <5.4 tons | ARCOAIRE | HRCU-A-CB (Split System: Heat Pump with Remote Outdoor Unit-Air-Source) | HVH825GKA2* |  |  | EA*4X48L21A*+WALLCON | *80CTL0451712A* | 24000 | 16.5 | 8.1 | 21000 | 16700 | 79.52% | 2 | 0 | 11 |  |  |  |  | R-410A | 2 | Residential & Commercial | USHP | Ducted CEE Tier 1
210598059 | Central HP <5.4 tons | ARCOAIRE | HRCU-A-CB (Split System: Heat Pump with Remote Outdoor Unit-Air-Source) | HVH825GKA2* |  |  | EA*4X48L21A*+WALLCON | *97CMN1002122A* | 24000 | 16.5 | 8.1 | 21000 | 16500 | 78.57% | 2.02 | 0 | 11 |  |  |  |  | R-410A | 2 | Residential & Commercial | USHP | Ducted CEE Tier 1
210598175 | Central HP <5.4 tons | ARCOAIRE | HRCU-A-CB (Split System: Heat Pump with Remote Outdoor Unit-Air-Source) | HVH825GKA2* |  |  | EHD4X42AAL+WALLCON | *80CTL0701412A* | 24200 | 16.5 | 8.1 | 21200 | 16600 | 78.3% | 2.02 | 0 | 11 |  |  |  |  | R-410A | 2.0167 | Residential & Commercial | USHP | Ducted CEE Tier 1
210598211 | Central HP <5.4 tons | ARCOAIRE | HRCU-A-CB (Split System: Heat Pump with Remote Outdoor Unit-Air-Source) | HVH825GKA2* |  |  | EHD4X42AAL+WALLCON | *96CTN1002122A* | 24200 | 16 | 8.1 | 21400 | 16600 | 77.57% | 2 | 0 | 10.5 |  |  |  |  | R-410A | 2.0167 | Residential & Commercial | USHP | Ducted CEE Tier 1
210598275 | Central HP <5.4 tons | ARCOAIRE | HRCU-A-CB (Split System: Heat Pump with Remote Outdoor Unit-Air-Source) | HVH825GKA2* |  |  | EHD4X48AAL+WALLCON | *95CSU0802120A* | 24200 | 16.5 | 8.1 | 21200 | 16600 | 78.3% | 2.02 | 0 | 11 |  |  |  |  | R-410A | 2.0167 | Residential & Commercial | USHP | Ducted CEE Tier 1
210598291 | Central HP <5.4 tons | ARCOAIRE | HRCU-A-CB (Split System: Heat Pump with Remote Outdoor Unit-Air-Source) | HVH825GKA2* |  |  | EHD4X48AAL+WALLCON | *96CTN1002122A* | 24200 | 16 | 8.1 | 21200 | 16700 | 78.77% | 2.04 | 0 | 11 |  |  |  |  | R-410A | 2.0167 | Residential & Commercial | USHP | Ducted CEE Tier 1
210598359 | Central HP <5.4 tons | ARCOAIRE | HRCU-A-CB (Split System: Heat Pump with Remote Outdoor Unit-Air-Source) | HVH825GKA2* |  |  | EN(A,D)4X48L24**+WALLCON | *80CSU1002120A* | 24000 | 16.5 | 8.1 | 21400 | 16600 | 77.57% | 2 | 0 | 11 |  |  |  |  | R-410A | 2 | Residential & Commercial | USHP | Ducted CEE Tier 1
210474244 | Central HP <5.4 tons | ARCOAIRE | HRCU-A-CB (Split System: Heat Pump with Remote Outdoor Unit-Air-Source) | HVH825GKA3* |  |  | EHD4X42AAL+WALLCON | *95CSU1002122A* | 24200 | 16 | 8.1 | 21400 | 16600 | 77.57% | 2 | 0 | 11 |  |  |  |  | R-410A | 2.0167 | Residential & Commercial | USHP | Ducted CEE Tier 1
210599197 | Central HP <5.4 tons | ARCOAIRE | HRCU-A-CB (Split System: Heat Pump with Remote Outdoor Unit-Air-Source) | HVH837GKA** |  |  | EA*4X60L24A*+WALLCON | *96CTN1002122A* | 32800 | 17.5 | 8.5 | 31800 | 24800 | 77.99% | 2 | 0 | 11.7 |  |  |  |  | R-410A | 2.7333 | Residential & Commercial | USHP | Ducted CEE Tier 1
211244756 | Central HP <5.4 tons | ARCOAIRE | HRCU-A-CB (Split System: Heat Pump with Remote Outdoor Unit-Air-Source) | DLCURAH24ABK |  |  | EN(A,D)4X30L17** | *95ESN0601714A* | 24600 | 16 | 8.1 | 26600 | 22400 | 84.21% | 1.84 | 0 | 10 |  |  |  |  | R-410A | 2.05 | Residential & Commercial | USHP | Ducted CEE Tier 1
210470150 | Central HP <5.4 tons | ARCOAIRE | HRCU-A-CB (Split System: Heat Pump with Remote Outdoor Unit-Air-Source) | HVH837GKA2* |  |  | EA*4X42L21A*+WALLCON | *80CSU0401712A* | 31800 | 17 | 8.1 | 33200 | 24400 | 73.49% | 1.88 | 0 | 11 |  |  |  |  | R-410A | 2.65 | Residential & Commercial | USHP | Ducted CEE Tier 1
212984579 | Central HP <5.4 tons | PAYNE HEATING AND COOLING | HRCU-A-CB (Split System: Heat Pump with Remote Outdoor Unit-Air-Source) | 38MURAQ24AB3* |  |  | CAP**2517AL* | PG92MSAA48080B** | 24000 | 17.5 | 8.5 | 25000 | 21800 | 87.2% | 1.84 | 0 | 10 |  |  |  |  | R-410A | 2 | Residential & Commercial | USHP | Ducted CEE Tier 1
212984663 | Central HP <5.4 tons | PAYNE HEATING AND COOLING | HRCU-A-CB (Split System: Heat Pump with Remote Outdoor Unit-Air-Source) | 38MURAQ24AB3* |  |  | CNPV*3017AL* | PG92MSAA48080B** | 23600 | 17.5 | 8.5 | 26200 | 24600 | 93.89% | 2.04 | 0 | 10.5 |  |  |  |  | R-410A | 1.9667 | Residential & Commercial | USHP | Ducted CEE Tier 1
206765434 | Central HP <5.4 tons | ARCOAIRE | HRCU-A-CB (Split System: Heat Pump with Remote Outdoor Unit-Air-Source) | HVH825GKA3* |  |  | EA*4X24L17A*+WALLCON | *96CTN0601714A* | 23200 | 16 | 8.1 | 22000 | 16900 | 76.82% | 1.88 | 11 | 10.5 |  |  |  |  | R-410A | 1.9333 | Residential & Commercial | USHP | Ducted CEE Tier 1
206765585 | Central HP <5.4 tons | ARCOAIRE | HRCU-A-CB (Split System: Heat Pump with Remote Outdoor Unit-Air-Source) | HVH825GKA3* |  |  | EA*4X30L17A*+WALLCON | *80CTL0701716A* | 23400 | 16.5 | 8.1 | 21600 | 16700 | 77.31% | 1.92 | 11 | 11 |  |  |  |  | R-410A | 1.95 | Residential & Commercial | USHP | Ducted CEE Tier 1
212984961 | Central HP <5.4 tons | PAYNE HEATING AND COOLING | HRCU-A-CB (Split System: Heat Pump with Remote Outdoor Unit-Air-Source) | 38MURAQ30AB3* |  |  | CAP**3621AL* | PG92MSAA60080C** | 30000 | 15.2 | 8.1 | 34400 | 28000 | 81.4% | 1.78 | 0 | 9 |  |  |  |  | R-410A | 2.5 | Residential & Commercial | USHP
212985614 | Central HP <5.4 tons | PAYNE HEATING AND COOLING | HRCU-A-CB (Split System: Heat Pump with Remote Outdoor Unit-Air-Source) | 38MURAQ30AB3* |  |  | CAP**4224AL* | PG92MSAA60120D** | 30000 | 15.2 | 8.1 | 34200 | 27600 | 80.7% | 1.8 | 0 | 9 |  |  |  |  | R-410A | 2.5 | Residential & Commercial | USHP
212985765 | Central HP <5.4 tons | PAYNE HEATING AND COOLING | HRCU-A-CB (Split System: Heat Pump with Remote Outdoor Unit-Air-Source) | 38MURAQ24AB3* |  |  | CAP**2417AL* | PG96MSAA30026A** | 23400 | 16.5 | 8.5 | 27000 | 26200 | 97.04% | 2.2 | 0 | 10 |  |  |  |  | R-410A | 1.95 | Residential & Commercial | USHP | Ducted CEE Tier 1
206765684 | Central HP <5.4 tons | ARCOAIRE | HRCU-A-CB (Split System: Heat Pump with Remote Outdoor Unit-Air-Source) | HVH825GKA3* |  |  | EA*4X36L17A*+WALLCON | *97CMN0601714A* | 23400 | 16 | 8.1 | 21600 | 16800 | 77.78% | 1.92 | 11 | 10.5 |  |  |  |  | R-410A | 1.95 | Residential & Commercial | USHP | Ducted CEE Tier 1
206765702 | Central HP <5.4 tons | ARCOAIRE | HRCU-A-CB (Split System: Heat Pump with Remote Outdoor Unit-Air-Source) | HVH825GKA3* |  |  | EA*4X36L17A*+WALLCON | *80CTL0701412A* | 23600 | 17 | 8.1 | 21400 | 16600 | 77.57% | 1.94 | 11 | 11 |  |  |  |  | R-410A | 1.9667 | Residential & Commercial | USHP | Ducted CEE Tier 1
206765918 | Central HP <5.4 tons | ARCOAIRE | HRCU-A-CB (Split System: Heat Pump with Remote Outdoor Unit-Air-Source) | HVH825GKA3* |  |  | EA*4X37L17A*+WALLCON | *80CTL0901716A* | 24200 | 17 | 8.1 | 21400 | 16600 | 77.57% | 2.02 | 11 | 11 |  |  |  |  | R-410A | 2.0167 | Residential & Commercial | USHP | Ducted CEE Tier 1
206767207 | Central HP <5.4 tons | ARCOAIRE | HRCU-A-CB (Split System: Heat Pump with Remote Outdoor Unit-Air-Source) | HVH825GKA3* |  |  | EA*4X37L21A*+WALLCON | *80CSU0601716A* | 24400 | 17 | 8.1 | 21200 | 16600 | 78.3% | 2.02 | 11.5 | 11 |  |  |  |  | R-410A | 2.0333 | Residential & Commercial | USHP | Ducted CEE Tier 1
206767473 | Central HP <5.4 tons | ARCOAIRE | HRCU-A-CB (Split System: Heat Pump with Remote Outdoor Unit-Air-Source) | HVH825GKA3* |  |  | EA*4X25L17A*+WALLCON | *95CSU0601716A* | 24200 | 16.5 | 8.1 | 21400 | 16700 | 78.04% | 2 | 11 | 10.5 |  |  |  |  | R-410A | 2.0167 | Residential & Commercial | USHP | Ducted CEE Tier 1
204299429 | Central HP <5.4 tons | ARCOAIRE | HRCU-A-CB (Split System: Heat Pump with Remote Outdoor Unit-Air-Source) | HVH837GKA** |  |  | EA*4X48L24A*+WALLCON | *96CTN1002122A* | 32400 | 17.5 | 8.5 | 32600 | 24800 | 76.07% | 2 | 12 | 11.7 |  |  |  |  | R-410A | 2.7 | Residential & Commercial | USHP | Ducted CEE Tier 1
204300263 | Central HP <5.4 tons | ARCOAIRE | HRCU-A-CB (Split System: Heat Pump with Remote Outdoor Unit-Air-Source) | HVH837GKA** |  |  | EHD4X42AAL+WALLCON | *80CTL0902120A* | 32400 | 16.5 | 8.1 | 33200 | 24800 | 74.7% | 1.96 | 12 | 11 |  |  |  |  | R-410A | 2.7 | Residential & Commercial | USHP | Ducted CEE Tier 1
204300413 | Central HP <5.4 tons | ARCOAIRE | HRCU-A-CB (Split System: Heat Pump with Remote Outdoor Unit-Air-Source) | HVH837GKA** |  |  | EHD4X42AAL+WALLCON | *97CMN0602120A* | 32400 | 16.5 | 8.1 | 33400 | 25200 | 75.45% | 1.94 | 11.5 | 10.5 |  |  |  |  | R-410A | 2.7 | Residential & Commercial | USHP | Ducted CEE Tier 1
204300463 | Central HP <5.4 tons | ARCOAIRE | HRCU-A-CB (Split System: Heat Pump with Remote Outdoor Unit-Air-Source) | HVH837GKA** |  |  | EHD4X48AAL+WALLCON | *80CTL1352422A* | 32600 | 17 | 8.1 | 33000 | 24800 | 75.15% | 1.98 | 11 | 11 |  |  |  |  | R-410A | 2.7167 | Residential & Commercial | USHP | Ducted CEE Tier 1
210598063 | Central HP <5.4 tons | ARCOAIRE | HRCU-A-CB (Split System: Heat Pump with Remote Outdoor Unit-Air-Source) | HVH825GKA2* |  |  | EA*4X48L24A*+WALLCON | *80CSU1002120A* | 24000 | 16.5 | 8.1 | 21000 | 16600 | 79.05% | 2.02 | 0 | 11 |  |  |  |  | R-410A | 2 | Residential & Commercial | USHP | Ducted CEE Tier 1
210598079 | Central HP <5.4 tons | ARCOAIRE | HRCU-A-CB (Split System: Heat Pump with Remote Outdoor Unit-Air-Source) | HVH825GKA2* |  |  | EA*4X48L24A*+WALLCON | *96CTN1002122A* | 24200 | 16.5 | 8.1 | 21000 | 16500 | 78.57% | 2.02 | 0 | 11 |  |  |  |  | R-410A | 2.0167 | Residential & Commercial | USHP | Ducted CEE Tier 1
210598315 | Central HP <5.4 tons | ARCOAIRE | HRCU-A-CB (Split System: Heat Pump with Remote Outdoor Unit-Air-Source) | HVH825GKA2* |  |  | EHD4X48AAL+WALLCON | *97CMN1202422A* | 24200 | 16 | 8.1 | 21200 | 16600 | 78.3% | 2.02 | 0 | 10.5 |  |  |  |  | R-410A | 2.0167 | Residential & Commercial | USHP | Ducted CEE Tier 1
210599201 | Central HP <5.4 tons | ARCOAIRE | HRCU-A-CB (Split System: Heat Pump with Remote Outdoor Unit-Air-Source) | HVH837GKA** |  |  | EA*4X60L24A*+WALLCON | *96CTN1202422A* | 32800 | 18 | 8.5 | 31800 | 24800 | 77.99% | 2 | 0 | 11.7 |  |  |  |  | R-410A | 2.7333 | Residential & Commercial | USHP | Ducted CEE Tier 1
212979433 | Central HP <5.4 tons | PAYNE HEATING AND COOLING | HRCU-A-CB (Split System: Heat Pump with Remote Outdoor Unit-Air-Source) | 38MURAQ30AB3* |  |  | CAP**3721AL* | PG80MS(A,L)A48070C** | 30400 | 15.2 | 8.1 | 33400 | 26400 | 79.04% | 1.84 | 0 | 9 |  |  |  |  | R-410A | 2.5333 | Residential & Commercial | USHP
213772419 | Central HP <5.4 tons | ARCOAIRE | HRCU-A-CB (Split System: Heat Pump with Remote Outdoor Unit-Air-Source) | HVH825GKA2* |  |  | EHD4X42AAL+WALLCON | *96CTN1202422B* | 24200 | 16 | 8.1 | 21400 | 16600 | 77.57% | 2 | 0 | 10.5 |  |  |  |  | R-410A | 2.0167 | Residential & Commercial | USHP | Ducted CEE Tier 1
206133388 | Central HP <5.4 tons | ARCOAIRE | HRCU-A-CB (Split System: Heat Pump with Remote Outdoor Unit-Air-Source) | HVH825GKA2* |  |  | EA*4X36L21A*+WALLCON | *80CSU0601716A* | 23600 | 16.5 | 8.1 | 21400 | 16600 | 77.57% | 1.94 | 11.5 | 10.5 |  |  |  |  | R-410A | 1.9667 | Residential & Commercial | USHP | Ducted CEE Tier 1
206133468 | Central HP <5.4 tons | ARCOAIRE | HRCU-A-CB (Split System: Heat Pump with Remote Outdoor Unit-Air-Source) | HVH825GKA2* |  |  | EA*4X37L21A*+WALLCON | *80CSU1002120A* | 24400 | 16.5 | 8.1 | 21200 | 16700 | 78.77% | 2.02 | 11.5 | 11 |  |  |  |  | R-410A | 2.0333 | Residential & Commercial | USHP | Ducted CEE Tier 1
206133820 | Central HP <5.4 tons | ARCOAIRE | HRCU-A-CB (Split System: Heat Pump with Remote Outdoor Unit-Air-Source) | HVH825GKA2* |  |  | EA*4X37L21A*+WALLCON | *95CSU0802120A* | 24400 | 17 | 8.5 | 21200 | 16600 | 78.3% | 2.04 | 11.5 | 11 |  |  |  |  | R-410A | 2.0333 | Residential & Commercial | USHP | Ducted CEE Tier 1
206135978 | Central HP <5.4 tons | ARCOAIRE | HRCU-A-CB (Split System: Heat Pump with Remote Outdoor Unit-Air-Source) | HVH837GKA** |  |  | EHD4X42AAL+WALLCON | *80CSU0601716A* | 32400 | 16.5 | 8.1 | 33200 | 24800 | 74.7% | 1.94 | 11.5 | 11 |  |  |  |  | R-410A | 2.7 | Residential & Commercial | USHP | Ducted CEE Tier 1
211263511 | Central HP <5.4 tons | ARCOAIRE | HRCU-A-CB (Split System: Heat Pump with Remote Outdoor Unit-Air-Source) | DLCURAH18ABK |  |  | EN(A,D)4X24L17** | *80ESU0601716A | 18500 | 16 | 8.5 | 19400 | 18500 | 95.36% | 2.24 | 0 | 11 |  |  |  |  | R-410A | 1.5417 | Residential & Commercial | USHP | Ducted CEE Tier 1
206133986 | Central HP <5.4 tons | ARCOAIRE | HRCU-A-CB (Split System: Heat Pump with Remote Outdoor Unit-Air-Source) | HVH825GKA2* |  |  | EHD4X36AAL+WALLCON | *95CSU0802120A* | 24000 | 16 | 8.1 | 21400 | 16600 | 77.57% | 1.98 | 11 | 10.5 |  |  |  |  | R-410A | 2 | Residential & Commercial | USHP | Ducted CEE Tier 1
204456809 | Central HP <5.4 tons | ARCOAIRE | HRCU-A-CB (Split System: Heat Pump with Remote Outdoor Unit-Air-Source) | HVH825GKA2* |  |  | EA*4X36L21A*+WALLCON | *97CMN0602120A* | 23600 | 16 | 8.1 | 21600 | 16700 | 77.31% | 1.92 | 11 | 10.5 |  |  |  |  | R-410A | 1.9667 | Residential & Commercial | USHP | Ducted CEE Tier 1
215669752 | Central HP <5.4 tons | ARCOAIRE | HRCU-A-CB (Split System: Heat Pump with Remote Outdoor Unit-Air-Source) | H5H0V36*K*AAA* |  |  | ESH5X36M12A*+WALLCON | *80CSU0601716A* | 33600 | 16.5 | 8.5 | 35800 | 25600 | 71.51% | 1.76 | 0 | 9.5 |  |  |  |  | R-454B | 2.8 | Residential & Commercial | USHP
204456592 | Central HP <5.4 tons | ARCOAIRE | HRCU-A-CB (Split System: Heat Pump with Remote Outdoor Unit-Air-Source) | HVH825GKA2* |  |  | EA*4X36L17A*+WALLCON | *80CTL0451712A* | 23400 | 16 | 8.1 | 21600 | 16800 | 77.78% | 1.92 | 11 | 10.5 |  |  |  |  | R-410A | 1.95 | Residential & Commercial | USHP | Ducted CEE Tier 1
204459415 | Central HP <5.4 tons | ARCOAIRE | HRCU-A-CB (Split System: Heat Pump with Remote Outdoor Unit-Air-Source) | HVH825GKA2* |  |  | EHD4X36AAL+WALLCON | *80CTL0901716A* | 24200 | 16.5 | 8.1 | 21400 | 16600 | 77.57% | 2 | 11 | 11 |  |  |  |  | R-410A | 2.0167 | Residential & Commercial | USHP | Ducted CEE Tier 1
215679897 | Central HP <5.4 tons | ARCOAIRE | HRCU-A-CB (Split System: Heat Pump with Remote Outdoor Unit-Air-Source) | H5H0V36*K*AAA* |  |  | ESH5X48M12A*+WALLCON | *97CTN0601716A* | 33800 | 16 | 8.5 | 35600 | 25600 | 71.91% | 1.78 | 0 | 9 |  |  |  |  | R-454B | 2.8167 | Residential & Commercial | USHP
211264905 | Central HP <5.4 tons | ARCOAIRE | HRCU-A-CB (Split System: Heat Pump with Remote Outdoor Unit-Air-Source) | DLCURAH18ABK |  |  | FXM4X30**AL | 0 | 18100 | 16 | 8.5 | 18400 | 18200 | 98.91% | 2.18 | 0 | 10.5 |  |  |  |  | R-410A | 1.5083 | Residential & Commercial | USHP | Ducted CEE Tier 1
216737685 | Central HP <5.4 tons | ARCOAIRE | HRCU-A-CB (Split System: Heat Pump with Remote Outdoor Unit-Air-Source) | D5CUHAH24AAK |  |  | ESH5X30M12A* | *96VSN1202422B* | 22800 | 15.5 | 8.5 | 21200 | 19000 | 89.62% | 1.96 | 0 | 10.5 |  |  |  |  | R-454B | 1.9 | Residential & Commercial | USHP | Ducted CEE Tier 1
215668646 | Central HP <5.4 tons | ARCOAIRE | HRCU-A-CB (Split System: Heat Pump with Remote Outdoor Unit-Air-Source) | H5H0V36*K*AAA* |  |  | EA*5X37M21A*+WALLCON | *80CSU1002120A* | 34400 | 17.5 | 9 | 35400 | 25200 | 71.19% | 1.9 | 0 | 9.5 |  |  |  |  | R-454B | 2.8667 | Residential & Commercial | USHP
215670150 | Central HP <5.4 tons | ARCOAIRE | HRCU-A-CB (Split System: Heat Pump with Remote Outdoor Unit-Air-Source) | H5H0V36*K*AAA* |  |  | ESH5X48M12A*+WALLCON | *80CSU1002120A* | 34200 | 16.5 | 8.5 | 35400 | 25200 | 71.19% | 1.88 | 0 | 9.5 |  |  |  |  | R-454B | 2.85 | Residential & Commercial | USHP
215679747 | Central HP <5.4 tons | ARCOAIRE | HRCU-A-CB (Split System: Heat Pump with Remote Outdoor Unit-Air-Source) | H5H0V36*K*AAA* |  |  | ESH5X36M12A*+WALLCON | *97CTN0801716A* | 33400 | 16 | 8.5 | 36000 | 25600 | 71.11% | 1.76 | 0 | 9 |  |  |  |  | R-454B | 2.7833 | Residential & Commercial | USHP
215679597 | Central HP <5.4 tons | ARCOAIRE | HRCU-A-CB (Split System: Heat Pump with Remote Outdoor Unit-Air-Source) | H5H0V36*K*AAA* |  |  | EA*5X61M21A*+WALLCON | *96CTN0802120B* | 34800 | 18 | 9 | 34400 | 24800 | 72.09% | 1.92 | 0 | 10.5 |  |  |  |  | R-454B | 2.9 | Residential & Commercial | USHP | Ducted CEE Tier 1
215679447 | Central HP <5.4 tons | ARCOAIRE | HRCU-A-CB (Split System: Heat Pump with Remote Outdoor Unit-Air-Source) | H5H0V36*K*AAA* |  |  | EA*5X43M21A*+WALLCON | *97CTN0601716A* | 34200 | 17.5 | 9 | 35600 | 25400 | 71.35% | 1.88 | 0 | 9.5 |  |  |  |  | R-454B | 2.85 | Residential & Commercial | USHP
215668678 | Central HP <5.4 tons | ARCOAIRE | HRCU-A-CB (Split System: Heat Pump with Remote Outdoor Unit-Air-Source) | H5H0V36*K*AAA* |  |  | EA*5X37M21A*+WALLCON | *80CTL0901716B* | 34400 | 18 | 9 | 35400 | 25200 | 71.19% | 1.88 | 0 | 10 |  |  |  |  | R-454B | 2.8667 | Residential & Commercial | USHP | Ducted CEE Tier 1
215668982 | Central HP <5.4 tons | ARCOAIRE | HRCU-A-CB (Split System: Heat Pump with Remote Outdoor Unit-Air-Source) | H5H0V36*K*AAA* |  |  | EA*5X43M21A*+WALLCON | *80CTL0701716B* | 34400 | 18 | 8.1 | 35400 | 25200 | 71.19% | 1.9 | 0 | 10 |  |  |  |  | R-454B | 2.8667 | Residential & Commercial | USHP | Ducted CEE Tier 1
215670250 | Central HP <5.4 tons | ARCOAIRE | HRCU-A-CB (Split System: Heat Pump with Remote Outdoor Unit-Air-Source) | H5H0V36*K*AAA* |  |  | ESH5X48M12A*+WALLCON | *95CSU0802120B* | 34200 | 16.5 | 8.5 | 35400 | 25200 | 71.19% | 1.88 | 0 | 9.5 |  |  |  |  | R-454B | 2.85 | Residential & Commercial | USHP
215670300 | Central HP <5.4 tons | ARCOAIRE | HRCU-A-CB (Split System: Heat Pump with Remote Outdoor Unit-Air-Source) | H5H0V36*K*AAA* |  |  | ESH5X48M12A*+WALLCON | *97CMN0802120B* | 34200 | 16.5 | 8.5 | 35400 | 25200 | 71.19% | 1.88 | 0 | 9.5 |  |  |  |  | R-454B | 2.85 | Residential & Commercial | USHP
215670400 | Central HP <5.4 tons | ARCOAIRE | HRCU-A-CB (Split System: Heat Pump with Remote Outdoor Unit-Air-Source) | H5H0V36*K*AAA* |  |  | ESH5X60M12A*+WALLCON | *80CTL0451712B* | 34200 | 16.5 | 8.5 | 35000 | 25200 | 72% | 1.78 | 0 | 9 |  |  |  |  | R-454B | 2.85 | Residential & Commercial | USHP
215670420 | Central HP <5.4 tons | ARCOAIRE | HRCU-A-CB (Split System: Heat Pump with Remote Outdoor Unit-Air-Source) | H5H0V36*K*AAA* |  |  | ESH5X60M12A*+WALLCON | *80CTL0701716B* | 34400 | 17 | 8.5 | 34800 | 25000 | 71.84% | 1.8 | 0 | 9.5 |  |  |  |  | R-454B | 2.8667 | Residential & Commercial | USHP
215669366 | Central HP <5.4 tons | ARCOAIRE | HRCU-A-CB (Split System: Heat Pump with Remote Outdoor Unit-Air-Source) | H5H0V36*K*AAA* |  |  | EA*5X60M24A*+WALLCON | *97CMN0602120B* | 34200 | 18 | 9 | 34400 | 25000 | 72.67% | 1.9 | 0 | 10 |  |  |  |  | R-454B | 2.85 | Residential & Commercial | USHP | Ducted CEE Tier 1
215669832 | Central HP <5.4 tons | ARCOAIRE | HRCU-A-CB (Split System: Heat Pump with Remote Outdoor Unit-Air-Source) | H5H0V36*K*AAA* |  |  | ESH5X36M12A*+WALLCON | *95CSU0601716B* | 33600 | 16 | 8.5 | 35800 | 25600 | 71.51% | 1.76 | 0 | 9 |  |  |  |  | R-454B | 2.8 | Residential & Commercial | USHP
215670500 | Central HP <5.4 tons | ARCOAIRE | HRCU-A-CB (Split System: Heat Pump with Remote Outdoor Unit-Air-Source) | H5H0V36*K*AAA* |  |  | ESH5X60M12A*+WALLCON | *97CMN0601714B* | 34200 | 16.5 | 8.5 | 34800 | 25200 | 72.41% | 1.8 | 0 | 9.5 |  |  |  |  | R-454B | 2.85 | Residential & Commercial | USHP
215670520 | Central HP <5.4 tons | ARCOAIRE | HRCU-A-CB (Split System: Heat Pump with Remote Outdoor Unit-Air-Source) | H5H0V36*K*AAA* |  |  | ESH5X60M12A*+WALLCON | *97CMN0801714B* | 34400 | 16.5 | 8.5 | 34800 | 25000 | 71.84% | 1.78 | 0 | 9.5 |  |  |  |  | R-454B | 2.8667 | Residential & Commercial | USHP
215670540 | Central HP <5.4 tons | ARCOAIRE | HRCU-A-CB (Split System: Heat Pump with Remote Outdoor Unit-Air-Source) | H5H0V36*K*AAA* |  |  | ESH5X60M12A*+WALLCON | *97CMN1002122B* | 34600 | 17 | 8.5 | 34600 | 24800 | 71.68% | 1.92 | 0 | 10 |  |  |  |  | R-454B | 2.8833 | Residential & Commercial | USHP | Ducted CEE Tier 1
215669888 | Central HP <5.4 tons | ARCOAIRE | HRCU-A-CB (Split System: Heat Pump with Remote Outdoor Unit-Air-Source) | H5H0V36*K*AAA* |  |  | ESH5X36M12A*+WALLCON | *97CMN1002122B* | 33800 | 16.5 | 8.5 | 35800 | 25400 | 70.95% | 1.76 | 0 | 9.5 |  |  |  |  | R-454B | 2.8167 | Residential & Commercial | USHP
215670220 | Central HP <5.4 tons | ARCOAIRE | HRCU-A-CB (Split System: Heat Pump with Remote Outdoor Unit-Air-Source) | H5H0V36*K*AAA* |  |  | ESH5X48M12A*+WALLCON | *80CTL1102120B* | 34200 | 17 | 8.5 | 35400 | 25200 | 71.19% | 1.9 | 0 | 9.5 |  |  |  |  | R-454B | 2.85 | Residential & Commercial | USHP
215669686 | Central HP <5.4 tons | ARCOAIRE | HRCU-A-CB (Split System: Heat Pump with Remote Outdoor Unit-Air-Source) | H5H0V36*K*AAA* |  |  | EA*5X61M24A*+WALLCON | *97CMN0602120B* | 34600 | 18 | 9 | 34600 | 25000 | 72.25% | 1.9 | 0 | 10 |  |  |  |  | R-454B | 2.8833 | Residential & Commercial | USHP | Ducted CEE Tier 1
215669736 | Central HP <5.4 tons | ARCOAIRE | HRCU-A-CB (Split System: Heat Pump with Remote Outdoor Unit-Air-Source) | H5H0V36*K*AAA* |  |  | EA*5X61M24A*+WALLCON | *96CTN1202422B* | 35000 | 18.5 | 9 | 34400 | 24800 | 72.09% | 1.92 | 0 | 10.5 |  |  |  |  | R-454B | 2.9167 | Residential & Commercial | USHP | Ducted CEE Tier 1
210598031 | Central HP <5.4 tons | ARCOAIRE | HRCU-A-CB (Split System: Heat Pump with Remote Outdoor Unit-Air-Source) | HVH825GKA2* |  |  | EA*4X48L21A*+WALLCON | *95CSU1002122A* | 24200 | 17 | 8.1 | 21000 | 16500 | 78.57% | 2.02 | 0 | 11 |  |  |  |  | R-410A | 2.0167 | Residential & Commercial | USHP | Ducted CEE Tier 1
210598095 | Central HP <5.4 tons | ARCOAIRE | HRCU-A-CB (Split System: Heat Pump with Remote Outdoor Unit-Air-Source) | HVH825GKA2* |  |  | EA*4X48L24A*+WALLCON | *97CMN1202422A* | 24000 | 16.5 | 8.1 | 21000 | 16600 | 79.05% | 2.02 | 0 | 11 |  |  |  |  | R-410A | 2 | Residential & Commercial | USHP | Ducted CEE Tier 1
210599466 | Central HP <5.4 tons | ARCOAIRE | HRCU-A-CB (Split System: Heat Pump with Remote Outdoor Unit-Air-Source) | HVH837GKA** |  |  | EHD4X60AAL+WALLCON | *97CMN1202422A* | 33000 | 17 | 8.1 | 32200 | 25000 | 77.64% | 2 | 0 | 11 |  |  |  |  | R-410A | 2.75 | Residential & Commercial | USHP | Ducted CEE Tier 1
212986309 | Central HP <5.4 tons | PAYNE HEATING AND COOLING | HRCU-A-CB (Split System: Heat Pump with Remote Outdoor Unit-Air-Source) | 38MURAQ18AB3* |  |  | CAP**3014AL* | PG96MSAA30040A** | 17600 | 16 | 8.5 | 18300 | 18900 | 103.3% | 2.26 | 0 | 10.5 |  |  |  |  | R-410A | 1.4667 | Residential & Commercial | USHP | Ducted CEE Tier 1
212987079 | Central HP <5.4 tons | PAYNE HEATING AND COOLING | HRCU-A-CB (Split System: Heat Pump with Remote Outdoor Unit-Air-Source) | 38MURAQ18AB3* |  |  | CNPV*3017AL* | PG96MSAA36060A** | 17500 | 16 | 8.1 | 18000 | 18600 | 103.3% | 2.24 | 0 | 11 |  |  |  |  | R-410A | 1.4583 | Residential & Commercial | USHP | Ducted CEE Tier 1
212988783 | Central HP <5.4 tons | PAYNE HEATING AND COOLING | HRCU-A-CB (Split System: Heat Pump with Remote Outdoor Unit-Air-Source) | 38MURAQ18AB3* |  |  | CAP**2417AL* | PG95MSUA36040B** | 17200 | 16 | 8.5 | 18200 | 19400 | 106.6% | 2.34 | 0 | 10.5 |  |  |  |  | R-410A | 1.4333 | Residential & Commercial | USHP | Ducted CEE Tier 1
210598075 | Central HP <5.4 tons | ARCOAIRE | HRCU-A-CB (Split System: Heat Pump with Remote Outdoor Unit-Air-Source) | HVH825GKA2* |  |  | EA*4X48L24A*+WALLCON | *95CSU1002122A* | 24200 | 17 | 8.1 | 21000 | 16500 | 78.57% | 2.02 | 0 | 11 |  |  |  |  | R-410A | 2.0167 | Residential & Commercial | USHP | Ducted CEE Tier 1
210598091 | Central HP <5.4 tons | ARCOAIRE | HRCU-A-CB (Split System: Heat Pump with Remote Outdoor Unit-Air-Source) | HVH825GKA2* |  |  | EA*4X48L24A*+WALLCON | *97CMN1002122A* | 24200 | 16.5 | 8.1 | 21000 | 16500 | 78.57% | 2.02 | 0 | 11 |  |  |  |  | R-410A | 2.0167 | Residential & Commercial | USHP | Ducted CEE Tier 1
211245874 | Central HP <5.4 tons | ARCOAIRE | HRCU-A-CB (Split System: Heat Pump with Remote Outdoor Unit-Air-Source) | DLCURAH24ABK |  |  | FMA4P30**AL* | 0 | 25200 | 15.2 | 9 | 27800 | 21600 | 77.7% | 1.78 | 0 | 10 |  |  |  |  | R-410A | 2.1 | Residential & Commercial | USHP | Ducted CEE Tier 1
212984735 | Central HP <5.4 tons | PAYNE HEATING AND COOLING | HRCU-A-CB (Split System: Heat Pump with Remote Outdoor Unit-Air-Source) | 38MURAQ18AB3* |  |  | CAP**3017AL* | PG92MSAA48080B** | 17900 | 16.5 | 8.5 | 18500 | 18700 | 101.1% | 2.26 | 0 | 10.5 |  |  |  |  | R-410A | 1.4917 | Residential & Commercial | USHP | Ducted CEE Tier 1
212985905 | Central HP <5.4 tons | PAYNE HEATING AND COOLING | HRCU-A-CB (Split System: Heat Pump with Remote Outdoor Unit-Air-Source) | 38MURAQ18AB3* |  |  | CAP**2517AL* | PG96MSAA30026A** | 17800 | 16.5 | 8.1 | 17700 | 17700 | 100% | 2.14 | 0 | 10.5 |  |  |  |  | R-410A | 1.4833 | Residential & Commercial | USHP | Ducted CEE Tier 1
212985955 | Central HP <5.4 tons | PAYNE HEATING AND COOLING | HRCU-A-CB (Split System: Heat Pump with Remote Outdoor Unit-Air-Source) | 38MURAQ18AB3* |  |  | CNPV*2417AL* | PG96MSAA30026A** | 17300 | 20 | 8.1 | 18300 | 19200 | 104.9% | 2.3 | 0 | 10.5 |  |  |  |  | R-410A | 1.4417 | Residential & Commercial | USHP | Ducted CEE Tier 1
212986321 | Central HP <5.4 tons | PAYNE HEATING AND COOLING | HRCU-A-CB (Split System: Heat Pump with Remote Outdoor Unit-Air-Source) | 38MURAQ18AB3* |  |  | CAP**3017AL* | PG96MSAA30040A** | 17600 | 16 | 8.5 | 18300 | 18800 | 102.7% | 2.26 | 0 | 10.5 |  |  |  |  | R-410A | 1.4667 | Residential & Commercial | USHP | Ducted CEE Tier 1
212986369 | Central HP <5.4 tons | PAYNE HEATING AND COOLING | HRCU-A-CB (Split System: Heat Pump with Remote Outdoor Unit-Air-Source) | 38MURAQ18AB3* |  |  | CNPV*3014AL* | PG96MSAA30040A** | 17600 | 16 | 8.1 | 18200 | 18600 | 102.2% | 2.24 | 0 | 10.5 |  |  |  |  | R-410A | 1.4667 | Residential & Commercial | USHP | Ducted CEE Tier 1
215669636 | Central HP <5.4 tons | ARCOAIRE | HRCU-A-CB (Split System: Heat Pump with Remote Outdoor Unit-Air-Source) | H5H0V36*K*AAA* |  |  | EA*5X61M24A*+WALLCON | *80CTL0902120B* | 35000 | 18.5 | 9 | 34400 | 24600 | 71.51% | 1.92 | 0 | 10.5 |  |  |  |  | R-454B | 2.9167 | Residential & Commercial | USHP | Ducted CEE Tier 1
215668566 | Central HP <5.4 tons | ARCOAIRE | HRCU-A-CB (Split System: Heat Pump with Remote Outdoor Unit-Air-Source) | H5H0V36*K*AAA* |  |  | EA*5X37M17A*+WALLCON | *80CTL0701716B* | 33800 | 17.5 | 9 | 35800 | 25600 | 71.51% | 1.88 | 0 | 9.5 |  |  |  |  | R-454B | 2.8167 | Residential & Commercial | USHP
206136128 | Central HP <5.4 tons | ARCOAIRE | HRCU-A-CB (Split System: Heat Pump with Remote Outdoor Unit-Air-Source) | HVH837GKA** |  |  | EA*4X42L24A*+WALLCON | *95CSU1002122A* | 31800 | 17.5 | 8.1 | 33000 | 24400 | 73.94% | 1.9 | 11.5 | 11 |  |  |  |  | R-410A | 2.65 | Residential & Commercial | USHP | Ducted CEE Tier 1
213773626 | Central HP <5.4 tons | BRYANT HEATING AND COOLING SYSTEMS | HRCU-A-CB (Split System: Heat Pump with Remote Outdoor Unit-Air-Source) | 288BNV025*0**C* |  |  | CAP**4321AL*+UI | 987MC42060C17*** | 24200 | 16.5 | 8.1 | 21200 | 16700 | 78.77% | 2 | 0 | 10.5 |  |  |  |  | R-410A | 2.0167 | Residential & Commercial | USHP | Ducted CEE Tier 1
212983274 | Central HP <5.4 tons | PAYNE HEATING AND COOLING | HRCU-A-CB (Split System: Heat Pump with Remote Outdoor Unit-Air-Source) | 38MURAQ18AB3* |  |  | CAP**2517AL* | PG92MSAA36040B** | 17700 | 16 | 8.1 | 17700 | 17800 | 100.6% | 2.14 | 0 | 10.5 |  |  |  |  | R-410A | 1.475 | Residential & Commercial | USHP | Ducted CEE Tier 1
212983708 | Central HP <5.4 tons | PAYNE HEATING AND COOLING | HRCU-A-CB (Split System: Heat Pump with Remote Outdoor Unit-Air-Source) | 38MURAQ18AB3* |  |  | CNPV*2417AL* | PG92MSAA36060A** | 17500 | 16 | 8.5 | 18500 | 19200 | 103.8% | 2.3 | 0 | 11 |  |  |  |  | R-410A | 1.4583 | Residential & Commercial | USHP | Ducted CEE Tier 1
212984747 | Central HP <5.4 tons | PAYNE HEATING AND COOLING | HRCU-A-CB (Split System: Heat Pump with Remote Outdoor Unit-Air-Source) | 38MURAQ18AB3* |  |  | CNPV*2417AL* | PG92MSAA48080B** | 17700 | 16.5 | 8.5 | 18700 | 19100 | 102.1% | 2.3 | 0 | 11 |  |  |  |  | R-410A | 1.475 | Residential & Commercial | USHP | Ducted CEE Tier 1
212987069 | Central HP <5.4 tons | PAYNE HEATING AND COOLING | HRCU-A-CB (Split System: Heat Pump with Remote Outdoor Unit-Air-Source) | 38MURAQ18AB3* |  |  | CNPV*3014AL* | PG96MSAA36060A** | 17500 | 16 | 8.1 | 18000 | 18600 | 103.3% | 2.24 | 0 | 11 |  |  |  |  | R-410A | 1.4583 | Residential & Commercial | USHP | Ducted CEE Tier 1
211259873 | Central HP <5.4 tons | PAYNE HEATING AND COOLING | HRCU-A-CB (Split System: Heat Pump with Remote Outdoor Unit-Air-Source) | 38MURAQ18AB3* |  |  | CAP**1917AL* | PG96VTAA42060B** | 18200 | 16 | 8.5 | 18200 | 17700 | 97.25% | 2.14 | 0 | 10.5 |  |  |  |  | R-410A | 1.5167 | Residential & Commercial | USHP | Ducted CEE Tier 1
211260375 | Central HP <5.4 tons | PAYNE HEATING AND COOLING | HRCU-A-CB (Split System: Heat Pump with Remote Outdoor Unit-Air-Source) | 38MURAQ18AB3* |  |  | CAP**2417AL* | PG80ESUA36040B** | 18400 | 16.5 | 9 | 19200 | 18700 | 97.4% | 2.26 | 0 | 11 |  |  |  |  | R-410A | 1.5333 | Residential & Commercial | USHP | Ducted CEE Tier 1
211260843 | Central HP <5.4 tons | PAYNE HEATING AND COOLING | HRCU-A-CB (Split System: Heat Pump with Remote Outdoor Unit-Air-Source) | 38MURAQ18AB3* |  |  | CAP**2517AL* | PG80VTLA48090B** | 18100 | 16.5 | 8.5 | 18000 | 17500 | 97.22% | 2.12 | 0 | 11 |  |  |  |  | R-410A | 1.5083 | Residential & Commercial | USHP | Ducted CEE Tier 1
211260884 | Central HP <5.4 tons | PAYNE HEATING AND COOLING | HRCU-A-CB (Split System: Heat Pump with Remote Outdoor Unit-Air-Source) | 38MURAQ18AB3* |  |  | CAP**2517AL* | PG95ESAA30040A** | 18300 | 16 | 8.5 | 18200 | 17500 | 96.15% | 2.12 | 0 | 10.5 |  |  |  |  | R-410A | 1.525 | Residential & Commercial | USHP | Ducted CEE Tier 1
211260911 | Central HP <5.4 tons | PAYNE HEATING AND COOLING | HRCU-A-CB (Split System: Heat Pump with Remote Outdoor Unit-Air-Source) | 38MURAQ18AB3* |  |  | CAP**2517AL* | PG95ESAA36060A** | 18400 | 16.5 | 8.5 | 18200 | 17500 | 96.15% | 2.12 | 0 | 11 |  |  |  |  | R-410A | 1.5333 | Residential & Commercial | USHP | Ducted CEE Tier 1
211261452 | Central HP <5.4 tons | PAYNE HEATING AND COOLING | HRCU-A-CB (Split System: Heat Pump with Remote Outdoor Unit-Air-Source) | 38MURAQ18AB3* |  |  | CAP**3014AL* | PG92ESAA36060A** | 18200 | 16 | 8.5 | 18700 | 18400 | 98.4% | 2.22 | 0 | 10.5 |  |  |  |  | R-410A | 1.5167 | Residential & Commercial | USHP | Ducted CEE Tier 1
206136278 | Central HP <5.4 tons | ARCOAIRE | HRCU-A-CB (Split System: Heat Pump with Remote Outdoor Unit-Air-Source) | HVH837GKA** |  |  | EN(A,D,W)4X48L21**+WALLCON | *95CSU0802120A* | 32400 | 17.5 | 8.1 | 32800 | 24800 | 75.61% | 1.96 | 12 | 11.7 |  |  |  |  | R-410A | 2.7 | Residential & Commercial | USHP | Ducted CEE Tier 1
206136344 | Central HP <5.4 tons | ARCOAIRE | HRCU-A-CB (Split System: Heat Pump with Remote Outdoor Unit-Air-Source) | HVH837GKA** |  |  | EHD4X42AAL+WALLCON | *95CSU1002122A* | 32600 | 17 | 8.1 | 33000 | 24800 | 75.15% | 1.96 | 11.5 | 11 |  |  |  |  | R-410A | 2.7167 | Residential & Commercial | USHP | Ducted CEE Tier 1
206135676 | Central HP <5.4 tons | ARCOAIRE | HRCU-A-CB (Split System: Heat Pump with Remote Outdoor Unit-Air-Source) | HVH837GKA** |  |  | EA*4X37L21A*+WALLCON | *80CSU1002120A* | 32800 | 17 | 8.5 | 33000 | 25200 | 76.36% | 1.96 | 12 | 11 |  |  |  |  | R-410A | 2.7333 | Residential & Commercial | USHP | Ducted CEE Tier 1
206135926 | Central HP <5.4 tons | ARCOAIRE | HRCU-A-CB (Split System: Heat Pump with Remote Outdoor Unit-Air-Source) | HVH837GKA** |  |  | EN(A,D,W)4X48L21**+WALLCON | *80CSU1002120A* | 32400 | 17 | 8.1 | 33000 | 24800 | 75.15% | 1.94 | 12.2 | 11.5 |  |  |  |  | R-410A | 2.7 | Residential & Commercial | USHP | Ducted CEE Tier 1
211259918 | Central HP <5.4 tons | PAYNE HEATING AND COOLING | HRCU-A-CB (Split System: Heat Pump with Remote Outdoor Unit-Air-Source) | 38MURAQ18AB3* |  |  | CAP**1917AL* | PG80ES(A,L)A36070B** | 18600 | 16.5 | 8.5 | 18400 | 17500 | 95.11% | 2.14 | 0 | 11 |  |  |  |  | R-410A | 1.55 | Residential & Commercial | USHP | Ducted CEE Tier 1
206136148 | Central HP <5.4 tons | ARCOAIRE | HRCU-A-CB (Split System: Heat Pump with Remote Outdoor Unit-Air-Source) | HVH837GKA** |  |  | EA*4X43L21A*+WALLCON | *95CSU1002122A* | 33000 | 17.5 | 8.5 | 32800 | 25000 | 76.22% | 2 | 12 | 11.5 |  |  |  |  | R-410A | 2.75 | Residential & Commercial | USHP | Ducted CEE Tier 1
211259763 | Central HP <5.4 tons | PAYNE HEATING AND COOLING | HRCU-A-CB (Split System: Heat Pump with Remote Outdoor Unit-Air-Source) | 38MURAQ18AB3* |  |  | CAP**1917AL* | PG96VTAA36040B** | 18200 | 15.5 | 8.5 | 18300 | 17600 | 96.17% | 2.12 | 0 | 10.5 |  |  |  |  | R-410A | 1.5167 | Residential & Commercial | USHP | Ducted CEE Tier 1
211259949 | Central HP <5.4 tons | PAYNE HEATING AND COOLING | HRCU-A-CB (Split System: Heat Pump with Remote Outdoor Unit-Air-Source) | 38MURAQ18AB3* |  |  | CAP**1917AL* | PG92ESAA42060B** | 18200 | 16.5 | 8.5 | 18100 | 17600 | 97.24% | 2.14 | 0 | 11 |  |  |  |  | R-410A | 1.5167 | Residential & Commercial | USHP | Ducted CEE Tier 1
211260174 | Central HP <5.4 tons | PAYNE HEATING AND COOLING | HRCU-A-CB (Split System: Heat Pump with Remote Outdoor Unit-Air-Source) | 38MURAQ18AB3* |  |  | CAP**2414AL* | PG95ESAA30026A** | 17900 | 15.5 | 8.5 | 19000 | 18900 | 99.47% | 2.26 | 0 | 10.5 |  |  |  |  | R-410A | 1.4917 | Residential & Commercial | USHP | Ducted CEE Tier 1
211261428 | Central HP <5.4 tons | PAYNE HEATING AND COOLING | HRCU-A-CB (Split System: Heat Pump with Remote Outdoor Unit-Air-Source) | 38MURAQ18AB3* |  |  | CAP**3014AL* | PG80ES(A,L)A36045A** | 18200 | 16.5 | 8.5 | 18600 | 18400 | 98.92% | 2.22 | 0 | 10.5 |  |  |  |  | R-410A | 1.5167 | Residential & Commercial | USHP | Ducted CEE Tier 1
211261930 | Central HP <5.4 tons | PAYNE HEATING AND COOLING | HRCU-A-CB (Split System: Heat Pump with Remote Outdoor Unit-Air-Source) | 38MURAQ18AB3* |  |  | CAP**3017AL* | PG96VTAA36060A** | 18000 | 16 | 8.5 | 18600 | 18500 | 99.46% | 2.22 | 0 | 10.5 |  |  |  |  | R-410A | 1.5 | Residential & Commercial | USHP | Ducted CEE Tier 1
210599557 | Central HP <5.4 tons | ARCOAIRE | HRCU-A-CB (Split System: Heat Pump with Remote Outdoor Unit-Air-Source) | HVH837GKA** |  |  | EN(A,D,W)4X48L21**+WALLCON | *80CSU0601716A* | 32400 | 17 | 8.1 | 33000 | 24800 | 75.15% | 1.94 | 0 | 11.7 |  |  |  |  | R-410A | 2.7 | Residential & Commercial | USHP | Ducted CEE Tier 1
206135726 | Central HP <5.4 tons | ARCOAIRE | HRCU-A-CB (Split System: Heat Pump with Remote Outdoor Unit-Air-Source) | HVH837GKA** |  |  | EA*4X43L21A*+WALLCON | *80CSU0401712A* | 33000 | 17.5 | 8.5 | 33000 | 25000 | 75.76% | 1.98 | 12 | 11 |  |  |  |  | R-410A | 2.75 | Residential & Commercial | USHP | Ducted CEE Tier 1
212984159 | Central HP <5.4 tons | PAYNE HEATING AND COOLING | HRCU-A-CB (Split System: Heat Pump with Remote Outdoor Unit-Air-Source) | 38MURAQ18AB3* |  |  | CAP**1917AL* | PG92MSAA42060B** | 18000 | 16.5 | 8.5 | 18000 | 17800 | 98.89% | 2.14 | 0 | 11 |  |  |  |  | R-410A | 1.5 | Residential & Commercial | USHP | Ducted CEE Tier 1
212989323 | Central HP <5.4 tons | PAYNE HEATING AND COOLING | HRCU-A-CB (Split System: Heat Pump with Remote Outdoor Unit-Air-Source) | 38MURAQ18AB3* |  |  | CNPV*3017AL* | PG95MSUA48060B** | 17600 | 16.5 | 8.1 | 18100 | 18700 | 103.3% | 2.24 | 0 | 11 |  |  |  |  | R-410A | 1.4667 | Residential & Commercial | USHP | Ducted CEE Tier 1
211260137 | Central HP <5.4 tons | PAYNE HEATING AND COOLING | HRCU-A-CB (Split System: Heat Pump with Remote Outdoor Unit-Air-Source) | 38MURAQ18AB3* |  |  | CAP**2414AL* | PG95ESAA36060A** | 17800 | 16 | 8.5 | 18700 | 19000 | 101.6% | 2.28 | 0 | 10.5 |  |  |  |  | R-410A | 1.4833 | Residential & Commercial | USHP | Ducted CEE Tier 1
211261006 | Central HP <5.4 tons | PAYNE HEATING AND COOLING | HRCU-A-CB (Split System: Heat Pump with Remote Outdoor Unit-Air-Source) | 38MURAQ18AB3* |  |  | CAP**2517AL* | PG80ES(A,L)A36070B** | 18600 | 16.5 | 8.5 | 18400 | 17400 | 94.57% | 2.12 | 0 | 11 |  |  |  |  | R-410A | 1.55 | Residential & Commercial | USHP | Ducted CEE Tier 1
211261020 | Central HP <5.4 tons | PAYNE HEATING AND COOLING | HRCU-A-CB (Split System: Heat Pump with Remote Outdoor Unit-Air-Source) | 38MURAQ18AB3* |  |  | CAP**2517AL* | PG92ESAA36060A** | 18700 | 16.5 | 8.5 | 18500 | 17400 | 94.05% | 2.12 | 0 | 11 |  |  |  |  | R-410A | 1.5583 | Residential & Commercial | USHP | Ducted CEE Tier 1
211261322 | Central HP <5.4 tons | PAYNE HEATING AND COOLING | HRCU-A-CB (Split System: Heat Pump with Remote Outdoor Unit-Air-Source) | 38MURAQ18AB3* |  |  | CAP**3014AL* | PG95ESAA30040A** | 17900 | 15.5 | 8.5 | 18500 | 18500 | 100% | 2.22 | 0 | 10.5 |  |  |  |  | R-410A | 1.4917 | Residential & Commercial | USHP | Ducted CEE Tier 1
211261406 | Central HP <5.4 tons | PAYNE HEATING AND COOLING | HRCU-A-CB (Split System: Heat Pump with Remote Outdoor Unit-Air-Source) | 38MURAQ18AB3* |  |  | CAP**3014AL* | PG95ESAA30026A** | 18100 | 15.5 | 8.5 | 18800 | 18500 | 98.4% | 2.22 | 0 | 10.5 |  |  |  |  | R-410A | 1.5083 | Residential & Commercial | USHP | Ducted CEE Tier 1
212986285 | Central HP <5.4 tons | PAYNE HEATING AND COOLING | HRCU-A-CB (Split System: Heat Pump with Remote Outdoor Unit-Air-Source) | 38MURAQ18AB3* |  |  | CAP**2414AL* | PG96MSAA30040A** | 17400 | 16 | 8.5 | 18500 | 19500 | 105.4% | 2.34 | 0 | 10.5 |  |  |  |  | R-410A | 1.45 | Residential & Commercial | USHP | Ducted CEE Tier 1
212986333 | Central HP <5.4 tons | PAYNE HEATING AND COOLING | HRCU-A-CB (Split System: Heat Pump with Remote Outdoor Unit-Air-Source) | 38MURAQ18AB3* |  |  | CNPV*1814AL* | PG96MSAA30040A** | 17200 | 15.5 | 8.5 | 18500 | 19800 | 107% | 2.38 | 0 | 10.5 |  |  |  |  | R-410A | 1.4333 | Residential & Commercial | USHP | Ducted CEE Tier 1
211227511 | Central HP <5.4 tons | ARCOAIRE | HRCU-A-CB (Split System: Heat Pump with Remote Outdoor Unit-Air-Source) | DLCURAH36ABK |  |  | EA*4X42L21A* | *92ESN0601714A* | 35400 | 16 | 8.1 | 38500 | 35000 | 90.91% | 1.88 | 0 | 10 |  |  |  |  | R-410A | 2.95 | Residential & Commercial | USHP | Ducted CEE Tier 1
211228788 | Central HP <5.4 tons | ARCOAIRE | HRCU-A-CB (Split System: Heat Pump with Remote Outdoor Unit-Air-Source) | DLCURAH36ABK |  |  | EA*4X48L21A* | *80ES(N,L)0902116A* | 36200 | 16 | 8.5 | 38500 | 34600 | 89.87% | 2.08 | 0 | 10 |  |  |  |  | R-410A | 3.0167 | Residential & Commercial | USHP | Ducted CEE Tier 1
211230324 | Central HP <5.4 tons | ARCOAIRE | HRCU-A-CB (Split System: Heat Pump with Remote Outdoor Unit-Air-Source) | DLCURAH36ABK |  |  | EN(A,D,W)4X48L21** | *96VTN0802120A* | 35600 | 16 | 8.1 | 38500 | 34800 | 90.39% | 2 | 0 | 10 |  |  |  |  | R-410A | 2.9667 | Residential & Commercial | USHP | Ducted CEE Tier 1
211230133 | Central HP <5.4 tons | ARCOAIRE | HRCU-A-CB (Split System: Heat Pump with Remote Outdoor Unit-Air-Source) | DLCURAH36ABK |  |  | EN(A,D,W)4X48L21** | *92ESN0802120A* | 35800 | 16.5 | 8.1 | 38500 | 34800 | 90.39% | 2.02 | 0 | 10.5 |  |  |  |  | R-410A | 2.9833 | Residential & Commercial | USHP | Ducted CEE Tier 1
211229390 | Central HP <5.4 tons | ARCOAIRE | HRCU-A-CB (Split System: Heat Pump with Remote Outdoor Unit-Air-Source) | DLCURAH36ABK |  |  | EA*4X48L24A* | *80ESU1002120A* | 36000 | 16 | 8.5 | 38500 | 34600 | 89.87% | 2.06 | 0 | 10 |  |  |  |  | R-410A | 3 | Residential & Commercial | USHP | Ducted CEE Tier 1
211229483 | Central HP <5.4 tons | ARCOAIRE | HRCU-A-CB (Split System: Heat Pump with Remote Outdoor Unit-Air-Source) | DLCURAH36ABK |  |  | EA*4X48L24A* | *95ESN0802120A* | 36600 | 15.5 | 8.5 | 38500 | 34800 | 90.39% | 2.1 | 0 | 10 |  |  |  |  | R-410A | 3.05 | Residential & Commercial | USHP | Ducted CEE Tier 1
211229249 | Central HP <5.4 tons | ARCOAIRE | HRCU-A-CB (Split System: Heat Pump with Remote Outdoor Unit-Air-Source) | DLCURAH36ABK |  |  | EA*4X48L24A* | *80ES(N,L)0702116A* | 35800 | 16.5 | 8.5 | 37800 | 34600 | 91.53% | 2.04 | 0 | 10 |  |  |  |  | R-410A | 2.9833 | Residential & Commercial | USHP | Ducted CEE Tier 1
211230808 | Central HP <5.4 tons | ARCOAIRE | HRCU-A-CB (Split System: Heat Pump with Remote Outdoor Unit-Air-Source) | DLCURAH36ABK |  |  | EN(A,D)4X48L24** | OMV154L20A | 37000 | 16 | 8.1 | 39500 | 35000 | 88.61% | 2.06 | 0 | 10.5 |  |  |  |  | R-410A | 3.0833 | Residential & Commercial | USHP | Ducted CEE Tier 1
211244557 | Central HP <5.4 tons | ARCOAIRE | HRCU-A-CB (Split System: Heat Pump with Remote Outdoor Unit-Air-Source) | DLCURAH24ABK |  |  | EN(A,D)4X30L17** | *80VTL0451412A* | 24200 | 16.5 | 8.1 | 26200 | 22800 | 87.02% | 1.88 | 0 | 10.5 |  |  |  |  | R-410A | 2.0167 | Residential & Commercial | USHP | Ducted CEE Tier 1
211244571 | Central HP <5.4 tons | ARCOAIRE | HRCU-A-CB (Split System: Heat Pump with Remote Outdoor Unit-Air-Source) | DLCURAH24ABK |  |  | EN(A,D)4X30L17** | *96VTN0401712A* | 23400 | 16 | 8.1 | 25800 | 24000 | 93.02% | 1.98 | 0 | 10 |  |  |  |  | R-410A | 1.95 | Residential & Commercial | USHP | Ducted CEE Tier 1
211245659 | Central HP <5.4 tons | ARCOAIRE | HRCU-A-CB (Split System: Heat Pump with Remote Outdoor Unit-Air-Source) | DLCURAH24ABK |  |  | EN(A,D)4X36L21** | *92ESN0601714A* | 24400 | 16.5 | 8.1 | 26400 | 22800 | 86.36% | 1.88 | 0 | 10.5 |  |  |  |  | R-410A | 2.0333 | Residential & Commercial | USHP | Ducted CEE Tier 1
211245736 | Central HP <5.4 tons | ARCOAIRE | HRCU-A-CB (Split System: Heat Pump with Remote Outdoor Unit-Air-Source) | DLCURAH24ABK |  |  | EN(A,D)4X36L21** | *80ESU0802120A | 24400 | 17 | 8.5 | 26200 | 22800 | 87.02% | 1.88 | 0 | 10.5 |  |  |  |  | R-410A | 2.0333 | Residential & Commercial | USHP | Ducted CEE Tier 1
215682417 | Central HP <5.4 tons | ARCOAIRE | HRCU-A-CB (Split System: Heat Pump with Remote Outdoor Unit-Air-Source) | H5H0V48*K*AAA* |  |  | EVD5X60M24A*+WALLCON | *97CTN1002122A* | 48000 | 19 | 9 | 50000 | 36600 | 73.2% | 2 | 0 | 10 |  |  |  |  | R-454B | 4 | Residential & Commercial | USHP | Ducted CEE Tier 1
211245007 | Central HP <5.4 tons | ARCOAIRE | HRCU-A-CB (Split System: Heat Pump with Remote Outdoor Unit-Air-Source) | DLCURAH24ABK |  |  | EN(A,D,W)4X36L17** | *96VTN0401712A* | 23400 | 16 | 8.1 | 25800 | 24000 | 93.02% | 1.98 | 0 | 10 |  |  |  |  | R-410A | 1.95 | Residential & Commercial | USHP | Ducted CEE Tier 1
210470935 | Central HP <5.4 tons | ARCOAIRE | HRCU-A-CB (Split System: Heat Pump with Remote Outdoor Unit-Air-Source) | HVH837GKA2* |  |  | EN(A,D,W)4X60L24**+WALLCON | *96CTN1202422A* | 32800 | 18 | 8.1 | 32200 | 24600 | 76.4% | 1.98 | 0 | 12 |  |  |  |  | R-410A | 2.7333 | Residential & Commercial | USHP | Ducted CEE Tier 1
210470803 | Central HP <5.4 tons | ARCOAIRE | HRCU-A-CB (Split System: Heat Pump with Remote Outdoor Unit-Air-Source) | HVH837GKA2* |  |  | EN(A,D,W)4X48L21**+WALLCON | *80CSU0401712A* | 32400 | 17.5 | 8.1 | 33000 | 24800 | 75.15% | 1.94 | 0 | 11.7 |  |  |  |  | R-410A | 2.7 | Residential & Commercial | USHP | Ducted CEE Tier 1
210470837 | Central HP <5.4 tons | ARCOAIRE | HRCU-A-CB (Split System: Heat Pump with Remote Outdoor Unit-Air-Source) | HVH837GKA2* |  |  | EN(A,D)4X48L24**+WALLCON | *95CSU0802120A* | 32400 | 17.5 | 8.1 | 32800 | 24800 | 75.61% | 1.96 | 0 | 11.7 |  |  |  |  | R-410A | 2.7 | Residential & Commercial | USHP | Ducted CEE Tier 1
210471303 | Central HP <5.4 tons | ARCOAIRE | HRCU-A-CB (Split System: Heat Pump with Remote Outdoor Unit-Air-Source) | HVH837GKA2* |  |  | EHD4X60AAL+WALLCON | *80CTL0901716A* | 33000 | 17.5 | 8.1 | 32200 | 24800 | 77.02% | 2.02 | 0 | 11.5 |  |  |  |  | R-410A | 2.75 | Residential & Commercial | USHP | Ducted CEE Tier 1
210470258 | Central HP <5.4 tons | ARCOAIRE | HRCU-A-CB (Split System: Heat Pump with Remote Outdoor Unit-Air-Source) | HVH837GKA2* |  |  | EA*4X60L24A*+WALLCON | *80CSU1002120A* | 32800 | 17 | 8.1 | 32000 | 24800 | 77.5% | 1.96 | 0 | 11 |  |  |  |  | R-410A | 2.7333 | Residential & Commercial | USHP | Ducted CEE Tier 1
210470533 | Central HP <5.4 tons | ARCOAIRE | HRCU-A-CB (Split System: Heat Pump with Remote Outdoor Unit-Air-Source) | HVH837GKA2* |  |  | EA*4X61L24A*+WALLCON | *95CSU1002122A* | 33200 | 18 | 8.5 | 32000 | 24800 | 77.5% | 2.02 | 0 | 11.5 |  |  |  |  | R-410A | 2.7667 | Residential & Commercial | USHP | Ducted CEE Tier 1
210470610 | Central HP <5.4 tons | ARCOAIRE | HRCU-A-CB (Split System: Heat Pump with Remote Outdoor Unit-Air-Source) | HVH837GKA2* |  |  | EA*4X61L24A*+WALLCON | *97CMN1202422A* | 33200 | 17.5 | 8.5 | 32000 | 25000 | 78.12% | 2 | 0 | 11.7 |  |  |  |  | R-410A | 2.7667 | Residential & Commercial | USHP | Ducted CEE Tier 1
212988831 | Central HP <5.4 tons | PAYNE HEATING AND COOLING | HRCU-A-CB (Split System: Heat Pump with Remote Outdoor Unit-Air-Source) | 38MURAQ18AB3* |  |  | CNPV*3017AL* | PG95MSUA36040B** | 17500 | 16 | 8.1 | 18000 | 18700 | 103.9% | 2.24 | 0 | 11 |  |  |  |  | R-410A | 1.4583 | Residential & Commercial | USHP | Ducted CEE Tier 1
211260228 | Central HP <5.4 tons | PAYNE HEATING AND COOLING | HRCU-A-CB (Split System: Heat Pump with Remote Outdoor Unit-Air-Source) | 38MURAQ18AB3* |  |  | CAP**2414AL* | PG80ES(A,L)A36070A** | 17600 | 16 | 8.5 | 18400 | 19100 | 103.8% | 2.3 | 0 | 10.5 |  |  |  |  | R-410A | 1.4667 | Residential & Commercial | USHP | Ducted CEE Tier 1
211260430 | Central HP <5.4 tons | PAYNE HEATING AND COOLING | HRCU-A-CB (Split System: Heat Pump with Remote Outdoor Unit-Air-Source) | 38MURAQ18AB3* |  |  | CAP**2417AL* | PG80VTLA48070B** | 17300 | 16 | 8.5 | 18100 | 19200 | 106.1% | 2.32 | 0 | 10.5 |  |  |  |  | R-410A | 1.4417 | Residential & Commercial | USHP | Ducted CEE Tier 1
211260814 | Central HP <5.4 tons | PAYNE HEATING AND COOLING | HRCU-A-CB (Split System: Heat Pump with Remote Outdoor Unit-Air-Source) | 38MURAQ18AB3* |  |  | CAP**2517AL* | PG80ESUA36040B** | 19000 | 16.5 | 8.5 | 18600 | 17200 | 92.47% | 2.12 | 0 | 11 |  |  |  |  | R-410A | 1.5833 | Residential & Commercial | USHP | Ducted CEE Tier 1
211261146 | Central HP <5.4 tons | PAYNE HEATING AND COOLING | HRCU-A-CB (Split System: Heat Pump with Remote Outdoor Unit-Air-Source) | 38MURAQ18AB3* |  |  | CAP**2517AL* | PG80ESUA48060B** | 19100 | 16.5 | 8.5 | 18900 | 17300 | 91.53% | 2.12 | 0 | 11 |  |  |  |  | R-410A | 1.5917 | Residential & Commercial | USHP | Ducted CEE Tier 1
211230742 | Central HP <5.4 tons | ARCOAIRE | HRCU-A-CB (Split System: Heat Pump with Remote Outdoor Unit-Air-Source) | DLCURAH36ABK |  |  | EN(A,D)4X48L24** | *95ESU1002122A* | 37400 | 15.5 | 8.5 | 39500 | 35000 | 88.61% | 2.08 | 0 | 10.5 |  |  |  |  | R-410A | 3.1167 | Residential & Commercial | USHP | Ducted CEE Tier 1
212383000 | Central HP <5.4 tons | ARCOAIRE | HRCU-A-CB (Split System: Heat Pump with Remote Outdoor Unit-Air-Source) | DLCURAH36ABK |  |  | EA*4X36L17A* | *80ES(N,L)0901714A* | 35600 | 15.5 | 8.1 | 39500 | 35200 | 89.11% | 1.84 | 0 | 9.5 |  |  |  |  | R-410A | 2.9667 | Residential & Commercial | USHP
211712898 | Central HP <5.4 tons | ARCOAIRE | HRCU-A-CB (Split System: Heat Pump with Remote Outdoor Unit-Air-Source) | DLCURAH30ABK |  |  | EA*4X42L24A* | *92ESN0802120A* | 30600 | 15.2 | 8.1 | 34200 | 26800 | 78.36% | 1.82 | 0 | 9 |  |  |  |  | R-410A | 2.55 | Residential & Commercial | USHP
212986705 | Central HP <5.4 tons | PAYNE HEATING AND COOLING | HRCU-A-CB (Split System: Heat Pump with Remote Outdoor Unit-Air-Source) | 38MURAQ18AB3* |  |  | CNPV*2417AL* | PG96MSAA36040B** | 17500 | 15.2 | 8.5 | 18700 | 19200 | 102.7% | 2.3 | 0 | 10.5 |  |  |  |  | R-410A | 1.4583 | Residential & Commercial | USHP | Ducted CEE Tier 1
212988795 | Central HP <5.4 tons | PAYNE HEATING AND COOLING | HRCU-A-CB (Split System: Heat Pump with Remote Outdoor Unit-Air-Source) | 38MURAQ18AB3* |  |  | CAP**2517AL* | PG95MSUA36040B** | 17700 | 16.5 | 8.1 | 17700 | 17800 | 100.6% | 2.14 | 0 | 10.5 |  |  |  |  | R-410A | 1.475 | Residential & Commercial | USHP | Ducted CEE Tier 1
212989311 | Central HP <5.4 tons | PAYNE HEATING AND COOLING | HRCU-A-CB (Split System: Heat Pump with Remote Outdoor Unit-Air-Source) | 38MURAQ18AB3* |  |  | CNPV*2417AL* | PG95MSUA48060B** | 17300 | 16 | 8.1 | 18300 | 19200 | 104.9% | 2.32 | 0 | 10.5 |  |  |  |  | R-410A | 1.4417 | Residential & Commercial | USHP | Ducted CEE Tier 1
213353810 | Central HP <5.4 tons | ARCOAIRE | HRCU-A-CB (Split System: Heat Pump with Remote Outdoor Unit-Air-Source) | DLCURAH30ABK |  |  | F5MA4*30L*B* | 0 | 30000 | 15.2 | 8.5 | 33600 | 27200 | 80.95% | 1.8 | 0 | 9 |  |  |  |  | R-410A | 2.5 | Residential & Commercial | USHP
210472868 | Central HP <5.4 tons | ARCOAIRE | HRCU-A-CB (Split System: Heat Pump with Remote Outdoor Unit-Air-Source) | HVH825GKA3* |  |  | EA*4X42L21A*+WALLCON | *80CSU1002120A* | 23800 | 16.5 | 8.1 | 21400 | 16700 | 78.04% | 1.94 | 0 | 10.5 |  |  |  |  | R-410A | 1.9833 | Residential & Commercial | USHP | Ducted CEE Tier 1
210599205 | Central HP <5.4 tons | ARCOAIRE | HRCU-A-CB (Split System: Heat Pump with Remote Outdoor Unit-Air-Source) | HVH837GKA** |  |  | EA*4X60L24A*+WALLCON | *97CMN0602120A* | 32600 | 17 | 8.1 | 32200 | 25000 | 77.64% | 1.96 | 0 | 11.5 |  |  |  |  | R-410A | 2.7167 | Residential & Commercial | USHP | Ducted CEE Tier 1
210598243 | Central HP <5.4 tons | ARCOAIRE | HRCU-A-CB (Split System: Heat Pump with Remote Outdoor Unit-Air-Source) | HVH825GKA2* |  |  | EHD4X48AAL+WALLCON | *80CSU0601716A* | 24200 | 16.5 | 8.1 | 21200 | 16600 | 78.3% | 2.02 | 0 | 11 |  |  |  |  | R-410A | 2.0167 | Residential & Commercial | USHP | Ducted CEE Tier 1
210598259 | Central HP <5.4 tons | ARCOAIRE | HRCU-A-CB (Split System: Heat Pump with Remote Outdoor Unit-Air-Source) | HVH825GKA2* |  |  | EHD4X48AAL+WALLCON | *80CTL0701716A* | 24200 | 16.5 | 8.1 | 21200 | 16600 | 78.3% | 2.02 | 0 | 10.5 |  |  |  |  | R-410A | 2.0167 | Residential & Commercial | USHP | Ducted CEE Tier 1
210597891 | Central HP <5.4 tons | ARCOAIRE | HRCU-A-CB (Split System: Heat Pump with Remote Outdoor Unit-Air-Source) | HVH825GKA2* |  |  | EA*4X42L21A*+WALLCON | *97CMN0801714A* | 23600 | 16.5 | 8.1 | 21400 | 16700 | 78.04% | 1.96 | 0 | 11 |  |  |  |  | R-410A | 1.9667 | Residential & Commercial | USHP | Ducted CEE Tier 1
215679937 | Central HP <5.4 tons | ARCOAIRE | HRCU-A-CB (Split System: Heat Pump with Remote Outdoor Unit-Air-Source) | H5H0V36*K*AAA* |  |  | ESH5X60M12A*+WALLCON | *96CTN0802120B* | 34600 | 16.5 | 8.5 | 34600 | 24800 | 71.68% | 1.8 | 0 | 9.5 |  |  |  |  | R-454B | 2.8833 | Residential & Commercial | USHP
212985935 | Central HP <5.4 tons | PAYNE HEATING AND COOLING | HRCU-A-CB (Split System: Heat Pump with Remote Outdoor Unit-Air-Source) | 38MURAQ18AB3* |  |  | CNPV*1814AL* | PG96MSAA30026A** | 17300 | 15.5 | 8.5 | 18600 | 19800 | 106.5% | 2.38 | 0 | 10.5 |  |  |  |  | R-410A | 1.4417 | Residential & Commercial | USHP | Ducted CEE Tier 1
216739096 | Central HP <5.4 tons | PAYNE HEATING AND COOLING | HRCU-A-CB (Split System: Heat Pump with Remote Outdoor Unit-Air-Source) | 37MUHAQ24AA3 |  |  | FM(C,U)5Z30**AL* | 0 | 23200 | 17 | 9 | 21400 | 19300 | 90.19% | 2.08 | 0 | 11 |  |  |  |  | R-454B | 1.9333 | Residential & Commercial | USHP | Ducted CEE Tier 1
210597835 | Central HP <5.4 tons | ARCOAIRE | HRCU-A-CB (Split System: Heat Pump with Remote Outdoor Unit-Air-Source) | HVH825GKA2* |  |  | EA*4X42L21A*+WALLCON | *80CSU0401712A* | 23800 | 17 | 8.1 | 21400 | 16600 | 77.57% | 1.96 | 0 | 11 |  |  |  |  | R-410A | 1.9833 | Residential & Commercial | USHP | Ducted CEE Tier 1
210597851 | Central HP <5.4 tons | ARCOAIRE | HRCU-A-CB (Split System: Heat Pump with Remote Outdoor Unit-Air-Source) | HVH825GKA2* |  |  | EA*4X42L21A*+WALLCON | *80CTL0701716A* | 23800 | 16.5 | 8.1 | 21400 | 16600 | 77.57% | 1.96 | 0 | 11 |  |  |  |  | R-410A | 1.9833 | Residential & Commercial | USHP | Ducted CEE Tier 1
210597951 | Central HP <5.4 tons | ARCOAIRE | HRCU-A-CB (Split System: Heat Pump with Remote Outdoor Unit-Air-Source) | HVH825GKA2* |  |  | EA*4X43L21A*+WALLCON | *80CTL0701716A* | 24400 | 17 | 8.5 | 21200 | 16600 | 78.3% | 2.02 | 0 | 11 |  |  |  |  | R-410A | 2.0333 | Residential & Commercial | USHP | Ducted CEE Tier 1
210597967 | Central HP <5.4 tons | ARCOAIRE | HRCU-A-CB (Split System: Heat Pump with Remote Outdoor Unit-Air-Source) | HVH825GKA2* |  |  | EA*4X43L21A*+WALLCON | *95CSU1002122A* | 24400 | 17 | 8.5 | 21200 | 16600 | 78.3% | 2.04 | 0 | 11 |  |  |  |  | R-410A | 2.0333 | Residential & Commercial | USHP | Ducted CEE Tier 1
210597983 | Central HP <5.4 tons | ARCOAIRE | HRCU-A-CB (Split System: Heat Pump with Remote Outdoor Unit-Air-Source) | HVH825GKA2* |  |  | EA*4X43L21A*+WALLCON | *97CMN0601714A* | 24200 | 16.5 | 8.1 | 21200 | 16800 | 79.25% | 2 | 0 | 11 |  |  |  |  | R-410A | 2.0167 | Residential & Commercial | USHP | Ducted CEE Tier 1
210598051 | Central HP <5.4 tons | ARCOAIRE | HRCU-A-CB (Split System: Heat Pump with Remote Outdoor Unit-Air-Source) | HVH825GKA2* |  |  | EA*4X48L21A*+WALLCON | *97CMN0602120A* | 24000 | 16.5 | 8.1 | 21000 | 16600 | 79.05% | 2 | 0 | 11 |  |  |  |  | R-410A | 2 | Residential & Commercial | USHP | Ducted CEE Tier 1
210598307 | Central HP <5.4 tons | ARCOAIRE | HRCU-A-CB (Split System: Heat Pump with Remote Outdoor Unit-Air-Source) | HVH825GKA2* |  |  | EHD4X48AAL+WALLCON | *97CMN0801714A* | 24200 | 16 | 8.1 | 21400 | 16700 | 78.04% | 2 | 0 | 10.5 |  |  |  |  | R-410A | 2.0167 | Residential & Commercial | USHP | Ducted CEE Tier 1
210598391 | Central HP <5.4 tons | ARCOAIRE | HRCU-A-CB (Split System: Heat Pump with Remote Outdoor Unit-Air-Source) | HVH825GKA2* |  |  | EN(A,D)4X48L24**+WALLCON | *97CMN1202422A* | 24200 | 16.5 | 8.1 | 21400 | 16600 | 77.57% | 2 | 0 | 11 |  |  |  |  | R-410A | 2.0167 | Residential & Commercial | USHP | Ducted CEE Tier 1
210598522 | Central HP <5.4 tons | ARCOAIRE | HRCU-A-CB (Split System: Heat Pump with Remote Outdoor Unit-Air-Source) | HVH825GKA2* |  |  | EN(A,D,W)4X48L21**+WALLCON | *97CMN0602120A* | 24000 | 16.5 | 8.1 | 21400 | 16700 | 78.04% | 2 | 0 | 11 |  |  |  |  | R-410A | 2 | Residential & Commercial | USHP | Ducted CEE Tier 1
210598187 | Central HP <5.4 tons | ARCOAIRE | HRCU-A-CB (Split System: Heat Pump with Remote Outdoor Unit-Air-Source) | HVH825GKA2* |  |  | EHD4X42AAL+WALLCON | *80CTL1352422A* | 24200 | 16 | 8.1 | 21400 | 16600 | 77.57% | 2 | 0 | 10.5 |  |  |  |  | R-410A | 2.0167 | Residential & Commercial | USHP | Ducted CEE Tier 1
210598287 | Central HP <5.4 tons | ARCOAIRE | HRCU-A-CB (Split System: Heat Pump with Remote Outdoor Unit-Air-Source) | HVH825GKA2* |  |  | EHD4X48AAL+WALLCON | *96CTN0801714A* | 24200 | 16 | 8.1 | 21400 | 16700 | 78.04% | 2 | 0 | 10.5 |  |  |  |  | R-410A | 2.0167 | Residential & Commercial | USHP | Ducted CEE Tier 1
210598003 | Central HP <5.4 tons | ARCOAIRE | HRCU-A-CB (Split System: Heat Pump with Remote Outdoor Unit-Air-Source) | HVH825GKA2* |  |  | EA*4X48L21A*+WALLCON | *80CSU0601716A* | 24000 | 17 | 8.1 | 21000 | 16600 | 79.05% | 2.02 | 0 | 11 |  |  |  |  | R-410A | 2 | Residential & Commercial | USHP | Ducted CEE Tier 1
210597919 | Central HP <5.4 tons | ARCOAIRE | HRCU-A-CB (Split System: Heat Pump with Remote Outdoor Unit-Air-Source) | HVH825GKA2* |  |  | EA*4X42L24A*+WALLCON | *96CTN1202422A* | 23800 | 17 | 8.1 | 21400 | 16600 | 77.57% | 1.96 | 0 | 11 |  |  |  |  | R-410A | 1.9833 | Residential & Commercial | USHP | Ducted CEE Tier 1
210597999 | Central HP <5.4 tons | ARCOAIRE | HRCU-A-CB (Split System: Heat Pump with Remote Outdoor Unit-Air-Source) | HVH825GKA2* |  |  | EA*4X48L21A*+WALLCON | *80CSU0401712A* | 24200 | 17 | 8.1 | 21000 | 16500 | 78.57% | 2.02 | 0 | 11 |  |  |  |  | R-410A | 2.0167 | Residential & Commercial | USHP | Ducted CEE Tier 1
211262070 | Central HP <5.4 tons | PAYNE HEATING AND COOLING | HRCU-A-CB (Split System: Heat Pump with Remote Outdoor Unit-Air-Source) | 38MURAQ18AB3* |  |  | CAP**3017AL* | PG92ESAA36060A** | 18300 | 16.5 | 8.5 | 18800 | 18400 | 97.87% | 2.22 | 0 | 10.5 |  |  |  |  | R-410A | 1.525 | Residential & Commercial | USHP | Ducted CEE Tier 1
213607589 | Central HP <5.4 tons | PAYNE HEATING AND COOLING | HRCU-A-CB (Split System: Heat Pump with Remote Outdoor Unit-Air-Source) | 38MURAQ18AB3* |  |  | PF4TNXB24L* | 0 | 18100 | 16.5 | 8.5 | 18200 | 18200 | 100% | 2.2 | 0 | 11 |  |  |  |  | R-410A | 1.5083 | Residential & Commercial | USHP | Ducted CEE Tier 1
212971913 | Central HP <5.4 tons | PAYNE HEATING AND COOLING | HRCU-A-CB (Split System: Heat Pump with Remote Outdoor Unit-Air-Source) | 38MURAQ18AB3* |  |  | CAP**2417AL* | PG80VTLB48090B** | 17500 | 16 | 8.5 | 18500 | 19500 | 105.4% | 2.34 | 0 | 10.5 |  |  |  |  | R-410A | 1.4583 | Residential & Commercial | USHP | Ducted CEE Tier 1
206767554 | Central HP <5.4 tons | ARCOAIRE | HRCU-A-CB (Split System: Heat Pump with Remote Outdoor Unit-Air-Source) | HVH825GKA3* |  |  | EA*4X37L21A*+WALLCON | *95CSU1002122A* | 24400 | 17 | 8.5 | 21200 | 16600 | 78.3% | 2.04 | 11.5 | 11 |  |  |  |  | R-410A | 2.0333 | Residential & Commercial | USHP | Ducted CEE Tier 1
206765891 | Central HP <5.4 tons | ARCOAIRE | HRCU-A-CB (Split System: Heat Pump with Remote Outdoor Unit-Air-Source) | HVH825GKA3* |  |  | EA*4X37L17A*+WALLCON | *97CMN0601714A* | 24000 | 16 | 8.1 | 21600 | 16900 | 78.24% | 1.98 | 11 | 10.5 |  |  |  |  | R-410A | 2 | Residential & Commercial | USHP | Ducted CEE Tier 1
206767045 | Central HP <5.4 tons | ARCOAIRE | HRCU-A-CB (Split System: Heat Pump with Remote Outdoor Unit-Air-Source) | HVH825GKA3* |  |  | EHD4X36AAL+WALLCON | *80CTL0901716A* | 24200 | 16.5 | 8.1 | 21400 | 16600 | 77.57% | 2 | 11 | 11 |  |  |  |  | R-410A | 2.0167 | Residential & Commercial | USHP | Ducted CEE Tier 1
216734199 | Central HP <5.4 tons | PAYNE HEATING AND COOLING | HRCU-A-CB (Split System: Heat Pump with Remote Outdoor Unit-Air-Source) | 37MUHAQ24AA3 |  |  | CAA**3017AM* | PG95MSUA48060B** | 22200 | 16.5 | 8.5 | 20800 | 18800 | 90.38% | 1.94 | 0 | 10.5 |  |  |  |  | R-454B | 1.85 | Residential & Commercial | USHP | Ducted CEE Tier 1
210599450 | Central HP <5.4 tons | ARCOAIRE | HRCU-A-CB (Split System: Heat Pump with Remote Outdoor Unit-Air-Source) | HVH837GKA** |  |  | EHD4X60AAL+WALLCON | *97CMN0602120A* | 32800 | 16.5 | 8.1 | 32400 | 25200 | 77.78% | 1.98 | 0 | 11 |  |  |  |  | R-410A | 2.7333 | Residential & Commercial | USHP | Ducted CEE Tier 1
210599616 | Central HP <5.4 tons | ARCOAIRE | HRCU-A-CB (Split System: Heat Pump with Remote Outdoor Unit-Air-Source) | HVH837GKA** |  |  | EN(A,D,W)4X60L24**+WALLCON | *97CMN1002122A* | 32800 | 18 | 8.1 | 32200 | 24600 | 76.4% | 1.98 | 0 | 12 |  |  |  |  | R-410A | 2.7333 | Residential & Commercial | USHP | Ducted CEE Tier 1
210598367 | Central HP <5.4 tons | ARCOAIRE | HRCU-A-CB (Split System: Heat Pump with Remote Outdoor Unit-Air-Source) | HVH825GKA2* |  |  | EN(A,D)4X48L24**+WALLCON | *95CSU0802120A* | 24200 | 17 | 8.1 | 21200 | 16600 | 78.3% | 2.02 | 0 | 11.5 |  |  |  |  | R-410A | 2.0167 | Residential & Commercial | USHP | Ducted CEE Tier 1
211260442 | Central HP <5.4 tons | PAYNE HEATING AND COOLING | HRCU-A-CB (Split System: Heat Pump with Remote Outdoor Unit-Air-Source) | 38MURAQ18AB3* |  |  | CAP**2417AL* | PG95ESAA30040A** | 17700 | 15.5 | 8.5 | 18700 | 19000 | 101.6% | 2.28 | 0 | 10.5 |  |  |  |  | R-410A | 1.475 | Residential & Commercial | USHP | Ducted CEE Tier 1
211260576 | Central HP <5.4 tons | PAYNE HEATING AND COOLING | HRCU-A-CB (Split System: Heat Pump with Remote Outdoor Unit-Air-Source) | 38MURAQ18AB3* |  |  | CAP**2417AL* | PG92ESAA36060A** | 18100 | 16 | 9 | 19000 | 18800 | 98.95% | 2.28 | 0 | 10.5 |  |  |  |  | R-410A | 1.5083 | Residential & Commercial | USHP | Ducted CEE Tier 1
211261103 | Central HP <5.4 tons | PAYNE HEATING AND COOLING | HRCU-A-CB (Split System: Heat Pump with Remote Outdoor Unit-Air-Source) | 38MURAQ18AB3* |  |  | CAP**2517AL* | PG80ES(A,L)A36070A** | 18200 | 16.5 | 8.5 | 17900 | 17500 | 97.77% | 2.12 | 0 | 11 |  |  |  |  | R-410A | 1.5167 | Residential & Commercial | USHP | Ducted CEE Tier 1
211261344 | Central HP <5.4 tons | PAYNE HEATING AND COOLING | HRCU-A-CB (Split System: Heat Pump with Remote Outdoor Unit-Air-Source) | 38MURAQ18AB3* |  |  | CAP**3014AL* | PG95ESAA36060A** | 17900 | 16 | 8.5 | 18500 | 18500 | 100% | 2.22 | 0 | 10.5 |  |  |  |  | R-410A | 1.4917 | Residential & Commercial | USHP | Ducted CEE Tier 1
211713273 | Central HP <5.4 tons | ARCOAIRE | HRCU-A-CB (Split System: Heat Pump with Remote Outdoor Unit-Air-Source) | DLCURAH30ABK |  |  | EA*4X43L21A* | *80ES(N,L)0901714A* | 30600 | 15.2 | 8.1 | 33200 | 26000 | 78.31% | 1.84 | 0 | 9 |  |  |  |  | R-410A | 2.55 | Residential & Commercial | USHP
212984991 | Central HP <5.4 tons | PAYNE HEATING AND COOLING | HRCU-A-CB (Split System: Heat Pump with Remote Outdoor Unit-Air-Source) | 38MURAQ30AB3* |  |  | CAP**4224AL* | PG92MSAA60080C** | 30200 | 15.2 | 8.1 | 34200 | 27400 | 80.12% | 1.8 | 0 | 9 |  |  |  |  | R-410A | 2.5167 | Residential & Commercial | USHP
212985041 | Central HP <5.4 tons | PAYNE HEATING AND COOLING | HRCU-A-CB (Split System: Heat Pump with Remote Outdoor Unit-Air-Source) | 38MURAQ24AB3* |  |  | CAP**3721AL* | PG92MSAA60080C** | 24800 | 17.5 | 8.5 | 25600 | 21400 | 83.59% | 1.8 | 0 | 10.5 |  |  |  |  | R-410A | 2.0667 | Residential & Commercial | USHP | Ducted CEE Tier 1
212985361 | Central HP <5.4 tons | PAYNE HEATING AND COOLING | HRCU-A-CB (Split System: Heat Pump with Remote Outdoor Unit-Air-Source) | 38MURAQ24AB3* |  |  | CNPV*3621AL* | PG92MSAA60100C** | 23600 | 17.5 | 8.5 | 26400 | 24200 | 91.67% | 2.02 | 0 | 10.5 |  |  |  |  | R-410A | 1.9667 | Residential & Commercial | USHP | Ducted CEE Tier 1
212986879 | Central HP <5.4 tons | PAYNE HEATING AND COOLING | HRCU-A-CB (Split System: Heat Pump with Remote Outdoor Unit-Air-Source) | 38MURAQ24AB3* |  |  | CAP**2517AL* | PG96MSAA36060A** | 24200 | 17 | 8.5 | 25200 | 21800 | 86.51% | 1.82 | 0 | 10 |  |  |  |  | R-410A | 2.0167 | Residential & Commercial | USHP | Ducted CEE Tier 1
212986899 | Central HP <5.4 tons | PAYNE HEATING AND COOLING | HRCU-A-CB (Split System: Heat Pump with Remote Outdoor Unit-Air-Source) | 38MURAQ24AB3* |  |  | CAP**3017AL* | PG96MSAA36060A** | 23600 | 16.5 | 8.5 | 26200 | 24200 | 92.37% | 2 | 0 | 10 |  |  |  |  | R-410A | 1.9667 | Residential & Commercial | USHP | Ducted CEE Tier 1
212979217 | Central HP <5.4 tons | PAYNE HEATING AND COOLING | HRCU-A-CB (Split System: Heat Pump with Remote Outdoor Unit-Air-Source) | 38MURAQ24AB3* |  |  | CNPV*3017AL* | PG80MS(A,L)A48070B** | 23600 | 17 | 8.5 | 26400 | 24400 | 92.42% | 2.02 | 0 | 10.5 |  |  |  |  | R-410A | 1.9667 | Residential & Commercial | USHP | Ducted CEE Tier 1
212976486 | Central HP <5.4 tons | PAYNE HEATING AND COOLING | HRCU-A-CB (Split System: Heat Pump with Remote Outdoor Unit-Air-Source) | 38MURAQ30AB3* |  |  | CAP**4321AL* | PG96VTAB60080C** | 30600 | 15.2 | 8.1 | 33400 | 26400 | 79.04% | 1.86 | 0 | 9 |  |  |  |  | R-410A | 2.55 | Residential & Commercial | USHP
212979049 | Central HP <5.4 tons | PAYNE HEATING AND COOLING | HRCU-A-CB (Split System: Heat Pump with Remote Outdoor Unit-Air-Source) | 38MURAQ30AB3* |  |  | CAP**4321AL* | PG80MS(A,L)A48070B** | 30600 | 15.2 | 8.5 | 33600 | 26400 | 78.57% | 1.86 | 0 | 9 |  |  |  |  | R-410A | 2.55 | Residential & Commercial | USHP
213078843 | Central HP <5.4 tons | PAYNE HEATING AND COOLING | HRCU-A-CB (Split System: Heat Pump with Remote Outdoor Unit-Air-Source) | 38MURAQ36AB3* |  |  | CAP**3717AL* | PG80MSUA60100C** | 36000 | 15.5 | 8.5 | 38500 | 35000 | 90.91% | 2 | 0 | 10 |  |  |  |  | R-410A | 3 | Residential & Commercial | USHP | Ducted CEE Tier 1
212982086 | Central HP <5.4 tons | PAYNE HEATING AND COOLING | HRCU-A-CB (Split System: Heat Pump with Remote Outdoor Unit-Air-Source) | 38MURAQ36AB3* |  |  | CAP**4821AL* | PG80MSUA36040B** | 35600 | 16 | 8.5 | 37800 | 34600 | 91.53% | 2.04 | 0 | 10 |  |  |  |  | R-410A | 2.9667 | Residential & Commercial | USHP | Ducted CEE Tier 1
212985241 | Central HP <5.4 tons | PAYNE HEATING AND COOLING | HRCU-A-CB (Split System: Heat Pump with Remote Outdoor Unit-Air-Source) | 38MURAQ36AB3* |  |  | CAP**4824AL* | PG92MSAA60100C** | 35800 | 16.5 | 8.5 | 37800 | 34600 | 91.53% | 2.02 | 0 | 10 |  |  |  |  | R-410A | 2.9833 | Residential & Commercial | USHP | Ducted CEE Tier 1
212984075 | Central HP <5.4 tons | PAYNE HEATING AND COOLING | HRCU-A-CB (Split System: Heat Pump with Remote Outdoor Unit-Air-Source) | 38MURAQ24AB3* |  |  | CAP**3621AL* | PG92MSAA42060B** | 23800 | 17.5 | 8.5 | 26200 | 23600 | 90.08% | 1.96 | 0 | 10 |  |  |  |  | R-410A | 1.9833 | Residential & Commercial | USHP | Ducted CEE Tier 1
212985845 | Central HP <5.4 tons | PAYNE HEATING AND COOLING | HRCU-A-CB (Split System: Heat Pump with Remote Outdoor Unit-Air-Source) | 38MURAQ24AB3* |  |  | CNPV*3014AL* | PG96MSAA30026A** | 23400 | 16 | 8.1 | 26000 | 24000 | 92.31% | 1.98 | 0 | 10 |  |  |  |  | R-410A | 1.95 | Residential & Commercial | USHP | Ducted CEE Tier 1
212986681 | Central HP <5.4 tons | PAYNE HEATING AND COOLING | HRCU-A-CB (Split System: Heat Pump with Remote Outdoor Unit-Air-Source) | 38MURAQ18AB3* |  |  | CAP**2517AL* | PG96MSAA36040B** | 17700 | 15.5 | 8.1 | 17700 | 17800 | 100.6% | 2.14 | 0 | 10.5 |  |  |  |  | R-410A | 1.475 | Residential & Commercial | USHP | Ducted CEE Tier 1
212986999 | Central HP <5.4 tons | PAYNE HEATING AND COOLING | HRCU-A-CB (Split System: Heat Pump with Remote Outdoor Unit-Air-Source) | 38MURAQ18AB3* |  |  | CAP**2417AL* | PG96MSAA36060A** | 17300 | 16 | 8.5 | 18200 | 19400 | 106.6% | 2.34 | 0 | 10.5 |  |  |  |  | R-410A | 1.4417 | Residential & Commercial | USHP | Ducted CEE Tier 1
212988771 | Central HP <5.4 tons | PAYNE HEATING AND COOLING | HRCU-A-CB (Split System: Heat Pump with Remote Outdoor Unit-Air-Source) | 38MURAQ18AB3* |  |  | CAP**1917AL* | PG95MSUA36040B** | 17700 | 16.5 | 8.1 | 17700 | 17900 | 101.1% | 2.16 | 0 | 10.5 |  |  |  |  | R-410A | 1.475 | Residential & Commercial | USHP | Ducted CEE Tier 1
211260123 | Central HP <5.4 tons | PAYNE HEATING AND COOLING | HRCU-A-CB (Split System: Heat Pump with Remote Outdoor Unit-Air-Source) | 38MURAQ18AB3* |  |  | CAP**2414AL* | PG95ESAA30040A** | 17700 | 15.5 | 8.5 | 18700 | 19000 | 101.6% | 2.28 | 0 | 10.5 |  |  |  |  | R-410A | 1.475 | Residential & Commercial | USHP | Ducted CEE Tier 1
211260418 | Central HP <5.4 tons | PAYNE HEATING AND COOLING | HRCU-A-CB (Split System: Heat Pump with Remote Outdoor Unit-Air-Source) | 38MURAQ18AB3* |  |  | CAP**2417AL* | PG96VTAA48080B** | 17400 | 16 | 8.5 | 18300 | 19200 | 104.9% | 2.3 | 0 | 10.5 |  |  |  |  | R-410A | 1.45 | Residential & Commercial | USHP | Ducted CEE Tier 1
211260482 | Central HP <5.4 tons | PAYNE HEATING AND COOLING | HRCU-A-CB (Split System: Heat Pump with Remote Outdoor Unit-Air-Source) | 38MURAQ18AB3* |  |  | CAP**2417AL* | PG96VTAA30040A** | 17400 | 16 | 8.5 | 18300 | 19200 | 104.9% | 2.3 | 0 | 10.5 |  |  |  |  | R-410A | 1.45 | Residential & Commercial | USHP | Ducted CEE Tier 1
211259665 | Central HP <5.4 tons | PAYNE HEATING AND COOLING | HRCU-A-CB (Split System: Heat Pump with Remote Outdoor Unit-Air-Source) | 38MURAQ18AB3* |  |  | CAP**1917AL* | PG95ESUA36040B** | 18200 | 16.5 | 8.5 | 18100 | 17600 | 97.24% | 2.14 | 0 | 11 |  |  |  |  | R-410A | 1.5167 | Residential & Commercial | USHP | Ducted CEE Tier 1
211259729 | Central HP <5.4 tons | PAYNE HEATING AND COOLING | HRCU-A-CB (Split System: Heat Pump with Remote Outdoor Unit-Air-Source) | 38MURAQ18AB3* |  |  | CAP**1917AL* | PG80ESUA36040B** | 19000 | 17 | 8.5 | 18900 | 17400 | 92.06% | 2.14 | 0 | 11 |  |  |  |  | R-410A | 1.5833 | Residential & Commercial | USHP | Ducted CEE Tier 1
211259965 | Central HP <5.4 tons | PAYNE HEATING AND COOLING | HRCU-A-CB (Split System: Heat Pump with Remote Outdoor Unit-Air-Source) | 38MURAQ18AB3* |  |  | CAP**1917AL* | PG92ESAA30040A** | 18400 | 15.5 | 8.5 | 18500 | 17600 | 95.14% | 2.12 | 0 | 10.5 |  |  |  |  | R-410A | 1.5333 | Residential & Commercial | USHP | Ducted CEE Tier 1
211259997 | Central HP <5.4 tons | PAYNE HEATING AND COOLING | HRCU-A-CB (Split System: Heat Pump with Remote Outdoor Unit-Air-Source) | 38MURAQ18AB3* |  |  | CAP**1917AL* | PG80ES(A,L)A36070A** | 18100 | 16.5 | 8.5 | 18000 | 17700 | 98.33% | 2.14 | 0 | 11 |  |  |  |  | R-410A | 1.5083 | Residential & Commercial | USHP | Ducted CEE Tier 1
211260533 | Central HP <5.4 tons | PAYNE HEATING AND COOLING | HRCU-A-CB (Split System: Heat Pump with Remote Outdoor Unit-Air-Source) | 38MURAQ18AB3* |  |  | CAP**2417AL* | PG80ES(A,L)A36045A** | 18000 | 16 | 8.5 | 18900 | 18900 | 100% | 2.28 | 0 | 10.5 |  |  |  |  | R-410A | 1.5 | Residential & Commercial | USHP | Ducted CEE Tier 1
211261644 | Central HP <5.4 tons | PAYNE HEATING AND COOLING | HRCU-A-CB (Split System: Heat Pump with Remote Outdoor Unit-Air-Source) | 38MURAQ18AB3* |  |  | CAP**3017AL* | PG95ESUA36040B** | 17800 | 16 | 8.5 | 18300 | 18500 | 101.1% | 2.22 | 0 | 10.5 |  |  |  |  | R-410A | 1.4833 | Residential & Commercial | USHP | Ducted CEE Tier 1
211261737 | Central HP <5.4 tons | PAYNE HEATING AND COOLING | HRCU-A-CB (Split System: Heat Pump with Remote Outdoor Unit-Air-Source) | 38MURAQ18AB3* |  |  | CAP**3017AL* | PG80ESUA36040B** | 18600 | 16.5 | 9 | 19000 | 18200 | 95.79% | 2.22 | 0 | 11 |  |  |  |  | R-410A | 1.55 | Residential & Commercial | USHP | Ducted CEE Tier 1
210598067 | Central HP <5.4 tons | ARCOAIRE | HRCU-A-CB (Split System: Heat Pump with Remote Outdoor Unit-Air-Source) | HVH825GKA2* |  |  | EA*4X48L24A*+WALLCON | *80CTL1352422A* | 24200 | 17 | 8.1 | 21000 | 16500 | 78.57% | 2.02 | 0 | 11 |  |  |  |  | R-410A | 2.0167 | Residential & Commercial | USHP | Ducted CEE Tier 1
210598251 | Central HP <5.4 tons | ARCOAIRE | HRCU-A-CB (Split System: Heat Pump with Remote Outdoor Unit-Air-Source) | HVH825GKA2* |  |  | EHD4X48AAL+WALLCON | *80CTL0451712A* | 24200 | 16 | 8.1 | 21400 | 16700 | 78.04% | 2 | 0 | 10.5 |  |  |  |  | R-410A | 2.0167 | Residential & Commercial | USHP | Ducted CEE Tier 1
210598267 | Central HP <5.4 tons | ARCOAIRE | HRCU-A-CB (Split System: Heat Pump with Remote Outdoor Unit-Air-Source) | HVH825GKA2* |  |  | EHD4X48AAL+WALLCON | *80CTL1352422A* | 24200 | 16 | 8.1 | 21200 | 16600 | 78.3% | 2.02 | 0 | 11 |  |  |  |  | R-410A | 2.0167 | Residential & Commercial | USHP | Ducted CEE Tier 1
215679427 | Central HP <5.4 tons | ARCOAIRE | HRCU-A-CB (Split System: Heat Pump with Remote Outdoor Unit-Air-Source) | H5H0V36*K*AAA* |  |  | EA*5X43M21A*+WALLCON | *80CSU0401712B* | 34600 | 18 | 9 | 35200 | 25000 | 71.02% | 1.9 | 0 | 10 |  |  |  |  | R-454B | 2.8833 | Residential & Commercial | USHP | Ducted CEE Tier 1
211260013 | Central HP <5.4 tons | PAYNE HEATING AND COOLING | HRCU-A-CB (Split System: Heat Pump with Remote Outdoor Unit-Air-Source) | 38MURAQ18AB3* |  |  | CAP**1917AL* | PG80ESUA48060B** | 19100 | 16.5 | 9 | 19000 | 17400 | 91.58% | 2.14 | 0 | 11 |  |  |  |  | R-410A | 1.5917 | Residential & Commercial | USHP | Ducted CEE Tier 1
211260506 | Central HP <5.4 tons | PAYNE HEATING AND COOLING | HRCU-A-CB (Split System: Heat Pump with Remote Outdoor Unit-Air-Source) | 38MURAQ18AB3* |  |  | CAP**2417AL* | PG95ESAA30026A** | 18000 | 15.5 | 8.5 | 19000 | 18900 | 99.47% | 2.26 | 0 | 10.5 |  |  |  |  | R-410A | 1.5 | Residential & Commercial | USHP | Ducted CEE Tier 1
211260758 | Central HP <5.4 tons | PAYNE HEATING AND COOLING | HRCU-A-CB (Split System: Heat Pump with Remote Outdoor Unit-Air-Source) | 38MURAQ18AB3* |  |  | CAP**2517AL* | PG95ESUA36040B** | 18200 | 16.5 | 8.5 | 18000 | 17600 | 97.78% | 2.12 | 0 | 11 |  |  |  |  | R-410A | 1.5167 | Residential & Commercial | USHP | Ducted CEE Tier 1
211261760 | Central HP <5.4 tons | PAYNE HEATING AND COOLING | HRCU-A-CB (Split System: Heat Pump with Remote Outdoor Unit-Air-Source) | 38MURAQ18AB3* |  |  | CAP**3017AL* | PG80VTLA36045A** | 17800 | 16.5 | 8.5 | 18300 | 18500 | 101.1% | 2.22 | 0 | 10.5 |  |  |  |  | R-410A | 1.4833 | Residential & Commercial | USHP | Ducted CEE Tier 1
211262114 | Central HP <5.4 tons | PAYNE HEATING AND COOLING | HRCU-A-CB (Split System: Heat Pump with Remote Outdoor Unit-Air-Source) | 38MURAQ18AB3* |  |  | CAP**3017AL* | PG92ESAA30040A** | 18000 | 15.5 | 8.5 | 18700 | 18500 | 98.93% | 2.22 | 0 | 10.5 |  |  |  |  | R-410A | 1.5 | Residential & Commercial | USHP | Ducted CEE Tier 1
211260841 | Central HP <5.4 tons | PAYNE HEATING AND COOLING | HRCU-A-CB (Split System: Heat Pump with Remote Outdoor Unit-Air-Source) | 38MURAQ18AB3* |  |  | CAP**2517AL* | PG80VTLA36070A** | 18300 | 16.5 | 8.5 | 18000 | 17500 | 97.22% | 2.12 | 0 | 11 |  |  |  |  | R-410A | 1.525 | Residential & Commercial | USHP | Ducted CEE Tier 1
211260977 | Central HP <5.4 tons | PAYNE HEATING AND COOLING | HRCU-A-CB (Split System: Heat Pump with Remote Outdoor Unit-Air-Source) | 38MURAQ18AB3* |  |  | CAP**2517AL* | PG80ES(A,L)A36045A** | 18600 | 16.5 | 8.5 | 18400 | 17400 | 94.57% | 2.12 | 0 | 11 |  |  |  |  | R-410A | 1.55 | Residential & Commercial | USHP | Ducted CEE Tier 1
211261495 | Central HP <5.4 tons | PAYNE HEATING AND COOLING | HRCU-A-CB (Split System: Heat Pump with Remote Outdoor Unit-Air-Source) | 38MURAQ18AB3* |  |  | CAP**3014AL* | PG80ES(A,L)A36070A** | 17700 | 16.5 | 8.5 | 18200 | 18500 | 101.6% | 2.22 | 0 | 10.5 |  |  |  |  | R-410A | 1.475 | Residential & Commercial | USHP | Ducted CEE Tier 1
211261779 | Central HP <5.4 tons | PAYNE HEATING AND COOLING | HRCU-A-CB (Split System: Heat Pump with Remote Outdoor Unit-Air-Source) | 38MURAQ18AB3* |  |  | CAP**3017AL* | PG80VTLA36070A** | 17900 | 16.5 | 8.5 | 18300 | 18500 | 101.1% | 2.22 | 0 | 10.5 |  |  |  |  | R-410A | 1.4917 | Residential & Commercial | USHP | Ducted CEE Tier 1
211260121 | Central HP <5.4 tons | PAYNE HEATING AND COOLING | HRCU-A-CB (Split System: Heat Pump with Remote Outdoor Unit-Air-Source) | 38MURAQ18AB3* |  |  | CAP**2414AL* | PG80VTLA36070A** | 17700 | 16 | 8.5 | 18500 | 19100 | 103.2% | 2.3 | 0 | 10.5 |  |  |  |  | R-410A | 1.475 | Residential & Commercial | USHP | Ducted CEE Tier 1
211260185 | Central HP <5.4 tons | PAYNE HEATING AND COOLING | HRCU-A-CB (Split System: Heat Pump with Remote Outdoor Unit-Air-Source) | 38MURAQ18AB3* |  |  | CAP**2414AL* | PG80ES(A,L)A36045A** | 18000 | 16 | 8.5 | 18900 | 18900 | 100% | 2.28 | 0 | 10.5 |  |  |  |  | R-410A | 1.5 | Residential & Commercial | USHP | Ducted CEE Tier 1
211260402 | Central HP <5.4 tons | PAYNE HEATING AND COOLING | HRCU-A-CB (Split System: Heat Pump with Remote Outdoor Unit-Air-Source) | 38MURAQ18AB3* |  |  | CAP**2417AL* | PG80VTLA48090B** | 17600 | 16 | 8.5 | 18500 | 19100 | 103.2% | 2.3 | 0 | 10.5 |  |  |  |  | R-410A | 1.4667 | Residential & Commercial | USHP | Ducted CEE Tier 1
211261973 | Central HP <5.4 tons | PAYNE HEATING AND COOLING | HRCU-A-CB (Split System: Heat Pump with Remote Outdoor Unit-Air-Source) | 38MURAQ18AB3* |  |  | CAP**3017AL* | PG96VTAA42060B** | 17800 | 16 | 8.5 | 18400 | 18500 | 100.5% | 2.22 | 0 | 10.5 |  |  |  |  | R-410A | 1.4833 | Residential & Commercial | USHP | Ducted CEE Tier 1
211262092 | Central HP <5.4 tons | PAYNE HEATING AND COOLING | HRCU-A-CB (Split System: Heat Pump with Remote Outdoor Unit-Air-Source) | 38MURAQ18AB3* |  |  | CAP**3017AL* | PG92ESAA42060B** | 17900 | 16.5 | 8.5 | 18300 | 18500 | 101.1% | 2.22 | 0 | 10.5 |  |  |  |  | R-410A | 1.4917 | Residential & Commercial | USHP | Ducted CEE Tier 1
212985885 | Central HP <5.4 tons | PAYNE HEATING AND COOLING | HRCU-A-CB (Split System: Heat Pump with Remote Outdoor Unit-Air-Source) | 38MURAQ18AB3* |  |  | CAP**2414AL* | PG96MSAA30026A** | 17300 | 16 | 8.5 | 18200 | 19400 | 106.6% | 2.34 | 0 | 10.5 |  |  |  |  | R-410A | 1.4417 | Residential & Commercial | USHP | Ducted CEE Tier 1
212986657 | Central HP <5.4 tons | PAYNE HEATING AND COOLING | HRCU-A-CB (Split System: Heat Pump with Remote Outdoor Unit-Air-Source) | 38MURAQ18AB3* |  |  | CAP**1917AL* | PG96MSAA36040B** | 17600 | 15.5 | 8.1 | 17800 | 17900 | 100.6% | 2.14 | 0 | 10.5 |  |  |  |  | R-410A | 1.4667 | Residential & Commercial | USHP | Ducted CEE Tier 1
212987039 | Central HP <5.4 tons | PAYNE HEATING AND COOLING | HRCU-A-CB (Split System: Heat Pump with Remote Outdoor Unit-Air-Source) | 38MURAQ18AB3* |  |  | CNPV*1814AL* | PG96MSAA36060A** | 17400 | 16 | 8.5 | 18600 | 19800 | 106.5% | 2.38 | 0 | 10.5 |  |  |  |  | R-410A | 1.45 | Residential & Commercial | USHP | Ducted CEE Tier 1
212987509 | Central HP <5.4 tons | PAYNE HEATING AND COOLING | HRCU-A-CB (Split System: Heat Pump with Remote Outdoor Unit-Air-Source) | 38MURAQ18AB3* |  |  | CAP**2417AL* | PG96MSAA48080B** | 17700 | 16 | 8.5 | 18600 | 19400 | 104.3% | 2.32 | 0 | 10.5 |  |  |  |  | R-410A | 1.475 | Residential & Commercial | USHP | Ducted CEE Tier 1
211260400 | Central HP <5.4 tons | PAYNE HEATING AND COOLING | HRCU-A-CB (Split System: Heat Pump with Remote Outdoor Unit-Air-Source) | 38MURAQ18AB3* |  |  | CAP**2417AL* | PG80VTLA36070A** | 17700 | 16.5 | 8.5 | 18500 | 19100 | 103.2% | 2.3 | 0 | 10.5 |  |  |  |  | R-410A | 1.475 | Residential & Commercial | USHP | Ducted CEE Tier 1
212986949 | Central HP <5.4 tons | PAYNE HEATING AND COOLING | HRCU-A-CB (Split System: Heat Pump with Remote Outdoor Unit-Air-Source) | 38MURAQ24AB3* |  |  | CNPV*3014AL* | PG96MSAA36060A** | 23400 | 16.5 | 8.1 | 26400 | 24600 | 93.18% | 2.04 | 0 | 10 |  |  |  |  | R-410A | 1.95 | Residential & Commercial | USHP | Ducted CEE Tier 1
212987365 | Central HP <5.4 tons | PAYNE HEATING AND COOLING | HRCU-A-CB (Split System: Heat Pump with Remote Outdoor Unit-Air-Source) | 38MURAQ24AB3* |  |  | CAP**2417AL* | PG96MSAA48080B** | 23400 | 16.5 | 8.5 | 27000 | 26000 | 96.3% | 2.16 | 0 | 10 |  |  |  |  | R-410A | 1.95 | Residential & Commercial | USHP | Ducted CEE Tier 1
215679247 | Central HP <5.4 tons | ARCOAIRE | HRCU-A-CB (Split System: Heat Pump with Remote Outdoor Unit-Air-Source) | H5H0V36*K*AAA* |  |  | EA*5X37M17A*+WALLCON | *80CSU0601716B* | 34000 | 17 | 9 | 35600 | 25400 | 71.35% | 1.86 | 0 | 9.5 |  |  |  |  | R-454B | 2.8333 | Residential & Commercial | USHP
212988001 | Central HP <5.4 tons | PAYNE HEATING AND COOLING | HRCU-A-CB (Split System: Heat Pump with Remote Outdoor Unit-Air-Source) | 38MURAQ36AB3* |  |  | CAP**4821AL* | PG96MSAA60100C** | 35800 | 16.5 | 8.5 | 37800 | 34600 | 91.53% | 2.04 | 0 | 10 |  |  |  |  | R-410A | 2.9833 | Residential & Commercial | USHP | Ducted CEE Tier 1
212989503 | Central HP <5.4 tons | PAYNE HEATING AND COOLING | HRCU-A-CB (Split System: Heat Pump with Remote Outdoor Unit-Air-Source) | 38MURAQ36AB3* |  |  | CAP**4824AL* | PG95MSUA60080C** | 35600 | 16.5 | 8.5 | 37800 | 34600 | 91.53% | 2.02 | 0 | 10 |  |  |  |  | R-410A | 2.9667 | Residential & Commercial | USHP | Ducted CEE Tier 1
216738456 | Central HP <5.4 tons | PAYNE HEATING AND COOLING | HRCU-A-CB (Split System: Heat Pump with Remote Outdoor Unit-Air-Source) | 37MUHAQ24AA3 |  |  | CSAH*3612AM* | PG92MSAA42060B** | 22800 | 16 | 8.1 | 20800 | 18500 | 88.94% | 1.85 | 0 | 11 |  |  |  |  | R-454B | 1.9 | Residential & Commercial | USHP | Ducted CEE Tier 1
211131915 | Central HP <5.4 tons | AC PRO.com | HRCU-A-CB (Split System: Heat Pump with Remote Outdoor Unit-Air-Source) | AUD60W/A1-D(U) |  |  | AUD48AH2/A1-D(U) | 0 | 48000 | 17 | 9 | 48000 | 39000 | 81.25% | 1.8 | 11.5 | 11 |  |  |  |  | R-410A | 4 | Residential & Commercial | USHP | Ducted CEE Tier 1
215668582 | Central HP <5.4 tons | ARCOAIRE | HRCU-A-CB (Split System: Heat Pump with Remote Outdoor Unit-Air-Source) | H5H0V36*K*AAA* |  |  | EA*5X37M17A*+WALLCON | *95CSU0601716B* | 33800 | 17 | 9 | 35800 | 25600 | 71.51% | 1.86 | 0 | 9.5 |  |  |  |  | R-454B | 2.8167 | Residential & Commercial | USHP
212983307 | Central HP <5.4 tons | PAYNE HEATING AND COOLING | HRCU-A-CB (Split System: Heat Pump with Remote Outdoor Unit-Air-Source) | 38MURAQ18AB3* |  |  | CNPV*3017AL* | PG92MSAA36040B** | 17400 | 15.5 | 8.1 | 18100 | 18700 | 103.3% | 2.24 | 0 | 10.5 |  |  |  |  | R-410A | 1.45 | Residential & Commercial | USHP | Ducted CEE Tier 1
211263394 | Central HP <5.4 tons | ARCOAIRE | HRCU-A-CB (Split System: Heat Pump with Remote Outdoor Unit-Air-Source) | DLCURAH18ABK |  |  | EN(A,D)4X24L17** | *92ESN0601714A* | 17700 | 16 | 8.5 | 18500 | 18800 | 101.6% | 2.26 | 0 | 11 |  |  |  |  | R-410A | 1.475 | Residential & Commercial | USHP | Ducted CEE Tier 1
204298959 | Central HP <5.4 tons | ARCOAIRE | HRCU-A-CB (Split System: Heat Pump with Remote Outdoor Unit-Air-Source) | HVH837GKA** |  |  | EA*4X42L21A*+WALLCON | *96CTN0801714A* | 31600 | 17 | 8.1 | 33400 | 24800 | 74.25% | 1.86 | 11.5 | 11 |  |  |  |  | R-410A | 2.6333 | Residential & Commercial | USHP | Ducted CEE Tier 1
211240299 | Central HP <5.4 tons | PAYNE HEATING AND COOLING | HRCU-A-CB (Split System: Heat Pump with Remote Outdoor Unit-Air-Source) | 38MURAQ24AB3* |  |  | CAP**2414AL* | PG96VTAA36060A** | 23200 | 16 | 8.5 | 26400 | 25600 | 96.97% | 2.14 | 0 | 10 |  |  |  |  | R-410A | 1.9333 | Residential & Commercial | USHP | Ducted CEE Tier 1
211260991 | Central HP <5.4 tons | PAYNE HEATING AND COOLING | HRCU-A-CB (Split System: Heat Pump with Remote Outdoor Unit-Air-Source) | 38MURAQ18AB3* |  |  | CAP**2517AL* | PG80ES(A,L)A36045B** | 19100 | 16 | 8.5 | 19000 | 17300 | 91.05% | 2.12 | 0 | 11 |  |  |  |  | R-410A | 1.5917 | Residential & Commercial | USHP | Ducted CEE Tier 1
211261318 | Central HP <5.4 tons | PAYNE HEATING AND COOLING | HRCU-A-CB (Split System: Heat Pump with Remote Outdoor Unit-Air-Source) | 38MURAQ18AB3* |  |  | CAP**3014AL* | PG80VTLA36070A** | 17800 | 16.5 | 8.5 | 18300 | 18500 | 101.1% | 2.22 | 0 | 10.5 |  |  |  |  | R-410A | 1.4833 | Residential & Commercial | USHP | Ducted CEE Tier 1
211261386 | Central HP <5.4 tons | PAYNE HEATING AND COOLING | HRCU-A-CB (Split System: Heat Pump with Remote Outdoor Unit-Air-Source) | 38MURAQ18AB3* |  |  | CAP**3014AL* | PG96VTAA36060A** | 18000 | 16 | 8.5 | 18500 | 18500 | 100% | 2.22 | 0 | 10.5 |  |  |  |  | R-410A | 1.5 | Residential & Commercial | USHP | Ducted CEE Tier 1
211261888 | Central HP <5.4 tons | PAYNE HEATING AND COOLING | HRCU-A-CB (Split System: Heat Pump with Remote Outdoor Unit-Air-Source) | 38MURAQ18AB3* |  |  | CAP**3017AL* | PG95ESAA36060A** | 18000 | 16 | 8.5 | 18500 | 18500 | 100% | 2.22 | 0 | 10.5 |  |  |  |  | R-410A | 1.5 | Residential & Commercial | USHP | Ducted CEE Tier 1
206136324 | Central HP <5.4 tons | ARCOAIRE | HRCU-A-CB (Split System: Heat Pump with Remote Outdoor Unit-Air-Source) | HVH837GKA** |  |  | EHD4X36AAL+WALLCON | *95CSU1002122A* | 32200 | 16.5 | 8.1 | 33200 | 24600 | 74.1% | 1.94 | 11.5 | 11 |  |  |  |  | R-410A | 2.6833 | Residential & Commercial | USHP | Ducted CEE Tier 1
210597947 | Central HP <5.4 tons | ARCOAIRE | HRCU-A-CB (Split System: Heat Pump with Remote Outdoor Unit-Air-Source) | HVH825GKA2* |  |  | EA*4X43L21A*+WALLCON | *80CTL0451712A* | 24200 | 16.5 | 8.1 | 21600 | 16800 | 77.78% | 2 | 0 | 11 |  |  |  |  | R-410A | 2.0167 | Residential & Commercial | USHP | Ducted CEE Tier 1
210597995 | Central HP <5.4 tons | ARCOAIRE | HRCU-A-CB (Split System: Heat Pump with Remote Outdoor Unit-Air-Source) | HVH825GKA2* |  |  | EA*4X43L21A*+WALLCON | *97CMN1002122A* | 24400 | 16.5 | 8.5 | 21200 | 16600 | 78.3% | 2.04 | 0 | 11 |  |  |  |  | R-410A | 2.0333 | Residential & Commercial | USHP | Ducted CEE Tier 1
213080065 | Central HP <5.4 tons | PAYNE HEATING AND COOLING | HRCU-A-CB (Split System: Heat Pump with Remote Outdoor Unit-Air-Source) | 38MURAQ36AB3* |  |  | CAP**4821AL* | PG96MSAA48080B** | 35800 | 15.5 | 8.5 | 38000 | 34800 | 91.58% | 2.02 | 0 | 10 |  |  |  |  | R-410A | 2.9833 | Residential & Commercial | USHP | Ducted CEE Tier 1
213080482 | Central HP <5.4 tons | PAYNE HEATING AND COOLING | HRCU-A-CB (Split System: Heat Pump with Remote Outdoor Unit-Air-Source) | 38MURAQ36AB3* |  |  | CAP**4224AL* | PG96MSAA66140D** | 35200 | 16 | 8.1 | 38500 | 35000 | 90.91% | 1.88 | 0 | 9.5 |  |  |  |  | R-410A | 2.9333 | Residential & Commercial | USHP
213080682 | Central HP <5.4 tons | PAYNE HEATING AND COOLING | HRCU-A-CB (Split System: Heat Pump with Remote Outdoor Unit-Air-Source) | 38MURAQ36AB3* |  |  | CAP**3721AL* | PG95MSUA48060B** | 36600 | 16 | 8.5 | 38500 | 35000 | 90.91% | 2.06 | 0 | 10 |  |  |  |  | R-410A | 3.05 | Residential & Commercial | USHP | Ducted CEE Tier 1
213080766 | Central HP <5.4 tons | PAYNE HEATING AND COOLING | HRCU-A-CB (Split System: Heat Pump with Remote Outdoor Unit-Air-Source) | 38MURAQ36AB3* |  |  | CNPV*4821AL* | PG95MSUA48060B** | 35600 | 16 | 8.1 | 38500 | 35000 | 90.91% | 1.98 | 0 | 10 |  |  |  |  | R-410A | 2.9667 | Residential & Commercial | USHP | Ducted CEE Tier 1
213080492 | Central HP <5.4 tons | PAYNE HEATING AND COOLING | HRCU-A-CB (Split System: Heat Pump with Remote Outdoor Unit-Air-Source) | 38MURAQ36AB3* |  |  | CNPV*4824AL* | PG96MSAA66140D** | 35800 | 16.5 | 8.1 | 38500 | 35000 | 90.91% | 2 | 0 | 10 |  |  |  |  | R-410A | 2.9833 | Residential & Commercial | USHP | Ducted CEE Tier 1
213080874 | Central HP <5.4 tons | PAYNE HEATING AND COOLING | HRCU-A-CB (Split System: Heat Pump with Remote Outdoor Unit-Air-Source) | 38MURAQ36AB3* |  |  | CNPV*4824AL* | PG95MSUA60080C** | 35800 | 16.5 | 8.1 | 38500 | 35000 | 90.91% | 2 | 0 | 10 |  |  |  |  | R-410A | 2.9833 | Residential & Commercial | USHP | Ducted CEE Tier 1
210599064 | Central HP <5.4 tons | ARCOAIRE | HRCU-A-CB (Split System: Heat Pump with Remote Outdoor Unit-Air-Source) | HVH837GKA** |  |  | EA*4X36L21A*+WALLCON | *95CSU0802120A* | 31600 | 17 | 8.1 | 33200 | 24200 | 72.89% | 1.86 | 0 | 11 |  |  |  |  | R-410A | 2.6333 | Residential & Commercial | USHP | Ducted CEE Tier 1
210599317 | Central HP <5.4 tons | ARCOAIRE | HRCU-A-CB (Split System: Heat Pump with Remote Outdoor Unit-Air-Source) | HVH837GKA** |  |  | EA*4X61L24A*+WALLCON | *97CMN1002122A* | 33200 | 18 | 8.5 | 32000 | 24800 | 77.5% | 2 | 0 | 12 |  |  |  |  | R-410A | 2.7667 | Residential & Commercial | USHP | Ducted CEE Tier 1
211244734 | Central HP <5.4 tons | ARCOAIRE | HRCU-A-CB (Split System: Heat Pump with Remote Outdoor Unit-Air-Source) | DLCURAH24ABK |  |  | EN(A,D)4X30L17** | *92ESN0601714A* | 24400 | 16.5 | 8.1 | 26400 | 22800 | 86.36% | 1.88 | 0 | 10.5 |  |  |  |  | R-410A | 2.0333 | Residential & Commercial | USHP | Ducted CEE Tier 1
206771103 | Central HP <5.4 tons | ARCOAIRE | HRCU-A-CB (Split System: Heat Pump with Remote Outdoor Unit-Air-Source) | HVH837GKA2* |  |  | EA*4X36L21A*+WALLCON | *97CMN0801714A* | 31400 | 17 | 8.1 | 33400 | 24600 | 73.65% | 1.84 | 11 | 11 |  |  |  |  | R-410A | 2.6167 | Residential & Commercial | USHP | Ducted CEE Tier 1
206771121 | Central HP <5.4 tons | ARCOAIRE | HRCU-A-CB (Split System: Heat Pump with Remote Outdoor Unit-Air-Source) | HVH837GKA2* |  |  | EA*4X36L21A*+WALLCON | *97CMN1002122A* | 31600 | 17 | 8.1 | 33200 | 24200 | 72.89% | 1.86 | 11.5 | 11 |  |  |  |  | R-410A | 2.6333 | Residential & Commercial | USHP | Ducted CEE Tier 1
211263347 | Central HP <5.4 tons | ARCOAIRE | HRCU-A-CB (Split System: Heat Pump with Remote Outdoor Unit-Air-Source) | DLCURAH18ABK |  |  | EN(A,D)4X24L17** | *80ES(N,L)0701712A* | 18000 | 16 | 8.5 | 18900 | 18700 | 98.94% | 2.26 | 0 | 11 |  |  |  |  | R-410A | 1.5 | Residential & Commercial | USHP | Ducted CEE Tier 1
211263417 | Central HP <5.4 tons | ARCOAIRE | HRCU-A-CB (Split System: Heat Pump with Remote Outdoor Unit-Air-Source) | DLCURAH18ABK |  |  | EN(A,D)4X24L17** | *92ESN0801716A* | 18500 | 16 | 8.5 | 19500 | 18400 | 94.36% | 2.24 | 0 | 11 |  |  |  |  | R-410A | 1.5417 | Residential & Commercial | USHP | Ducted CEE Tier 1
211263808 | Central HP <5.4 tons | ARCOAIRE | HRCU-A-CB (Split System: Heat Pump with Remote Outdoor Unit-Air-Source) | DLCURAH18ABK |  |  | EN(A,D)4X30L14** | *92ESN0601412A* | 18200 | 16 | 8.5 | 18700 | 18300 | 97.86% | 2.22 | 0 | 11 |  |  |  |  | R-410A | 1.5167 | Residential & Commercial | USHP | Ducted CEE Tier 1
211262447 | Central HP <5.4 tons | ARCOAIRE | HRCU-A-CB (Split System: Heat Pump with Remote Outdoor Unit-Air-Source) | DLCURAH18ABK |  |  | EN(A,D)4X18L14** | *92ESN0601412A* | 17800 | 15.5 | 8.5 | 18900 | 19200 | 101.6% | 2.3 | 0 | 10.5 |  |  |  |  | R-410A | 1.4833 | Residential & Commercial | USHP | Ducted CEE Tier 1
211240332 | Central HP <5.4 tons | PAYNE HEATING AND COOLING | HRCU-A-CB (Split System: Heat Pump with Remote Outdoor Unit-Air-Source) | 38MURAQ24AB3* |  |  | CAP**2414AL* | PG92ESAA36060A** | 24200 | 16 | 8.5 | 27200 | 23400 | 86.03% | 1.9 | 0 | 10 |  |  |  |  | R-410A | 2.0167 | Residential & Commercial | USHP | Ducted CEE Tier 1
211242052 | Central HP <5.4 tons | PAYNE HEATING AND COOLING | HRCU-A-CB (Split System: Heat Pump with Remote Outdoor Unit-Air-Source) | 38MURAQ24AB3* |  |  | CAP**3617AL* | PG95ESAA30026A** | 23400 | 16.5 | 8.5 | 25600 | 23600 | 92.19% | 1.96 | 0 | 10 |  |  |  |  | R-410A | 1.95 | Residential & Commercial | USHP | Ducted CEE Tier 1
211242320 | Central HP <5.4 tons | PAYNE HEATING AND COOLING | HRCU-A-CB (Split System: Heat Pump with Remote Outdoor Unit-Air-Source) | 38MURAQ24AB3* |  |  | CAP**3621AL* | PG95ESUA36040B** | 23800 | 17 | 8.5 | 25800 | 23200 | 89.92% | 1.92 | 0 | 10 |  |  |  |  | R-410A | 1.9833 | Residential & Commercial | USHP | Ducted CEE Tier 1
211242687 | Central HP <5.4 tons | PAYNE HEATING AND COOLING | HRCU-A-CB (Split System: Heat Pump with Remote Outdoor Unit-Air-Source) | 38MURAQ24AB3* |  |  | CAP**3621AL* | PG92ESAA36040B** | 23800 | 16 | 8.5 | 26000 | 23000 | 88.46% | 1.88 | 0 | 10 |  |  |  |  | R-410A | 1.9833 | Residential & Commercial | USHP | Ducted CEE Tier 1
211242954 | Central HP <5.4 tons | PAYNE HEATING AND COOLING | HRCU-A-CB (Split System: Heat Pump with Remote Outdoor Unit-Air-Source) | 38MURAQ24AB3* |  |  | CAP**3717AL* | PG95ESAA36040B** | 24400 | 15.2 | 8.5 | 26000 | 21600 | 83.08% | 1.78 | 0 | 10 |  |  |  |  | R-410A | 2.0333 | Residential & Commercial | USHP | Ducted CEE Tier 1
211244191 | Central HP <5.4 tons | PAYNE HEATING AND COOLING | HRCU-A-CB (Split System: Heat Pump with Remote Outdoor Unit-Air-Source) | 38MURAQ24AB3* |  |  | CNPV*2417AL* | PG95ESAA48080B** | 24200 | 15.2 | 8.5 | 27400 | 22600 | 82.48% | 1.84 | 0 | 10 |  |  |  |  | R-410A | 2.0167 | Residential & Commercial | USHP | Ducted CEE Tier 1
211244475 | Central HP <5.4 tons | PAYNE HEATING AND COOLING | HRCU-A-CB (Split System: Heat Pump with Remote Outdoor Unit-Air-Source) | 38MURAQ24AB3* |  |  | CNPV*3017AL* | PG95ESUA36040B** | 23600 | 16.5 | 8.1 | 25800 | 23600 | 91.47% | 1.96 | 0 | 10 |  |  |  |  | R-410A | 1.9667 | Residential & Commercial | USHP | Ducted CEE Tier 1
215682997 | Central HP <5.4 tons | ARCOAIRE | HRCU-A-CB (Split System: Heat Pump with Remote Outdoor Unit-Air-Source) | H5H0V60*K*AAA* |  |  | EVD5X60M21A*+WALLCON | *80CSU0401712B* | 56000 | 18 | 8.5 | 60500 | 43500 | 71.9% | 2.12 | 0 | 9.5 |  |  |  |  | R-454B | 4.6667 | Residential & Commercial | USHP
211264926 | Central HP <5.4 tons | ARCOAIRE | HRCU-A-CB (Split System: Heat Pump with Remote Outdoor Unit-Air-Source) | DLCURAH18ABK |  |  | FMA4X18**AL* | 0 | 17400 | 16 | 8.5 | 18500 | 20000 | 108.1% | 2.44 | 0 | 10.5 |  |  |  |  | R-410A | 1.45 | Residential & Commercial | USHP | Ducted CEE Tier 1
211263054 | Central HP <5.4 tons | ARCOAIRE | HRCU-A-CB (Split System: Heat Pump with Remote Outdoor Unit-Air-Source) | DLCURAH18ABK |  |  | EN(A,D)4X24L17** | *80VTL0451412A* | 17600 | 16 | 8.5 | 18500 | 18800 | 101.6% | 2.26 | 0 | 11 |  |  |  |  | R-410A | 1.4667 | Residential & Commercial | USHP | Ducted CEE Tier 1
211263185 | Central HP <5.4 tons | ARCOAIRE | HRCU-A-CB (Split System: Heat Pump with Remote Outdoor Unit-Air-Source) | DLCURAH18ABK |  |  | EN(A,D)4X24L17** | *95ESN0601412A* | 17800 | 16 | 8.5 | 18700 | 18800 | 100.5% | 2.26 | 0 | 11 |  |  |  |  | R-410A | 1.4833 | Residential & Commercial | USHP | Ducted CEE Tier 1
206136108 | Central HP <5.4 tons | ARCOAIRE | HRCU-A-CB (Split System: Heat Pump with Remote Outdoor Unit-Air-Source) | HVH837GKA** |  |  | EA*4X42L21A*+WALLCON | *95CSU1002122A* | 31800 | 17.5 | 8.1 | 33000 | 24400 | 73.94% | 1.9 | 11.5 | 11 |  |  |  |  | R-410A | 2.65 | Residential & Commercial | USHP | Ducted CEE Tier 1
216623548 | Central HP <5.4 tons | AC PRO.com | HRCU-A-CB (Split System: Heat Pump with Remote Outdoor Unit-Air-Source) | SPHP-X-I036B |  |  | AIRH-X-176B | 0 | 24000 | 18 | 10 | 25000 | 24000 | 96% | 2 | 0 | 12.5 |  |  |  |  | R-32 | 2 | Residential & Commercial | USHP | Ducted CEE Tier 1
210470880 | Central HP <5.4 tons | ARCOAIRE | HRCU-A-CB (Split System: Heat Pump with Remote Outdoor Unit-Air-Source) | HVH837GKA2* |  |  | EN(A,D,W)4X60L24**+WALLCON | *95CSU0802120A* | 32800 | 18 | 8.1 | 32200 | 24600 | 76.4% | 1.98 | 0 | 12 |  |  |  |  | R-410A | 2.7333 | Residential & Commercial | USHP | Ducted CEE Tier 1
206773449 | Central HP <5.4 tons | ARCOAIRE | HRCU-A-CB (Split System: Heat Pump with Remote Outdoor Unit-Air-Source) | HVH837GKA2* |  |  | EA*4X42L21A*+WALLCON | *95CSU1002122A* | 31800 | 17.5 | 8.1 | 33000 | 24400 | 73.94% | 1.9 | 11.5 | 11 |  |  |  |  | R-410A | 2.65 | Residential & Commercial | USHP | Ducted CEE Tier 1
215678357 | Central HP <5.4 tons | ARCOAIRE | HRCU-A-CB (Split System: Heat Pump with Remote Outdoor Unit-Air-Source) | H5H0V24*K*AAA* |  |  | EA*5X37M17A*+WALLCON | *80CSU0601716B* | 23800 | 17 | 9 | 23400 | 16400 | 70.09% | 2 | 0 | 10 |  |  |  |  | R-454B | 1.9833 | Residential & Commercial | USHP | Ducted CEE Tier 1
212989203 | Central HP <5.4 tons | PAYNE HEATING AND COOLING | HRCU-A-CB (Split System: Heat Pump with Remote Outdoor Unit-Air-Source) | 38MURAQ24AB3* |  |  | CAP**3721AL* | PG95MSUA48060B** | 24200 | 17.5 | 8.5 | 25200 | 21600 | 85.71% | 1.82 | 0 | 10.5 |  |  |  |  | R-410A | 2.0167 | Residential & Commercial | USHP | Ducted CEE Tier 1
206135796 | Central HP <5.4 tons | ARCOAIRE | HRCU-A-CB (Split System: Heat Pump with Remote Outdoor Unit-Air-Source) | HVH837GKA** |  |  | EA*4X48L21A*+WALLCON | *80CSU1002120A* | 32200 | 17 | 8.1 | 32600 | 25000 | 76.69% | 1.96 | 11.5 | 11 |  |  |  |  | R-410A | 2.6833 | Residential & Commercial | USHP | Ducted CEE Tier 1
211262881 | Central HP <5.4 tons | ARCOAIRE | HRCU-A-CB (Split System: Heat Pump with Remote Outdoor Unit-Air-Source) | DLCURAH18ABK |  |  | EN(A,D)4X24L17** | *96VSN0601412A* | 17900 | 15.5 | 8.5 | 18800 | 18700 | 99.47% | 2.26 | 0 | 11 |  |  |  |  | R-410A | 1.4917 | Residential & Commercial | USHP | Ducted CEE Tier 1
204300433 | Central HP <5.4 tons | ARCOAIRE | HRCU-A-CB (Split System: Heat Pump with Remote Outdoor Unit-Air-Source) | HVH837GKA** |  |  | EHD4X48AAL+WALLCON | *80CTL0701716A* | 32600 | 17 | 8.1 | 33200 | 25000 | 75.3% | 1.96 | 11.5 | 11 |  |  |  |  | R-410A | 2.7167 | Residential & Commercial | USHP | Ducted CEE Tier 1
216782230 | Central HP <5.4 tons | LUXAIRE | HRCU-A-CB (Split System: Heat Pump with Remote Outdoor Unit-Air-Source) | HH860E2S11 |  |  | CTU60C5XGS1+TXV | Z8ES120C20LMPS1 | 45000 | 18 | 9 | 45500 | 33400 | 73.41% | 2 | 0 | 11.7 |  |  |  |  | R-454B | 3.75 | Residential & Commercial | USHP | Ducted CEE Tier 1
214584642 | Central HP <5.4 tons | LUXAIRE | HRCU-A-CB (Split System: Heat Pump with Remote Outdoor Unit-Air-Source) | HH860E2S11 |  |  | CTM60C5CGS1 | Z8ES120C20SMPS1 | 44000 | 18 | 9 | 44500 | 33400 | 75.06% | 2 | 0 | 11.7 |  |  |  |  | R-454B | 3.6667 | Residential & Commercial | USHP | Ducted CEE Tier 1
205750673 | Central HP <5.4 tons | ARCOAIRE | HRCU-A-CB (Split System: Heat Pump with Remote Outdoor Unit-Air-Source) | HVH825GKA2* |  |  | EA*4X37L21A*+WALLCON | *96CTN0801714A* | 24400 | 16.5 | 8.1 | 21200 | 16700 | 78.77% | 2.02 | 11 | 11 |  |  |  |  | R-410A | 2.0333 | Residential & Commercial | USHP | Ducted CEE Tier 1
213079011 | Central HP <5.4 tons | PAYNE HEATING AND COOLING | HRCU-A-CB (Split System: Heat Pump with Remote Outdoor Unit-Air-Source) | 38MURAQ36AB3* |  |  | CAP**4321AL* | PG80MSUA36040B** | 36600 | 16 | 8.5 | 38500 | 34800 | 90.39% | 2.08 | 0 | 10 |  |  |  |  | R-410A | 3.05 | Residential & Commercial | USHP | Ducted CEE Tier 1
213079131 | Central HP <5.4 tons | PAYNE HEATING AND COOLING | HRCU-A-CB (Split System: Heat Pump with Remote Outdoor Unit-Air-Source) | 38MURAQ36AB3* |  |  | CAP**4321AL* | PG80MSUA48060B** | 36600 | 16.5 | 8.5 | 38000 | 34800 | 91.58% | 2.08 | 0 | 10 |  |  |  |  | R-410A | 3.05 | Residential & Commercial | USHP | Ducted CEE Tier 1
206773485 | Central HP <5.4 tons | ARCOAIRE | HRCU-A-CB (Split System: Heat Pump with Remote Outdoor Unit-Air-Source) | HVH837GKA2* |  |  | EA*4X43L21A*+WALLCON | *95CSU1002122A* | 33000 | 17.5 | 8.5 | 32800 | 25000 | 76.22% | 2 | 12 | 11.5 |  |  |  |  | R-410A | 2.75 | Residential & Commercial | USHP | Ducted CEE Tier 1
206773530 | Central HP <5.4 tons | ARCOAIRE | HRCU-A-CB (Split System: Heat Pump with Remote Outdoor Unit-Air-Source) | HVH837GKA2* |  |  | EA*4X48L24A*+WALLCON | *95CSU1002122A* | 32400 | 17.5 | 8.5 | 32400 | 24800 | 76.54% | 2 | 12 | 11.5 |  |  |  |  | R-410A | 2.7 | Residential & Commercial | USHP | Ducted CEE Tier 1
206772408 | Central HP <5.4 tons | ARCOAIRE | HRCU-A-CB (Split System: Heat Pump with Remote Outdoor Unit-Air-Source) | HVH837GKA2* |  |  | EN(A,D)4X48L24**+WALLCON | *97CMN1202422A* | 32400 | 17.5 | 8.1 | 33000 | 24800 | 75.15% | 1.96 | 12 | 11.5 |  |  |  |  | R-410A | 2.7 | Residential & Commercial | USHP | Ducted CEE Tier 1
206772751 | Central HP <5.4 tons | ARCOAIRE | HRCU-A-CB (Split System: Heat Pump with Remote Outdoor Unit-Air-Source) | HVH837GKA2* |  |  | EHD4X42AAL+WALLCON | *96CTN1202422A* | 32600 | 17 | 8.1 | 33000 | 24800 | 75.15% | 1.96 | 11 | 11 |  |  |  |  | R-410A | 2.7167 | Residential & Commercial | USHP | Ducted CEE Tier 1
212987449 | Central HP <5.4 tons | PAYNE HEATING AND COOLING | HRCU-A-CB (Split System: Heat Pump with Remote Outdoor Unit-Air-Source) | 38MURAQ24AB3* |  |  | CNPV*2417AL* | PG96MSAA48080B** | 23400 | 16.5 | 8.5 | 27000 | 25000 | 92.59% | 2.06 | 0 | 10 |  |  |  |  | R-410A | 1.95 | Residential & Commercial | USHP | Ducted CEE Tier 1
206767669 | Central HP <5.4 tons | ARCOAIRE | HRCU-A-CB (Split System: Heat Pump with Remote Outdoor Unit-Air-Source) | HVH825GKA3* |  |  | EHD4X30AAL+WALLCON | *95CSU0802120A* | 23800 | 16 | 8.1 | 21800 | 16700 | 76.61% | 1.98 | 11 | 10.5 |  |  |  |  | R-410A | 1.9833 | Residential & Commercial | USHP | Ducted CEE Tier 1
216733526 | Central HP <5.4 tons | PAYNE HEATING AND COOLING | HRCU-A-CB (Split System: Heat Pump with Remote Outdoor Unit-Air-Source) | 37MUHAQ24AA3 |  |  | CAA**2517AM* | PG95MSUA48060B** | 23000 | 16.5 | 8.5 | 20600 | 18400 | 89.32% | 1.96 | 0 | 11 |  |  |  |  | R-454B | 1.9167 | Residential & Commercial | USHP | Ducted CEE Tier 1
213079263 | Central HP <5.4 tons | PAYNE HEATING AND COOLING | HRCU-A-CB (Split System: Heat Pump with Remote Outdoor Unit-Air-Source) | 38MURAQ36AB3* |  |  | CAP**4821AL* | PG80MSUA60080C** | 36200 | 16.5 | 8.5 | 38000 | 34600 | 91.05% | 2.06 | 0 | 10 |  |  |  |  | R-410A | 3.0167 | Residential & Commercial | USHP | Ducted CEE Tier 1
213079497 | Central HP <5.4 tons | PAYNE HEATING AND COOLING | HRCU-A-CB (Split System: Heat Pump with Remote Outdoor Unit-Air-Source) | 38MURAQ36AB3* |  |  | CNPV*4821AL* | PG92MSAA42060B** | 35800 | 16 | 8.1 | 38500 | 35000 | 90.91% | 2 | 0 | 10 |  |  |  |  | R-410A | 2.9833 | Residential & Commercial | USHP | Ducted CEE Tier 1
213079779 | Central HP <5.4 tons | PAYNE HEATING AND COOLING | HRCU-A-CB (Split System: Heat Pump with Remote Outdoor Unit-Air-Source) | 38MURAQ36AB3* |  |  | CAP**4321AL* | PG92MSAA60100C** | 36600 | 16.5 | 8.5 | 38000 | 34800 | 91.58% | 2.08 | 0 | 10 |  |  |  |  | R-410A | 3.05 | Residential & Commercial | USHP | Ducted CEE Tier 1
213079931 | Central HP <5.4 tons | PAYNE HEATING AND COOLING | HRCU-A-CB (Split System: Heat Pump with Remote Outdoor Unit-Air-Source) | 38MURAQ36AB3* |  |  | CAP**4824AL* | PG92MSAA60120D** | 36200 | 16 | 8.5 | 38000 | 34800 | 91.58% | 2.04 | 0 | 10 |  |  |  |  | R-410A | 3.0167 | Residential & Commercial | USHP | Ducted CEE Tier 1
213080365 | Central HP <5.4 tons | PAYNE HEATING AND COOLING | HRCU-A-CB (Split System: Heat Pump with Remote Outdoor Unit-Air-Source) | 38MURAQ36AB3* |  |  | CNPV*4824AL* | PG96MSAA60100C** | 36000 | 16.5 | 8.1 | 38500 | 34800 | 90.39% | 2.02 | 0 | 10 |  |  |  |  | R-410A | 3 | Residential & Commercial | USHP | Ducted CEE Tier 1
213080802 | Central HP <5.4 tons | PAYNE HEATING AND COOLING | HRCU-A-CB (Split System: Heat Pump with Remote Outdoor Unit-Air-Source) | 38MURAQ36AB3* |  |  | CAP**4221AL* | PG95MSUA60080C** | 35200 | 16 | 8.1 | 38500 | 35000 | 90.91% | 1.88 | 0 | 9.5 |  |  |  |  | R-410A | 2.9333 | Residential & Commercial | USHP
214229223 | Central HP <5.4 tons | PAYNE HEATING AND COOLING | HRCU-A-CB (Split System: Heat Pump with Remote Outdoor Unit-Air-Source) | 38MURAQ30AB3* |  |  | CAP**3617AL* | PG80MSUA48060B** | 29400 | 15.2 | 8.1 | 34000 | 27800 | 81.76% | 1.76 | 0 | 9 |  |  |  |  | R-410A | 2.45 | Residential & Commercial | USHP
206136088 | Central HP <5.4 tons | ARCOAIRE | HRCU-A-CB (Split System: Heat Pump with Remote Outdoor Unit-Air-Source) | HVH837GKA** |  |  | EA*4X37L21A*+WALLCON | *95CSU1002122A* | 33000 | 17.5 | 8.5 | 32800 | 25000 | 76.22% | 2 | 12 | 11.5 |  |  |  |  | R-410A | 2.75 | Residential & Commercial | USHP | Ducted CEE Tier 1
206136138 | Central HP <5.4 tons | ARCOAIRE | HRCU-A-CB (Split System: Heat Pump with Remote Outdoor Unit-Air-Source) | HVH837GKA** |  |  | EA*4X43L21A*+WALLCON | *95CSU0802120A* | 33000 | 17.5 | 8.5 | 32800 | 25000 | 76.22% | 2 | 12 | 11.5 |  |  |  |  | R-410A | 2.75 | Residential & Commercial | USHP | Ducted CEE Tier 1
206773129 | Central HP <5.4 tons | ARCOAIRE | HRCU-A-CB (Split System: Heat Pump with Remote Outdoor Unit-Air-Source) | HVH837GKA2* |  |  | EA*4X43L21A*+WALLCON | *80CSU1002120A* | 32800 | 17 | 8.5 | 33000 | 25200 | 76.36% | 1.98 | 12 | 11 |  |  |  |  | R-410A | 2.7333 | Residential & Commercial | USHP | Ducted CEE Tier 1
206765756 | Central HP <5.4 tons | ARCOAIRE | HRCU-A-CB (Split System: Heat Pump with Remote Outdoor Unit-Air-Source) | HVH825GKA3* |  |  | EA*4X36L21A*+WALLCON | *96CTN0601714A* | 23400 | 16.5 | 8.1 | 21600 | 16700 | 77.31% | 1.92 | 11 | 10.5 |  |  |  |  | R-410A | 1.95 | Residential & Commercial | USHP | Ducted CEE Tier 1
206765765 | Central HP <5.4 tons | ARCOAIRE | HRCU-A-CB (Split System: Heat Pump with Remote Outdoor Unit-Air-Source) | HVH825GKA3* |  |  | EA*4X36L21A*+WALLCON | *96CTN0801714A* | 23600 | 16.5 | 8.1 | 21400 | 16700 | 78.04% | 1.94 | 11 | 11 |  |  |  |  | R-410A | 1.9667 | Residential & Commercial | USHP | Ducted CEE Tier 1
206766026 | Central HP <5.4 tons | ARCOAIRE | HRCU-A-CB (Split System: Heat Pump with Remote Outdoor Unit-Air-Source) | HVH825GKA3* |  |  | EA*4X37L21A*+WALLCON | *96CTN1002122A* | 24400 | 16.5 | 8.5 | 21200 | 16600 | 78.3% | 2.04 | 11 | 11 |  |  |  |  | R-410A | 2.0333 | Residential & Commercial | USHP | Ducted CEE Tier 1
206767126 | Central HP <5.4 tons | ARCOAIRE | HRCU-A-CB (Split System: Heat Pump with Remote Outdoor Unit-Air-Source) | HVH825GKA3* |  |  | EA*4X36L17A*+WALLCON | *80CSU0401712A* | 23600 | 16.5 | 8.1 | 21400 | 16600 | 77.57% | 1.94 | 11 | 10.5 |  |  |  |  | R-410A | 1.9667 | Residential & Commercial | USHP | Ducted CEE Tier 1
212985325 | Central HP <5.4 tons | PAYNE HEATING AND COOLING | HRCU-A-CB (Split System: Heat Pump with Remote Outdoor Unit-Air-Source) | 38MURAQ30AB3* |  |  | CNPV*4221AL* | PG92MSAA60100C** | 30000 | 15.2 | 8.1 | 34400 | 27600 | 80.23% | 1.8 | 0 | 9 |  |  |  |  | R-410A | 2.5 | Residential & Commercial | USHP
206133690 | Central HP <5.4 tons | ARCOAIRE | HRCU-A-CB (Split System: Heat Pump with Remote Outdoor Unit-Air-Source) | HVH825GKA2* |  |  | EHD4X36AAL+WALLCON | *80CSU0401712A* | 24000 | 16 | 8.1 | 21400 | 16600 | 77.57% | 1.98 | 11 | 10.5 |  |  |  |  | R-410A | 2 | Residential & Commercial | USHP | Ducted CEE Tier 1
206767108 | Central HP <5.4 tons | ARCOAIRE | HRCU-A-CB (Split System: Heat Pump with Remote Outdoor Unit-Air-Source) | HVH825GKA3* |  |  | EA*4X30L17A*+WALLCON | *80CSU0401712A* | 23400 | 16.5 | 8.1 | 21600 | 16700 | 77.31% | 1.9 | 11 | 10.5 |  |  |  |  | R-410A | 1.95 | Residential & Commercial | USHP | Ducted CEE Tier 1
206767189 | Central HP <5.4 tons | ARCOAIRE | HRCU-A-CB (Split System: Heat Pump with Remote Outdoor Unit-Air-Source) | HVH825GKA3* |  |  | EA*4X37L17A*+WALLCON | *80CSU0601716A* | 24200 | 16.5 | 8.1 | 21400 | 16700 | 78.04% | 1.98 | 11.5 | 10.5 |  |  |  |  | R-410A | 2.0167 | Residential & Commercial | USHP | Ducted CEE Tier 1
206773458 | Central HP <5.4 tons | ARCOAIRE | HRCU-A-CB (Split System: Heat Pump with Remote Outdoor Unit-Air-Source) | HVH837GKA2* |  |  | EA*4X42L24A*+WALLCON | *95CSU0802120A* | 31800 | 17.5 | 8.1 | 33000 | 24400 | 73.94% | 1.9 | 11.5 | 11 |  |  |  |  | R-410A | 2.65 | Residential & Commercial | USHP | Ducted CEE Tier 1
206773386 | Central HP <5.4 tons | ARCOAIRE | HRCU-A-CB (Split System: Heat Pump with Remote Outdoor Unit-Air-Source) | HVH837GKA2* |  |  | EHD4X48AAL+WALLCON | *80CSU1002120A* | 32600 | 16.5 | 8.1 | 33000 | 25000 | 75.76% | 1.96 | 11.5 | 11 |  |  |  |  | R-410A | 2.7167 | Residential & Commercial | USHP | Ducted CEE Tier 1
206773611 | Central HP <5.4 tons | ARCOAIRE | HRCU-A-CB (Split System: Heat Pump with Remote Outdoor Unit-Air-Source) | HVH837GKA2* |  |  | EN(A,D,W)4X48L21**+WALLCON | *95CSU1002122A* | 32400 | 17.5 | 8.1 | 32800 | 24600 | 75% | 1.98 | 12 | 11.7 |  |  |  |  | R-410A | 2.7 | Residential & Commercial | USHP | Ducted CEE Tier 1
206773645 | Central HP <5.4 tons | ARCOAIRE | HRCU-A-CB (Split System: Heat Pump with Remote Outdoor Unit-Air-Source) | HVH837GKA2* |  |  | EHD4X36AAL+WALLCON | *95CSU1002122A* | 32200 | 16.5 | 8.1 | 33200 | 24600 | 74.1% | 1.94 | 11.5 | 11 |  |  |  |  | R-410A | 2.6833 | Residential & Commercial | USHP | Ducted CEE Tier 1
206773672 | Central HP <5.4 tons | ARCOAIRE | HRCU-A-CB (Split System: Heat Pump with Remote Outdoor Unit-Air-Source) | HVH837GKA2* |  |  | EHD4X48AAL+WALLCON | *95CSU0802120A* | 32600 | 17 | 8.1 | 33000 | 24800 | 75.15% | 1.98 | 11.5 | 11 |  |  |  |  | R-410A | 2.7167 | Residential & Commercial | USHP | Ducted CEE Tier 1
206772075 | Central HP <5.4 tons | ARCOAIRE | HRCU-A-CB (Split System: Heat Pump with Remote Outdoor Unit-Air-Source) | HVH837GKA2* |  |  | END4X42L17**+WALLCON | *80CTL0901716A* | 32200 | 17.5 | 8.1 | 33000 | 24600 | 74.55% | 1.92 | 11 | 11.7 |  |  |  |  | R-410A | 2.6833 | Residential & Commercial | USHP | Ducted CEE Tier 1
206772661 | Central HP <5.4 tons | ARCOAIRE | HRCU-A-CB (Split System: Heat Pump with Remote Outdoor Unit-Air-Source) | HVH837GKA2* |  |  | EHD4X36AAL+WALLCON | *80CTL0901716A* | 32400 | 17 | 8.1 | 33200 | 24600 | 74.1% | 1.94 | 12 | 11 |  |  |  |  | R-410A | 2.7 | Residential & Commercial | USHP | Ducted CEE Tier 1
211213978 | Central HP <5.4 tons | PAYNE HEATING AND COOLING | HRCU-A-CB (Split System: Heat Pump with Remote Outdoor Unit-Air-Source) | 38MURAQ30AB3* |  |  | PF4MNB037L | 0 | 31000 | 15.2 | 8.1 | 33600 | 26400 | 78.57% | 1.82 | 0 | 9 |  |  |  |  | R-410A | 2.5833 | Residential & Commercial | USHP
213773826 | Central HP <5.4 tons | BRYANT HEATING AND COOLING SYSTEMS | HRCU-A-CB (Split System: Heat Pump with Remote Outdoor Unit-Air-Source) | 288BNV025*0**C* |  |  | CAP**4824AL*+UI | 88*TB66135C24*** | 24200 | 17 | 8.1 | 21000 | 16500 | 78.57% | 2.02 | 0 | 11 |  |  |  |  | R-410A | 2.0167 | Residential & Commercial | USHP | Ducted CEE Tier 1
210599426 | Central HP <5.4 tons | ARCOAIRE | HRCU-A-CB (Split System: Heat Pump with Remote Outdoor Unit-Air-Source) | HVH837GKA** |  |  | EHD4X60AAL+WALLCON | *95CSU0802120A* | 33000 | 17 | 8.1 | 32200 | 24800 | 77.02% | 2.02 | 0 | 11.5 |  |  |  |  | R-410A | 2.75 | Residential & Commercial | USHP | Ducted CEE Tier 1
206133830 | Central HP <5.4 tons | ARCOAIRE | HRCU-A-CB (Split System: Heat Pump with Remote Outdoor Unit-Air-Source) | HVH825GKA2* |  |  | EA*4X37L21A*+WALLCON | *95CSU1002122A* | 24400 | 17 | 8.5 | 21200 | 16600 | 78.3% | 2.04 | 11.5 | 11 |  |  |  |  | R-410A | 2.0333 | Residential & Commercial | USHP | Ducted CEE Tier 1
211264656 | Central HP <5.4 tons | ARCOAIRE | HRCU-A-CB (Split System: Heat Pump with Remote Outdoor Unit-Air-Source) | DLCURAH18ABK |  |  | EN(A,D)4X30L17** | *80ESU0601716A | 18700 | 16.5 | 8.5 | 19200 | 18200 | 94.79% | 2.2 | 0 | 11 |  |  |  |  | R-410A | 1.5583 | Residential & Commercial | USHP | Ducted CEE Tier 1
212978754 | Central HP <5.4 tons | PAYNE HEATING AND COOLING | HRCU-A-CB (Split System: Heat Pump with Remote Outdoor Unit-Air-Source) | 38MURAQ18AB3* |  |  | CAP**2417AL* | PG80MS(A,L)A36070B** | 17500 | 16.5 | 8.5 | 18400 | 19500 | 106% | 2.34 | 0 | 10.5 |  |  |  |  | R-410A | 1.4583 | Residential & Commercial | USHP | Ducted CEE Tier 1
212970932 | Central HP <5.4 tons | PAYNE HEATING AND COOLING | HRCU-A-CB (Split System: Heat Pump with Remote Outdoor Unit-Air-Source) | 38MURAQ18AB3* |  |  | CNPV*2417AL* | PG80VTLB36045A** | 17700 | 16.5 | 8.5 | 18700 | 19100 | 102.1% | 2.3 | 0 | 11 |  |  |  |  | R-410A | 1.475 | Residential & Commercial | USHP | Ducted CEE Tier 1
211257335 | Central HP <5.4 tons | PAYNE HEATING AND COOLING | HRCU-A-CB (Split System: Heat Pump with Remote Outdoor Unit-Air-Source) | 38MURAQ18AB3* |  |  | PF4MN*B24L* | 0 | 18500 | 15.5 | 9 | 19300 | 18300 | 94.82% | 2.2 | 0 | 10.5 |  |  |  |  | R-410A | 1.5417 | Residential & Commercial | USHP | Ducted CEE Tier 1
211259758 | Central HP <5.4 tons | PAYNE HEATING AND COOLING | HRCU-A-CB (Split System: Heat Pump with Remote Outdoor Unit-Air-Source) | 38MURAQ18AB3* |  |  | CAP**1917AL* | PG80VTLA36070A** | 18200 | 16.5 | 8.5 | 18100 | 17600 | 97.24% | 2.14 | 0 | 11 |  |  |  |  | R-410A | 1.5167 | Residential & Commercial | USHP | Ducted CEE Tier 1
211259844 | Central HP <5.4 tons | PAYNE HEATING AND COOLING | HRCU-A-CB (Split System: Heat Pump with Remote Outdoor Unit-Air-Source) | 38MURAQ18AB3* |  |  | CAP**1917AL* | PG96VTAA36060A** | 18400 | 16 | 8.5 | 18400 | 17600 | 95.65% | 2.12 | 0 | 11 |  |  |  |  | R-410A | 1.5333 | Residential & Commercial | USHP | Ducted CEE Tier 1
206772372 | Central HP <5.4 tons | ARCOAIRE | HRCU-A-CB (Split System: Heat Pump with Remote Outdoor Unit-Air-Source) | HVH837GKA2* |  |  | EN(A,D)4X48L24**+WALLCON | *80CTL1352422A* | 32400 | 17.5 | 8.1 | 32800 | 24800 | 75.61% | 1.98 | 12 | 11.7 |  |  |  |  | R-410A | 2.7 | Residential & Commercial | USHP | Ducted CEE Tier 1
206772553 | Central HP <5.4 tons | ARCOAIRE | HRCU-A-CB (Split System: Heat Pump with Remote Outdoor Unit-Air-Source) | HVH837GKA2* |  |  | EHD4X36AAL+WALLCON | *80CTL1352422A* | 32200 | 16.5 | 8.1 | 33200 | 24600 | 74.1% | 1.94 | 11 | 11 |  |  |  |  | R-410A | 2.6833 | Residential & Commercial | USHP | Ducted CEE Tier 1
206771904 | Central HP <5.4 tons | ARCOAIRE | HRCU-A-CB (Split System: Heat Pump with Remote Outdoor Unit-Air-Source) | HVH837GKA2* |  |  | EA*4X48L24A*+WALLCON | *80CTL1352422A* | 32400 | 17.5 | 8.5 | 32400 | 24800 | 76.54% | 2 | 12 | 11.7 |  |  |  |  | R-410A | 2.7 | Residential & Commercial | USHP | Ducted CEE Tier 1
206765567 | Central HP <5.4 tons | ARCOAIRE | HRCU-A-CB (Split System: Heat Pump with Remote Outdoor Unit-Air-Source) | HVH825GKA3* |  |  | EA*4X30L14A*+WALLCON | *80CTL0701412A* | 23400 | 17 | 8.1 | 21600 | 16700 | 77.31% | 1.92 | 11 | 11 |  |  |  |  | R-410A | 1.95 | Residential & Commercial | USHP | Ducted CEE Tier 1
206765470 | Central HP <5.4 tons | ARCOAIRE | HRCU-A-CB (Split System: Heat Pump with Remote Outdoor Unit-Air-Source) | HVH825GKA3* |  |  | EA*4X24L17A*+WALLCON | *80CTL0701412A* | 23400 | 17 | 8.1 | 22000 | 16700 | 75.91% | 1.9 | 11 | 11 |  |  |  |  | R-410A | 1.95 | Residential & Commercial | USHP | Ducted CEE Tier 1
206765819 | Central HP <5.4 tons | ARCOAIRE | HRCU-A-CB (Split System: Heat Pump with Remote Outdoor Unit-Air-Source) | HVH825GKA3* |  |  | EA*4X36L21A*+WALLCON | *96CTN1002122A* | 23600 | 16.5 | 8.1 | 21400 | 16600 | 77.57% | 1.94 | 11 | 11 |  |  |  |  | R-410A | 1.9667 | Residential & Commercial | USHP | Ducted CEE Tier 1
206765936 | Central HP <5.4 tons | ARCOAIRE | HRCU-A-CB (Split System: Heat Pump with Remote Outdoor Unit-Air-Source) | HVH825GKA3* |  |  | EA*4X37L21A*+WALLCON | *80CTL0701716A* | 24400 | 17 | 8.5 | 21200 | 16600 | 78.3% | 2.02 | 11 | 11 |  |  |  |  | R-410A | 2.0333 | Residential & Commercial | USHP | Ducted CEE Tier 1
206766035 | Central HP <5.4 tons | ARCOAIRE | HRCU-A-CB (Split System: Heat Pump with Remote Outdoor Unit-Air-Source) | HVH825GKA3* |  |  | EA*4X37L21A*+WALLCON | *80CTL0901716A* | 24600 | 17.5 | 8.5 | 21000 | 16500 | 78.57% | 2.04 | 12 | 11.7 |  |  |  |  | R-410A | 2.05 | Residential & Commercial | USHP | Ducted CEE Tier 1
206766874 | Central HP <5.4 tons | ARCOAIRE | HRCU-A-CB (Split System: Heat Pump with Remote Outdoor Unit-Air-Source) | HVH825GKA3* |  |  | EHD4X30AAL+WALLCON | *80CTL0901716A* | 23800 | 16 | 8.1 | 21800 | 16700 | 76.61% | 1.98 | 11 | 10.5 |  |  |  |  | R-410A | 1.9833 | Residential & Commercial | USHP | Ducted CEE Tier 1
206771067 | Central HP <5.4 tons | ARCOAIRE | HRCU-A-CB (Split System: Heat Pump with Remote Outdoor Unit-Air-Source) | HVH837GKA2* |  |  | EA*4X36L21A*+WALLCON | *80CTL0902120A* | 31600 | 17 | 8.1 | 33200 | 24200 | 72.89% | 1.86 | 11 | 11 |  |  |  |  | R-410A | 2.6333 | Residential & Commercial | USHP | Ducted CEE Tier 1
205750665 | Central HP <5.4 tons | ARCOAIRE | HRCU-A-CB (Split System: Heat Pump with Remote Outdoor Unit-Air-Source) | HVH825GKA2* |  |  | EA*4X37L21A*+WALLCON | *96CTN0601714A* | 24400 | 16.5 | 8.1 | 21200 | 16700 | 78.77% | 2.02 | 11 | 11 |  |  |  |  | R-410A | 2.0333 | Residential & Commercial | USHP | Ducted CEE Tier 1
206764352 | Central HP <5.4 tons | CARRIER | HRCU-A-CB (Split System: Heat Pump with Remote Outdoor Unit-Air-Source) | 25VNA825A*032* |  |  | CAP**3717AL*+UI | 58TN*A090C17**16 | 24200 | 17 | 8.1 | 21400 | 16600 | 77.57% | 2.02 | 11 | 11 |  |  |  |  | R-410A | 2.0167 | Residential & Commercial | USHP | Ducted CEE Tier 1
206764443 | Central HP <5.4 tons | CARRIER | HRCU-A-CB (Split System: Heat Pump with Remote Outdoor Unit-Air-Source) | 25VNA825A*032* |  |  | CSPH*3012AL*+UI | 58TN*A070C14**12 | 23800 | 16 | 8.1 | 21800 | 16700 | 76.61% | 1.98 | 11 | 10.5 |  |  |  |  | R-410A | 1.9833 | Residential & Commercial | USHP | Ducted CEE Tier 1
210597991 | Central HP <5.4 tons | ARCOAIRE | HRCU-A-CB (Split System: Heat Pump with Remote Outdoor Unit-Air-Source) | HVH825GKA2* |  |  | EA*4X43L21A*+WALLCON | *97CMN0801714A* | 24400 | 16.5 | 8.1 | 21200 | 16700 | 78.77% | 2.02 | 0 | 11 |  |  |  |  | R-410A | 2.0333 | Residential & Commercial | USHP | Ducted CEE Tier 1
206133448 | Central HP <5.4 tons | ARCOAIRE | HRCU-A-CB (Split System: Heat Pump with Remote Outdoor Unit-Air-Source) | HVH825GKA2* |  |  | EA*4X37L21A*+WALLCON | *80CSU0601716A* | 24400 | 17 | 8.1 | 21200 | 16600 | 78.3% | 2.02 | 11.5 | 11 |  |  |  |  | R-410A | 2.0333 | Residential & Commercial | USHP | Ducted CEE Tier 1
210470368 | Central HP <5.4 tons | ARCOAIRE | HRCU-A-CB (Split System: Heat Pump with Remote Outdoor Unit-Air-Source) | HVH837GKA2* |  |  | EA*4X60L24A*+WALLCON | *97CMN0602120A* | 32600 | 17 | 8.1 | 32200 | 25000 | 77.64% | 1.96 | 0 | 11.5 |  |  |  |  | R-410A | 2.7167 | Residential & Commercial | USHP | Ducted CEE Tier 1
206773093 | Central HP <5.4 tons | ARCOAIRE | HRCU-A-CB (Split System: Heat Pump with Remote Outdoor Unit-Air-Source) | HVH837GKA2* |  |  | EA*4X42L24A*+WALLCON | *80CSU1002120A* | 31800 | 17 | 8.1 | 33200 | 24400 | 73.49% | 1.88 | 11.5 | 11 |  |  |  |  | R-410A | 2.65 | Residential & Commercial | USHP | Ducted CEE Tier 1
206773602 | Central HP <5.4 tons | ARCOAIRE | HRCU-A-CB (Split System: Heat Pump with Remote Outdoor Unit-Air-Source) | HVH837GKA2* |  |  | EN(A,D,W)4X48L21**+WALLCON | *95CSU0802120A* | 32400 | 17.5 | 8.1 | 32800 | 24800 | 75.61% | 1.96 | 12 | 11.7 |  |  |  |  | R-410A | 2.7 | Residential & Commercial | USHP | Ducted CEE Tier 1
206773663 | Central HP <5.4 tons | ARCOAIRE | HRCU-A-CB (Split System: Heat Pump with Remote Outdoor Unit-Air-Source) | HVH837GKA2* |  |  | EHD4X42AAL+WALLCON | *95CSU1002122A* | 32600 | 17 | 8.1 | 33000 | 24800 | 75.15% | 1.96 | 11.5 | 11 |  |  |  |  | R-410A | 2.7167 | Residential & Commercial | USHP | Ducted CEE Tier 1
204300603 | Central HP <5.4 tons | ARCOAIRE | HRCU-A-CB (Split System: Heat Pump with Remote Outdoor Unit-Air-Source) | HVH837GKA** |  |  | EHD4X48AAL+WALLCON | *97CMN0602120A* | 32400 | 16.5 | 8.1 | 33200 | 25200 | 75.9% | 1.94 | 11.5 | 11 |  |  |  |  | R-410A | 2.7 | Residential & Commercial | USHP | Ducted CEE Tier 1
204299899 | Central HP <5.4 tons | ARCOAIRE | HRCU-A-CB (Split System: Heat Pump with Remote Outdoor Unit-Air-Source) | HVH837GKA** |  |  | EN(A,D)4X48L24**+WALLCON | *96CTN1202422A* | 32400 | 17.5 | 8.1 | 32800 | 24800 | 75.61% | 1.96 | 12 | 11.7 |  |  |  |  | R-410A | 2.7 | Residential & Commercial | USHP | Ducted CEE Tier 1
210470138 | Central HP <5.4 tons | ARCOAIRE | HRCU-A-CB (Split System: Heat Pump with Remote Outdoor Unit-Air-Source) | HVH837GKA2* |  |  | EA*4X42L21A*+WALLCON | *95CSU0802120A* | 31800 | 17.5 | 8.1 | 33000 | 24400 | 73.94% | 1.9 | 0 | 11 |  |  |  |  | R-410A | 2.65 | Residential & Commercial | USHP | Ducted CEE Tier 1
212989599 | Central HP <5.4 tons | PAYNE HEATING AND COOLING | HRCU-A-CB (Split System: Heat Pump with Remote Outdoor Unit-Air-Source) | 38MURAQ24AB3* |  |  | CAP**3621AL* | PG95MSUA60080C** | 23600 | 17 | 8.5 | 26200 | 23800 | 90.84% | 1.98 | 0 | 10 |  |  |  |  | R-410A | 1.9667 | Residential & Commercial | USHP | Ducted CEE Tier 1
206136118 | Central HP <5.4 tons | ARCOAIRE | HRCU-A-CB (Split System: Heat Pump with Remote Outdoor Unit-Air-Source) | HVH837GKA** |  |  | EA*4X42L24A*+WALLCON | *95CSU0802120A* | 31800 | 17.5 | 8.1 | 33000 | 24400 | 73.94% | 1.9 | 11.5 | 11 |  |  |  |  | R-410A | 2.65 | Residential & Commercial | USHP | Ducted CEE Tier 1
206135968 | Central HP <5.4 tons | ARCOAIRE | HRCU-A-CB (Split System: Heat Pump with Remote Outdoor Unit-Air-Source) | HVH837GKA** |  |  | EHD4X42AAL+WALLCON | *80CSU0401712A* | 32400 | 16.5 | 8.1 | 33200 | 24800 | 74.7% | 1.94 | 11.5 | 11 |  |  |  |  | R-410A | 2.7 | Residential & Commercial | USHP | Ducted CEE Tier 1
206135686 | Central HP <5.4 tons | ARCOAIRE | HRCU-A-CB (Split System: Heat Pump with Remote Outdoor Unit-Air-Source) | HVH837GKA** |  |  | EA*4X42L21A*+WALLCON | *80CSU0601716A* | 31800 | 17 | 8.1 | 33200 | 24400 | 73.49% | 1.86 | 11.5 | 11 |  |  |  |  | R-410A | 2.65 | Residential & Commercial | USHP | Ducted CEE Tier 1
206135716 | Central HP <5.4 tons | ARCOAIRE | HRCU-A-CB (Split System: Heat Pump with Remote Outdoor Unit-Air-Source) | HVH837GKA** |  |  | EA*4X42L24A*+WALLCON | *80CSU1002120A* | 31800 | 17 | 8.1 | 33200 | 24400 | 73.49% | 1.88 | 11.5 | 11 |  |  |  |  | R-410A | 2.65 | Residential & Commercial | USHP | Ducted CEE Tier 1
206135736 | Central HP <5.4 tons | ARCOAIRE | HRCU-A-CB (Split System: Heat Pump with Remote Outdoor Unit-Air-Source) | HVH837GKA** |  |  | EA*4X43L21A*+WALLCON | *80CSU0601716A* | 32800 | 17 | 8.5 | 33000 | 25200 | 76.36% | 1.96 | 12 | 11 |  |  |  |  | R-410A | 2.7333 | Residential & Commercial | USHP | Ducted CEE Tier 1
214584617 | Central HP <5.4 tons | LUXAIRE | HRCU-A-CB (Split System: Heat Pump with Remote Outdoor Unit-Air-Source) | HH824E2S11 |  |  | CTF36B5ADS1 | Z8ES080B12SMPS1 | 23000 | 19 | 9.5 | 23000 | 18600 | 80.87% | 2 | 0 | 12 |  |  |  |  | R-454B | 1.9167 | Residential & Commercial | USHP | Ducted CEE Tier 1
206135776 | Central HP <5.4 tons | ARCOAIRE | HRCU-A-CB (Split System: Heat Pump with Remote Outdoor Unit-Air-Source) | HVH837GKA** |  |  | EA*4X48L21A*+WALLCON | *80CSU0601716A* | 32200 | 17 | 8.1 | 32600 | 25000 | 76.69% | 1.96 | 12 | 11 |  |  |  |  | R-410A | 2.6833 | Residential & Commercial | USHP | Ducted CEE Tier 1
205751123 | Central HP <5.4 tons | ARCOAIRE | HRCU-A-CB (Split System: Heat Pump with Remote Outdoor Unit-Air-Source) | HVH837GKA** |  |  | EA*4X43L21A*+WALLCON | *80CTL0701716A* | 32800 | 17.5 | 8.5 | 33000 | 25200 | 76.36% | 1.98 | 11 | 11.7 |  |  |  |  | R-410A | 2.7333 | Residential & Commercial | USHP | Ducted CEE Tier 1
205751139 | Central HP <5.4 tons | ARCOAIRE | HRCU-A-CB (Split System: Heat Pump with Remote Outdoor Unit-Air-Source) | HVH837GKA** |  |  | EA*4X43L21A*+WALLCON | *80CTL0902120A* | 32800 | 17.5 | 8.5 | 33000 | 25200 | 76.36% | 2 | 12 | 11.7 |  |  |  |  | R-410A | 2.7333 | Residential & Commercial | USHP | Ducted CEE Tier 1
206773102 | Central HP <5.4 tons | ARCOAIRE | HRCU-A-CB (Split System: Heat Pump with Remote Outdoor Unit-Air-Source) | HVH837GKA2* |  |  | EA*4X43L21A*+WALLCON | *80CSU0401712A* | 33000 | 17.5 | 8.5 | 33000 | 25000 | 75.76% | 1.98 | 12 | 11 |  |  |  |  | R-410A | 2.75 | Residential & Commercial | USHP | Ducted CEE Tier 1
206773654 | Central HP <5.4 tons | ARCOAIRE | HRCU-A-CB (Split System: Heat Pump with Remote Outdoor Unit-Air-Source) | HVH837GKA2* |  |  | EHD4X42AAL+WALLCON | *95CSU0802120A* | 32600 | 17 | 8.1 | 33000 | 24800 | 75.15% | 1.96 | 11.5 | 11 |  |  |  |  | R-410A | 2.7167 | Residential & Commercial | USHP | Ducted CEE Tier 1
206772318 | Central HP <5.4 tons | ARCOAIRE | HRCU-A-CB (Split System: Heat Pump with Remote Outdoor Unit-Air-Source) | HVH837GKA2* |  |  | EN(A,D,W)4X48L21**+WALLCON | *96CTN1002122A* | 32400 | 17.5 | 8.1 | 33000 | 24800 | 75.15% | 1.96 | 11.5 | 11.7 |  |  |  |  | R-410A | 2.7 | Residential & Commercial | USHP | Ducted CEE Tier 1
206772616 | Central HP <5.4 tons | ARCOAIRE | HRCU-A-CB (Split System: Heat Pump with Remote Outdoor Unit-Air-Source) | HVH837GKA2* |  |  | EHD4X36AAL+WALLCON | *97CMN1002122A* | 32200 | 16.5 | 8.1 | 33200 | 24800 | 74.7% | 1.94 | 11.5 | 11 |  |  |  |  | R-410A | 2.6833 | Residential & Commercial | USHP | Ducted CEE Tier 1
206771589 | Central HP <5.4 tons | ARCOAIRE | HRCU-A-CB (Split System: Heat Pump with Remote Outdoor Unit-Air-Source) | HVH837GKA2* |  |  | EA*4X42L24A*+WALLCON | *96CTN1002122A* | 31800 | 17.5 | 8.1 | 33000 | 24400 | 73.94% | 1.9 | 12 | 11.5 |  |  |  |  | R-410A | 2.65 | Residential & Commercial | USHP | Ducted CEE Tier 1
206771607 | Central HP <5.4 tons | ARCOAIRE | HRCU-A-CB (Split System: Heat Pump with Remote Outdoor Unit-Air-Source) | HVH837GKA2* |  |  | EA*4X42L24A*+WALLCON | *97CMN0602120A* | 31600 | 17 | 8.1 | 33400 | 24600 | 73.65% | 1.88 | 11.5 | 11 |  |  |  |  | R-410A | 2.6333 | Residential & Commercial | USHP | Ducted CEE Tier 1
206772850 | Central HP <5.4 tons | ARCOAIRE | HRCU-A-CB (Split System: Heat Pump with Remote Outdoor Unit-Air-Source) | HVH837GKA2* |  |  | EHD4X42AAL+WALLCON | *97CMN0602120A* | 32400 | 16.5 | 8.1 | 33400 | 25200 | 75.45% | 1.94 | 11.5 | 10.5 |  |  |  |  | R-410A | 2.7 | Residential & Commercial | USHP | Ducted CEE Tier 1
206771571 | Central HP <5.4 tons | ARCOAIRE | HRCU-A-CB (Split System: Heat Pump with Remote Outdoor Unit-Air-Source) | HVH837GKA2* |  |  | EA*4X42L24A*+WALLCON | *97CMN1202422A* | 31800 | 17 | 8.1 | 33200 | 24400 | 73.49% | 1.88 | 11.5 | 11 |  |  |  |  | R-410A | 2.65 | Residential & Commercial | USHP | Ducted CEE Tier 1
206767536 | Central HP <5.4 tons | ARCOAIRE | HRCU-A-CB (Split System: Heat Pump with Remote Outdoor Unit-Air-Source) | HVH825GKA3* |  |  | EA*4X37L21A*+WALLCON | *95CSU0601716A* | 24400 | 16.5 | 8.1 | 21400 | 16700 | 78.04% | 2.02 | 11.5 | 10.5 |  |  |  |  | R-410A | 2.0333 | Residential & Commercial | USHP | Ducted CEE Tier 1
206767036 | Central HP <5.4 tons | ARCOAIRE | HRCU-A-CB (Split System: Heat Pump with Remote Outdoor Unit-Air-Source) | HVH825GKA3* |  |  | EHD4X36AAL+WALLCON | *80CTL0701412A* | 24000 | 16.5 | 8.1 | 21400 | 16600 | 77.57% | 2 | 11.5 | 11 |  |  |  |  | R-410A | 2 | Residential & Commercial | USHP | Ducted CEE Tier 1
206765675 | Central HP <5.4 tons | ARCOAIRE | HRCU-A-CB (Split System: Heat Pump with Remote Outdoor Unit-Air-Source) | HVH825GKA3* |  |  | EA*4X36L17A*+WALLCON | *96CTN0801714A* | 23600 | 16.5 | 8.1 | 21600 | 16700 | 77.31% | 1.92 | 11.5 | 10.5 |  |  |  |  | R-410A | 1.9667 | Residential & Commercial | USHP | Ducted CEE Tier 1
206765882 | Central HP <5.4 tons | ARCOAIRE | HRCU-A-CB (Split System: Heat Pump with Remote Outdoor Unit-Air-Source) | HVH825GKA3* |  |  | EA*4X37L17A*+WALLCON | *96CTN0801714A* | 24200 | 16.5 | 8.1 | 21400 | 16700 | 78.04% | 1.98 | 11.5 | 11 |  |  |  |  | R-410A | 2.0167 | Residential & Commercial | USHP | Ducted CEE Tier 1
206773681 | Central HP <5.4 tons | ARCOAIRE | HRCU-A-CB (Split System: Heat Pump with Remote Outdoor Unit-Air-Source) | HVH837GKA2* |  |  | EHD4X48AAL+WALLCON | *95CSU1002122A* | 32600 | 17 | 8.1 | 32800 | 24800 | 75.61% | 1.98 | 11.5 | 11 |  |  |  |  | R-410A | 2.7167 | Residential & Commercial | USHP | Ducted CEE Tier 1
206773282 | Central HP <5.4 tons | ARCOAIRE | HRCU-A-CB (Split System: Heat Pump with Remote Outdoor Unit-Air-Source) | HVH837GKA2* |  |  | EN(A,D,W)4X48L21**+WALLCON | *80CSU1002120A* | 32400 | 17 | 8.1 | 33000 | 24800 | 75.15% | 1.94 | 12.2 | 11.5 |  |  |  |  | R-410A | 2.7 | Residential & Commercial | USHP | Ducted CEE Tier 1
206773350 | Central HP <5.4 tons | ARCOAIRE | HRCU-A-CB (Split System: Heat Pump with Remote Outdoor Unit-Air-Source) | HVH837GKA2* |  |  | EHD4X42AAL+WALLCON | *80CSU1002120A* | 32400 | 16 | 8.1 | 33200 | 24800 | 74.7% | 1.94 | 11.5 | 11 |  |  |  |  | R-410A | 2.7 | Residential & Commercial | USHP | Ducted CEE Tier 1
206773165 | Central HP <5.4 tons | ARCOAIRE | HRCU-A-CB (Split System: Heat Pump with Remote Outdoor Unit-Air-Source) | HVH837GKA2* |  |  | EA*4X48L21A*+WALLCON | *80CSU1002120A* | 32200 | 17 | 8.1 | 32600 | 25000 | 76.69% | 1.96 | 11.5 | 11 |  |  |  |  | R-410A | 2.6833 | Residential & Commercial | USHP | Ducted CEE Tier 1
206771913 | Central HP <5.4 tons | ARCOAIRE | HRCU-A-CB (Split System: Heat Pump with Remote Outdoor Unit-Air-Source) | HVH837GKA2* |  |  | EA*4X48L24A*+WALLCON | *96CTN1202422A* | 32400 | 17.5 | 8.5 | 32400 | 24800 | 76.54% | 2 | 12 | 11.7 |  |  |  |  | R-410A | 2.7 | Residential & Commercial | USHP | Ducted CEE Tier 1
216677781 | Central HP <5.4 tons | ARCOAIRE | HRCU-A-CB (Split System: Heat Pump with Remote Outdoor Unit-Air-Source) | D5CURAH24AAK |  |  | EA*5X37M21A* | *95MSU0601716A* | 24400 | 15.5 | 8.5 | 23000 | 19000 | 82.61% | 1.96 | 0 | 10 |  |  |  |  | R-454B | 2.0333 | Residential & Commercial | USHP | Ducted CEE Tier 1
216677250 | Central HP <5.4 tons | ARCOAIRE | HRCU-A-CB (Split System: Heat Pump with Remote Outdoor Unit-Air-Source) | D5CURAH24AAK |  |  | EA*5X36M17A* | *96MSN0801716A* | 23800 | 15.2 | 8.5 | 24000 | 19400 | 80.83% | 1.92 | 0 | 9.8 |  |  |  |  | R-454B | 1.9833 | Residential & Commercial | USHP
216676980 | Central HP <5.4 tons | ARCOAIRE | HRCU-A-CB (Split System: Heat Pump with Remote Outdoor Unit-Air-Source) | D5CURAH24AAK |  |  | EA*5X37M17A* | *92MSN0801716A* | 24600 | 15.5 | 9 | 23600 | 19200 | 81.36% | 2.06 | 0 | 10 |  |  |  |  | R-454B | 2.05 | Residential & Commercial | USHP | Ducted CEE Tier 1
216676264 | Central HP <5.4 tons | ARCOAIRE | HRCU-A-CB (Split System: Heat Pump with Remote Outdoor Unit-Air-Source) | D5CURAH24AAK |  |  | EA*5X25M17A* | *80VSL0701716B* | 24200 | 15.5 | 8.5 | 23200 | 19100 | 82.33% | 1.94 | 0 | 10 |  |  |  |  | R-454B | 2.0167 | Residential & Commercial | USHP | Ducted CEE Tier 1
206773422 | Central HP <5.4 tons | ARCOAIRE | HRCU-A-CB (Split System: Heat Pump with Remote Outdoor Unit-Air-Source) | HVH837GKA2* |  |  | EA*4X37L21A*+WALLCON | *95CSU0802120A* | 33000 | 17.5 | 8.5 | 32800 | 25000 | 76.22% | 2 | 12 | 11.5 |  |  |  |  | R-410A | 2.75 | Residential & Commercial | USHP | Ducted CEE Tier 1
206773323 | Central HP <5.4 tons | ARCOAIRE | HRCU-A-CB (Split System: Heat Pump with Remote Outdoor Unit-Air-Source) | HVH837GKA2* |  |  | EHD4X42AAL+WALLCON | *80CSU0401712A* | 32400 | 16.5 | 8.1 | 33200 | 24800 | 74.7% | 1.94 | 11.5 | 11 |  |  |  |  | R-410A | 2.7 | Residential & Commercial | USHP | Ducted CEE Tier 1
206773057 | Central HP <5.4 tons | ARCOAIRE | HRCU-A-CB (Split System: Heat Pump with Remote Outdoor Unit-Air-Source) | HVH837GKA2* |  |  | EA*4X37L21A*+WALLCON | *80CSU1002120A* | 32800 | 17 | 8.5 | 33000 | 25200 | 76.36% | 1.96 | 12 | 11 |  |  |  |  | R-410A | 2.7333 | Residential & Commercial | USHP | Ducted CEE Tier 1
213607634 | Central HP <5.4 tons | PAYNE HEATING AND COOLING | HRCU-A-CB (Split System: Heat Pump with Remote Outdoor Unit-Air-Source) | 38MURAQ24AB3* |  |  | PF4TNXC36L* | 0 | 24600 | 17.5 | 9 | 25800 | 22400 | 86.82% | 1.86 | 0 | 10.5 |  |  |  |  | R-410A | 2.05 | Residential & Commercial | USHP | Ducted CEE Tier 1
206767491 | Central HP <5.4 tons | ARCOAIRE | HRCU-A-CB (Split System: Heat Pump with Remote Outdoor Unit-Air-Source) | HVH825GKA3* |  |  | EA*4X36L17A*+WALLCON | *95CSU0601716A* | 23400 | 16.5 | 8.1 | 21600 | 16800 | 77.78% | 1.92 | 11 | 10.5 |  |  |  |  | R-410A | 1.95 | Residential & Commercial | USHP | Ducted CEE Tier 1
206767509 | Central HP <5.4 tons | ARCOAIRE | HRCU-A-CB (Split System: Heat Pump with Remote Outdoor Unit-Air-Source) | HVH825GKA3* |  |  | EA*4X36L21A*+WALLCON | *95CSU0802120A* | 23600 | 16.5 | 8.1 | 21400 | 16600 | 77.57% | 1.94 | 11 | 11 |  |  |  |  | R-410A | 1.9667 | Residential & Commercial | USHP | Ducted CEE Tier 1
206765603 | Central HP <5.4 tons | ARCOAIRE | HRCU-A-CB (Split System: Heat Pump with Remote Outdoor Unit-Air-Source) | HVH825GKA3* |  |  | EA*4X30L17A*+WALLCON | *96CTN0801714A* | 23400 | 16.5 | 8.1 | 21600 | 16800 | 77.78% | 1.9 | 11 | 10.5 |  |  |  |  | R-410A | 1.95 | Residential & Commercial | USHP | Ducted CEE Tier 1
206771391 | Central HP <5.4 tons | ARCOAIRE | HRCU-A-CB (Split System: Heat Pump with Remote Outdoor Unit-Air-Source) | HVH837GKA2* |  |  | EA*4X42L21A*+WALLCON | *80CTL0701716A* | 31800 | 17 | 8.1 | 33200 | 24600 | 74.1% | 1.88 | 11 | 11 |  |  |  |  | R-410A | 2.65 | Residential & Commercial | USHP | Ducted CEE Tier 1
206771427 | Central HP <5.4 tons | ARCOAIRE | HRCU-A-CB (Split System: Heat Pump with Remote Outdoor Unit-Air-Source) | HVH837GKA2* |  |  | EA*4X42L21A*+WALLCON | *96CTN0801714A* | 31600 | 17 | 8.1 | 33400 | 24800 | 74.25% | 1.86 | 11.5 | 11 |  |  |  |  | R-410A | 2.6333 | Residential & Commercial | USHP | Ducted CEE Tier 1
206771445 | Central HP <5.4 tons | ARCOAIRE | HRCU-A-CB (Split System: Heat Pump with Remote Outdoor Unit-Air-Source) | HVH837GKA2* |  |  | EA*4X42L21A*+WALLCON | *97CMN0801714A* | 31600 | 17 | 8.1 | 33400 | 24800 | 74.25% | 1.86 | 11.5 | 11 |  |  |  |  | R-410A | 2.6333 | Residential & Commercial | USHP | Ducted CEE Tier 1
206771526 | Central HP <5.4 tons | ARCOAIRE | HRCU-A-CB (Split System: Heat Pump with Remote Outdoor Unit-Air-Source) | HVH837GKA2* |  |  | EA*4X42L24A*+WALLCON | *80CTL0902120A* | 31800 | 17.5 | 8.1 | 33200 | 24400 | 73.49% | 1.9 | 11 | 11.5 |  |  |  |  | R-410A | 2.65 | Residential & Commercial | USHP | Ducted CEE Tier 1
206771760 | Central HP <5.4 tons | ARCOAIRE | HRCU-A-CB (Split System: Heat Pump with Remote Outdoor Unit-Air-Source) | HVH837GKA2* |  |  | EA*4X48L21A*+WALLCON | *80CTL0701716A* | 32200 | 17.5 | 8.1 | 32600 | 25000 | 76.69% | 1.96 | 11 | 11.5 |  |  |  |  | R-410A | 2.6833 | Residential & Commercial | USHP | Ducted CEE Tier 1
206765693 | Central HP <5.4 tons | ARCOAIRE | HRCU-A-CB (Split System: Heat Pump with Remote Outdoor Unit-Air-Source) | HVH825GKA3* |  |  | EA*4X36L17A*+WALLCON | *97CMN0801714A* | 23400 | 16.5 | 8.1 | 21600 | 16700 | 77.31% | 1.92 | 11 | 10.5 |  |  |  |  | R-410A | 1.95 | Residential & Commercial | USHP | Ducted CEE Tier 1
206765425 | Central HP <5.4 tons | ARCOAIRE | HRCU-A-CB (Split System: Heat Pump with Remote Outdoor Unit-Air-Source) | HVH825GKA3* |  |  | EA*4X24L17A*+WALLCON | *80CTL0701716A* | 23200 | 16.5 | 8.1 | 22000 | 16800 | 76.36% | 1.9 | 11 | 10.5 |  |  |  |  | R-410A | 1.9333 | Residential & Commercial | USHP | Ducted CEE Tier 1
206767072 | Central HP <5.4 tons | ARCOAIRE | HRCU-A-CB (Split System: Heat Pump with Remote Outdoor Unit-Air-Source) | HVH825GKA3* |  |  | EA*4X24L17A*+WALLCON | *80CSU0401712A* | 23200 | 16.5 | 8.1 | 22000 | 16700 | 75.91% | 1.9 | 11 | 10.5 |  |  |  |  | R-410A | 1.9333 | Residential & Commercial | USHP | Ducted CEE Tier 1
206767090 | Central HP <5.4 tons | ARCOAIRE | HRCU-A-CB (Split System: Heat Pump with Remote Outdoor Unit-Air-Source) | HVH825GKA3* |  |  | EA*4X25L17A*+WALLCON | *80CSU0401712A* | 24400 | 17 | 8.1 | 21200 | 16600 | 78.3% | 2.02 | 11.5 | 11 |  |  |  |  | R-410A | 2.0333 | Residential & Commercial | USHP | Ducted CEE Tier 1
206771166 | Central HP <5.4 tons | ARCOAIRE | HRCU-A-CB (Split System: Heat Pump with Remote Outdoor Unit-Air-Source) | HVH837GKA2* |  |  | EA*4X36L21A*+WALLCON | *97CMN0602120A* | 31400 | 17 | 8.1 | 33600 | 24600 | 73.21% | 1.84 | 11 | 11 |  |  |  |  | R-410A | 2.6167 | Residential & Commercial | USHP | Ducted CEE Tier 1
215681547 | Central HP <5.4 tons | ARCOAIRE | HRCU-A-CB (Split System: Heat Pump with Remote Outdoor Unit-Air-Source) | H5H0V48*K*AAA* |  |  | EA*5X61M24A*+WALLCON | *97CTN0802120A* | 46000 | 18 | 9 | 48000 | 33800 | 70.42% | 2.08 | 0 | 10 |  |  |  |  | R-454B | 3.8333 | Residential & Commercial | USHP | Ducted CEE Tier 1
213352685 | Central HP <5.4 tons | ECOER | HRCU-A-CB (Split System: Heat Pump with Remote Outdoor Unit-Air-Source) | EODA18H-2436B |  |  | EAHATN-36 | 0 | 34200 | 17 | 8.8 | 36000 | 25200 | 70% | 1.9 | 0 | 11.2 |  |  |  |  | R-410A | 2.85 | Residential & Commercial | USHP | Ducted CEE Tier 1
206764897 | Central HP <5.4 tons | CARRIER | HRCU-A-CB (Split System: Heat Pump with Remote Outdoor Unit-Air-Source) | 25VNA837A*031* |  |  | CAP**3621AL*+UI | 58TN*A090C17**16 | 31600 | 17.5 | 8.1 | 33000 | 24200 | 73.33% | 1.86 | 11.5 | 11.5 |  |  |  |  | R-410A | 2.6333 | Residential & Commercial | USHP | Ducted CEE Tier 1
204300113 | Central HP <5.4 tons | ARCOAIRE | HRCU-A-CB (Split System: Heat Pump with Remote Outdoor Unit-Air-Source) | HVH837GKA** |  |  | EHD4X36AAL+WALLCON | *96CTN1202422A* | 32200 | 16.5 | 8.1 | 33200 | 24600 | 74.1% | 1.94 | 11 | 11 |  |  |  |  | R-410A | 2.6833 | Residential & Commercial | USHP | Ducted CEE Tier 1
206771346 | Central HP <5.4 tons | ARCOAIRE | HRCU-A-CB (Split System: Heat Pump with Remote Outdoor Unit-Air-Source) | HVH837GKA2* |  |  | EA*4X37L21A*+WALLCON | *96CTN1002122A* | 33000 | 17.5 | 8.5 | 33000 | 25200 | 76.36% | 2 | 12 | 11.7 |  |  |  |  | R-410A | 2.75 | Residential & Commercial | USHP | Ducted CEE Tier 1
206771139 | Central HP <5.4 tons | ARCOAIRE | HRCU-A-CB (Split System: Heat Pump with Remote Outdoor Unit-Air-Source) | HVH837GKA2* |  |  | EA*4X36L21A*+WALLCON | *96CTN1002122A* | 31600 | 17 | 8.1 | 33200 | 24200 | 72.89% | 1.86 | 11 | 11 |  |  |  |  | R-410A | 2.6333 | Residential & Commercial | USHP | Ducted CEE Tier 1
206771148 | Central HP <5.4 tons | ARCOAIRE | HRCU-A-CB (Split System: Heat Pump with Remote Outdoor Unit-Air-Source) | HVH837GKA2* |  |  | EA*4X36L21A*+WALLCON | *80CTL0901716A* | 31600 | 17.5 | 8.1 | 33000 | 24200 | 73.33% | 1.86 | 11.5 | 11.5 |  |  |  |  | R-410A | 2.6333 | Residential & Commercial | USHP | Ducted CEE Tier 1
210599261 | Central HP <5.4 tons | ARCOAIRE | HRCU-A-CB (Split System: Heat Pump with Remote Outdoor Unit-Air-Source) | HVH837GKA** |  |  | EA*4X61L21A*+WALLCON | *96CTN1002122A* | 33200 | 17.5 | 8.5 | 32000 | 24800 | 77.5% | 2 | 0 | 12 |  |  |  |  | R-410A | 2.7667 | Residential & Commercial | USHP | Ducted CEE Tier 1
206767518 | Central HP <5.4 tons | ARCOAIRE | HRCU-A-CB (Split System: Heat Pump with Remote Outdoor Unit-Air-Source) | HVH825GKA3* |  |  | EA*4X36L21A*+WALLCON | *95CSU1002122A* | 23600 | 16.5 | 8.1 | 21400 | 16600 | 77.57% | 1.94 | 11.5 | 10.5 |  |  |  |  | R-410A | 1.9667 | Residential & Commercial | USHP | Ducted CEE Tier 1
211263783 | Central HP <5.4 tons | ARCOAIRE | HRCU-A-CB (Split System: Heat Pump with Remote Outdoor Unit-Air-Source) | DLCURAH18ABK |  |  | EN(A,D)4X30L14** | *80ES(N,L)0451412A* | 18200 | 16 | 8.5 | 18600 | 18400 | 98.92% | 2.22 | 0 | 11 |  |  |  |  | R-410A | 1.5167 | Residential & Commercial | USHP | Ducted CEE Tier 1
206765855 | Central HP <5.4 tons | ARCOAIRE | HRCU-A-CB (Split System: Heat Pump with Remote Outdoor Unit-Air-Source) | HVH825GKA3* |  |  | EA*4X37L17A*+WALLCON | *80CTL0451712A* | 24000 | 16 | 8.1 | 21600 | 16800 | 77.78% | 1.98 | 11 | 10.5 |  |  |  |  | R-410A | 2 | Residential & Commercial | USHP | Ducted CEE Tier 1
211244767 | Central HP <5.4 tons | ARCOAIRE | HRCU-A-CB (Split System: Heat Pump with Remote Outdoor Unit-Air-Source) | DLCURAH24ABK |  |  | EN(A,D)4X30L17** | *95ESN0801716A* | 24600 | 15.5 | 8.1 | 26800 | 22200 | 82.84% | 1.82 | 0 | 10 |  |  |  |  | R-410A | 2.05 | Residential & Commercial | USHP | Ducted CEE Tier 1
214398282 | Central HP <5.4 tons | LUXAIRE | HRCU-A-CB (Split System: Heat Pump with Remote Outdoor Unit-Air-Source) | HH860E2S11 |  |  | CTF60C5CGS1 | LPLC100C20MP13 | 44500 | 18 | 9 | 45000 | 33800 | 75.11% | 2 | 0 | 11 |  |  |  |  | R-454B | 3.7083 | Residential & Commercial | USHP | Ducted CEE Tier 1
215682157 | Central HP <5.4 tons | ARCOAIRE | HRCU-A-CB (Split System: Heat Pump with Remote Outdoor Unit-Air-Source) | H5H0V48*K*AAA* |  |  | EVD5X48M21A*+WALLCON | *97CTN0802120A* | 47000 | 18.5 | 9 | 50000 | 36600 | 73.2% | 1.98 | 0 | 10 |  |  |  |  | R-454B | 3.9167 | Residential & Commercial | USHP | Ducted CEE Tier 1
206773048 | Central HP <5.4 tons | ARCOAIRE | HRCU-A-CB (Split System: Heat Pump with Remote Outdoor Unit-Air-Source) | HVH837GKA2* |  |  | EA*4X37L21A*+WALLCON | *80CSU0601716A* | 32800 | 17 | 8.5 | 33000 | 25200 | 76.36% | 1.96 | 12 | 11 |  |  |  |  | R-410A | 2.7333 | Residential & Commercial | USHP | Ducted CEE Tier 1
206773066 | Central HP <5.4 tons | ARCOAIRE | HRCU-A-CB (Split System: Heat Pump with Remote Outdoor Unit-Air-Source) | HVH837GKA2* |  |  | EA*4X42L21A*+WALLCON | *80CSU0601716A* | 31800 | 17 | 8.1 | 33200 | 24400 | 73.49% | 1.86 | 11.5 | 11 |  |  |  |  | R-410A | 2.65 | Residential & Commercial | USHP | Ducted CEE Tier 1
206772246 | Central HP <5.4 tons | ARCOAIRE | HRCU-A-CB (Split System: Heat Pump with Remote Outdoor Unit-Air-Source) | HVH837GKA2* |  |  | EN(A,D,W)4X48L21**+WALLCON | *80CTL0902120A* | 32400 | 17.5 | 8.1 | 33000 | 24800 | 75.15% | 1.96 | 12 | 11.7 |  |  |  |  | R-410A | 2.7 | Residential & Commercial | USHP | Ducted CEE Tier 1
206772697 | Central HP <5.4 tons | ARCOAIRE | HRCU-A-CB (Split System: Heat Pump with Remote Outdoor Unit-Air-Source) | HVH837GKA2* |  |  | EHD4X42AAL+WALLCON | *80CTL0701716A* | 32400 | 16.5 | 8.1 | 33200 | 25000 | 75.3% | 1.94 | 11.5 | 11 |  |  |  |  | R-410A | 2.7 | Residential & Commercial | USHP | Ducted CEE Tier 1
206772814 | Central HP <5.4 tons | ARCOAIRE | HRCU-A-CB (Split System: Heat Pump with Remote Outdoor Unit-Air-Source) | HVH837GKA2* |  |  | EHD4X42AAL+WALLCON | *96CTN1002122A* | 32600 | 16.5 | 8.1 | 33000 | 24800 | 75.15% | 1.96 | 12 | 11 |  |  |  |  | R-410A | 2.7167 | Residential & Commercial | USHP | Ducted CEE Tier 1
206771877 | Central HP <5.4 tons | ARCOAIRE | HRCU-A-CB (Split System: Heat Pump with Remote Outdoor Unit-Air-Source) | HVH837GKA2* |  |  | EA*4X48L21A*+WALLCON | *97CMN0602120A* | 32200 | 17 | 8.1 | 32800 | 25200 | 76.83% | 1.96 | 11.5 | 11 |  |  |  |  | R-410A | 2.6833 | Residential & Commercial | USHP | Ducted CEE Tier 1
206764934 | Central HP <5.4 tons | CARRIER | HRCU-A-CB (Split System: Heat Pump with Remote Outdoor Unit-Air-Source) | 25VNA837A*031* |  |  | CAP**4221AL*+UI | 59TN6B100C21**22 | 31800 | 17 | 8.1 | 33000 | 24400 | 73.94% | 1.9 | 11 | 11.5 |  |  |  |  | R-410A | 2.65 | Residential & Commercial | USHP | Ducted CEE Tier 1
206764952 | Central HP <5.4 tons | CARRIER | HRCU-A-CB (Split System: Heat Pump with Remote Outdoor Unit-Air-Source) | 25VNA837A*031* |  |  | CAP**4321AL*+UI | 58TN*A090C21**20 | 32800 | 17.5 | 8.5 | 33000 | 25200 | 76.36% | 2 | 12 | 11.7 |  |  |  |  | R-410A | 2.7333 | Residential & Commercial | USHP | Ducted CEE Tier 1
206764969 | Central HP <5.4 tons | CARRIER | HRCU-A-CB (Split System: Heat Pump with Remote Outdoor Unit-Air-Source) | 25VNA837A*031* |  |  | CAP**4821AL*+UI | 59TN6B080C17**14 | 32200 | 17 | 8.1 | 32800 | 25200 | 76.83% | 1.96 | 11.5 | 11 |  |  |  |  | R-410A | 2.6833 | Residential & Commercial | USHP | Ducted CEE Tier 1
216623539 | Central HP <5.4 tons | AC PRO.com | HRCU-A-CB (Split System: Heat Pump with Remote Outdoor Unit-Air-Source) | GUD36W2/NHE-D(U) |  |  | GUD24AH2/E-D(U) | 0 | 24000 | 18 | 10 | 25000 | 24000 | 96% | 2 | 0 | 12.5 |  |  |  |  | R-32 | 2 | Residential & Commercial | USHP | Ducted CEE Tier 1
216678491 | Central HP <5.4 tons | ARCOAIRE | HRCU-A-CB (Split System: Heat Pump with Remote Outdoor Unit-Air-Source) | D5CURAH24AAK |  |  | EA*5X37M21A* | OMV112K14A | 25200 | 15.2 | 9 | 23600 | 19300 | 81.78% | 2.06 | 0 | 10 |  |  |  |  | R-454B | 2.1 | Residential & Commercial | USHP | Ducted CEE Tier 1
216677346 | Central HP <5.4 tons | ARCOAIRE | HRCU-A-CB (Split System: Heat Pump with Remote Outdoor Unit-Air-Source) | D5CURAH24AAK |  |  | EA*5X37M21A* | *96MSN1002120A* | 24800 | 15.5 | 8.5 | 23200 | 19100 | 82.33% | 1.96 | 0 | 10 |  |  |  |  | R-454B | 2.0667 | Residential & Commercial | USHP | Ducted CEE Tier 1
216677605 | Central HP <5.4 tons | ARCOAIRE | HRCU-A-CB (Split System: Heat Pump with Remote Outdoor Unit-Air-Source) | D5CURAH24AAK |  |  | EA*5X37M21A* | *96VSN0801716B* | 24800 | 15.5 | 8.5 | 23200 | 19100 | 82.33% | 1.96 | 0 | 10 |  |  |  |  | R-454B | 2.0667 | Residential & Commercial | USHP | Ducted CEE Tier 1
216676767 | Central HP <5.4 tons | ARCOAIRE | HRCU-A-CB (Split System: Heat Pump with Remote Outdoor Unit-Air-Source) | D5CURAH24AAK |  |  | ESH5X30M12A* | *80MSU0601716A* | 24200 | 15.2 | 8.5 | 24400 | 19500 | 79.92% | 1.92 | 0 | 9.8 |  |  |  |  | R-454B | 2.0167 | Residential & Commercial | USHP
216676828 | Central HP <5.4 tons | ARCOAIRE | HRCU-A-CB (Split System: Heat Pump with Remote Outdoor Unit-Air-Source) | D5CURAH24AAK |  |  | EA*5X37M21A* | *95CSU1002122B* | 25400 | 15.2 | 9 | 23400 | 19200 | 82.05% | 2.08 | 0 | 10 |  |  |  |  | R-454B | 2.1167 | Residential & Commercial | USHP | Ducted CEE Tier 1
206765131 | Central HP <5.4 tons | CARRIER | HRCU-A-CB (Split System: Heat Pump with Remote Outdoor Unit-Air-Source) | 25VNA837A*031* |  |  | CSPH*4212AL*+UI | 58CU*A100C21**20 | 32400 | 16 | 8.1 | 33200 | 24800 | 74.7% | 1.94 | 11.5 | 11 |  |  |  |  | R-410A | 2.7 | Residential & Commercial | USHP | Ducted CEE Tier 1
206133374 | Central HP <5.4 tons | CARRIER | HRCU-A-CB (Split System: Heat Pump with Remote Outdoor Unit-Air-Source) | 25VNA825A*031* |  |  | CAP**3621AL*+UI | 58CU*A040C17**12 | 23600 | 17 | 8.1 | 21400 | 16600 | 77.57% | 1.94 | 11.5 | 11 |  |  |  |  | R-410A | 1.9667 | Residential & Commercial | USHP | Ducted CEE Tier 1
206133424 | Central HP <5.4 tons | CARRIER | HRCU-A-CB (Split System: Heat Pump with Remote Outdoor Unit-Air-Source) | 25VNA825A*031* |  |  | CAP**3717AL*+UI | 58CU*A060C17**16 | 24200 | 16.5 | 8.1 | 21400 | 16700 | 78.04% | 2 | 11.5 | 10.5 |  |  |  |  | R-410A | 2.0167 | Residential & Commercial | USHP | Ducted CEE Tier 1
211391759 | Central HP <5.4 tons | COLEMAN | HRCU-A-CB (Split System: Heat Pump with Remote Outdoor Unit-Air-Source) | HMH72B341 |  |  | XAFC36DBCN1 | TM8E100B12MP11 | 34000 | 18 | 8.1 | 33800 | 23800 | 70.41% | 2.06 | 0 | 10 |  |  |  |  | R-410A | 2.8333 | Residential & Commercial | USHP | Ducted CEE Tier 1
215670167 | Central HP <5.4 tons | BRYANT HEATING AND COOLING SYSTEMS | HRCU-A-CB (Split System: Heat Pump with Remote Outdoor Unit-Air-Source) | 290VAN036**AA* |  |  | CSAH*4812AM*+UI | 88*TB36070C14*** | 34000 | 16.5 | 8.5 | 35600 | 25400 | 71.35% | 1.76 | 0 | 9.5 |  |  |  |  | R-454B | 2.8333 | Residential & Commercial | USHP
211386280 | Central HP <5.4 tons | COLEMAN | HRCU-A-CB (Split System: Heat Pump with Remote Outdoor Unit-Air-Source) | HMH72B341 |  |  | XAUC48FXXN1+TXV | TL9E080C16UH11 | 34000 | 16.5 | 8.5 | 32800 | 24200 | 73.78% | 2.08 | 0 | 9 |  |  |  |  | R-410A | 2.8333 | Residential & Commercial | USHP
211386498 | Central HP <5.4 tons | COLEMAN | HRCU-A-CB (Split System: Heat Pump with Remote Outdoor Unit-Air-Source) | HMH72B341 |  |  | XAHC48FXXN1+TXV | TL8E080C16UH11 | 33600 | 16.5 | 8.1 | 32600 | 24200 | 74.23% | 2.04 | 0 | 9 |  |  |  |  | R-410A | 2.8 | Residential & Commercial | USHP
211227739 | Central HP <5.4 tons | ARCOAIRE | HRCU-A-CB (Split System: Heat Pump with Remote Outdoor Unit-Air-Source) | DLCURAH36ABK |  |  | EA*4X42L21A* | OMV112K14A | 35200 | 15.5 | 8.1 | 38500 | 35200 | 91.43% | 1.86 | 0 | 9.5 |  |  |  |  | R-410A | 2.9333 | Residential & Commercial | USHP
206765909 | Central HP <5.4 tons | ARCOAIRE | HRCU-A-CB (Split System: Heat Pump with Remote Outdoor Unit-Air-Source) | HVH825GKA3* |  |  | EA*4X37L17A*+WALLCON | *80CTL0701412A* | 24200 | 17 | 8.1 | 21400 | 16600 | 77.57% | 2 | 11 | 11 |  |  |  |  | R-410A | 2.0167 | Residential & Commercial | USHP | Ducted CEE Tier 1
206765630 | Central HP <5.4 tons | ARCOAIRE | HRCU-A-CB (Split System: Heat Pump with Remote Outdoor Unit-Air-Source) | HVH825GKA3* |  |  | EA*4X30L17A*+WALLCON | *80CTL0701412A* | 23600 | 17 | 8.1 | 21600 | 16600 | 76.85% | 1.92 | 11.5 | 11 |  |  |  |  | R-410A | 1.9667 | Residential & Commercial | USHP | Ducted CEE Tier 1
206765416 | Central HP <5.4 tons | ARCOAIRE | HRCU-A-CB (Split System: Heat Pump with Remote Outdoor Unit-Air-Source) | HVH825GKA3* |  |  | EA*4X24L17A*+WALLCON | *80CTL0451712A* | 23200 | 16 | 8.1 | 22000 | 16900 | 76.82% | 1.88 | 11 | 10.5 |  |  |  |  | R-410A | 1.9333 | Residential & Commercial | USHP | Ducted CEE Tier 1
206765407 | Central HP <5.4 tons | ARCOAIRE | HRCU-A-CB (Split System: Heat Pump with Remote Outdoor Unit-Air-Source) | HVH825GKA3* |  |  | EA*4X24L14A*+WALLCON | *80CTL0701412A* | 23400 | 17 | 8.1 | 22000 | 16800 | 76.36% | 1.9 | 11 | 10.5 |  |  |  |  | R-410A | 1.95 | Residential & Commercial | USHP | Ducted CEE Tier 1
215681407 | Central HP <5.4 tons | ARCOAIRE | HRCU-A-CB (Split System: Heat Pump with Remote Outdoor Unit-Air-Source) | H5H0V48*K*AAA* |  |  | EA*5X60M24A*+WALLCON | *97CTN0802120A* | 45000 | 18 | 9 | 47500 | 33600 | 70.74% | 2.06 | 0 | 10 |  |  |  |  | R-454B | 3.75 | Residential & Commercial | USHP | Ducted CEE Tier 1
206765461 | Central HP <5.4 tons | ARCOAIRE | HRCU-A-CB (Split System: Heat Pump with Remote Outdoor Unit-Air-Source) | HVH825GKA3* |  |  | EA*4X24L17A*+WALLCON | *97CMN0801714A* | 23200 | 16 | 8.1 | 22000 | 16900 | 76.82% | 1.88 | 11 | 10.5 |  |  |  |  | R-410A | 1.9333 | Residential & Commercial | USHP | Ducted CEE Tier 1
206767081 | Central HP <5.4 tons | ARCOAIRE | HRCU-A-CB (Split System: Heat Pump with Remote Outdoor Unit-Air-Source) | HVH825GKA3* |  |  | EA*4X24L17A*+WALLCON | *80CSU0601716A* | 23200 | 16.5 | 8.1 | 22000 | 16800 | 76.36% | 1.88 | 11 | 10.5 |  |  |  |  | R-410A | 1.9333 | Residential & Commercial | USHP | Ducted CEE Tier 1
206765927 | Central HP <5.4 tons | ARCOAIRE | HRCU-A-CB (Split System: Heat Pump with Remote Outdoor Unit-Air-Source) | HVH825GKA3* |  |  | EA*4X37L21A*+WALLCON | *80CTL0451712A* | 24200 | 16.5 | 8.1 | 21200 | 16700 | 78.77% | 2 | 11 | 11 |  |  |  |  | R-410A | 2.0167 | Residential & Commercial | USHP | Ducted CEE Tier 1
206136334 | Central HP <5.4 tons | ARCOAIRE | HRCU-A-CB (Split System: Heat Pump with Remote Outdoor Unit-Air-Source) | HVH837GKA** |  |  | EHD4X42AAL+WALLCON | *95CSU0802120A* | 32600 | 17 | 8.1 | 33000 | 24800 | 75.15% | 1.96 | 11.5 | 11 |  |  |  |  | R-410A | 2.7167 | Residential & Commercial | USHP | Ducted CEE Tier 1
210598215 | Central HP <5.4 tons | ARCOAIRE | HRCU-A-CB (Split System: Heat Pump with Remote Outdoor Unit-Air-Source) | HVH825GKA2* |  |  | EHD4X42AAL+WALLCON | *96CTN1202422A* | 24200 | 16 | 8.1 | 21400 | 16600 | 77.57% | 2 | 0 | 10.5 |  |  |  |  | R-410A | 2.0167 | Residential & Commercial | USHP | Ducted CEE Tier 1
210599501 | Central HP <5.4 tons | ARCOAIRE | HRCU-A-CB (Split System: Heat Pump with Remote Outdoor Unit-Air-Source) | HVH837GKA** |  |  | EN(A,D)4X48L24**+WALLCON | *80CSU1002120A* | 32400 | 17 | 8.1 | 33000 | 24800 | 75.15% | 1.94 | 0 | 11.5 |  |  |  |  | R-410A | 2.7 | Residential & Commercial | USHP | Ducted CEE Tier 1
206767500 | Central HP <5.4 tons | ARCOAIRE | HRCU-A-CB (Split System: Heat Pump with Remote Outdoor Unit-Air-Source) | HVH825GKA3* |  |  | EA*4X36L21A*+WALLCON | *95CSU0601716A* | 23600 | 16.5 | 8.1 | 21600 | 16700 | 77.31% | 1.92 | 11 | 10.5 |  |  |  |  | R-410A | 1.9667 | Residential & Commercial | USHP | Ducted CEE Tier 1
206765711 | Central HP <5.4 tons | ARCOAIRE | HRCU-A-CB (Split System: Heat Pump with Remote Outdoor Unit-Air-Source) | HVH825GKA3* |  |  | EA*4X36L17A*+WALLCON | *80CTL0901716A* | 23600 | 17 | 8.1 | 21400 | 16600 | 77.57% | 1.94 | 11.5 | 11 |  |  |  |  | R-410A | 1.9667 | Residential & Commercial | USHP | Ducted CEE Tier 1
211263486 | Central HP <5.4 tons | ARCOAIRE | HRCU-A-CB (Split System: Heat Pump with Remote Outdoor Unit-Air-Source) | DLCURAH18ABK |  |  | EN(A,D)4X24L17** | *80ES(N,L)0701412A* | 17500 | 16 | 8.5 | 18400 | 18800 | 102.2% | 2.26 | 0 | 11 |  |  |  |  | R-410A | 1.4583 | Residential & Commercial | USHP | Ducted CEE Tier 1
211264087 | Central HP <5.4 tons | ARCOAIRE | HRCU-A-CB (Split System: Heat Pump with Remote Outdoor Unit-Air-Source) | DLCURAH18ABK |  |  | EN(A,D)4X30L17** | *80ESU0401712A* | 18600 | 16.5 | 8.5 | 19000 | 18200 | 95.79% | 2.2 | 0 | 11 |  |  |  |  | R-410A | 1.55 | Residential & Commercial | USHP | Ducted CEE Tier 1
211264471 | Central HP <5.4 tons | ARCOAIRE | HRCU-A-CB (Split System: Heat Pump with Remote Outdoor Unit-Air-Source) | DLCURAH18ABK |  |  | EN(A,D)4X30L17** | *80ES(N,L)0451412A* | 18200 | 16.5 | 8.5 | 18700 | 18300 | 97.86% | 2.22 | 0 | 11 |  |  |  |  | R-410A | 1.5167 | Residential & Commercial | USHP | Ducted CEE Tier 1
211245027 | Central HP <5.4 tons | ARCOAIRE | HRCU-A-CB (Split System: Heat Pump with Remote Outdoor Unit-Air-Source) | DLCURAH24ABK |  |  | EN(A,D,W)4X36L17** | *80VTL0701716A* | 24200 | 17 | 8.1 | 26200 | 23000 | 87.79% | 1.9 | 0 | 10.5 |  |  |  |  | R-410A | 2.0167 | Residential & Commercial | USHP | Ducted CEE Tier 1
206771085 | Central HP <5.4 tons | ARCOAIRE | HRCU-A-CB (Split System: Heat Pump with Remote Outdoor Unit-Air-Source) | HVH837GKA2* |  |  | EA*4X36L21A*+WALLCON | *96CTN0801714A* | 31400 | 17 | 8.1 | 33400 | 24400 | 73.05% | 1.84 | 11 | 11 |  |  |  |  | R-410A | 2.6167 | Residential & Commercial | USHP | Ducted CEE Tier 1
206773138 | Central HP <5.4 tons | ARCOAIRE | HRCU-A-CB (Split System: Heat Pump with Remote Outdoor Unit-Air-Source) | HVH837GKA2* |  |  | EA*4X48L21A*+WALLCON | *80CSU0401712A* | 32400 | 17.5 | 8.1 | 32600 | 25000 | 76.69% | 1.96 | 12 | 11 |  |  |  |  | R-410A | 2.7 | Residential & Commercial | USHP | Ducted CEE Tier 1
206772823 | Central HP <5.4 tons | ARCOAIRE | HRCU-A-CB (Split System: Heat Pump with Remote Outdoor Unit-Air-Source) | HVH837GKA2* |  |  | EHD4X42AAL+WALLCON | *80CTL0701412A* | 32400 | 17 | 8.1 | 33200 | 25000 | 75.3% | 1.94 | 11.5 | 11 |  |  |  |  | R-410A | 2.7 | Residential & Commercial | USHP | Ducted CEE Tier 1
211227079 | Central HP <5.4 tons | ARCOAIRE | HRCU-A-CB (Split System: Heat Pump with Remote Outdoor Unit-Air-Source) | DLCURAH36ABK |  |  | EA*4X37L21A* | *95ESN1002122A* | 37400 | 15.5 | 8.5 | 39000 | 35000 | 89.74% | 2.16 | 0 | 10 |  |  |  |  | R-410A | 3.1167 | Residential & Commercial | USHP | Ducted CEE Tier 1
206764982 | Central HP <5.4 tons | CARRIER | HRCU-A-CB (Split System: Heat Pump with Remote Outdoor Unit-Air-Source) | 25VNA837A*031* |  |  | CAP**4824AL*+UI | 59TN6B120C24**22 | 32400 | 17.5 | 8.5 | 32400 | 24800 | 76.54% | 2 | 12 | 11.7 |  |  |  |  | R-410A | 2.7 | Residential & Commercial | USHP | Ducted CEE Tier 1
206765017 | Central HP <5.4 tons | CARRIER | HRCU-A-CB (Split System: Heat Pump with Remote Outdoor Unit-Air-Source) | 25VNA837A*031* |  |  | CNPV*4821AL*+UI | 58TN*A070C17**16 | 32400 | 17.5 | 8.1 | 33000 | 25000 | 75.76% | 1.94 | 12 | 11.5 |  |  |  |  | R-410A | 2.7 | Residential & Commercial | USHP | Ducted CEE Tier 1
206765036 | Central HP <5.4 tons | CARRIER | HRCU-A-CB (Split System: Heat Pump with Remote Outdoor Unit-Air-Source) | 25VNA837A*031* |  |  | CNPV*4824AL*+UI | 59MN7B100C21**22 | 32400 | 17.5 | 8.1 | 33000 | 24800 | 75.15% | 1.96 | 12 | 11.7 |  |  |  |  | R-410A | 2.7 | Residential & Commercial | USHP | Ducted CEE Tier 1
206765068 | Central HP <5.4 tons | CARRIER | HRCU-A-CB (Split System: Heat Pump with Remote Outdoor Unit-Air-Source) | 25VNA837A*031* |  |  | CSPH*4212AL*+UI | 59TN6B120C24**22 | 32600 | 17 | 8.1 | 33000 | 24800 | 75.15% | 1.96 | 11 | 11 |  |  |  |  | R-410A | 2.7167 | Residential & Commercial | USHP | Ducted CEE Tier 1
206765084 | Central HP <5.4 tons | CARRIER | HRCU-A-CB (Split System: Heat Pump with Remote Outdoor Unit-Air-Source) | 25VNA837A*031* |  |  | CSPH*4812AL*+UI | 58TN*A135C24**22 | 32600 | 17 | 8.1 | 33000 | 24800 | 75.15% | 1.98 | 11 | 11 |  |  |  |  | R-410A | 2.7167 | Residential & Commercial | USHP | Ducted CEE Tier 1
212988807 | Central HP <5.4 tons | PAYNE HEATING AND COOLING | HRCU-A-CB (Split System: Heat Pump with Remote Outdoor Unit-Air-Source) | 38MURAQ18AB3* |  |  | CAP**3017AL* | PG95MSUA36040B** | 17400 | 16 | 8.5 | 18000 | 18800 | 104.4% | 2.26 | 0 | 10.5 |  |  |  |  | R-410A | 1.45 | Residential & Commercial | USHP | Ducted CEE Tier 1
212985301 | Central HP <5.4 tons | PAYNE HEATING AND COOLING | HRCU-A-CB (Split System: Heat Pump with Remote Outdoor Unit-Air-Source) | 38MURAQ30AB3* |  |  | CAP**4321AL* | PG92MSAA60100C** | 30600 | 16 | 8.5 | 35000 | 26800 | 76.57% | 1.86 | 0 | 9 |  |  |  |  | R-410A | 2.55 | Residential & Commercial | USHP
216676114 | Central HP <5.4 tons | ARCOAIRE | HRCU-A-CB (Split System: Heat Pump with Remote Outdoor Unit-Air-Source) | D5CURAH24AAK |  |  | EA*5X30M17A* | *80VSL0451412B* | 23400 | 15.2 | 8.5 | 24000 | 19400 | 80.83% | 1.9 | 0 | 9.8 |  |  |  |  | R-454B | 1.95 | Residential & Commercial | USHP
215670617 | Central HP <5.4 tons | BRYANT HEATING AND COOLING SYSTEMS | HRCU-A-CB (Split System: Heat Pump with Remote Outdoor Unit-Air-Source) | 290VAN036**AA* |  |  | FE5BNBD60L*+UI | 0 | 35400 | 19.5 | 9.5 | 34000 | 24400 | 71.76% | 2.04 | 0 | 11.5 |  |  |  |  | R-454B | 2.95 | Residential & Commercial | USHP | Ducted CEE Tier 1
207335068 | Central HP <5.4 tons | AC PRO.com | HRCU-A-CB (Split System: Heat Pump with Remote Outdoor Unit-Air-Source) | AUD60W/A-D(U) |  |  | AUD60AH2/A-D(U) | 0 | 54000 | 16 | 9 | 54000 | 41000 | 75.93% | 1.8 | 10.5 | 10 |  |  |  |  | R-410A | 4.5 | Residential & Commercial | USHP | Ducted CEE Tier 1
211226421 | Central HP <5.4 tons | ARCOAIRE | HRCU-A-CB (Split System: Heat Pump with Remote Outdoor Unit-Air-Source) | DLCURAH36ABK |  |  | EA*4X36L21A* | *96VTN1002122A* | 35200 | 16.5 | 8.1 | 38500 | 35200 | 91.43% | 1.82 | 0 | 10 |  |  |  |  | R-410A | 2.9333 | Residential & Commercial | USHP | Ducted CEE Tier 1
215670417 | Central HP <5.4 tons | BRYANT HEATING AND COOLING SYSTEMS | HRCU-A-CB (Split System: Heat Pump with Remote Outdoor Unit-Air-Source) | 290VAN036**AA* |  |  | CSAH*6012AM*+UI | 88*TB48070C17*** | 34400 | 17 | 8.5 | 34800 | 25000 | 71.84% | 1.8 | 0 | 9.5 |  |  |  |  | R-454B | 2.8667 | Residential & Commercial | USHP
215670467 | Central HP <5.4 tons | BRYANT HEATING AND COOLING SYSTEMS | HRCU-A-CB (Split System: Heat Pump with Remote Outdoor Unit-Air-Source) | 290VAN036**AA* |  |  | CSAH*6012AM*+UI | 88*TB66135C24*** | 34600 | 17 | 8.5 | 34600 | 24800 | 71.68% | 1.92 | 0 | 10 |  |  |  |  | R-454B | 2.8833 | Residential & Commercial | USHP | Ducted CEE Tier 1
215670587 | Central HP <5.4 tons | BRYANT HEATING AND COOLING SYSTEMS | HRCU-A-CB (Split System: Heat Pump with Remote Outdoor Unit-Air-Source) | 290VAN036**AA* |  |  | CSAH*6012AM*+UI | 986TD66100C21*** | 34600 | 17 | 8.5 | 34600 | 24800 | 71.68% | 1.92 | 0 | 10 |  |  |  |  | R-454B | 2.8833 | Residential & Commercial | USHP | Ducted CEE Tier 1
206135812 | Central HP <5.4 tons | CARRIER | HRCU-A-CB (Split System: Heat Pump with Remote Outdoor Unit-Air-Source) | 25VNA837A*030* |  |  | CAP**4824AL*+UI | 58CU*A100C21**20 | 32200 | 17 | 8.1 | 32600 | 25000 | 76.69% | 1.96 | 12 | 11 |  |  |  |  | R-410A | 2.6833 | Residential & Commercial | USHP | Ducted CEE Tier 1
206764325 | Central HP <5.4 tons | CARRIER | HRCU-A-CB (Split System: Heat Pump with Remote Outdoor Unit-Air-Source) | 25VNA825A*032* |  |  | CAP**3617AL*+UI | 59TN6B080C17**14 | 23600 | 16.5 | 8.1 | 21600 | 16700 | 77.31% | 1.92 | 11.5 | 10.5 |  |  |  |  | R-410A | 1.9667 | Residential & Commercial | USHP | Ducted CEE Tier 1
206764339 | Central HP <5.4 tons | CARRIER | HRCU-A-CB (Split System: Heat Pump with Remote Outdoor Unit-Air-Source) | 25VNA825A*032* |  |  | CAP**3621AL*+UI | 59MN7B100C21**22 | 23600 | 16.5 | 8.1 | 21400 | 16600 | 77.57% | 1.94 | 11 | 11 |  |  |  |  | R-410A | 1.9667 | Residential & Commercial | USHP | Ducted CEE Tier 1
206764357 | Central HP <5.4 tons | CARRIER | HRCU-A-CB (Split System: Heat Pump with Remote Outdoor Unit-Air-Source) | 25VNA825A*032* |  |  | CAP**3721AL*+UI | 59TN6B060C17**14 | 24400 | 16.5 | 8.1 | 21200 | 16700 | 78.77% | 2.02 | 11 | 11 |  |  |  |  | R-410A | 2.0333 | Residential & Commercial | USHP | Ducted CEE Tier 1
206764909 | Central HP <5.4 tons | CARRIER | HRCU-A-CB (Split System: Heat Pump with Remote Outdoor Unit-Air-Source) | 25VNA837A*031* |  |  | CAP**3721AL*+UI | 58TN*A070C17**16 | 32800 | 17.5 | 8.5 | 33000 | 25200 | 76.36% | 1.98 | 11 | 11.5 |  |  |  |  | R-410A | 2.7333 | Residential & Commercial | USHP | Ducted CEE Tier 1
206764958 | Central HP <5.4 tons | CARRIER | HRCU-A-CB (Split System: Heat Pump with Remote Outdoor Unit-Air-Source) | 25VNA837A*031* |  |  | CAP**4321AL*+UI | 59MN7B100C21**22 | 33000 | 17.5 | 8.5 | 33000 | 25200 | 76.36% | 2 | 12 | 11.7 |  |  |  |  | R-410A | 2.75 | Residential & Commercial | USHP | Ducted CEE Tier 1
206765027 | Central HP <5.4 tons | CARRIER | HRCU-A-CB (Split System: Heat Pump with Remote Outdoor Unit-Air-Source) | 25VNA837A*031* |  |  | CNPV*4821AL*+UI | 59TN6B100C21**22 | 32400 | 17.5 | 8.1 | 33000 | 24800 | 75.15% | 1.96 | 11.5 | 11.7 |  |  |  |  | R-410A | 2.7 | Residential & Commercial | USHP | Ducted CEE Tier 1
216678411 | Central HP <5.4 tons | ARCOAIRE | HRCU-A-CB (Split System: Heat Pump with Remote Outdoor Unit-Air-Source) | D5CURAH24AAK |  |  | EA*5X37M21A* | *97VTN1002122A* | 24800 | 15.5 | 9 | 23200 | 19100 | 82.33% | 2.08 | 0 | 10 |  |  |  |  | R-454B | 2.0667 | Residential & Commercial | USHP | Ducted CEE Tier 1
216677825 | Central HP <5.4 tons | ARCOAIRE | HRCU-A-CB (Split System: Heat Pump with Remote Outdoor Unit-Air-Source) | D5CURAH24AAK |  |  | ESH5X36M12A* | *95MSU1002120A* | 24200 | 15.2 | 8.5 | 23800 | 19300 | 81.09% | 1.92 | 0 | 10 |  |  |  |  | R-454B | 2.0167 | Residential & Commercial | USHP | Ducted CEE Tier 1
216677356 | Central HP <5.4 tons | ARCOAIRE | HRCU-A-CB (Split System: Heat Pump with Remote Outdoor Unit-Air-Source) | D5CURAH24AAK |  |  | EA*5X37M21A* | *96MSN1002122A* | 25000 | 15.5 | 9 | 23200 | 19100 | 82.33% | 2.08 | 0 | 10 |  |  |  |  | R-454B | 2.0833 | Residential & Commercial | USHP | Ducted CEE Tier 1
216677525 | Central HP <5.4 tons | ARCOAIRE | HRCU-A-CB (Split System: Heat Pump with Remote Outdoor Unit-Air-Source) | D5CURAH24AAK |  |  | EA*5X36M17A* | *96VSN0601716B* | 23600 | 15.2 | 8.5 | 24000 | 19400 | 80.83% | 1.92 | 0 | 9.8 |  |  |  |  | R-454B | 1.9667 | Residential & Commercial | USHP
216676438 | Central HP <5.4 tons | ARCOAIRE | HRCU-A-CB (Split System: Heat Pump with Remote Outdoor Unit-Air-Source) | D5CURAH24AAK |  |  | EA*5X37M17A* | *80MSU0601716A* | 24800 | 16 | 9 | 23600 | 19200 | 81.36% | 2.06 | 0 | 10 |  |  |  |  | R-454B | 2.0667 | Residential & Commercial | USHP | Ducted CEE Tier 1
216676154 | Central HP <5.4 tons | ARCOAIRE | HRCU-A-CB (Split System: Heat Pump with Remote Outdoor Unit-Air-Source) | D5CURAH24AAK |  |  | EA*5X25M17A* | *80VSL0451412B* | 24200 | 15.5 | 8.5 | 23200 | 19100 | 82.33% | 1.94 | 0 | 10 |  |  |  |  | R-454B | 2.0167 | Residential & Commercial | USHP | Ducted CEE Tier 1
210598195 | Central HP <5.4 tons | ARCOAIRE | HRCU-A-CB (Split System: Heat Pump with Remote Outdoor Unit-Air-Source) | HVH825GKA2* |  |  | EHD4X42AAL+WALLCON | *95CSU0802120A* | 24200 | 16 | 8.1 | 21400 | 16600 | 77.57% | 2 | 0 | 11 |  |  |  |  | R-410A | 2.0167 | Residential & Commercial | USHP | Ducted CEE Tier 1
204456466 | Central HP <5.4 tons | ARCOAIRE | HRCU-A-CB (Split System: Heat Pump with Remote Outdoor Unit-Air-Source) | HVH825GKA2* |  |  | EA*4X25L17A*+WALLCON | *96CTN0801714A* | 24200 | 16.5 | 8.1 | 21400 | 16700 | 78.04% | 2 | 11 | 11 |  |  |  |  | R-410A | 2.0167 | Residential & Commercial | USHP | Ducted CEE Tier 1
206136018 | Central HP <5.4 tons | ARCOAIRE | HRCU-A-CB (Split System: Heat Pump with Remote Outdoor Unit-Air-Source) | HVH837GKA** |  |  | EHD4X48AAL+WALLCON | *80CSU0601716A* | 32600 | 16.5 | 8.1 | 33200 | 25000 | 75.3% | 1.96 | 11.5 | 11 |  |  |  |  | R-410A | 2.7167 | Residential & Commercial | USHP | Ducted CEE Tier 1
206136354 | Central HP <5.4 tons | ARCOAIRE | HRCU-A-CB (Split System: Heat Pump with Remote Outdoor Unit-Air-Source) | HVH837GKA** |  |  | EHD4X48AAL+WALLCON | *95CSU0802120A* | 32600 | 17 | 8.1 | 33000 | 24800 | 75.15% | 1.98 | 11.5 | 11 |  |  |  |  | R-410A | 2.7167 | Residential & Commercial | USHP | Ducted CEE Tier 1
211262770 | Central HP <5.4 tons | ARCOAIRE | HRCU-A-CB (Split System: Heat Pump with Remote Outdoor Unit-Air-Source) | DLCURAH18ABK |  |  | EN(A,D)4X24L14** | *80ES(N,L)0701412A* | 17500 | 16 | 8.5 | 18400 | 18800 | 102.2% | 2.26 | 0 | 11 |  |  |  |  | R-410A | 1.4583 | Residential & Commercial | USHP | Ducted CEE Tier 1
211262918 | Central HP <5.4 tons | ARCOAIRE | HRCU-A-CB (Split System: Heat Pump with Remote Outdoor Unit-Air-Source) | DLCURAH18ABK |  |  | EN(A,D)4X24L17** | *95ESU0401712A* | 17600 | 16 | 8.5 | 18500 | 18800 | 101.6% | 2.26 | 0 | 11 |  |  |  |  | R-410A | 1.4667 | Residential & Commercial | USHP | Ducted CEE Tier 1
211227106 | Central HP <5.4 tons | ARCOAIRE | HRCU-A-CB (Split System: Heat Pump with Remote Outdoor Unit-Air-Source) | DLCURAH36ABK |  |  | EA*4X37L21A* | *96VSN0801716A* | 36800 | 15.2 | 8.5 | 38500 | 35000 | 90.91% | 2.1 | 0 | 10 |  |  |  |  | R-410A | 3.0667 | Residential & Commercial | USHP | Ducted CEE Tier 1
206765100 | Central HP <5.4 tons | CARRIER | HRCU-A-CB (Split System: Heat Pump with Remote Outdoor Unit-Air-Source) | 25VNA837A*031* |  |  | CAP**3721AL*+UI | 58CU*A040C17**12 | 32800 | 17.5 | 8.5 | 33000 | 25200 | 76.36% | 1.98 | 12 | 11 |  |  |  |  | R-410A | 2.7333 | Residential & Commercial | USHP | Ducted CEE Tier 1
210598494 | Central HP <5.4 tons | ARCOAIRE | HRCU-A-CB (Split System: Heat Pump with Remote Outdoor Unit-Air-Source) | HVH825GKA2* |  |  | EN(A,D,W)4X48L21**+WALLCON | *95CSU0601716A* | 24000 | 16.5 | 8.1 | 21400 | 16700 | 78.04% | 2 | 0 | 11 |  |  |  |  | R-410A | 2 | Residential & Commercial | USHP | Ducted CEE Tier 1
206133408 | Central HP <5.4 tons | ARCOAIRE | HRCU-A-CB (Split System: Heat Pump with Remote Outdoor Unit-Air-Source) | HVH825GKA2* |  |  | EA*4X36L21A*+WALLCON | *80CSU1002120A* | 23600 | 16.5 | 8.1 | 21400 | 16700 | 78.04% | 1.94 | 11.5 | 10.5 |  |  |  |  | R-410A | 1.9667 | Residential & Commercial | USHP | Ducted CEE Tier 1
206133740 | Central HP <5.4 tons | ARCOAIRE | HRCU-A-CB (Split System: Heat Pump with Remote Outdoor Unit-Air-Source) | HVH825GKA2* |  |  | EA*4X25L17A*+WALLCON | *95CSU0601716A* | 24200 | 16.5 | 8.1 | 21400 | 16700 | 78.04% | 2 | 11 | 10.5 |  |  |  |  | R-410A | 2.0167 | Residential & Commercial | USHP | Ducted CEE Tier 1
206133790 | Central HP <5.4 tons | ARCOAIRE | HRCU-A-CB (Split System: Heat Pump with Remote Outdoor Unit-Air-Source) | HVH825GKA2* |  |  | EA*4X36L21A*+WALLCON | *95CSU1002122A* | 23600 | 16.5 | 8.1 | 21400 | 16600 | 77.57% | 1.94 | 11.5 | 10.5 |  |  |  |  | R-410A | 1.9667 | Residential & Commercial | USHP | Ducted CEE Tier 1
206765058 | Central HP <5.4 tons | CARRIER | HRCU-A-CB (Split System: Heat Pump with Remote Outdoor Unit-Air-Source) | 25VNA837A*031* |  |  | CSPH*3612AL*+UI | 58TN*A090C17**16 | 32400 | 17 | 8.1 | 33200 | 24600 | 74.1% | 1.94 | 12 | 11 |  |  |  |  | R-410A | 2.7 | Residential & Commercial | USHP | Ducted CEE Tier 1
206765108 | Central HP <5.4 tons | CARRIER | HRCU-A-CB (Split System: Heat Pump with Remote Outdoor Unit-Air-Source) | 25VNA837A*031* |  |  | CAP**4321AL*+UI | 58CU*A060C17**16 | 32800 | 17 | 8.5 | 33000 | 25200 | 76.36% | 1.96 | 12 | 11 |  |  |  |  | R-410A | 2.7333 | Residential & Commercial | USHP | Ducted CEE Tier 1
211261298 | Central HP <5.4 tons | PAYNE HEATING AND COOLING | HRCU-A-CB (Split System: Heat Pump with Remote Outdoor Unit-Air-Source) | 38MURAQ18AB3* |  |  | CAP**3014AL* | PG80VTLA36045A** | 17800 | 16.5 | 8.5 | 18200 | 18500 | 101.6% | 2.22 | 0 | 10.5 |  |  |  |  | R-410A | 1.4833 | Residential & Commercial | USHP | Ducted CEE Tier 1
211392433 | Central HP <5.4 tons | COLEMAN | HRCU-A-CB (Split System: Heat Pump with Remote Outdoor Unit-Air-Source) | HMH72B341 |  |  | XAFB36DBCN1 | TMLE080B12MP11 | 34000 | 18 | 8.1 | 34000 | 24400 | 71.76% | 2.06 | 0 | 9.5 |  |  |  |  | R-410A | 2.8333 | Residential & Commercial | USHP
206133650 | Central HP <5.4 tons | ARCOAIRE | HRCU-A-CB (Split System: Heat Pump with Remote Outdoor Unit-Air-Source) | HVH825GKA2* |  |  | EHD4X30AAL+WALLCON | *80CSU0401712A* | 23800 | 16 | 8.1 | 21800 | 16800 | 77.06% | 1.98 | 11 | 10.5 |  |  |  |  | R-410A | 1.9833 | Residential & Commercial | USHP | Ducted CEE Tier 1
215670577 | Central HP <5.4 tons | BRYANT HEATING AND COOLING SYSTEMS | HRCU-A-CB (Split System: Heat Pump with Remote Outdoor Unit-Air-Source) | 290VAN036**AA* |  |  | CSAH*6012AM*+UI | 986TD42080C17*** | 34400 | 17 | 8.5 | 34800 | 25000 | 71.84% | 1.78 | 0 | 9.5 |  |  |  |  | R-454B | 2.8667 | Residential & Commercial | USHP
206133378 | Central HP <5.4 tons | ARCOAIRE | HRCU-A-CB (Split System: Heat Pump with Remote Outdoor Unit-Air-Source) | HVH825GKA2* |  |  | EA*4X36L21A*+WALLCON | *80CSU0401712A* | 23600 | 17 | 8.1 | 21400 | 16600 | 77.57% | 1.94 | 11.5 | 11 |  |  |  |  | R-410A | 1.9667 | Residential & Commercial | USHP | Ducted CEE Tier 1
206773147 | Central HP <5.4 tons | ARCOAIRE | HRCU-A-CB (Split System: Heat Pump with Remote Outdoor Unit-Air-Source) | HVH837GKA2* |  |  | EA*4X48L21A*+WALLCON | *80CSU0601716A* | 32200 | 17 | 8.1 | 32600 | 25000 | 76.69% | 1.96 | 12 | 11 |  |  |  |  | R-410A | 2.6833 | Residential & Commercial | USHP | Ducted CEE Tier 1
206772327 | Central HP <5.4 tons | ARCOAIRE | HRCU-A-CB (Split System: Heat Pump with Remote Outdoor Unit-Air-Source) | HVH837GKA2* |  |  | EN(A,D,W)4X48L21**+WALLCON | *80CTL0901716A* | 32400 | 18 | 8.1 | 32800 | 24800 | 75.61% | 1.98 | 12.5 | 11.7 |  |  |  |  | R-410A | 2.7 | Residential & Commercial | USHP | Ducted CEE Tier 1
216676664 | Central HP <5.4 tons | ARCOAIRE | HRCU-A-CB (Split System: Heat Pump with Remote Outdoor Unit-Air-Source) | D5CURAH24AAK |  |  | EA*5X36M17A* | *80VTL0701716B* | 23800 | 15.2 | 8.5 | 24000 | 19400 | 80.83% | 1.9 | 0 | 9.8 |  |  |  |  | R-454B | 1.9833 | Residential & Commercial | USHP
216676144 | Central HP <5.4 tons | ARCOAIRE | HRCU-A-CB (Split System: Heat Pump with Remote Outdoor Unit-Air-Source) | D5CURAH24AAK |  |  | EA*5X36M17A* | *80VSL0451412B* | 23600 | 15.5 | 8.5 | 24000 | 19300 | 80.42% | 1.92 | 0 | 9.8 |  |  |  |  | R-454B | 1.9667 | Residential & Commercial | USHP
216675812 | Central HP <5.4 tons | ARCOAIRE | HRCU-A-CB (Split System: Heat Pump with Remote Outdoor Unit-Air-Source) | D5CURAH24AAK |  |  | ESH5X36M12A* | *80MS(N,L)0701412A* | 24000 | 15.2 | 8.5 | 23600 | 19200 | 81.36% | 1.94 | 0 | 10 |  |  |  |  | R-454B | 2 | Residential & Commercial | USHP | Ducted CEE Tier 1
215683600 | Central HP <5.4 tons | BRYANT HEATING AND COOLING SYSTEMS | HRCU-A-CB (Split System: Heat Pump with Remote Outdoor Unit-Air-Source) | 290VAN024**AA* |  |  | CAA**2517AM*+UI | 88*TB36045C17*** | 23800 | 17 | 9 | 23400 | 16500 | 70.51% | 2 | 0 | 10 |  |  |  |  | R-454B | 1.9833 | Residential & Commercial | USHP | Ducted CEE Tier 1
215683682 | Central HP <5.4 tons | BRYANT HEATING AND COOLING SYSTEMS | HRCU-A-CB (Split System: Heat Pump with Remote Outdoor Unit-Air-Source) | 290VAN024**AA* |  |  | CAA**3717AM*+UI | 986TD30040C14*** | 23400 | 16 | 9 | 24000 | 16900 | 70.42% | 1.98 | 0 | 9.5 |  |  |  |  | R-454B | 1.95 | Residential & Commercial | USHP
215683684 | Central HP <5.4 tons | BRYANT HEATING AND COOLING SYSTEMS | HRCU-A-CB (Split System: Heat Pump with Remote Outdoor Unit-Air-Source) | 290VAN024**AA* |  |  | CAA**3717AM*+UI | 986TD42060C17*** | 23800 | 17 | 9 | 23600 | 16600 | 70.34% | 2 | 0 | 10 |  |  |  |  | R-454B | 1.9833 | Residential & Commercial | USHP | Ducted CEE Tier 1
211388344 | Central HP <5.4 tons | COLEMAN | HRCU-A-CB (Split System: Heat Pump with Remote Outdoor Unit-Air-Source) | HMH72B341 |  |  | XAUB36DXXN1+TXV | TM9V060B12MP12 | 33800 | 17 | 8.5 | 33400 | 23800 | 71.26% | 2.04 | 0 | 9.5 |  |  |  |  | R-410A | 2.8167 | Residential & Commercial | USHP
211388548 | Central HP <5.4 tons | COLEMAN | HRCU-A-CB (Split System: Heat Pump with Remote Outdoor Unit-Air-Source) | HMH72B341 |  |  | XAHC36DXXN1+TXV | TM9E100C20MP12 | 34000 | 15.5 | 8.1 | 33200 | 23600 | 71.08% | 2.06 | 0 | 10 |  |  |  |  | R-410A | 2.8333 | Residential & Commercial | USHP | Ducted CEE Tier 1
205751019 | Central HP <5.4 tons | ARCOAIRE | HRCU-A-CB (Split System: Heat Pump with Remote Outdoor Unit-Air-Source) | HVH837GKA** |  |  | EA*4X37L21A*+WALLCON | *80CTL0902120A* | 32800 | 17.5 | 8.5 | 33000 | 25200 | 76.36% | 1.98 | 12 | 11.7 |  |  |  |  | R-410A | 2.7333 | Residential & Commercial | USHP | Ducted CEE Tier 1
210470269 | Central HP <5.4 tons | ARCOAIRE | HRCU-A-CB (Split System: Heat Pump with Remote Outdoor Unit-Air-Source) | HVH837GKA2* |  |  | EA*4X60L24A*+WALLCON | *80CTL0902120A* | 32800 | 17.5 | 8.5 | 31800 | 24800 | 77.99% | 1.98 | 0 | 11.7 |  |  |  |  | R-410A | 2.7333 | Residential & Commercial | USHP | Ducted CEE Tier 1
206773003 | Central HP <5.4 tons | ARCOAIRE | HRCU-A-CB (Split System: Heat Pump with Remote Outdoor Unit-Air-Source) | HVH837GKA2* |  |  | EHD4X48AAL+WALLCON | *80CTL0901716A* | 32800 | 17.5 | 8.1 | 33000 | 24800 | 75.15% | 1.98 | 12 | 11.5 |  |  |  |  | R-410A | 2.7333 | Residential & Commercial | USHP | Ducted CEE Tier 1
206772724 | Central HP <5.4 tons | ARCOAIRE | HRCU-A-CB (Split System: Heat Pump with Remote Outdoor Unit-Air-Source) | HVH837GKA2* |  |  | EHD4X42AAL+WALLCON | *80CTL1352422A* | 32600 | 17 | 8.1 | 33000 | 24800 | 75.15% | 1.96 | 11 | 11 |  |  |  |  | R-410A | 2.7167 | Residential & Commercial | USHP | Ducted CEE Tier 1
216676945 | Central HP <5.4 tons | ARCOAIRE | HRCU-A-CB (Split System: Heat Pump with Remote Outdoor Unit-Air-Source) | D5CURAH24AAK |  |  | EA*5X37M21A* | *92MSN0601714A* | 24400 | 15.5 | 8.5 | 23000 | 19000 | 82.61% | 1.96 | 0 | 10 |  |  |  |  | R-454B | 2.0333 | Residential & Commercial | USHP | Ducted CEE Tier 1
216676968 | Central HP <5.4 tons | ARCOAIRE | HRCU-A-CB (Split System: Heat Pump with Remote Outdoor Unit-Air-Source) | D5CURAH24AAK |  |  | EA*5X30M17A* | *92MSN0801716A* | 23400 | 15.5 | 8.5 | 24000 | 19400 | 80.83% | 1.9 | 0 | 9.8 |  |  |  |  | R-454B | 1.95 | Residential & Commercial | USHP
216677018 | Central HP <5.4 tons | ARCOAIRE | HRCU-A-CB (Split System: Heat Pump with Remote Outdoor Unit-Air-Source) | D5CURAH24AAK |  |  | ESH5X36M12A* | *92MSN1002120A* | 24200 | 15.2 | 8.5 | 23600 | 19300 | 81.78% | 1.94 | 0 | 10 |  |  |  |  | R-454B | 2.0167 | Residential & Commercial | USHP | Ducted CEE Tier 1
216678215 | Central HP <5.4 tons | ARCOAIRE | HRCU-A-CB (Split System: Heat Pump with Remote Outdoor Unit-Air-Source) | D5CURAH24AAK |  |  | EA*5X37M21A* | *96VTN1002122B* | 24800 | 15.5 | 9 | 23200 | 19100 | 82.33% | 2.08 | 0 | 10 |  |  |  |  | R-454B | 2.0667 | Residential & Commercial | USHP | Ducted CEE Tier 1
216678070 | Central HP <5.4 tons | ARCOAIRE | HRCU-A-CB (Split System: Heat Pump with Remote Outdoor Unit-Air-Source) | D5CURAH24AAK |  |  | EA*5X37M21A* | *96VTN0601716B* | 24400 | 15.5 | 8.5 | 23000 | 19000 | 82.61% | 1.96 | 0 | 10 |  |  |  |  | R-454B | 2.0333 | Residential & Commercial | USHP | Ducted CEE Tier 1
215674385 | Central HP <5.4 tons | BRYANT HEATING AND COOLING SYSTEMS | HRCU-A-CB (Split System: Heat Pump with Remote Outdoor Unit-Air-Source) | 290VAN048**AA* |  |  | CAA**6121AM*+UI | 935CB48060C17*** | 45500 | 17.5 | 9 | 48000 | 34200 | 71.25% | 2.06 | 0 | 9.5 |  |  |  |  | R-454B | 3.7917 | Residential & Commercial | USHP
211386214 | Central HP <5.4 tons | COLEMAN | HRCU-A-CB (Split System: Heat Pump with Remote Outdoor Unit-Air-Source) | HMH72B341 |  |  | XAHC48FBCN1 | TL9E080C16UH11 | 33200 | 16 | 8.5 | 32400 | 23600 | 72.84% | 2.04 | 0 | 9 |  |  |  |  | R-410A | 2.7667 | Residential & Commercial | USHP
211386416 | Central HP <5.4 tons | COLEMAN | HRCU-A-CB (Split System: Heat Pump with Remote Outdoor Unit-Air-Source) | HMH72B341 |  |  | XAFD48FBCN1 | TL8E100C20UH11 | 34000 | 16.5 | 8.5 | 32400 | 23800 | 73.46% | 2.1 | 0 | 9.5 |  |  |  |  | R-410A | 2.8333 | Residential & Commercial | USHP
206765452 | Central HP <5.4 tons | ARCOAIRE | HRCU-A-CB (Split System: Heat Pump with Remote Outdoor Unit-Air-Source) | HVH825GKA3* |  |  | EA*4X24L17A*+WALLCON | *97CMN0601714A* | 23000 | 16 | 8.1 | 22000 | 17000 | 77.27% | 1.88 | 11 | 10.5 |  |  |  |  | R-410A | 1.9167 | Residential & Commercial | USHP | Ducted CEE Tier 1
206766053 | Central HP <5.4 tons | ARCOAIRE | HRCU-A-CB (Split System: Heat Pump with Remote Outdoor Unit-Air-Source) | HVH825GKA3* |  |  | EA*4X37L21A*+WALLCON | *97CMN0602120A* | 24400 | 16.5 | 8.1 | 21200 | 16700 | 78.77% | 2.02 | 11 | 11 |  |  |  |  | R-410A | 2.0333 | Residential & Commercial | USHP | Ducted CEE Tier 1
206765801 | Central HP <5.4 tons | ARCOAIRE | HRCU-A-CB (Split System: Heat Pump with Remote Outdoor Unit-Air-Source) | HVH825GKA3* |  |  | EA*4X36L21A*+WALLCON | *97CMN1002122A* | 23600 | 16.5 | 8.1 | 21400 | 16600 | 77.57% | 1.94 | 11 | 11 |  |  |  |  | R-410A | 1.9667 | Residential & Commercial | USHP | Ducted CEE Tier 1
211264883 | Central HP <5.4 tons | ARCOAIRE | HRCU-A-CB (Split System: Heat Pump with Remote Outdoor Unit-Air-Source) | DLCURAH18ABK |  |  | FXM4X24**AL | 0 | 18100 | 16 | 8.5 | 18600 | 18500 | 99.46% | 2.22 | 0 | 10.5 |  |  |  |  | R-410A | 1.5083 | Residential & Commercial | USHP | Ducted CEE Tier 1
211262659 | Central HP <5.4 tons | ARCOAIRE | HRCU-A-CB (Split System: Heat Pump with Remote Outdoor Unit-Air-Source) | DLCURAH18ABK |  |  | EN(A,D)4X24L14** | *96VTN0601412A* | 17900 | 15.5 | 8.5 | 18800 | 18700 | 99.47% | 2.26 | 0 | 11 |  |  |  |  | R-410A | 1.4917 | Residential & Commercial | USHP | Ducted CEE Tier 1
211263276 | Central HP <5.4 tons | ARCOAIRE | HRCU-A-CB (Split System: Heat Pump with Remote Outdoor Unit-Air-Source) | DLCURAH18ABK |  |  | EN(A,D)4X24L17** | *96VTN0601714A* | 17600 | 15.5 | 8.5 | 18600 | 18900 | 101.6% | 2.26 | 0 | 10.5 |  |  |  |  | R-410A | 1.4667 | Residential & Commercial | USHP | Ducted CEE Tier 1
210598055 | Central HP <5.4 tons | ARCOAIRE | HRCU-A-CB (Split System: Heat Pump with Remote Outdoor Unit-Air-Source) | HVH825GKA2* |  |  | EA*4X48L21A*+WALLCON | *97CMN0801714A* | 24000 | 16.5 | 8.1 | 21000 | 16600 | 79.05% | 2 | 0 | 11 |  |  |  |  | R-410A | 2 | Residential & Commercial | USHP | Ducted CEE Tier 1
211391800 | Central HP <5.4 tons | COLEMAN | HRCU-A-CB (Split System: Heat Pump with Remote Outdoor Unit-Air-Source) | HMH72B341 |  |  | XAFC30CXXN1+TXV | TMLE100B12MP11 | 32800 | 17.5 | 8.1 | 33400 | 23400 | 70.06% | 2.04 | 0 | 9.5 |  |  |  |  | R-410A | 2.7333 | Residential & Commercial | USHP
211391918 | Central HP <5.4 tons | COLEMAN | HRCU-A-CB (Split System: Heat Pump with Remote Outdoor Unit-Air-Source) | HMH72B341 |  |  | XAFB30CXXN1+TXV | TMLE100B12MP11 | 32800 | 17.5 | 8.1 | 33400 | 23400 | 70.06% | 2.04 | 0 | 9.5 |  |  |  |  | R-410A | 2.7333 | Residential & Commercial | USHP
211397173 | Central HP <5.4 tons | COLEMAN | HRCU-A-CB (Split System: Heat Pump with Remote Outdoor Unit-Air-Source) | HMH72B341 |  |  | XAHC48FBCN1 | TPLC120C20MP13 | 33800 | 16.5 | 8.5 | 32400 | 23800 | 73.46% | 2.06 | 0 | 9 |  |  |  |  | R-410A | 2.8167 | Residential & Commercial | USHP
211397273 | Central HP <5.4 tons | COLEMAN | HRCU-A-CB (Split System: Heat Pump with Remote Outdoor Unit-Air-Source) | HMH72B341 |  |  | XAHD48FXXN1+TXV | CPLC080C16MP13 | 33600 | 16 | 8.5 | 32400 | 23800 | 73.46% | 2.06 | 0 | 9 |  |  |  |  | R-410A | 2.8 | Residential & Commercial | USHP
215670297 | Central HP <5.4 tons | BRYANT HEATING AND COOLING SYSTEMS | HRCU-A-CB (Split System: Heat Pump with Remote Outdoor Unit-Air-Source) | 290VAN036**AA* |  |  | CSAH*4812AM*+UI | 987MC60080C21*** | 34200 | 16.5 | 8.5 | 35400 | 25200 | 71.19% | 1.88 | 0 | 9.5 |  |  |  |  | R-454B | 2.85 | Residential & Commercial | USHP
215670397 | Central HP <5.4 tons | BRYANT HEATING AND COOLING SYSTEMS | HRCU-A-CB (Split System: Heat Pump with Remote Outdoor Unit-Air-Source) | 290VAN036**AA* |  |  | CSAH*6012AM*+UI | 88*TB36045C17*** | 34200 | 16.5 | 8.5 | 35000 | 25200 | 72% | 1.78 | 0 | 9 |  |  |  |  | R-454B | 2.85 | Residential & Commercial | USHP
216677575 | Central HP <5.4 tons | ARCOAIRE | HRCU-A-CB (Split System: Heat Pump with Remote Outdoor Unit-Air-Source) | D5CURAH24AAK |  |  | EA*5X36M17A* | *96VSN0801716B* | 23600 | 15.2 | 8.5 | 24000 | 19400 | 80.83% | 1.9 | 0 | 9.8 |  |  |  |  | R-454B | 1.9667 | Residential & Commercial | USHP
216676590 | Central HP <5.4 tons | ARCOAIRE | HRCU-A-CB (Split System: Heat Pump with Remote Outdoor Unit-Air-Source) | D5CURAH24AAK |  |  | EA*5X25M17A* | *80VTL0451412B* | 24200 | 15.5 | 8.5 | 23200 | 19100 | 82.33% | 1.94 | 0 | 10 |  |  |  |  | R-454B | 2.0167 | Residential & Commercial | USHP | Ducted CEE Tier 1
216676653 | Central HP <5.4 tons | ARCOAIRE | HRCU-A-CB (Split System: Heat Pump with Remote Outdoor Unit-Air-Source) | D5CURAH24AAK |  |  | EA*5X30M17A* | *80VTL0701716B* | 23600 | 15.2 | 8.5 | 24200 | 19400 | 80.17% | 1.9 | 0 | 9.8 |  |  |  |  | R-454B | 1.9667 | Residential & Commercial | USHP
215683702 | Central HP <5.4 tons | BRYANT HEATING AND COOLING SYSTEMS | HRCU-A-CB (Split System: Heat Pump with Remote Outdoor Unit-Air-Source) | 290VAN024**AA* |  |  | CAA**3721AM*+UI | 88*TB60110C21*** | 24000 | 17.5 | 9 | 23200 | 16300 | 70.26% | 2.02 | 0 | 10.5 |  |  |  |  | R-454B | 2 | Residential & Commercial | USHP | Ducted CEE Tier 1
215932147 | Central HP <5.4 tons | AIRQUEST | HRCU-A-CB (Split System: Heat Pump with Remote Outdoor Unit-Air-Source) | H5H3V36*K*AAA* |  |  | EA*5X37M17A*+WALLCON | *96CTN0401410B* | 32200 | 17.5 | 9 | 34000 | 26200 | 77.06% | 1.96 | 0 | 10.5 |  |  |  |  | R-454B | 2.6833 | Residential & Commercial | USHP | Ducted CEE Tier 1
204456583 | Central HP <5.4 tons | ARCOAIRE | HRCU-A-CB (Split System: Heat Pump with Remote Outdoor Unit-Air-Source) | HVH825GKA2* |  |  | EA*4X30L17A*+WALLCON | *80CTL0901716A* | 23600 | 17 | 8.1 | 21400 | 16600 | 77.57% | 1.92 | 11 | 11 |  |  |  |  | R-410A | 1.9667 | Residential & Commercial | USHP | Ducted CEE Tier 1
206773476 | Central HP <5.4 tons | ARCOAIRE | HRCU-A-CB (Split System: Heat Pump with Remote Outdoor Unit-Air-Source) | HVH837GKA2* |  |  | EA*4X43L21A*+WALLCON | *95CSU0802120A* | 33000 | 17.5 | 8.5 | 32800 | 25000 | 76.22% | 2 | 12 | 11.5 |  |  |  |  | R-410A | 2.75 | Residential & Commercial | USHP | Ducted CEE Tier 1
206772426 | Central HP <5.4 tons | ARCOAIRE | HRCU-A-CB (Split System: Heat Pump with Remote Outdoor Unit-Air-Source) | HVH837GKA2* |  |  | EN(A,D)4X48L24**+WALLCON | *96CTN1002122A* | 32400 | 17.5 | 8.1 | 33000 | 24800 | 75.15% | 1.96 | 12 | 11.7 |  |  |  |  | R-410A | 2.7 | Residential & Commercial | USHP | Ducted CEE Tier 1
206771490 | Central HP <5.4 tons | ARCOAIRE | HRCU-A-CB (Split System: Heat Pump with Remote Outdoor Unit-Air-Source) | HVH837GKA2* |  |  | EA*4X42L21A*+WALLCON | *80CTL0901716A* | 31800 | 17.5 | 8.5 | 33000 | 24400 | 73.94% | 1.9 | 12 | 11.7 |  |  |  |  | R-410A | 2.65 | Residential & Commercial | USHP | Ducted CEE Tier 1
206771940 | Central HP <5.4 tons | ARCOAIRE | HRCU-A-CB (Split System: Heat Pump with Remote Outdoor Unit-Air-Source) | HVH837GKA2* |  |  | EA*4X48L24A*+WALLCON | *97CMN1202422A* | 32200 | 17.5 | 8.5 | 32600 | 25000 | 76.69% | 1.98 | 12 | 11.7 |  |  |  |  | R-410A | 2.6833 | Residential & Commercial | USHP | Ducted CEE Tier 1
206771958 | Central HP <5.4 tons | ARCOAIRE | HRCU-A-CB (Split System: Heat Pump with Remote Outdoor Unit-Air-Source) | HVH837GKA2* |  |  | EA*4X48L24A*+WALLCON | *96CTN1002122A* | 32400 | 17.5 | 8.5 | 32600 | 24800 | 76.07% | 2 | 12 | 11.7 |  |  |  |  | R-410A | 2.7 | Residential & Commercial | USHP | Ducted CEE Tier 1
206767117 | Central HP <5.4 tons | ARCOAIRE | HRCU-A-CB (Split System: Heat Pump with Remote Outdoor Unit-Air-Source) | HVH825GKA3* |  |  | EA*4X30L17A*+WALLCON | *80CSU0601716A* | 23400 | 16.5 | 8.1 | 21600 | 16700 | 77.31% | 1.9 | 11 | 10.5 |  |  |  |  | R-410A | 1.95 | Residential & Commercial | USHP | Ducted CEE Tier 1
206765549 | Central HP <5.4 tons | ARCOAIRE | HRCU-A-CB (Split System: Heat Pump with Remote Outdoor Unit-Air-Source) | HVH825GKA3* |  |  | EA*4X25L17A*+WALLCON | *80CTL0701412A* | 24400 | 17.5 | 8.5 | 21200 | 16600 | 78.3% | 2.02 | 11 | 11.5 |  |  |  |  | R-410A | 2.0333 | Residential & Commercial | USHP | Ducted CEE Tier 1
214398375 | Central HP <5.4 tons | LUXAIRE | HRCU-A-CB (Split System: Heat Pump with Remote Outdoor Unit-Air-Source) | HH824E2S11 |  |  | CTF30B5ACS1+JMET12BS2N1 | 0 | 23000 | 18 | 9.5 | 23000 | 18500 | 80.43% | 2 | 0 | 12 |  |  |  |  | R-454B | 1.9167 | Residential & Commercial | USHP | Ducted CEE Tier 1
214397939 | Central HP <5.4 tons | LUXAIRE | HRCU-A-CB (Split System: Heat Pump with Remote Outdoor Unit-Air-Source) | HH824E2S11 |  |  | CTF30A5ADS1 | TM8E040A12MP11 | 23000 | 18 | 9.5 | 23000 | 18500 | 80.43% | 2 | 0 | 12 |  |  |  |  | R-454B | 1.9167 | Residential & Commercial | USHP | Ducted CEE Tier 1
216676508 | Central HP <5.4 tons | ARCOAIRE | HRCU-A-CB (Split System: Heat Pump with Remote Outdoor Unit-Air-Source) | D5CURAH24AAK |  |  | ESH5X30M12A* | *80MS(N,L)0701412A* | 23800 | 15.2 | 8.5 | 24200 | 19500 | 80.58% | 1.9 | 0 | 9.8 |  |  |  |  | R-454B | 1.9833 | Residential & Commercial | USHP
213781244 | Central HP <5.4 tons | TEMPSTAR | HRCU-A-CB (Split System: Heat Pump with Remote Outdoor Unit-Air-Source) | TVH837GKA2* |  |  | EA*4X43L21A*+WALLCON | *97CMN1002122B* | 33000 | 17 | 8.5 | 32600 | 25000 | 76.69% | 1.98 | 0 | 11.5 |  |  |  |  | R-410A | 2.75 | Residential & Commercial | USHP | Ducted CEE Tier 1
213781344 | Central HP <5.4 tons | TEMPSTAR | HRCU-A-CB (Split System: Heat Pump with Remote Outdoor Unit-Air-Source) | TVH837GKA2* |  |  | EA*4X48L21A*+WALLCON | *97CMN0601714B* | 32000 | 16.5 | 8.1 | 32800 | 25200 | 76.83% | 1.94 | 0 | 10.5 |  |  |  |  | R-410A | 2.6667 | Residential & Commercial | USHP | Ducted CEE Tier 1
213781394 | Central HP <5.4 tons | TEMPSTAR | HRCU-A-CB (Split System: Heat Pump with Remote Outdoor Unit-Air-Source) | TVH837GKA2* |  |  | EA*4X48L21A*+WALLCON | *96CTN1002122B* | 32400 | 17 | 8.1 | 32600 | 24800 | 76.07% | 1.98 | 0 | 11 |  |  |  |  | R-410A | 2.7 | Residential & Commercial | USHP | Ducted CEE Tier 1
213781444 | Central HP <5.4 tons | TEMPSTAR | HRCU-A-CB (Split System: Heat Pump with Remote Outdoor Unit-Air-Source) | TVH837GKA2* |  |  | EA*4X48L24A*+WALLCON | *97CMN1202422B* | 32200 | 17 | 8.1 | 32600 | 24800 | 76.07% | 1.98 | 0 | 11 |  |  |  |  | R-410A | 2.6833 | Residential & Commercial | USHP | Ducted CEE Tier 1
216676294 | Central HP <5.4 tons | ARCOAIRE | HRCU-A-CB (Split System: Heat Pump with Remote Outdoor Unit-Air-Source) | D5CURAH24AAK |  |  | EA*5X30M17A* | *80VSL0901716B* | 23400 | 15.2 | 8.5 | 24000 | 19400 | 80.83% | 1.92 | 0 | 9.8 |  |  |  |  | R-454B | 1.95 | Residential & Commercial | USHP
216676244 | Central HP <5.4 tons | ARCOAIRE | HRCU-A-CB (Split System: Heat Pump with Remote Outdoor Unit-Air-Source) | D5CURAH24AAK |  |  | EA*5X30M17A* | *80VSL0701716B* | 23400 | 15.2 | 8.5 | 24000 | 19400 | 80.83% | 1.9 | 0 | 9.8 |  |  |  |  | R-454B | 1.95 | Residential & Commercial | USHP
216678502 | Central HP <5.4 tons | ARCOAIRE | HRCU-A-CB (Split System: Heat Pump with Remote Outdoor Unit-Air-Source) | D5CURAH24AAK |  |  | FM(C,U)5Z24**AL* | 0 | 24200 | 15.5 | 9 | 25400 | 19800 | 77.95% | 2 | 0 | 10 |  |  |  |  | R-454B | 2.0167 | Residential & Commercial | USHP | Ducted CEE Tier 1
210595976 | Central HP <5.4 tons | CARRIER | HRCU-A-CB (Split System: Heat Pump with Remote Outdoor Unit-Air-Source) | 25VNA825A*031* |  |  | CAP**4821AL*+UI | 58CU*A040C17**12 | 24200 | 17 | 8.1 | 21000 | 16500 | 78.57% | 2.02 | 0 | 11 |  |  |  |  | R-410A | 2.0167 | Residential & Commercial | USHP | Ducted CEE Tier 1
210595989 | Central HP <5.4 tons | CARRIER | HRCU-A-CB (Split System: Heat Pump with Remote Outdoor Unit-Air-Source) | 25VNA825A*031* |  |  | CAP**4821AL*+UI | 59TN6B060C17**14 | 24000 | 16.5 | 8.1 | 21000 | 16600 | 79.05% | 2 | 0 | 11 |  |  |  |  | R-410A | 2 | Residential & Commercial | USHP | Ducted CEE Tier 1
210595990 | Central HP <5.4 tons | CARRIER | HRCU-A-CB (Split System: Heat Pump with Remote Outdoor Unit-Air-Source) | 25VNA825A*031* |  |  | CAP**4821AL*+UI | 59TN6B080C17**14 | 24000 | 16.5 | 8.1 | 21000 | 16600 | 79.05% | 2 | 0 | 11 |  |  |  |  | R-410A | 2 | Residential & Commercial | USHP | Ducted CEE Tier 1
211397418 | Central HP <5.4 tons | COLEMAN | HRCU-A-CB (Split System: Heat Pump with Remote Outdoor Unit-Air-Source) | HMH72B341 |  |  | XAHC48FXXN1+TXV | TPLC100C16MP13 | 33600 | 16.5 | 8.5 | 32400 | 23800 | 73.46% | 2.06 | 0 | 9 |  |  |  |  | R-410A | 2.8 | Residential & Commercial | USHP
211397600 | Central HP <5.4 tons | COLEMAN | HRCU-A-CB (Split System: Heat Pump with Remote Outdoor Unit-Air-Source) | HMH72B341 |  |  | XAFD48FXXN1+TXV | CPLC100C16MP13 | 34000 | 16.5 | 8.5 | 33000 | 24400 | 73.94% | 2.1 | 0 | 9 |  |  |  |  | R-410A | 2.8333 | Residential & Commercial | USHP
216643119 | Central HP <5.4 tons | AIRQUEST | HRCU-A-CB (Split System: Heat Pump with Remote Outdoor Unit-Air-Source) | D5CUHAH18AAK |  |  | EA*5X19M17A* | *80MS(N,L)0451412A* | 18300 | 15.2 | 10.5 | 19800 | 17700 | 89.39% | 2 | 0 | 11 |  |  |  |  | R-454B | 1.525 | Residential & Commercial | USHP | Ducted CEE Tier 1
204456358 | Central HP <5.4 tons | ARCOAIRE | HRCU-A-CB (Split System: Heat Pump with Remote Outdoor Unit-Air-Source) | HVH825GKA2* |  |  | EA*4X24L14A*+WALLCON | *80CTL0701412A* | 23400 | 17 | 8.1 | 22000 | 16800 | 76.36% | 1.9 | 11 | 10.5 |  |  |  |  | R-410A | 1.95 | Residential & Commercial | USHP | Ducted CEE Tier 1
206764334 | Central HP <5.4 tons | CARRIER | HRCU-A-CB (Split System: Heat Pump with Remote Outdoor Unit-Air-Source) | 25VNA825A*032* |  |  | CAP**3621AL*+UI | 59TN6B060C17**14 | 23400 | 16.5 | 8.1 | 21600 | 16700 | 77.31% | 1.92 | 11 | 10.5 |  |  |  |  | R-410A | 1.95 | Residential & Commercial | USHP | Ducted CEE Tier 1
206764516 | Central HP <5.4 tons | CARRIER | HRCU-A-CB (Split System: Heat Pump with Remote Outdoor Unit-Air-Source) | 25VNA825A*032* |  |  | CAP**3721AL*+UI | 59CU5A100C21**22 | 24400 | 17 | 8.5 | 21200 | 16600 | 78.3% | 2.04 | 11.5 | 11 |  |  |  |  | R-410A | 2.0333 | Residential & Commercial | USHP | Ducted CEE Tier 1
213780944 | Central HP <5.4 tons | TEMPSTAR | HRCU-A-CB (Split System: Heat Pump with Remote Outdoor Unit-Air-Source) | TVH837GKA2* |  |  | EA*4X37L21A*+WALLCON | *96CTN0601714B* | 32600 | 17 | 8.1 | 33000 | 25400 | 76.97% | 1.94 | 0 | 11 |  |  |  |  | R-410A | 2.7167 | Residential & Commercial | USHP | Ducted CEE Tier 1
213781144 | Central HP <5.4 tons | TEMPSTAR | HRCU-A-CB (Split System: Heat Pump with Remote Outdoor Unit-Air-Source) | TVH837GKA2* |  |  | EA*4X42L24A*+WALLCON | *96CTN1002122B* | 31800 | 17 | 8.1 | 33000 | 24200 | 73.33% | 1.88 | 0 | 11 |  |  |  |  | R-410A | 2.65 | Residential & Commercial | USHP | Ducted CEE Tier 1
216678147 | Central HP <5.4 tons | ARCOAIRE | HRCU-A-CB (Split System: Heat Pump with Remote Outdoor Unit-Air-Source) | D5CURAH24AAK |  |  | EA*5X37M21A* | *96VTN0801716B* | 24800 | 15.5 | 8.5 | 23200 | 19100 | 82.33% | 1.96 | 0 | 10 |  |  |  |  | R-454B | 2.0667 | Residential & Commercial | USHP | Ducted CEE Tier 1
216677745 | Central HP <5.4 tons | ARCOAIRE | HRCU-A-CB (Split System: Heat Pump with Remote Outdoor Unit-Air-Source) | D5CURAH24AAK |  |  | EA*5X30M17A* | *95MSU0601716A* | 23600 | 15.2 | 8.5 | 24200 | 19400 | 80.17% | 1.9 | 0 | 9.8 |  |  |  |  | R-454B | 1.9667 | Residential & Commercial | USHP
216677802 | Central HP <5.4 tons | ARCOAIRE | HRCU-A-CB (Split System: Heat Pump with Remote Outdoor Unit-Air-Source) | D5CURAH24AAK |  |  | EA*5X37M21A* | *95MSU0802120A* | 24200 | 15.5 | 8.5 | 23000 | 19000 | 82.61% | 1.96 | 0 | 10 |  |  |  |  | R-454B | 2.0167 | Residential & Commercial | USHP | Ducted CEE Tier 1
216676484 | Central HP <5.4 tons | ARCOAIRE | HRCU-A-CB (Split System: Heat Pump with Remote Outdoor Unit-Air-Source) | D5CURAH24AAK |  |  | ESH5X30M12A* | *80MSU0802120A* | 24400 | 15.2 | 8.5 | 24400 | 19500 | 79.92% | 1.9 | 0 | 10 |  |  |  |  | R-454B | 2.0333 | Residential & Commercial | USHP | Ducted CEE Tier 1
206765981 | Central HP <5.4 tons | ARCOAIRE | HRCU-A-CB (Split System: Heat Pump with Remote Outdoor Unit-Air-Source) | HVH825GKA3* |  |  | EA*4X37L21A*+WALLCON | *97CMN0601714A* | 24200 | 16 | 8.1 | 21200 | 16800 | 79.25% | 2 | 11 | 11 |  |  |  |  | R-410A | 2.0167 | Residential & Commercial | USHP | Ducted CEE Tier 1
206765990 | Central HP <5.4 tons | ARCOAIRE | HRCU-A-CB (Split System: Heat Pump with Remote Outdoor Unit-Air-Source) | HVH825GKA3* |  |  | EA*4X37L21A*+WALLCON | *97CMN0801714A* | 24400 | 16.5 | 8.1 | 21200 | 16700 | 78.77% | 2.02 | 11 | 11 |  |  |  |  | R-410A | 2.0333 | Residential & Commercial | USHP | Ducted CEE Tier 1
206765774 | Central HP <5.4 tons | ARCOAIRE | HRCU-A-CB (Split System: Heat Pump with Remote Outdoor Unit-Air-Source) | HVH825GKA3* |  |  | EA*4X36L21A*+WALLCON | *97CMN0601714A* | 23400 | 16 | 8.1 | 21600 | 16800 | 77.78% | 1.92 | 11 | 10.5 |  |  |  |  | R-410A | 1.95 | Residential & Commercial | USHP | Ducted CEE Tier 1
206765783 | Central HP <5.4 tons | ARCOAIRE | HRCU-A-CB (Split System: Heat Pump with Remote Outdoor Unit-Air-Source) | HVH825GKA3* |  |  | EA*4X36L21A*+WALLCON | *97CMN0801714A* | 23600 | 16.5 | 8.1 | 21600 | 16700 | 77.31% | 1.92 | 11.5 | 11 |  |  |  |  | R-410A | 1.9667 | Residential & Commercial | USHP | Ducted CEE Tier 1
211226957 | Central HP <5.4 tons | ARCOAIRE | HRCU-A-CB (Split System: Heat Pump with Remote Outdoor Unit-Air-Source) | DLCURAH36ABK |  |  | EA*4X37L21A* | *80VTL1102122A* | 37000 | 15.5 | 8.5 | 38500 | 34800 | 90.39% | 2.12 | 0 | 10 |  |  |  |  | R-410A | 3.0833 | Residential & Commercial | USHP | Ducted CEE Tier 1
211226582 | Central HP <5.4 tons | ARCOAIRE | HRCU-A-CB (Split System: Heat Pump with Remote Outdoor Unit-Air-Source) | DLCURAH36ABK |  |  | EA*4X37L17A* | *80VTL0451412A* | 36000 | 15.2 | 8.1 | 38500 | 35000 | 90.91% | 2.02 | 0 | 9.5 |  |  |  |  | R-410A | 3 | Residential & Commercial | USHP
206764985 | Central HP <5.4 tons | CARRIER | HRCU-A-CB (Split System: Heat Pump with Remote Outdoor Unit-Air-Source) | 25VNA837A*031* |  |  | CAP**4824AL*+UI | 59MN7B120C24**22 | 32200 | 17.5 | 8.5 | 32600 | 25000 | 76.69% | 1.98 | 12 | 11.7 |  |  |  |  | R-410A | 2.6833 | Residential & Commercial | USHP | Ducted CEE Tier 1
206765000 | Central HP <5.4 tons | CARRIER | HRCU-A-CB (Split System: Heat Pump with Remote Outdoor Unit-Air-Source) | 25VNA837A*031* |  |  | CNPV*4217AL*+UI | 58TN*A090C17**16 | 32200 | 17.5 | 8.1 | 33000 | 24600 | 74.55% | 1.92 | 11 | 11.7 |  |  |  |  | R-410A | 2.6833 | Residential & Commercial | USHP | Ducted CEE Tier 1
206765032 | Central HP <5.4 tons | CARRIER | HRCU-A-CB (Split System: Heat Pump with Remote Outdoor Unit-Air-Source) | 25VNA837A*031* |  |  | CNPV*4824AL*+UI | 58TN*A090C21**20 | 32400 | 17.5 | 8.1 | 33000 | 24800 | 75.15% | 1.96 | 12 | 11.7 |  |  |  |  | R-410A | 2.7 | Residential & Commercial | USHP | Ducted CEE Tier 1
206765034 | Central HP <5.4 tons | CARRIER | HRCU-A-CB (Split System: Heat Pump with Remote Outdoor Unit-Air-Source) | 25VNA837A*031* |  |  | CNPV*4824AL*+UI | 59TN6B120C24**22 | 32400 | 17.5 | 8.1 | 32800 | 24800 | 75.61% | 1.96 | 12 | 11.7 |  |  |  |  | R-410A | 2.7 | Residential & Commercial | USHP | Ducted CEE Tier 1
206765083 | Central HP <5.4 tons | CARRIER | HRCU-A-CB (Split System: Heat Pump with Remote Outdoor Unit-Air-Source) | 25VNA837A*031* |  |  | CSPH*4812AL*+UI | 58TN*A090C21**20 | 32600 | 17 | 8.1 | 33000 | 25000 | 75.76% | 1.98 | 12 | 11 |  |  |  |  | R-410A | 2.7167 | Residential & Commercial | USHP | Ducted CEE Tier 1
206765133 | Central HP <5.4 tons | CARRIER | HRCU-A-CB (Split System: Heat Pump with Remote Outdoor Unit-Air-Source) | 25VNA837A*031* |  |  | CSPH*4812AL*+UI | 58CU*A060C17**16 | 32600 | 16.5 | 8.1 | 33200 | 25000 | 75.3% | 1.96 | 11.5 | 11 |  |  |  |  | R-410A | 2.7167 | Residential & Commercial | USHP | Ducted CEE Tier 1
206765149 | Central HP <5.4 tons | CARRIER | HRCU-A-CB (Split System: Heat Pump with Remote Outdoor Unit-Air-Source) | 25VNA837A*031* |  |  | CAP**4821AL*+UI | 59CU5A100C21**22 | 32400 | 17.5 | 8.5 | 32600 | 24800 | 76.07% | 2 | 12 | 11.5 |  |  |  |  | R-410A | 2.7 | Residential & Commercial | USHP | Ducted CEE Tier 1
216676755 | Central HP <5.4 tons | ARCOAIRE | HRCU-A-CB (Split System: Heat Pump with Remote Outdoor Unit-Air-Source) | D5CURAH24AAK |  |  | EA*5X36M17A* | *80MSU0601716A* | 23600 | 15.5 | 8.5 | 23800 | 19300 | 81.09% | 1.92 | 0 | 9.8 |  |  |  |  | R-454B | 1.9667 | Residential & Commercial | USHP
216676473 | Central HP <5.4 tons | ARCOAIRE | HRCU-A-CB (Split System: Heat Pump with Remote Outdoor Unit-Air-Source) | D5CURAH24AAK |  |  | EA*5X37M21A* | *80MSU0802120A* | 24200 | 15.5 | 8.5 | 22800 | 19000 | 83.33% | 1.96 | 0 | 10 |  |  |  |  | R-454B | 2.0167 | Residential & Commercial | USHP | Ducted CEE Tier 1
216676520 | Central HP <5.4 tons | ARCOAIRE | HRCU-A-CB (Split System: Heat Pump with Remote Outdoor Unit-Air-Source) | D5CURAH24AAK |  |  | EA*5X37M21A* | *80MSU1002120A* | 24600 | 15.5 | 8.5 | 23200 | 19100 | 82.33% | 1.94 | 0 | 10 |  |  |  |  | R-454B | 2.05 | Residential & Commercial | USHP | Ducted CEE Tier 1
216676204 | Central HP <5.4 tons | ARCOAIRE | HRCU-A-CB (Split System: Heat Pump with Remote Outdoor Unit-Air-Source) | D5CURAH24AAK |  |  | EA*5X30M17A* | *80VSL0701412B* | 23800 | 15.5 | 8.5 | 24200 | 19400 | 80.17% | 1.9 | 0 | 9.8 |  |  |  |  | R-454B | 1.9833 | Residential & Commercial | USHP
216675836 | Central HP <5.4 tons | ARCOAIRE | HRCU-A-CB (Split System: Heat Pump with Remote Outdoor Unit-Air-Source) | D5CURAH24AAK |  |  | EA*5X30M17A* | *80MS(N,L)0701712A* | 23400 | 15.5 | 8.5 | 24000 | 19400 | 80.83% | 1.92 | 0 | 9.8 |  |  |  |  | R-454B | 1.95 | Residential & Commercial | USHP
214649867 | Central HP <5.4 tons | LUXAIRE | HRCU-A-CB (Split System: Heat Pump with Remote Outdoor Unit-Air-Source) | HH824E2S11 |  |  | CTU30B5XCS1+TXV | TM8V080B12MP12 | 23000 | 17 | 9.5 | 23000 | 17900 | 77.83% | 2 | 0 | 12 |  |  |  |  | R-454B | 1.9167 | Residential & Commercial | USHP | Ducted CEE Tier 1
215932447 | Central HP <5.4 tons | AIRQUEST | HRCU-A-CB (Split System: Heat Pump with Remote Outdoor Unit-Air-Source) | H5H3V36*K*AAA* |  |  | EA*5X48M21A*+WALLCON | *80CTL1102120B* | 33400 | 20.5 | 9.5 | 34400 | 26200 | 76.16% | 2.04 | 0 | 11.7 |  |  |  |  | R-454B | 2.7833 | Residential & Commercial | USHP | Ducted CEE Tier 1
215932467 | Central HP <5.4 tons | AIRQUEST | HRCU-A-CB (Split System: Heat Pump with Remote Outdoor Unit-Air-Source) | H5H3V36*K*AAA* |  |  | EA*5X48M21A*+WALLCON | *97CMN0601714B* | 33000 | 19.5 | 9.5 | 34000 | 26000 | 76.47% | 2.04 | 0 | 11 |  |  |  |  | R-454B | 2.75 | Residential & Commercial | USHP | Ducted CEE Tier 1
215681427 | Central HP <5.4 tons | ARCOAIRE | HRCU-A-CB (Split System: Heat Pump with Remote Outdoor Unit-Air-Source) | H5H0V48*K*AAA* |  |  | EA*5X60M24A*+WALLCON | *97CTN1202422A* | 45000 | 18 | 9 | 47500 | 33600 | 70.74% | 2.06 | 0 | 10 |  |  |  |  | R-454B | 3.75 | Residential & Commercial | USHP | Ducted CEE Tier 1
216643312 | Central HP <5.4 tons | DAY & NIGHT | HRCU-A-CB (Split System: Heat Pump with Remote Outdoor Unit-Air-Source) | D5CUHAH18AAK |  |  | EA*5X19M17A* | *80MS(N,L)0701712A* | 18200 | 15.2 | 11 | 19800 | 17700 | 89.39% | 1.98 | 0 | 11.5 |  |  |  |  | R-454B | 1.5167 | Residential & Commercial | USHP | Ducted CEE Tier 1
206764309 | Central HP <5.4 tons | CARRIER | HRCU-A-CB (Split System: Heat Pump with Remote Outdoor Unit-Air-Source) | 25VNA825A*032* |  |  | CAP**2517AL*+UI | 59MN7B060C17**14 | 24200 | 15.5 | 8.1 | 20000 | 16000 | 80% | 1.94 | 11.5 | 10.5 |  |  |  |  | R-410A | 2.0167 | Residential & Commercial | USHP | Ducted CEE Tier 1
214571197 | Central HP <5.4 tons | TEMPSTAR | HRCU-A-CB (Split System: Heat Pump with Remote Outdoor Unit-Air-Source) | TVH825GKA3* |  |  | EN(A,D,W)4X42L21**+WALLCON | *97CMN0802120B* | 23800 | 16.5 | 8.1 | 21400 | 16700 | 78.04% | 1.96 | 0 | 11 |  |  |  |  | R-410A | 1.9833 | Residential & Commercial | USHP | Ducted CEE Tier 1
214398648 | Central HP <5.4 tons | LUXAIRE | HRCU-A-CB (Split System: Heat Pump with Remote Outdoor Unit-Air-Source) | HH860E2S11 |  |  | CTF60C5CGS1 | TMLV100C16MP12 | 43500 | 18 | 9 | 44000 | 33400 | 75.91% | 2 | 0 | 11.7 |  |  |  |  | R-454B | 3.625 | Residential & Commercial | USHP | Ducted CEE Tier 1
214398734 | Central HP <5.4 tons | LUXAIRE | HRCU-A-CB (Split System: Heat Pump with Remote Outdoor Unit-Air-Source) | HH860E2S11 |  |  | CTM60D5CGS1 | LP9C120D20MP13 | 44000 | 18 | 9 | 44000 | 33400 | 75.91% | 2 | 0 | 11.7 |  |  |  |  | R-454B | 3.6667 | Residential & Commercial | USHP | Ducted CEE Tier 1
214397905 | Central HP <5.4 tons | LUXAIRE | HRCU-A-CB (Split System: Heat Pump with Remote Outdoor Unit-Air-Source) | HH860E2S11 |  |  | CTM60C5CGS1 | LPLC100C20MP13 | 44000 | 18 | 9 | 44500 | 33600 | 75.51% | 2 | 0 | 11.7 |  |  |  |  | R-454B | 3.6667 | Residential & Commercial | USHP | Ducted CEE Tier 1
214397598 | Central HP <5.4 tons | LUXAIRE | HRCU-A-CB (Split System: Heat Pump with Remote Outdoor Unit-Air-Source) | HH860E2S11 |  |  | CTF60C5CHS1+JMVT17CC2N1 | 0 | 53500 | 19 | 9 | 53000 | 38000 | 71.7% | 2 | 0 | 12 |  |  |  |  | R-454B | 4.4583 | Residential & Commercial | USHP | Ducted CEE Tier 1
214398257 | Central HP <5.4 tons | LUXAIRE | HRCU-A-CB (Split System: Heat Pump with Remote Outdoor Unit-Air-Source) | HH860E2S11 |  |  | CTF60C5CGS1 | TM8V120C20MP12 | 44500 | 18 | 9 | 45000 | 33800 | 75.11% | 2 | 0 | 11 |  |  |  |  | R-454B | 3.7083 | Residential & Commercial | USHP | Ducted CEE Tier 1
214398432 | Central HP <5.4 tons | LUXAIRE | HRCU-A-CB (Split System: Heat Pump with Remote Outdoor Unit-Air-Source) | HH860E2S11 |  |  | CTF60C5CHS1 | TM8E100C20MP11 | 53500 | 19 | 8.5 | 55000 | 39000 | 70.91% | 2 | 0 | 11 |  |  |  |  | R-454B | 4.4583 | Residential & Commercial | USHP | Ducted CEE Tier 1
214397578 | Central HP <5.4 tons | LUXAIRE | HRCU-A-CB (Split System: Heat Pump with Remote Outdoor Unit-Air-Source) | HH860E2S11 |  |  | CTF60C5CHS1 | TM8E120C20MP11 | 54000 | 19 | 8.5 | 54500 | 39500 | 72.48% | 2 | 0 | 11 |  |  |  |  | R-454B | 4.5 | Residential & Commercial | USHP | Ducted CEE Tier 1
214397628 | Central HP <5.4 tons | LUXAIRE | HRCU-A-CB (Split System: Heat Pump with Remote Outdoor Unit-Air-Source) | HH860E2S11 |  |  | CTM60C5CHS1 | TMLE120C20MP11 | 53500 | 19 | 8.5 | 54000 | 39000 | 72.22% | 2 | 0 | 11 |  |  |  |  | R-454B | 4.4583 | Residential & Commercial | USHP | Ducted CEE Tier 1
214398457 | Central HP <5.4 tons | LUXAIRE | HRCU-A-CB (Split System: Heat Pump with Remote Outdoor Unit-Air-Source) | HH860E2S11 |  |  | JHE60D5CJ2SS1 | 0 | 53000 | 19 | 8.5 | 54000 | 39000 | 72.22% | 2 | 0 | 11 |  |  |  |  | R-454B | 4.4167 | Residential & Commercial | USHP | Ducted CEE Tier 1
214398400 | Central HP <5.4 tons | LUXAIRE | HRCU-A-CB (Split System: Heat Pump with Remote Outdoor Unit-Air-Source) | HH824E2S11 |  |  | CTM30B5ACS1 | TMLE080B12MP11 | 23000 | 17 | 9.5 | 23000 | 18300 | 79.57% | 2 | 0 | 12 |  |  |  |  | R-454B | 1.9167 | Residential & Commercial | USHP | Ducted CEE Tier 1
214397480 | Central HP <5.4 tons | LUXAIRE | HRCU-A-CB (Split System: Heat Pump with Remote Outdoor Unit-Air-Source) | HH860E2S11 |  |  | CTM60C5CGS1 | TP9C100C20MP13 | 44000 | 18 | 9 | 44500 | 33600 | 75.51% | 2 | 0 | 11.7 |  |  |  |  | R-454B | 3.6667 | Residential & Commercial | USHP | Ducted CEE Tier 1
214397514 | Central HP <5.4 tons | LUXAIRE | HRCU-A-CB (Split System: Heat Pump with Remote Outdoor Unit-Air-Source) | HH860E2S11 |  |  | CTM60C5CGS1 | TL9E100C20UH11 | 44000 | 18 | 9 | 44500 | 33400 | 75.06% | 2 | 0 | 11.7 |  |  |  |  | R-454B | 3.6667 | Residential & Commercial | USHP | Ducted CEE Tier 1
210596039 | Central HP <5.4 tons | CARRIER | HRCU-A-CB (Split System: Heat Pump with Remote Outdoor Unit-Air-Source) | 25VNA825A*031* |  |  | CNPV*4821AL*+UI | 59MN7B080C17**14 | 24000 | 16.5 | 8.1 | 21400 | 16700 | 78.04% | 2 | 0 | 11 |  |  |  |  | R-410A | 2 | Residential & Commercial | USHP | Ducted CEE Tier 1
210596041 | Central HP <5.4 tons | CARRIER | HRCU-A-CB (Split System: Heat Pump with Remote Outdoor Unit-Air-Source) | 25VNA825A*031* |  |  | CNPV*4821AL*+UI | 59TN6B060C17**14 | 24000 | 16.5 | 8.1 | 21400 | 16700 | 78.04% | 2 | 0 | 11 |  |  |  |  | R-410A | 2 | Residential & Commercial | USHP | Ducted CEE Tier 1
210596042 | Central HP <5.4 tons | CARRIER | HRCU-A-CB (Split System: Heat Pump with Remote Outdoor Unit-Air-Source) | 25VNA825A*031* |  |  | CNPV*4821AL*+UI | 59TN6B080C17**14 | 24000 | 16.5 | 8.1 | 21400 | 16600 | 77.57% | 2 | 0 | 11 |  |  |  |  | R-410A | 2 | Residential & Commercial | USHP | Ducted CEE Tier 1
210596242 | Central HP <5.4 tons | CARRIER | HRCU-A-CB (Split System: Heat Pump with Remote Outdoor Unit-Air-Source) | 25VNA837A*030* |  |  | CSPH*6012AL*+UI | 58TN*A070C17**16 | 32800 | 17 | 8.1 | 32400 | 25000 | 77.16% | 2 | 0 | 11 |  |  |  |  | R-410A | 2.7333 | Residential & Commercial | USHP | Ducted CEE Tier 1
210596257 | Central HP <5.4 tons | CARRIER | HRCU-A-CB (Split System: Heat Pump with Remote Outdoor Unit-Air-Source) | 25VNA837A*030* |  |  | CSPH*6012AL*+UI | 59TN6B120C24**22 | 33000 | 17 | 8.1 | 32200 | 24800 | 77.02% | 2.02 | 0 | 11.5 |  |  |  |  | R-410A | 2.75 | Residential & Commercial | USHP | Ducted CEE Tier 1
211227204 | Central HP <5.4 tons | ARCOAIRE | HRCU-A-CB (Split System: Heat Pump with Remote Outdoor Unit-Air-Source) | DLCURAH36ABK |  |  | EA*4X37L21A* | *96VTN1002122A* | 36800 | 16.5 | 8.5 | 38500 | 34800 | 90.39% | 2.1 | 0 | 10 |  |  |  |  | R-410A | 3.0667 | Residential & Commercial | USHP | Ducted CEE Tier 1
211230613 | Central HP <5.4 tons | HEIL | HRCU-A-CB (Split System: Heat Pump with Remote Outdoor Unit-Air-Source) | DLCURAH36ABK |  |  | EN(A,D)4X48L24** | *92ESN1002120A* | 35800 | 16.5 | 8.1 | 38500 | 34800 | 90.39% | 2 | 0 | 10 |  |  |  |  | R-410A | 2.9833 | Residential & Commercial | USHP | Ducted CEE Tier 1
216675916 | Central HP <5.4 tons | ARCOAIRE | HRCU-A-CB (Split System: Heat Pump with Remote Outdoor Unit-Air-Source) | D5CURAH24AAK |  |  | EA*5X36M17A* | *80MS(N,L)0701716A* | 23800 | 15.5 | 8.5 | 24000 | 19400 | 80.83% | 1.92 | 0 | 9.8 |  |  |  |  | R-454B | 1.9833 | Residential & Commercial | USHP
216676184 | Central HP <5.4 tons | ARCOAIRE | HRCU-A-CB (Split System: Heat Pump with Remote Outdoor Unit-Air-Source) | D5CURAH24AAK |  |  | EA*5X24M17A* | *80VSL0701412B* | 23400 | 15.5 | 9 | 24800 | 19600 | 79.03% | 1.98 | 0 | 9.8 |  |  |  |  | R-454B | 1.95 | Residential & Commercial | USHP
211206926 | Central HP <5.4 tons | COLEMAN | HRCU-A-CB (Split System: Heat Pump with Remote Outdoor Unit-Air-Source) | HC20B4821 |  |  | XAMC48HE3N1+CC | TM9V100C16MP12 | 43500 | 19 | 9 | 44000 | 36200 | 82.27% | 2.14 | 0 | 12 |  |  |  |  | R-410A | 3.625 | Residential & Commercial | USHP | Ducted CEE Tier 1
216678683 | Central HP <5.4 tons | ARCOAIRE | HRCU-A-CB (Split System: Heat Pump with Remote Outdoor Unit-Air-Source) | DLCURAH36ABK |  |  | EA*4X36L17A* | *97VTN0601716A* | 34800 | 15.2 | 8.5 | 38500 | 34800 | 90.39% | 1.75 | 0 | 9.5 |  |  |  |  | R-410A | 2.9 | Residential & Commercial | USHP
206764313 | Central HP <5.4 tons | CARRIER | HRCU-A-CB (Split System: Heat Pump with Remote Outdoor Unit-Air-Source) | 25VNA825A*032* |  |  | CAP**3014AL*+UI | 58TN*A070C14**12 | 23400 | 17 | 8.1 | 21600 | 16700 | 77.31% | 1.92 | 11 | 11 |  |  |  |  | R-410A | 1.95 | Residential & Commercial | USHP | Ducted CEE Tier 1
206764327 | Central HP <5.4 tons | CARRIER | HRCU-A-CB (Split System: Heat Pump with Remote Outdoor Unit-Air-Source) | 25VNA825A*032* |  |  | CAP**3617AL*+UI | 59MN7B080C17**14 | 23400 | 16.5 | 8.1 | 21600 | 16700 | 77.31% | 1.92 | 11 | 10.5 |  |  |  |  | R-410A | 1.95 | Residential & Commercial | USHP | Ducted CEE Tier 1
206764336 | Central HP <5.4 tons | CARRIER | HRCU-A-CB (Split System: Heat Pump with Remote Outdoor Unit-Air-Source) | 25VNA825A*032* |  |  | CAP**3621AL*+UI | 59MN7B060C17**14 | 23400 | 16 | 8.1 | 21600 | 16800 | 77.78% | 1.92 | 11 | 10.5 |  |  |  |  | R-410A | 1.95 | Residential & Commercial | USHP | Ducted CEE Tier 1
206764345 | Central HP <5.4 tons | CARRIER | HRCU-A-CB (Split System: Heat Pump with Remote Outdoor Unit-Air-Source) | 25VNA825A*032* |  |  | CAP**3717AL*+UI | 58TN*A045C17**12 | 24000 | 16 | 8.1 | 21600 | 16800 | 77.78% | 1.98 | 11 | 10.5 |  |  |  |  | R-410A | 2 | Residential & Commercial | USHP | Ducted CEE Tier 1
206764470 | Central HP <5.4 tons | CARRIER | HRCU-A-CB (Split System: Heat Pump with Remote Outdoor Unit-Air-Source) | 25VNA825A*032* |  |  | CAP**3017AL*+UI | 58CU*A040C17**12 | 23400 | 16.5 | 8.1 | 21600 | 16700 | 77.31% | 1.9 | 11 | 10.5 |  |  |  |  | R-410A | 1.95 | Residential & Commercial | USHP | Ducted CEE Tier 1
206764477 | Central HP <5.4 tons | CARRIER | HRCU-A-CB (Split System: Heat Pump with Remote Outdoor Unit-Air-Source) | 25VNA825A*032* |  |  | CAP**3621AL*+UI | 58CU*A100C21**20 | 23600 | 16.5 | 8.1 | 21400 | 16700 | 78.04% | 1.92 | 11.5 | 10.5 |  |  |  |  | R-410A | 1.9667 | Residential & Commercial | USHP | Ducted CEE Tier 1
206764358 | Central HP <5.4 tons | CARRIER | HRCU-A-CB (Split System: Heat Pump with Remote Outdoor Unit-Air-Source) | 25VNA825A*032* |  |  | CAP**3721AL*+UI | 59TN6B080C17**14 | 24400 | 16.5 | 8.1 | 21200 | 16700 | 78.77% | 2.02 | 11 | 11 |  |  |  |  | R-410A | 2.0333 | Residential & Commercial | USHP | Ducted CEE Tier 1
215683900 | Central HP <5.4 tons | BRYANT HEATING AND COOLING SYSTEMS | HRCU-A-CB (Split System: Heat Pump with Remote Outdoor Unit-Air-Source) | 290VAN036**AA* |  |  | CAA**3721AM*+UI | 88*TB48070C17*** | 34400 | 18 | 9 | 35400 | 25200 | 71.19% | 1.9 | 0 | 10 |  |  |  |  | R-454B | 2.8667 | Residential & Commercial | USHP | Ducted CEE Tier 1
215683916 | Central HP <5.4 tons | BRYANT HEATING AND COOLING SYSTEMS | HRCU-A-CB (Split System: Heat Pump with Remote Outdoor Unit-Air-Source) | 290VAN036**AA* |  |  | CAA**3721AM*+UI | 987MC42060C17*** | 34200 | 17.5 | 9 | 35600 | 25400 | 71.35% | 1.88 | 0 | 9.5 |  |  |  |  | R-454B | 2.85 | Residential & Commercial | USHP
215683918 | Central HP <5.4 tons | BRYANT HEATING AND COOLING SYSTEMS | HRCU-A-CB (Split System: Heat Pump with Remote Outdoor Unit-Air-Source) | 290VAN036**AA* |  |  | CAA**3721AM*+UI | 987MC60060C21*** | 34200 | 17.5 | 9 | 35400 | 25400 | 71.75% | 1.88 | 0 | 9.5 |  |  |  |  | R-454B | 2.85 | Residential & Commercial | USHP
215683934 | Central HP <5.4 tons | BRYANT HEATING AND COOLING SYSTEMS | HRCU-A-CB (Split System: Heat Pump with Remote Outdoor Unit-Air-Source) | 290VAN036**AA* |  |  | CAA**4221AM*+UI | 83*CA48060C17*** | 33000 | 17.5 | 8.5 | 35800 | 25600 | 71.51% | 1.86 | 0 | 9.5 |  |  |  |  | R-454B | 2.75 | Residential & Commercial | USHP
215684052 | Central HP <5.4 tons | BRYANT HEATING AND COOLING SYSTEMS | HRCU-A-CB (Split System: Heat Pump with Remote Outdoor Unit-Air-Source) | 290VAN036**AA* |  |  | CSAH*3612AM*+UI | 986TD66100C21*** | 33800 | 16.5 | 8.5 | 35800 | 25400 | 70.95% | 1.76 | 0 | 9.5 |  |  |  |  | R-454B | 2.8167 | Residential & Commercial | USHP
212984951 | Central HP <5.4 tons | PAYNE HEATING AND COOLING | HRCU-A-CB (Split System: Heat Pump with Remote Outdoor Unit-Air-Source) | 38MURAQ36AB3* |  |  | CAP**4824AL* | PG92MSAA60080C** | 35800 | 16.5 | 8.5 | 37800 | 34600 | 91.53% | 2.02 | 0 | 10 |  |  |  |  | R-410A | 2.9833 | Residential & Commercial | USHP | Ducted CEE Tier 1
206136168 | Central HP <5.4 tons | ARCOAIRE | HRCU-A-CB (Split System: Heat Pump with Remote Outdoor Unit-Air-Source) | HVH837GKA** |  |  | EA*4X48L21A*+WALLCON | *95CSU0802120A* | 32400 | 17.5 | 8.5 | 32600 | 25000 | 76.69% | 1.98 | 12 | 11.5 |  |  |  |  | R-410A | 2.7 | Residential & Commercial | USHP | Ducted CEE Tier 1
206135666 | Central HP <5.4 tons | ARCOAIRE | HRCU-A-CB (Split System: Heat Pump with Remote Outdoor Unit-Air-Source) | HVH837GKA** |  |  | EA*4X37L21A*+WALLCON | *80CSU0601716A* | 32800 | 17 | 8.5 | 33000 | 25200 | 76.36% | 1.96 | 12 | 11 |  |  |  |  | R-410A | 2.7333 | Residential & Commercial | USHP | Ducted CEE Tier 1
206135766 | Central HP <5.4 tons | ARCOAIRE | HRCU-A-CB (Split System: Heat Pump with Remote Outdoor Unit-Air-Source) | HVH837GKA** |  |  | EA*4X48L21A*+WALLCON | *80CSU0401712A* | 32400 | 17.5 | 8.1 | 32600 | 25000 | 76.69% | 1.96 | 12 | 11 |  |  |  |  | R-410A | 2.7 | Residential & Commercial | USHP | Ducted CEE Tier 1
206135816 | Central HP <5.4 tons | ARCOAIRE | HRCU-A-CB (Split System: Heat Pump with Remote Outdoor Unit-Air-Source) | HVH837GKA** |  |  | EA*4X48L24A*+WALLCON | *80CSU1002120A* | 32200 | 17 | 8.1 | 32600 | 25000 | 76.69% | 1.96 | 12 | 11 |  |  |  |  | R-410A | 2.6833 | Residential & Commercial | USHP | Ducted CEE Tier 1
210598363 | Central HP <5.4 tons | ARCOAIRE | HRCU-A-CB (Split System: Heat Pump with Remote Outdoor Unit-Air-Source) | HVH825GKA2* |  |  | EN(A,D)4X48L24**+WALLCON | *80CTL1352422A* | 24200 | 17 | 8.1 | 21400 | 16600 | 77.57% | 2.02 | 0 | 11.5 |  |  |  |  | R-410A | 2.0167 | Residential & Commercial | USHP | Ducted CEE Tier 1
206133428 | Central HP <5.4 tons | ARCOAIRE | HRCU-A-CB (Split System: Heat Pump with Remote Outdoor Unit-Air-Source) | HVH825GKA2* |  |  | EA*4X37L17A*+WALLCON | *80CSU0601716A* | 24200 | 16.5 | 8.1 | 21400 | 16700 | 78.04% | 2 | 11.5 | 10.5 |  |  |  |  | R-410A | 2.0167 | Residential & Commercial | USHP | Ducted CEE Tier 1
206765150 | Central HP <5.4 tons | CARRIER | HRCU-A-CB (Split System: Heat Pump with Remote Outdoor Unit-Air-Source) | 25VNA837A*031* |  |  | CAP**4824AL*+UI | 59CU5A080C21**20 | 32400 | 17.5 | 8.5 | 32400 | 24800 | 76.54% | 2 | 12 | 11.5 |  |  |  |  | R-410A | 2.7 | Residential & Commercial | USHP | Ducted CEE Tier 1
206765166 | Central HP <5.4 tons | CARRIER | HRCU-A-CB (Split System: Heat Pump with Remote Outdoor Unit-Air-Source) | 25VNA837A*031* |  |  | CSPH*4812AL*+UI | 59CU5A100C21**22 | 32600 | 17 | 8.1 | 32800 | 24800 | 75.61% | 1.98 | 11.5 | 11 |  |  |  |  | R-410A | 2.7167 | Residential & Commercial | USHP | Ducted CEE Tier 1
213781414 | Central HP <5.4 tons | TEMPSTAR | HRCU-A-CB (Split System: Heat Pump with Remote Outdoor Unit-Air-Source) | TVH837GKA2* |  |  | EA*4X48L24A*+WALLCON | *80CTL1102120B* | 32400 | 17.5 | 8.5 | 32200 | 24800 | 77.02% | 1.98 | 0 | 11.5 |  |  |  |  | R-410A | 2.7 | Residential & Commercial | USHP | Ducted CEE Tier 1
213781614 | Central HP <5.4 tons | TEMPSTAR | HRCU-A-CB (Split System: Heat Pump with Remote Outdoor Unit-Air-Source) | TVH837GKA2* |  |  | EA*4X61L21A*+WALLCON | *97CMN0801714B* | 33000 | 17 | 8.1 | 32200 | 25000 | 77.64% | 1.96 | 0 | 11 |  |  |  |  | R-410A | 2.75 | Residential & Commercial | USHP | Ducted CEE Tier 1
211206978 | Central HP <5.4 tons | COLEMAN | HRCU-A-CB (Split System: Heat Pump with Remote Outdoor Unit-Air-Source) | HC20B4821 |  |  | XAMC48HE3N1+CC | TM8V100C16MP12 | 43500 | 19 | 9 | 44500 | 36200 | 81.35% | 2.14 | 0 | 12 |  |  |  |  | R-410A | 3.625 | Residential & Commercial | USHP | Ducted CEE Tier 1
206765065 | Central HP <5.4 tons | CARRIER | HRCU-A-CB (Split System: Heat Pump with Remote Outdoor Unit-Air-Source) | 25VNA837A*031* |  |  | CSPH*4212AL*+UI | 58TN*A135C24**22 | 32600 | 17 | 8.1 | 33000 | 24800 | 75.15% | 1.96 | 11 | 11 |  |  |  |  | R-410A | 2.7167 | Residential & Commercial | USHP | Ducted CEE Tier 1
206764511 | Central HP <5.4 tons | CARRIER | HRCU-A-CB (Split System: Heat Pump with Remote Outdoor Unit-Air-Source) | 25VNA825A*032* |  |  | CAP**3621AL*+UI | 59CU5A080C21**20 | 23600 | 16.5 | 8.1 | 21400 | 16600 | 77.57% | 1.94 | 11 | 11 |  |  |  |  | R-410A | 1.9667 | Residential & Commercial | USHP | Ducted CEE Tier 1
206765095 | Central HP <5.4 tons | CARRIER | HRCU-A-CB (Split System: Heat Pump with Remote Outdoor Unit-Air-Source) | 25VNA837A*031* |  |  | CSPH*4812AL*+UI | 58TN*A070C14**12 | 32600 | 17 | 8.1 | 33200 | 25000 | 75.3% | 1.96 | 11.5 | 11 |  |  |  |  | R-410A | 2.7167 | Residential & Commercial | USHP | Ducted CEE Tier 1
206765140 | Central HP <5.4 tons | CARRIER | HRCU-A-CB (Split System: Heat Pump with Remote Outdoor Unit-Air-Source) | 25VNA837A*031* |  |  | CAP**3721AL*+UI | 59CU5A100C21**22 | 33000 | 17.5 | 8.5 | 32800 | 25000 | 76.22% | 2 | 12 | 11.5 |  |  |  |  | R-410A | 2.75 | Residential & Commercial | USHP | Ducted CEE Tier 1
215684100 | Central HP <5.4 tons | BRYANT HEATING AND COOLING SYSTEMS | HRCU-A-CB (Split System: Heat Pump with Remote Outdoor Unit-Air-Source) | 290VAN036**AA* |  |  | CSAH*4212AM*+UI | 986TD66100C21*** | 34000 | 16.5 | 8.5 | 35600 | 25200 | 70.79% | 1.78 | 0 | 9.5 |  |  |  |  | R-454B | 2.8333 | Residential & Commercial | USHP
216644164 | Central HP <5.4 tons | DAY & NIGHT | HRCU-A-CB (Split System: Heat Pump with Remote Outdoor Unit-Air-Source) | D5CUHAH18AAK |  |  | EA*5X19M17A* | *96VSN0601412B* | 18000 | 15.2 | 9 | 19800 | 17700 | 89.39% | 1.9 | 0 | 11 |  |  |  |  | R-454B | 1.5 | Residential & Commercial | USHP | Ducted CEE Tier 1
216644301 | Central HP <5.4 tons | DAY & NIGHT | HRCU-A-CB (Split System: Heat Pump with Remote Outdoor Unit-Air-Source) | D5CUHAH18AAK |  |  | EA*5X19M17A* | *95MSU0601716A* | 17900 | 15.2 | 9.5 | 19800 | 17700 | 89.39% | 1.98 | 0 | 11 |  |  |  |  | R-454B | 1.4917 | Residential & Commercial | USHP | Ducted CEE Tier 1
215669393 | Central HP <5.4 tons | BRYANT HEATING AND COOLING SYSTEMS | HRCU-A-CB (Split System: Heat Pump with Remote Outdoor Unit-Air-Source) | 290VAN036**AA* |  |  | CAA**6024AM*+UI | 987MC66120C24*** | 34400 | 18.5 | 9 | 34200 | 24800 | 72.51% | 1.9 | 0 | 10 |  |  |  |  | R-454B | 2.8667 | Residential & Commercial | USHP | Ducted CEE Tier 1
211261947 | Central HP <5.4 tons | PAYNE HEATING AND COOLING | HRCU-A-CB (Split System: Heat Pump with Remote Outdoor Unit-Air-Source) | 38MURAQ18AB3* |  |  | CAP**3017AL* | PG95ESAA30026A** | 18200 | 15.5 | 8.5 | 18800 | 18400 | 97.87% | 2.22 | 0 | 10.5 |  |  |  |  | R-410A | 1.5167 | Residential & Commercial | USHP | Ducted CEE Tier 1
215670597 | Central HP <5.4 tons | BRYANT HEATING AND COOLING SYSTEMS | HRCU-A-CB (Split System: Heat Pump with Remote Outdoor Unit-Air-Source) | 290VAN036**AA* |  |  | CSAH*6012AM*+UI | 986TD66120C24*** | 34600 | 17 | 8.5 | 34600 | 24800 | 71.68% | 1.92 | 0 | 10 |  |  |  |  | R-454B | 2.8833 | Residential & Commercial | USHP | Ducted CEE Tier 1
216675904 | Central HP <5.4 tons | ARCOAIRE | HRCU-A-CB (Split System: Heat Pump with Remote Outdoor Unit-Air-Source) | D5CURAH24AAK |  |  | EA*5X30M17A* | *80MS(N,L)0701716A* | 23600 | 15.2 | 8.5 | 24200 | 19400 | 80.17% | 1.9 | 0 | 9.8 |  |  |  |  | R-454B | 1.9667 | Residential & Commercial | USHP
213779164 | Central HP <5.4 tons | TEMPSTAR | HRCU-A-CB (Split System: Heat Pump with Remote Outdoor Unit-Air-Source) | TVH837GKA** |  |  | EA*4X42L21A*+WALLCON | *96CTN0801714B* | 31600 | 17 | 8.1 | 33000 | 24600 | 74.55% | 1.86 | 0 | 10.5 |  |  |  |  | R-410A | 2.6333 | Residential & Commercial | USHP | Ducted CEE Tier 1
206133982 | Central HP <5.4 tons | CARRIER | HRCU-A-CB (Split System: Heat Pump with Remote Outdoor Unit-Air-Source) | 25VNA825A*031* |  |  | CSPH*3612AL*+UI | 59CU5A080C21**20 | 24000 | 16 | 8.1 | 21400 | 16600 | 77.57% | 1.98 | 11 | 10.5 |  |  |  |  | R-410A | 2 | Residential & Commercial | USHP | Ducted CEE Tier 1
211227115 | Central HP <5.4 tons | ARCOAIRE | HRCU-A-CB (Split System: Heat Pump with Remote Outdoor Unit-Air-Source) | DLCURAH36ABK |  |  | EA*4X37L21A* | *96VSN0802120A* | 36400 | 16 | 8.5 | 38500 | 34800 | 90.39% | 2.08 | 0 | 10 |  |  |  |  | R-410A | 3.0333 | Residential & Commercial | USHP | Ducted CEE Tier 1
206135974 | Central HP <5.4 tons | CARRIER | HRCU-A-CB (Split System: Heat Pump with Remote Outdoor Unit-Air-Source) | 25VNA837A*030* |  |  | CSPH*4212AL*+UI | 58CU*A060C17**16 | 32400 | 16.5 | 8.1 | 33200 | 24800 | 74.7% | 1.94 | 11.5 | 11 |  |  |  |  | R-410A | 2.7 | Residential & Commercial | USHP | Ducted CEE Tier 1
206773467 | Central HP <5.4 tons | ARCOAIRE | HRCU-A-CB (Split System: Heat Pump with Remote Outdoor Unit-Air-Source) | HVH837GKA2* |  |  | EA*4X42L24A*+WALLCON | *95CSU1002122A* | 31800 | 17.5 | 8.1 | 33000 | 24400 | 73.94% | 1.9 | 11.5 | 11 |  |  |  |  | R-410A | 2.65 | Residential & Commercial | USHP | Ducted CEE Tier 1
213780124 | Central HP <5.4 tons | TEMPSTAR | HRCU-A-CB (Split System: Heat Pump with Remote Outdoor Unit-Air-Source) | TVH837GKA** |  |  | EHD4X42AAL+WALLCON | *96CTN1002122B* | 32600 | 16.5 | 8.1 | 33000 | 24600 | 74.55% | 1.94 | 0 | 11 |  |  |  |  | R-410A | 2.7167 | Residential & Commercial | USHP | Ducted CEE Tier 1
212988975 | Central HP <5.4 tons | PAYNE HEATING AND COOLING | HRCU-A-CB (Split System: Heat Pump with Remote Outdoor Unit-Air-Source) | 38MURAQ36AB3* |  |  | CAP**4821AL* | PG95MSUA48060B** | 35400 | 16 | 8.1 | 37800 | 34600 | 91.53% | 2 | 0 | 10 |  |  |  |  | R-410A | 2.95 | Residential & Commercial | USHP | Ducted CEE Tier 1
206764890 | Central HP <5.4 tons | CARRIER | HRCU-A-CB (Split System: Heat Pump with Remote Outdoor Unit-Air-Source) | 25VNA837A*031* |  |  | CAP**3621AL*+UI | 59TN6B080C17**14 | 31400 | 17 | 8.1 | 33400 | 24400 | 73.05% | 1.84 | 11 | 11 |  |  |  |  | R-410A | 2.6167 | Residential & Commercial | USHP | Ducted CEE Tier 1
206764943 | Central HP <5.4 tons | CARRIER | HRCU-A-CB (Split System: Heat Pump with Remote Outdoor Unit-Air-Source) | 25VNA837A*031* |  |  | CAP**4224AL*+UI | 59MN7B100C21**22 | 31800 | 17.5 | 8.1 | 33000 | 24400 | 73.94% | 1.9 | 12 | 11.5 |  |  |  |  | R-410A | 2.65 | Residential & Commercial | USHP | Ducted CEE Tier 1
206764976 | Central HP <5.4 tons | CARRIER | HRCU-A-CB (Split System: Heat Pump with Remote Outdoor Unit-Air-Source) | 25VNA837A*031* |  |  | CAP**4821AL*+UI | 58TN*A090C17**16 | 32400 | 18 | 8.5 | 32600 | 24800 | 76.07% | 2 | 12 | 11.7 |  |  |  |  | R-410A | 2.7 | Residential & Commercial | USHP | Ducted CEE Tier 1
211388328 | Central HP <5.4 tons | COLEMAN | HRCU-A-CB (Split System: Heat Pump with Remote Outdoor Unit-Air-Source) | HMH72B341 |  |  | XAFB36DXXN1+TXV | CP9C060B12MP13 | 33800 | 17 | 8.5 | 33400 | 23800 | 71.26% | 2.04 | 0 | 9.5 |  |  |  |  | R-410A | 2.8167 | Residential & Commercial | USHP
215560595 | Central HP <5.4 tons | ECOER | HRCU-A-CB (Split System: Heat Pump with Remote Outdoor Unit-Air-Source) | EODA18H-4860BAA |  |  | GNC3036BPT | FG7TC-060D-V24B* | 33000 | 17.5 | 8.8 | 35000 | 27000 | 77.14% | 2.1 | 0 | 11.7 |  |  |  |  | R-410A | 2.75 | Residential & Commercial | USHP | Ducted CEE Tier 1
206765163 | Central HP <5.4 tons | CARRIER | HRCU-A-CB (Split System: Heat Pump with Remote Outdoor Unit-Air-Source) | 25VNA837A*031* |  |  | CSPH*4212AL*+UI | 59CU5A080C21**20 | 32600 | 17 | 8.1 | 33000 | 24800 | 75.15% | 1.96 | 11.5 | 11 |  |  |  |  | R-410A | 2.7167 | Residential & Commercial | USHP | Ducted CEE Tier 1
216623547 | Central HP <5.4 tons | AC PRO.com | HRCU-A-CB (Split System: Heat Pump with Remote Outdoor Unit-Air-Source) | SPHP-X-I060B |  |  | AIRH-X-1150B | 0 | 53000 | 18.5 | 10.5 | 54000 | 54000 | 100% | 2.1 | 0 | 11.7 |  |  |  |  | R-32 | 4.4167 | Residential & Commercial | USHP | Ducted CEE Tier 1
216374738 | Central HP <5.4 tons | LUXAIRE | HRCU-A-CB (Split System: Heat Pump with Remote Outdoor Unit-Air-Source) | HH860E2S11 |  |  | CTM60C5CHS1 | Z9ET100C20SMPS1 | 53500 | 19 | 8.5 | 54000 | 39000 | 72.22% | 2 | 0 | 11 |  |  |  |  | R-454B | 4.4583 | Residential & Commercial | USHP | Ducted CEE Tier 1
215674115 | Central HP <5.4 tons | BRYANT HEATING AND COOLING SYSTEMS | HRCU-A-CB (Split System: Heat Pump with Remote Outdoor Unit-Air-Source) | 290VAN048**AA* |  |  | CAA**4821AM*+UI | 987MC60080C21*** | 44000 | 17.5 | 9 | 48500 | 34200 | 70.52% | 2.06 | 0 | 9.5 |  |  |  |  | R-454B | 3.6667 | Residential & Commercial | USHP
206136124 | Central HP <5.4 tons | CARRIER | HRCU-A-CB (Split System: Heat Pump with Remote Outdoor Unit-Air-Source) | 25VNA837A*030* |  |  | CAP**4224AL*+UI | 59CU5A100C21**22 | 31800 | 17.5 | 8.1 | 33000 | 24400 | 73.94% | 1.9 | 11.5 | 11 |  |  |  |  | R-410A | 2.65 | Residential & Commercial | USHP | Ducted CEE Tier 1
215670177 | Central HP <5.4 tons | BRYANT HEATING AND COOLING SYSTEMS | HRCU-A-CB (Split System: Heat Pump with Remote Outdoor Unit-Air-Source) | 290VAN036**AA* |  |  | CSAH*4812AM*+UI | 88*TB48070C17*** | 34000 | 16.5 | 8.5 | 35600 | 25400 | 71.35% | 1.78 | 0 | 9.5 |  |  |  |  | R-454B | 2.8333 | Residential & Commercial | USHP
215670527 | Central HP <5.4 tons | BRYANT HEATING AND COOLING SYSTEMS | HRCU-A-CB (Split System: Heat Pump with Remote Outdoor Unit-Air-Source) | 290VAN036**AA* |  |  | CSAH*6012AM*+UI | 987MC60080C21*** | 34600 | 17 | 8.5 | 34600 | 24800 | 71.68% | 1.8 | 0 | 10 |  |  |  |  | R-454B | 2.8833 | Residential & Commercial | USHP | Ducted CEE Tier 1
212972240 | Central HP <5.4 tons | TEMPSTAR | HRCU-A-CB (Split System: Heat Pump with Remote Outdoor Unit-Air-Source) | DLCURAH36ABK |  |  | EA*4X48L21A* | *80VTL0902120B* | 35600 | 16.5 | 8.5 | 37800 | 34600 | 91.53% | 2.02 | 0 | 10 |  |  |  |  | R-410A | 2.9667 | Residential & Commercial | USHP | Ducted CEE Tier 1
215670127 | Central HP <5.4 tons | BRYANT HEATING AND COOLING SYSTEMS | HRCU-A-CB (Split System: Heat Pump with Remote Outdoor Unit-Air-Source) | 290VAN036**AA* |  |  | CSAH*4812AM*+UI | 83*CA36040C17*** | 34200 | 17 | 8.5 | 35400 | 25200 | 71.19% | 1.88 | 0 | 9.5 |  |  |  |  | R-454B | 2.85 | Residential & Commercial | USHP
211387800 | Central HP <5.4 tons | COLEMAN | HRCU-A-CB (Split System: Heat Pump with Remote Outdoor Unit-Air-Source) | HMH72B341 |  |  | XAFC36DXXN1+TXV | TM9V080B12MP12 | 34000 | 17 | 8.1 | 34000 | 24400 | 71.76% | 2.06 | 0 | 9.5 |  |  |  |  | R-410A | 2.8333 | Residential & Commercial | USHP
211228226 | Central HP <5.4 tons | ARCOAIRE | HRCU-A-CB (Split System: Heat Pump with Remote Outdoor Unit-Air-Source) | DLCURAH36ABK |  |  | EA*4X43L21A* | *80ES(N,L)0701712A* | 36400 | 15.5 | 8.5 | 38500 | 34800 | 90.39% | 2.08 | 0 | 10 |  |  |  |  | R-410A | 3.0333 | Residential & Commercial | USHP | Ducted CEE Tier 1
212970375 | Central HP <5.4 tons | TEMPSTAR | HRCU-A-CB (Split System: Heat Pump with Remote Outdoor Unit-Air-Source) | DLCURAH36ABK |  |  | EA*4X36L17A* | *80VSL0701716B* | 35000 | 15.5 | 8.1 | 38500 | 35200 | 91.43% | 1.84 | 0 | 9.5 |  |  |  |  | R-410A | 2.9167 | Residential & Commercial | USHP
213352687 | Central HP <5.4 tons | ECOER | HRCU-A-CB (Split System: Heat Pump with Remote Outdoor Unit-Air-Source) | EODA18H-4860B |  |  | EAHATN-48 | 0 | 45000 | 17 | 8.8 | 47000 | 33200 | 70.64% | 2.1 | 0 | 11.7 |  |  |  |  | R-410A | 3.75 | Residential & Commercial | USHP | Ducted CEE Tier 1
213352686 | Central HP <5.4 tons | ECOER | HRCU-A-CB (Split System: Heat Pump with Remote Outdoor Unit-Air-Source) | EODA18H-4860B |  |  | EAHATN-36 | 0 | 35200 | 18 | 8.8 | 36000 | 29200 | 81.11% | 2 | 0 | 12 |  |  |  |  | R-410A | 2.9333 | Residential & Commercial | USHP | Ducted CEE Tier 1
214779599 | Central HP <5.4 tons | LUXAIRE | HRCU-A-CB (Split System: Heat Pump with Remote Outdoor Unit-Air-Source) | HMH72B341 |  |  | XAHB36DBCN1 | Z9ES060B12SMPS1 | 32800 | 16.5 | 8.5 | 31600 | 22200 | 70.25% | 1.8 | 0 | 10 |  |  |  |  | R-410A | 2.7333 | Residential & Commercial | USHP | Ducted CEE Tier 1
215678317 | Central HP <5.4 tons | ARCOAIRE | HRCU-A-CB (Split System: Heat Pump with Remote Outdoor Unit-Air-Source) | H5H0V24*K*AAA* |  |  | EA*5X36M17A*+WALLCON | *80CSU0601716B* | 23200 | 17 | 8.5 | 23400 | 16500 | 70.51% | 1.98 | 0 | 10 |  |  |  |  | R-454B | 1.9333 | Residential & Commercial | USHP | Ducted CEE Tier 1
215674145 | Central HP <5.4 tons | BRYANT HEATING AND COOLING SYSTEMS | HRCU-A-CB (Split System: Heat Pump with Remote Outdoor Unit-Air-Source) | 290VAN048**AA* |  |  | CAA**4821AM*+UI | 986TD66100C21*** | 44000 | 17.5 | 9 | 48500 | 34000 | 70.1% | 2.04 | 0 | 9.5 |  |  |  |  | R-454B | 3.6667 | Residential & Commercial | USHP
215674195 | Central HP <5.4 tons | BRYANT HEATING AND COOLING SYSTEMS | HRCU-A-CB (Split System: Heat Pump with Remote Outdoor Unit-Air-Source) | 290VAN048**AA* |  |  | CAA**6024AM*+UI | 88*TB60110C21*** | 45000 | 18 | 9 | 47500 | 33400 | 70.32% | 2.08 | 0 | 10 |  |  |  |  | R-454B | 3.75 | Residential & Commercial | USHP | Ducted CEE Tier 1
212970745 | Central HP <5.4 tons | TEMPSTAR | HRCU-A-CB (Split System: Heat Pump with Remote Outdoor Unit-Air-Source) | DLCURAH36ABK |  |  | EN(A,D)4X48L24** | *80VSL0902120B* | 36000 | 16.5 | 8.1 | 38000 | 28400 | 74.74% | 1.94 | 0 | 10 |  |  |  |  | R-410A | 3 | Residential & Commercial | USHP | Ducted CEE Tier 1
216676274 | Central HP <5.4 tons | ARCOAIRE | HRCU-A-CB (Split System: Heat Pump with Remote Outdoor Unit-Air-Source) | D5CURAH24AAK |  |  | EA*5X37M17A* | *80VSL0701716B* | 24800 | 15.5 | 9 | 23600 | 19300 | 81.78% | 2.04 | 0 | 10 |  |  |  |  | R-454B | 2.0667 | Residential & Commercial | USHP | Ducted CEE Tier 1
214574191 | Central HP <5.4 tons | AIRQUEST | HRCU-A-CB (Split System: Heat Pump with Remote Outdoor Unit-Air-Source) | HVH837GKA2* |  |  | EA*4X61L24A*+WALLCON | *97CMN0802120B* | 33200 | 17.5 | 8.5 | 31800 | 24800 | 77.99% | 2 | 0 | 11.5 |  |  |  |  | R-410A | 2.7667 | Residential & Commercial | USHP | Ducted CEE Tier 1
214574341 | Central HP <5.4 tons | AIRQUEST | HRCU-A-CB (Split System: Heat Pump with Remote Outdoor Unit-Air-Source) | HVH837GKA2* |  |  | EHD4X48AAL+WALLCON | *95CSU0802120B* | 32600 | 17.5 | 8.5 | 32800 | 25000 | 76.22% | 1.98 | 0 | 11 |  |  |  |  | R-410A | 2.7167 | Residential & Commercial | USHP | Ducted CEE Tier 1
214574371 | Central HP <5.4 tons | AIRQUEST | HRCU-A-CB (Split System: Heat Pump with Remote Outdoor Unit-Air-Source) | HVH837GKA2* |  |  | EHD4X48AAL+WALLCON | *97CMN0802120B* | 32600 | 17 | 8.5 | 32800 | 25000 | 76.22% | 1.98 | 0 | 11 |  |  |  |  | R-410A | 2.7167 | Residential & Commercial | USHP | Ducted CEE Tier 1
214574441 | Central HP <5.4 tons | AIRQUEST | HRCU-A-CB (Split System: Heat Pump with Remote Outdoor Unit-Air-Source) | HVH837GKA2* |  |  | EHD4X60AAL+WALLCON | *96CTN0802120B* | 33000 | 18 | 8.5 | 32000 | 24800 | 77.5% | 2.02 | 0 | 11.5 |  |  |  |  | R-410A | 2.75 | Residential & Commercial | USHP | Ducted CEE Tier 1
214398598 | Central HP <5.4 tons | LUXAIRE | HRCU-A-CB (Split System: Heat Pump with Remote Outdoor Unit-Air-Source) | HH836E2S11 |  |  | CTF48C5CFS1 | TM8Y100C20MP11 | 34400 | 19 | 9 | 32600 | 25800 | 79.14% | 2 | 0 | 11 |  |  |  |  | R-454B | 2.8667 | Residential & Commercial | USHP | Ducted CEE Tier 1
214397732 | Central HP <5.4 tons | LUXAIRE | HRCU-A-CB (Split System: Heat Pump with Remote Outdoor Unit-Air-Source) | HH836E2S11 |  |  | CTM36C5CDS1 | TM8E120C20MP11 | 34600 | 16 | 8.5 | 32600 | 26800 | 82.21% | 2 | 0 | 11 |  |  |  |  | R-454B | 2.8833 | Residential & Commercial | USHP | Ducted CEE Tier 1
214397757 | Central HP <5.4 tons | LUXAIRE | HRCU-A-CB (Split System: Heat Pump with Remote Outdoor Unit-Air-Source) | HH836E2S11 |  |  | CTF36C5CDS1 | TPLC080C16MP13 | 34000 | 18 | 8.5 | 31600 | 26000 | 82.28% | 2 | 0 | 11 |  |  |  |  | R-454B | 2.8333 | Residential & Commercial | USHP | Ducted CEE Tier 1
214398123 | Central HP <5.4 tons | LUXAIRE | HRCU-A-CB (Split System: Heat Pump with Remote Outdoor Unit-Air-Source) | HH836E2S11 |  |  | CTM36B5CDS1 | TM9Y080B12MP11 | 33200 | 18 | 8.5 | 31400 | 25600 | 81.53% | 2 | 0 | 11 |  |  |  |  | R-454B | 2.7667 | Residential & Commercial | USHP | Ducted CEE Tier 1
214398566 | Central HP <5.4 tons | LUXAIRE | HRCU-A-CB (Split System: Heat Pump with Remote Outdoor Unit-Air-Source) | HH836E2S11 |  |  | CTM36C5CDS1 | TL9E100C20UH11 | 34200 | 17 | 8.5 | 32000 | 26200 | 81.88% | 2 | 0 | 11 |  |  |  |  | R-454B | 2.85 | Residential & Commercial | USHP | Ducted CEE Tier 1
214397648 | Central HP <5.4 tons | LUXAIRE | HRCU-A-CB (Split System: Heat Pump with Remote Outdoor Unit-Air-Source) | HH836E2S11 |  |  | CTF48C5CFS1 | TM9V100C16MP12 | 33200 | 18 | 9 | 31200 | 25200 | 80.77% | 2 | 0 | 11 |  |  |  |  | R-454B | 2.7667 | Residential & Commercial | USHP | Ducted CEE Tier 1
212974421 | Central HP <5.4 tons | TEMPSTAR | HRCU-A-CB (Split System: Heat Pump with Remote Outdoor Unit-Air-Source) | DLCURAH36ABK |  |  | EA*4X48L21A* | *96VSN1002120B* | 35800 | 16 | 8.5 | 37800 | 34800 | 92.06% | 2.02 | 0 | 10 |  |  |  |  | R-410A | 2.9833 | Residential & Commercial | USHP | Ducted CEE Tier 1
213607739 | Central HP <5.4 tons | PAYNE HEATING AND COOLING | HRCU-A-CB (Split System: Heat Pump with Remote Outdoor Unit-Air-Source) | 38MURAQ36AB3* |  |  | PF4TNXC48L* | 0 | 36400 | 17 | 9 | 37200 | 34600 | 93.01% | 2.08 | 0 | 10 |  |  |  |  | R-410A | 3.0333 | Residential & Commercial | USHP | Ducted CEE Tier 1
212976313 | Central HP <5.4 tons | TEMPSTAR | HRCU-A-CB (Split System: Heat Pump with Remote Outdoor Unit-Air-Source) | DLCURAH36ABK |  |  | EA*4X48L21A* | *96VTN0801716B* | 35400 | 16 | 8.1 | 37800 | 34800 | 92.06% | 2 | 0 | 10 |  |  |  |  | R-410A | 2.95 | Residential & Commercial | USHP | Ducted CEE Tier 1
206772363 | Central HP <5.4 tons | ARCOAIRE | HRCU-A-CB (Split System: Heat Pump with Remote Outdoor Unit-Air-Source) | HVH837GKA2* |  |  | EN(A,D)4X48L24**+WALLCON | *80CTL0902120A* | 32400 | 17.5 | 8.1 | 33000 | 24800 | 75.15% | 1.96 | 12 | 11.7 |  |  |  |  | R-410A | 2.7 | Residential & Commercial | USHP | Ducted CEE Tier 1
206772580 | Central HP <5.4 tons | ARCOAIRE | HRCU-A-CB (Split System: Heat Pump with Remote Outdoor Unit-Air-Source) | HVH837GKA2* |  |  | EHD4X36AAL+WALLCON | *96CTN1202422A* | 32200 | 16.5 | 8.1 | 33200 | 24600 | 74.1% | 1.94 | 11 | 11 |  |  |  |  | R-410A | 2.6833 | Residential & Commercial | USHP | Ducted CEE Tier 1
206772715 | Central HP <5.4 tons | ARCOAIRE | HRCU-A-CB (Split System: Heat Pump with Remote Outdoor Unit-Air-Source) | HVH837GKA2* |  |  | EHD4X42AAL+WALLCON | *80CTL0902120A* | 32400 | 16.5 | 8.1 | 33200 | 24800 | 74.7% | 1.96 | 12 | 11 |  |  |  |  | R-410A | 2.7 | Residential & Commercial | USHP | Ducted CEE Tier 1
206772796 | Central HP <5.4 tons | ARCOAIRE | HRCU-A-CB (Split System: Heat Pump with Remote Outdoor Unit-Air-Source) | HVH837GKA2* |  |  | EHD4X42AAL+WALLCON | *97CMN1202422A* | 32400 | 16.5 | 8.1 | 33200 | 25000 | 75.3% | 1.96 | 11.5 | 11 |  |  |  |  | R-410A | 2.7 | Residential & Commercial | USHP | Ducted CEE Tier 1
216677724 | Central HP <5.4 tons | ARCOAIRE | HRCU-A-CB (Split System: Heat Pump with Remote Outdoor Unit-Air-Source) | D5CURAH24AAK |  |  | EA*5X37M21A* | *95MSU0401712A* | 24400 | 15.5 | 8.5 | 23000 | 19100 | 83.04% | 1.96 | 0 | 10 |  |  |  |  | R-454B | 2.0333 | Residential & Commercial | USHP | Ducted CEE Tier 1
216676889 | Central HP <5.4 tons | ARCOAIRE | HRCU-A-CB (Split System: Heat Pump with Remote Outdoor Unit-Air-Source) | D5CURAH24AAK |  |  | EA*5X37M17A* | *92MSN0601412A* | 24400 | 15.2 | 8.5 | 23600 | 19200 | 81.36% | 1.96 | 0 | 10 |  |  |  |  | R-454B | 2.0333 | Residential & Commercial | USHP | Ducted CEE Tier 1
206771508 | Central HP <5.4 tons | ARCOAIRE | HRCU-A-CB (Split System: Heat Pump with Remote Outdoor Unit-Air-Source) | HVH837GKA2* |  |  | EA*4X42L21A*+WALLCON | *97CMN0602120A* | 31600 | 17 | 8.1 | 33400 | 24800 | 74.25% | 1.86 | 11 | 11 |  |  |  |  | R-410A | 2.6333 | Residential & Commercial | USHP | Ducted CEE Tier 1
206771778 | Central HP <5.4 tons | ARCOAIRE | HRCU-A-CB (Split System: Heat Pump with Remote Outdoor Unit-Air-Source) | HVH837GKA2* |  |  | EA*4X48L21A*+WALLCON | *80CTL0902120A* | 32200 | 17.5 | 8.5 | 32600 | 25000 | 76.69% | 1.98 | 12 | 11.7 |  |  |  |  | R-410A | 2.6833 | Residential & Commercial | USHP | Ducted CEE Tier 1
204298579 | Central HP <5.4 tons | ARCOAIRE | HRCU-A-CB (Split System: Heat Pump with Remote Outdoor Unit-Air-Source) | HVH837GKA** |  |  | EA*4X36L17A*+WALLCON | *80CTL0701716A* | 31400 | 17 | 8.1 | 33400 | 24400 | 73.05% | 1.84 | 11 | 11 |  |  |  |  | R-410A | 2.6167 | Residential & Commercial | USHP | Ducted CEE Tier 1
212972701 | Central HP <5.4 tons | TEMPSTAR | HRCU-A-CB (Split System: Heat Pump with Remote Outdoor Unit-Air-Source) | DLCURAH18ABK |  |  | EA*4X25L17A* | *96VSN0401410B* | 17700 | 16 | 8.1 | 17800 | 18900 | 106.2% | 2.26 | 0 | 10.5 |  |  |  |  | R-410A | 1.475 | Residential & Commercial | USHP | Ducted CEE Tier 1
212972751 | Central HP <5.4 tons | TEMPSTAR | HRCU-A-CB (Split System: Heat Pump with Remote Outdoor Unit-Air-Source) | DLCURAH18ABK |  |  | EN(A,D)4X24L17** | *96VSN0401410B* | 17400 | 15.5 | 8.5 | 18500 | 18700 | 101.1% | 2.24 | 0 | 10.5 |  |  |  |  | R-410A | 1.45 | Residential & Commercial | USHP | Ducted CEE Tier 1
212973051 | Central HP <5.4 tons | TEMPSTAR | HRCU-A-CB (Split System: Heat Pump with Remote Outdoor Unit-Air-Source) | DLCURAH18ABK |  |  | EA*4X30L17A* | *96VSN0401712B* | 17400 | 16 | 8.5 | 18000 | 19200 | 106.7% | 2.3 | 0 | 10.5 |  |  |  |  | R-410A | 1.45 | Residential & Commercial | USHP | Ducted CEE Tier 1
213780674 | Central HP <5.4 tons | TEMPSTAR | HRCU-A-CB (Split System: Heat Pump with Remote Outdoor Unit-Air-Source) | TVH837GKA2* |  |  | EA*4X36L17A*+WALLCON | *80CTL0901716B* | 31200 | 16.5 | 8.1 | 33200 | 24200 | 72.89% | 1.84 | 0 | 10.5 |  |  |  |  | R-410A | 2.6 | Residential & Commercial | USHP | Ducted CEE Tier 1
206771859 | Central HP <5.4 tons | ARCOAIRE | HRCU-A-CB (Split System: Heat Pump with Remote Outdoor Unit-Air-Source) | HVH837GKA2* |  |  | EA*4X48L21A*+WALLCON | *80CTL0901716A* | 32400 | 18 | 8.5 | 32600 | 24800 | 76.07% | 2 | 12 | 11.7 |  |  |  |  | R-410A | 2.7 | Residential & Commercial | USHP | Ducted CEE Tier 1
206771895 | Central HP <5.4 tons | ARCOAIRE | HRCU-A-CB (Split System: Heat Pump with Remote Outdoor Unit-Air-Source) | HVH837GKA2* |  |  | EA*4X48L24A*+WALLCON | *80CTL0902120A* | 32400 | 17.5 | 8.5 | 32600 | 25000 | 76.69% | 1.98 | 12 | 11.7 |  |  |  |  | R-410A | 2.7 | Residential & Commercial | USHP | Ducted CEE Tier 1
214571217 | Central HP <5.4 tons | TEMPSTAR | HRCU-A-CB (Split System: Heat Pump with Remote Outdoor Unit-Air-Source) | TVH825GKA3* |  |  | EN(A,D,W)4X48L21**+WALLCON | *80CTL0702120B* | 24200 | 17 | 8.1 | 21200 | 16600 | 78.3% | 2.02 | 0 | 11 |  |  |  |  | R-410A | 2.0167 | Residential & Commercial | USHP | Ducted CEE Tier 1
214398328 | Central HP <5.4 tons | LUXAIRE | HRCU-A-CB (Split System: Heat Pump with Remote Outdoor Unit-Air-Source) | HH860E2S11 |  |  | CTM60C5CGS1+JMC17C2SN1 | 0 | 45000 | 19 | 9 | 45000 | 33400 | 74.22% | 2 | 0 | 12 |  |  |  |  | R-454B | 3.75 | Residential & Commercial | USHP | Ducted CEE Tier 1
206772544 | Central HP <5.4 tons | ARCOAIRE | HRCU-A-CB (Split System: Heat Pump with Remote Outdoor Unit-Air-Source) | HVH837GKA2* |  |  | EHD4X36AAL+WALLCON | *80CTL0902120A* | 32200 | 16.5 | 8.1 | 33200 | 24800 | 74.7% | 1.92 | 11.5 | 11 |  |  |  |  | R-410A | 2.6833 | Residential & Commercial | USHP | Ducted CEE Tier 1
206773503 | Central HP <5.4 tons | ARCOAIRE | HRCU-A-CB (Split System: Heat Pump with Remote Outdoor Unit-Air-Source) | HVH837GKA2* |  |  | EA*4X48L21A*+WALLCON | *95CSU0802120A* | 32400 | 17.5 | 8.5 | 32600 | 25000 | 76.69% | 1.98 | 12 | 11.5 |  |  |  |  | R-410A | 2.7 | Residential & Commercial | USHP | Ducted CEE Tier 1
206772967 | Central HP <5.4 tons | ARCOAIRE | HRCU-A-CB (Split System: Heat Pump with Remote Outdoor Unit-Air-Source) | HVH837GKA2* |  |  | EHD4X48AAL+WALLCON | *97CMN1202422A* | 32600 | 16.5 | 8.1 | 33000 | 25000 | 75.76% | 1.96 | 11.5 | 11 |  |  |  |  | R-410A | 2.7167 | Residential & Commercial | USHP | Ducted CEE Tier 1
206772985 | Central HP <5.4 tons | ARCOAIRE | HRCU-A-CB (Split System: Heat Pump with Remote Outdoor Unit-Air-Source) | HVH837GKA2* |  |  | EHD4X48AAL+WALLCON | *96CTN1002122A* | 32600 | 17 | 8.1 | 33000 | 24800 | 75.15% | 1.98 | 12 | 11 |  |  |  |  | R-410A | 2.7167 | Residential & Commercial | USHP | Ducted CEE Tier 1
206771031 | Central HP <5.4 tons | ARCOAIRE | HRCU-A-CB (Split System: Heat Pump with Remote Outdoor Unit-Air-Source) | HVH837GKA2* |  |  | EA*4X36L17A*+WALLCON | *80CTL0901716A* | 31600 | 17.5 | 8.1 | 33200 | 24200 | 72.89% | 1.86 | 11 | 11 |  |  |  |  | R-410A | 2.6333 | Residential & Commercial | USHP | Ducted CEE Tier 1
206136364 | Central HP <5.4 tons | ARCOAIRE | HRCU-A-CB (Split System: Heat Pump with Remote Outdoor Unit-Air-Source) | HVH837GKA** |  |  | EHD4X48AAL+WALLCON | *95CSU1002122A* | 32600 | 17 | 8.1 | 32800 | 24800 | 75.61% | 1.98 | 11.5 | 11 |  |  |  |  | R-410A | 2.7167 | Residential & Commercial | USHP | Ducted CEE Tier 1
206767171 | Central HP <5.4 tons | ARCOAIRE | HRCU-A-CB (Split System: Heat Pump with Remote Outdoor Unit-Air-Source) | HVH825GKA3* |  |  | EA*4X36L21A*+WALLCON | *80CSU1002120A* | 23600 | 16.5 | 8.1 | 21400 | 16700 | 78.04% | 1.92 | 11.5 | 10.5 |  |  |  |  | R-410A | 1.9667 | Residential & Commercial | USHP | Ducted CEE Tier 1
206767144 | Central HP <5.4 tons | ARCOAIRE | HRCU-A-CB (Split System: Heat Pump with Remote Outdoor Unit-Air-Source) | HVH825GKA3* |  |  | EA*4X36L21A*+WALLCON | *80CSU0401712A* | 23600 | 17 | 8.1 | 21400 | 16600 | 77.57% | 1.94 | 11.5 | 10.5 |  |  |  |  | R-410A | 1.9667 | Residential & Commercial | USHP | Ducted CEE Tier 1
206765479 | Central HP <5.4 tons | ARCOAIRE | HRCU-A-CB (Split System: Heat Pump with Remote Outdoor Unit-Air-Source) | HVH825GKA3* |  |  | EA*4X24L17A*+WALLCON | *80CTL0901716A* | 23400 | 17 | 8.1 | 21800 | 16700 | 76.61% | 1.9 | 11.5 | 11 |  |  |  |  | R-410A | 1.95 | Residential & Commercial | USHP | Ducted CEE Tier 1
206765513 | Central HP <5.4 tons | ARCOAIRE | HRCU-A-CB (Split System: Heat Pump with Remote Outdoor Unit-Air-Source) | HVH825GKA3* |  |  | EA*4X25L17A*+WALLCON | *96CTN0601714A* | 24200 | 16.5 | 8.1 | 21400 | 16700 | 78.04% | 2 | 11 | 11 |  |  |  |  | R-410A | 2.0167 | Residential & Commercial | USHP | Ducted CEE Tier 1
206765558 | Central HP <5.4 tons | ARCOAIRE | HRCU-A-CB (Split System: Heat Pump with Remote Outdoor Unit-Air-Source) | HVH825GKA3* |  |  | EA*4X25L17A*+WALLCON | *80CTL0901716A* | 24400 | 17.5 | 8.5 | 21200 | 16600 | 78.3% | 2.04 | 12 | 11.5 |  |  |  |  | R-410A | 2.0333 | Residential & Commercial | USHP | Ducted CEE Tier 1
210472975 | Central HP <5.4 tons | HEIL | HRCU-A-CB (Split System: Heat Pump with Remote Outdoor Unit-Air-Source) | HVH825GKA3* |  |  | EA*4X42L21A*+WALLCON | *97CMN0602120A* | 23600 | 16 | 8.1 | 21400 | 16700 | 78.04% | 1.94 | 0 | 11 |  |  |  |  | R-410A | 1.9667 | Residential & Commercial | USHP | Ducted CEE Tier 1
210473118 | Central HP <5.4 tons | HEIL | HRCU-A-CB (Split System: Heat Pump with Remote Outdoor Unit-Air-Source) | HVH825GKA3* |  |  | EA*4X43L21A*+WALLCON | *80CSU0401712A* | 24400 | 17 | 8.5 | 21200 | 16600 | 78.3% | 2.02 | 0 | 11 |  |  |  |  | R-410A | 2.0333 | Residential & Commercial | USHP | Ducted CEE Tier 1
213780864 | Central HP <5.4 tons | TEMPSTAR | HRCU-A-CB (Split System: Heat Pump with Remote Outdoor Unit-Air-Source) | TVH837GKA2* |  |  | EA*4X37L21A*+WALLCON | *80CTL0701716B* | 32800 | 17 | 8.5 | 33000 | 25200 | 76.36% | 1.96 | 0 | 11 |  |  |  |  | R-410A | 2.7333 | Residential & Commercial | USHP | Ducted CEE Tier 1
213781114 | Central HP <5.4 tons | TEMPSTAR | HRCU-A-CB (Split System: Heat Pump with Remote Outdoor Unit-Air-Source) | TVH837GKA2* |  |  | EA*4X42L24A*+WALLCON | *80CTL1352422B* | 31800 | 17 | 8.1 | 33000 | 24200 | 73.33% | 1.88 | 0 | 11 |  |  |  |  | R-410A | 2.65 | Residential & Commercial | USHP | Ducted CEE Tier 1
213781314 | Central HP <5.4 tons | TEMPSTAR | HRCU-A-CB (Split System: Heat Pump with Remote Outdoor Unit-Air-Source) | TVH837GKA2* |  |  | EA*4X48L21A*+WALLCON | *80CTL0902120B* | 32200 | 17 | 8.1 | 32600 | 24800 | 76.07% | 1.98 | 0 | 11 |  |  |  |  | R-410A | 2.6833 | Residential & Commercial | USHP | Ducted CEE Tier 1
213781484 | Central HP <5.4 tons | TEMPSTAR | HRCU-A-CB (Split System: Heat Pump with Remote Outdoor Unit-Air-Source) | TVH837GKA2* |  |  | EA*4X60L24A*+WALLCON | *80CTL1102120B* | 32800 | 17.5 | 8.1 | 31800 | 24600 | 77.36% | 1.98 | 0 | 11.5 |  |  |  |  | R-410A | 2.7333 | Residential & Commercial | USHP | Ducted CEE Tier 1
213782234 | Central HP <5.4 tons | TEMPSTAR | HRCU-A-CB (Split System: Heat Pump with Remote Outdoor Unit-Air-Source) | TVH837GKA2* |  |  | EHD4X60AAL+WALLCON | *80CTL0701716B* | 32800 | 16.5 | 8.1 | 32400 | 25000 | 77.16% | 1.98 | 0 | 11 |  |  |  |  | R-410A | 2.7333 | Residential & Commercial | USHP | Ducted CEE Tier 1
213782354 | Central HP <5.4 tons | TEMPSTAR | HRCU-A-CB (Split System: Heat Pump with Remote Outdoor Unit-Air-Source) | TVH837GKA2* |  |  | EHD4X60AAL+WALLCON | *96CTN1002122B* | 33000 | 16.5 | 8.1 | 32200 | 24800 | 77.02% | 2 | 0 | 11.5 |  |  |  |  | R-410A | 2.75 | Residential & Commercial | USHP | Ducted CEE Tier 1
206135662 | Central HP <5.4 tons | CARRIER | HRCU-A-CB (Split System: Heat Pump with Remote Outdoor Unit-Air-Source) | 25VNA837A*030* |  |  | CAP**3721AL*+UI | 58CU*A060C17**16 | 32800 | 17 | 8.5 | 33000 | 25200 | 76.36% | 1.96 | 12 | 11 |  |  |  |  | R-410A | 2.7333 | Residential & Commercial | USHP | Ducted CEE Tier 1
216678345 | Central HP <5.4 tons | ARCOAIRE | HRCU-A-CB (Split System: Heat Pump with Remote Outdoor Unit-Air-Source) | D5CURAH24AAK |  |  | EA*5X37M21A* | *97VTN0801716A* | 24800 | 15.5 | 8.5 | 23200 | 19100 | 82.33% | 1.96 | 0 | 10 |  |  |  |  | R-454B | 2.0667 | Residential & Commercial | USHP | Ducted CEE Tier 1
216676684 | Central HP <5.4 tons | ARCOAIRE | HRCU-A-CB (Split System: Heat Pump with Remote Outdoor Unit-Air-Source) | D5CURAH24AAK |  |  | ESH5X30M12A* | *80VSL0701412B* | 23800 | 15.2 | 8.5 | 24200 | 19500 | 80.58% | 1.92 | 0 | 9.8 |  |  |  |  | R-454B | 1.9833 | Residential & Commercial | USHP
211390482 | Central HP <5.4 tons | COLEMAN | HRCU-A-CB (Split System: Heat Pump with Remote Outdoor Unit-Air-Source) | HMH72B341 |  |  | XAHC30CXXN1+TXV | TPLC080B12MP13 | 31800 | 16.5 | 8.1 | 33000 | 23200 | 70.3% | 1.96 | 0 | 9 |  |  |  |  | R-410A | 2.65 | Residential & Commercial | USHP
211390514 | Central HP <5.4 tons | COLEMAN | HRCU-A-CB (Split System: Heat Pump with Remote Outdoor Unit-Air-Source) | HMH72B341 |  |  | XAHB36DXXN1+TXV | TPLC080B12MP13 | 32800 | 16.5 | 8.1 | 33000 | 23400 | 70.91% | 1.98 | 0 | 9.5 |  |  |  |  | R-410A | 2.7333 | Residential & Commercial | USHP
211390598 | Central HP <5.4 tons | COLEMAN | HRCU-A-CB (Split System: Heat Pump with Remote Outdoor Unit-Air-Source) | HMH72B341 |  |  | XAFC36DXXN1+TXV | TM8V080B12MP12 | 33800 | 17 | 8.1 | 34000 | 24200 | 71.18% | 2.04 | 0 | 9.5 |  |  |  |  | R-410A | 2.8167 | Residential & Commercial | USHP
211390889 | Central HP <5.4 tons | COLEMAN | HRCU-A-CB (Split System: Heat Pump with Remote Outdoor Unit-Air-Source) | HMH72B341 |  |  | XAHB36DXXN1+TXV | TPLC060A12MP13 | 33400 | 16.5 | 8.1 | 33600 | 23800 | 70.83% | 2.02 | 0 | 9.5 |  |  |  |  | R-410A | 2.7833 | Residential & Commercial | USHP
211391291 | Central HP <5.4 tons | COLEMAN | HRCU-A-CB (Split System: Heat Pump with Remote Outdoor Unit-Air-Source) | HMH72B341 |  |  | XAHC30CXXN1+TXV | TMLE120C16MP11 | 32400 | 17.5 | 8.1 | 32400 | 22800 | 70.37% | 2 | 0 | 9.5 |  |  |  |  | R-410A | 2.7 | Residential & Commercial | USHP
211391350 | Central HP <5.4 tons | COLEMAN | HRCU-A-CB (Split System: Heat Pump with Remote Outdoor Unit-Air-Source) | HMH72B341 |  |  | XAFC36DBCN1 | TMLE120C16MP11 | 34000 | 18 | 8.5 | 33600 | 23800 | 70.83% | 2.08 | 0 | 10 |  |  |  |  | R-410A | 2.8333 | Residential & Commercial | USHP | Ducted CEE Tier 1
206136014 | Central HP <5.4 tons | CARRIER | HRCU-A-CB (Split System: Heat Pump with Remote Outdoor Unit-Air-Source) | 25VNA837A*030* |  |  | CSPH*4812AL*+UI | 58CU*A060C17**16 | 32600 | 16.5 | 8.1 | 33200 | 25000 | 75.3% | 1.96 | 11.5 | 11 |  |  |  |  | R-410A | 2.7167 | Residential & Commercial | USHP | Ducted CEE Tier 1
212975429 | Central HP <5.4 tons | TEMPSTAR | HRCU-A-CB (Split System: Heat Pump with Remote Outdoor Unit-Air-Source) | DLCURAH18ABK |  |  | EA*4X30L14A* | *96VTN0601412B* | 17400 | 16.5 | 8.5 | 18000 | 18700 | 103.9% | 2.26 | 0 | 10.5 |  |  |  |  | R-410A | 1.45 | Residential & Commercial | USHP | Ducted CEE Tier 1
212975462 | Central HP <5.4 tons | TEMPSTAR | HRCU-A-CB (Split System: Heat Pump with Remote Outdoor Unit-Air-Source) | DLCURAH18ABK |  |  | EN(A,D)4X24L14** | *96VTN0601412B* | 17500 | 16 | 8.5 | 18500 | 19200 | 103.8% | 2.3 | 0 | 10.5 |  |  |  |  | R-410A | 1.4583 | Residential & Commercial | USHP | Ducted CEE Tier 1
214779455 | Central HP <5.4 tons | LUXAIRE | HRCU-A-CB (Split System: Heat Pump with Remote Outdoor Unit-Air-Source) | HH836E2S11 |  |  | CTU36B5XDS1+JMET12BS2N1+TXV | 0 | 34200 | 19 | 9 | 31600 | 25800 | 81.65% | 2 | 0 | 11.7 |  |  |  |  | R-454B | 2.85 | Residential & Commercial | USHP | Ducted CEE Tier 1
210450191 | Central HP <5.4 tons | CARRIER | HRCU-A-CB (Split System: Heat Pump with Remote Outdoor Unit-Air-Source) | 38MURAQ36AB3* |  |  | CAP**3621AL* | 59TP6B080V17**16 | 35000 | 15.5 | 8.5 | 39000 | 35400 | 90.77% | 1.8 | 0 | 9.5 |  |  |  |  | R-410A | 2.9167 | Residential & Commercial | USHP
216676358 | Central HP <5.4 tons | ARCOAIRE | HRCU-A-CB (Split System: Heat Pump with Remote Outdoor Unit-Air-Source) | D5CURAH24AAK |  |  | ESH5X24M12A* | *80CSU0401712A* | 24400 | 15.2 | 8.5 | 24800 | 19700 | 79.44% | 1.88 | 0 | 9.8 |  |  |  |  | R-454B | 2.0333 | Residential & Commercial | USHP
212979955 | Central HP <5.4 tons | PAYNE HEATING AND COOLING | HRCU-A-CB (Split System: Heat Pump with Remote Outdoor Unit-Air-Source) | 38MURAQ18AB3* |  |  | CAP**2417AL* | PG80MS(A,L)A42090B** | 17500 | 16 | 8.5 | 18500 | 19400 | 104.9% | 2.34 | 0 | 10.5 |  |  |  |  | R-410A | 1.4583 | Residential & Commercial | USHP | Ducted CEE Tier 1
206773359 | Central HP <5.4 tons | ARCOAIRE | HRCU-A-CB (Split System: Heat Pump with Remote Outdoor Unit-Air-Source) | HVH837GKA2* |  |  | EHD4X48AAL+WALLCON | *80CSU0401712A* | 32600 | 16.5 | 8.1 | 33000 | 24800 | 75.15% | 1.96 | 11.5 | 11 |  |  |  |  | R-410A | 2.7167 | Residential & Commercial | USHP | Ducted CEE Tier 1
206773368 | Central HP <5.4 tons | ARCOAIRE | HRCU-A-CB (Split System: Heat Pump with Remote Outdoor Unit-Air-Source) | HVH837GKA2* |  |  | EHD4X48AAL+WALLCON | *80CSU0601716A* | 32600 | 16.5 | 8.1 | 33200 | 25000 | 75.3% | 1.96 | 11.5 | 11 |  |  |  |  | R-410A | 2.7167 | Residential & Commercial | USHP | Ducted CEE Tier 1
206772895 | Central HP <5.4 tons | ARCOAIRE | HRCU-A-CB (Split System: Heat Pump with Remote Outdoor Unit-Air-Source) | HVH837GKA2* |  |  | EHD4X48AAL+WALLCON | *80CTL1352422A* | 32600 | 17 | 8.1 | 33000 | 24800 | 75.15% | 1.98 | 11 | 11 |  |  |  |  | R-410A | 2.7167 | Residential & Commercial | USHP | Ducted CEE Tier 1
206772643 | Central HP <5.4 tons | ARCOAIRE | HRCU-A-CB (Split System: Heat Pump with Remote Outdoor Unit-Air-Source) | HVH837GKA2* |  |  | EHD4X36AAL+WALLCON | *96CTN1002122A* | 32200 | 16.5 | 8.1 | 33200 | 24800 | 74.7% | 1.94 | 11.5 | 11 |  |  |  |  | R-410A | 2.6833 | Residential & Commercial | USHP | Ducted CEE Tier 1
206135756 | Central HP <5.4 tons | ARCOAIRE | HRCU-A-CB (Split System: Heat Pump with Remote Outdoor Unit-Air-Source) | HVH837GKA** |  |  | EA*4X43L21A*+WALLCON | *80CSU1002120A* | 32800 | 17 | 8.5 | 33000 | 25200 | 76.36% | 1.98 | 12 | 11 |  |  |  |  | R-410A | 2.7333 | Residential & Commercial | USHP | Ducted CEE Tier 1
206767527 | Central HP <5.4 tons | ARCOAIRE | HRCU-A-CB (Split System: Heat Pump with Remote Outdoor Unit-Air-Source) | HVH825GKA3* |  |  | EA*4X37L17A*+WALLCON | *95CSU0601716A* | 24200 | 16.5 | 8.1 | 21400 | 16800 | 78.5% | 1.98 | 11 | 10.5 |  |  |  |  | R-410A | 2.0167 | Residential & Commercial | USHP | Ducted CEE Tier 1
206765648 | Central HP <5.4 tons | ARCOAIRE | HRCU-A-CB (Split System: Heat Pump with Remote Outdoor Unit-Air-Source) | HVH825GKA3* |  |  | EA*4X36L17A*+WALLCON | *80CTL0451712A* | 23400 | 16 | 8.1 | 21600 | 16800 | 77.78% | 1.92 | 11 | 10.5 |  |  |  |  | R-410A | 1.95 | Residential & Commercial | USHP | Ducted CEE Tier 1
206765864 | Central HP <5.4 tons | ARCOAIRE | HRCU-A-CB (Split System: Heat Pump with Remote Outdoor Unit-Air-Source) | HVH825GKA3* |  |  | EA*4X37L17A*+WALLCON | *80CTL0701716A* | 24200 | 16.5 | 8.1 | 21400 | 16700 | 78.04% | 2 | 11 | 11 |  |  |  |  | R-410A | 2.0167 | Residential & Commercial | USHP | Ducted CEE Tier 1
212972492 | Central HP <5.4 tons | TEMPSTAR | HRCU-A-CB (Split System: Heat Pump with Remote Outdoor Unit-Air-Source) | DLCURAH30ABK |  |  | EA*4X43L21A* | *80VTL1102122B* | 30400 | 15.2 | 8.1 | 33400 | 26400 | 79.04% | 1.84 | 0 | 9 |  |  |  |  | R-410A | 2.5333 | Residential & Commercial | USHP
216736540 | Central HP <5.4 tons | AIRQUEST | HRCU-A-CB (Split System: Heat Pump with Remote Outdoor Unit-Air-Source) | D5CUHAH24AAK |  |  | ESH5X24M12A* | *92MSN0802120A* | 22400 | 15.2 | 8.1 | 21200 | 19000 | 89.62% | 1.9 | 0 | 10.5 |  |  |  |  | R-454B | 1.8667 | Residential & Commercial | USHP | Ducted CEE Tier 1
216736724 | Central HP <5.4 tons | AIRQUEST | HRCU-A-CB (Split System: Heat Pump with Remote Outdoor Unit-Air-Source) | D5CUHAH24AAK |  |  | ESH5X24M12A* | *96VSN1202422B* | 22400 | 15.2 | 8.1 | 21200 | 19100 | 90.09% | 1.85 | 0 | 10.5 |  |  |  |  | R-454B | 1.8667 | Residential & Commercial | USHP | Ducted CEE Tier 1
216736926 | Central HP <5.4 tons | AIRQUEST | HRCU-A-CB (Split System: Heat Pump with Remote Outdoor Unit-Air-Source) | D5CUHAH24AAK |  |  | ESH5X24M12A* | *97VTN0802120A* | 22200 | 15.2 | 8.1 | 21000 | 19000 | 90.48% | 1.9 | 0 | 10.5 |  |  |  |  | R-454B | 1.85 | Residential & Commercial | USHP | Ducted CEE Tier 1
216737031 | Central HP <5.4 tons | AIRQUEST | HRCU-A-CB (Split System: Heat Pump with Remote Outdoor Unit-Air-Source) | D5CUHAH24AAK |  |  | ESH5X30M12A* | *80MS(N,L)0701412A* | 22400 | 16 | 8.1 | 20800 | 18800 | 90.38% | 1.9 | 0 | 11 |  |  |  |  | R-454B | 1.8667 | Residential & Commercial | USHP | Ducted CEE Tier 1
213795607 | Central HP <5.4 tons | AC PRO.com | HRCU-A-CB (Split System: Heat Pump with Remote Outdoor Unit-Air-Source) | AUD36W/A*-D(U) |  |  | AUD24AH2/A*-D(U) | 0 | 24000 | 17 | 9 | 24000 | 22000 | 91.67% | 1.8 | 12.5 | 12 |  |  |  |  | R-410A | 2 | Residential & Commercial | USHP | Ducted CEE Tier 1
214280274 | Central HP <5.4 tons | DAY & NIGHT | HRCU-A-CB (Split System: Heat Pump with Remote Outdoor Unit-Air-Source) | DLCURAH36ABK |  |  | EA*4X37L21A* | *96MSN0601716A* | 36000 | 15.5 | 8.5 | 38000 | 35000 | 92.11% | 2.06 | 0 | 10 |  |  |  |  | R-410A | 3 | Residential & Commercial | USHP | Ducted CEE Tier 1
206771535 | Central HP <5.4 tons | ARCOAIRE | HRCU-A-CB (Split System: Heat Pump with Remote Outdoor Unit-Air-Source) | HVH837GKA2* |  |  | EA*4X42L24A*+WALLCON | *80CTL1352422A* | 31800 | 17.5 | 8.1 | 33000 | 24400 | 73.94% | 1.9 | 12 | 11.5 |  |  |  |  | R-410A | 2.65 | Residential & Commercial | USHP | Ducted CEE Tier 1
213080305 | Central HP <5.4 tons | PAYNE HEATING AND COOLING | HRCU-A-CB (Split System: Heat Pump with Remote Outdoor Unit-Air-Source) | 38MURAQ36AB3* |  |  | CAP**4224AL* | PG96MSAA60100C** | 35400 | 16 | 8.1 | 38500 | 35000 | 90.91% | 1.88 | 0 | 10 |  |  |  |  | R-410A | 2.95 | Residential & Commercial | USHP | Ducted CEE Tier 1
213080514 | Central HP <5.4 tons | PAYNE HEATING AND COOLING | HRCU-A-CB (Split System: Heat Pump with Remote Outdoor Unit-Air-Source) | 38MURAQ36AB3* |  |  | CAP**3621AL* | PG95MSUA36040B** | 35000 | 15.2 | 8.1 | 39000 | 35400 | 90.77% | 1.82 | 0 | 9.5 |  |  |  |  | R-410A | 2.9167 | Residential & Commercial | USHP
213080646 | Central HP <5.4 tons | PAYNE HEATING AND COOLING | HRCU-A-CB (Split System: Heat Pump with Remote Outdoor Unit-Air-Source) | 38MURAQ36AB3* |  |  | CAP**3617AL* | PG95MSUA48060B** | 35200 | 15.5 | 8.1 | 39000 | 35200 | 90.26% | 1.84 | 0 | 9.5 |  |  |  |  | R-410A | 2.9333 | Residential & Commercial | USHP
216732686 | Central HP <5.4 tons | PAYNE HEATING AND COOLING | HRCU-A-CB (Split System: Heat Pump with Remote Outdoor Unit-Air-Source) | 37MUHAQ24AA3 |  |  | CAA**2417AM* | PG80MS(A,L)A36070B** | 22200 | 16 | 8.5 | 21000 | 19200 | 91.43% | 1.96 | 0 | 10.5 |  |  |  |  | R-454B | 1.85 | Residential & Commercial | USHP | Ducted CEE Tier 1
216732754 | Central HP <5.4 tons | PAYNE HEATING AND COOLING | HRCU-A-CB (Split System: Heat Pump with Remote Outdoor Unit-Air-Source) | 37MUHAQ24AA3 |  |  | CAA**2417AM* | PG80MSUA36040B** | 22000 | 16.5 | 8.5 | 21000 | 19100 | 90.95% | 1.94 | 0 | 10.5 |  |  |  |  | R-454B | 1.8333 | Residential & Commercial | USHP | Ducted CEE Tier 1
216733154 | Central HP <5.4 tons | PAYNE HEATING AND COOLING | HRCU-A-CB (Split System: Heat Pump with Remote Outdoor Unit-Air-Source) | 37MUHAQ24AA3 |  |  | CAA**2517AM* | PG80MS(A,L)A36045A** | 23000 | 16 | 8.5 | 20600 | 18400 | 89.32% | 1.96 | 0 | 11 |  |  |  |  | R-454B | 1.9167 | Residential & Commercial | USHP | Ducted CEE Tier 1
216733206 | Central HP <5.4 tons | PAYNE HEATING AND COOLING | HRCU-A-CB (Split System: Heat Pump with Remote Outdoor Unit-Air-Source) | 37MUHAQ24AA3 |  |  | CAA**2517AM* | PG80MS(A,L)A42090B** | 23000 | 16 | 8.5 | 20600 | 18400 | 89.32% | 1.98 | 0 | 11 |  |  |  |  | R-454B | 1.9167 | Residential & Commercial | USHP | Ducted CEE Tier 1
213297264 | Central HP <5.4 tons | LUXAIRE | HRCU-A-CB (Split System: Heat Pump with Remote Outdoor Unit-Air-Source) | HMH72B341 |  |  | XAFB36DXXN1+TXV | Z9ES080B12SMPS1 | 34000 | 17 | 8.1 | 33400 | 23800 | 71.26% | 2.06 | 0 | 9.5 |  |  |  |  | R-410A | 2.8333 | Residential & Commercial | USHP
213297734 | Central HP <5.4 tons | LUXAIRE | HRCU-A-CB (Split System: Heat Pump with Remote Outdoor Unit-Air-Source) | HMH72B341 |  |  | XAHC36DXXN1+TXV | Z8ET100C16LMPS1 | 34000 | 17.5 | 8.1 | 33400 | 23800 | 71.26% | 2.08 | 0 | 9.5 |  |  |  |  | R-410A | 2.8333 | Residential & Commercial | USHP
213297759 | Central HP <5.4 tons | LUXAIRE | HRCU-A-CB (Split System: Heat Pump with Remote Outdoor Unit-Air-Source) | HMH72B341 |  |  | XAFC30CXXN1+TXV | Z8ES120C20SMPS1 | 33000 | 17.5 | 8.5 | 33000 | 23400 | 70.91% | 2.04 | 0 | 9.5 |  |  |  |  | R-410A | 2.75 | Residential & Commercial | USHP
213297809 | Central HP <5.4 tons | LUXAIRE | HRCU-A-CB (Split System: Heat Pump with Remote Outdoor Unit-Air-Source) | HMH72B341 |  |  | XAHC30CXXN1+TXV | Z8ES080B12SMPS1 | 31800 | 17 | 8.1 | 32200 | 22600 | 70.19% | 2 | 0 | 10 |  |  |  |  | R-410A | 2.65 | Residential & Commercial | USHP | Ducted CEE Tier 1
214574491 | Central HP <5.4 tons | AIRQUEST | HRCU-A-CB (Split System: Heat Pump with Remote Outdoor Unit-Air-Source) | HVH837GKA2* |  |  | EN(A,D)4X36L21**+WALLCON | *97CMN0802120B* | 31400 | 17 | 8.1 | 33200 | 24200 | 72.89% | 1.82 | 0 | 11 |  |  |  |  | R-410A | 2.6167 | Residential & Commercial | USHP | Ducted CEE Tier 1
214574591 | Central HP <5.4 tons | AIRQUEST | HRCU-A-CB (Split System: Heat Pump with Remote Outdoor Unit-Air-Source) | HVH837GKA2* |  |  | EN(A,D,W)4X48L21**+WALLCON | *95CSU1002122B* | 32400 | 17.5 | 8.5 | 32600 | 24800 | 76.07% | 1.98 | 0 | 11.5 |  |  |  |  | R-410A | 2.7 | Residential & Commercial | USHP | Ducted CEE Tier 1
214573971 | Central HP <5.4 tons | AIRQUEST | HRCU-A-CB (Split System: Heat Pump with Remote Outdoor Unit-Air-Source) | HVH837GKA2* |  |  | EA*4X48L24A*+WALLCON | *80CTL0702120B* | 32400 | 17.5 | 8.5 | 32400 | 25000 | 77.16% | 1.98 | 0 | 11 |  |  |  |  | R-410A | 2.7 | Residential & Commercial | USHP | Ducted CEE Tier 1
214574171 | Central HP <5.4 tons | AIRQUEST | HRCU-A-CB (Split System: Heat Pump with Remote Outdoor Unit-Air-Source) | HVH837GKA2* |  |  | EA*4X61L24A*+WALLCON | *95CSU1002122B* | 33200 | 18.5 | 8.5 | 31800 | 24800 | 77.99% | 2 | 0 | 11.5 |  |  |  |  | R-410A | 2.7667 | Residential & Commercial | USHP | Ducted CEE Tier 1
214574291 | Central HP <5.4 tons | AIRQUEST | HRCU-A-CB (Split System: Heat Pump with Remote Outdoor Unit-Air-Source) | HVH837GKA2* |  |  | EHD4X42AAL+WALLCON | *95CSU1002122B* | 32600 | 17 | 8.5 | 32800 | 24800 | 75.61% | 1.96 | 0 | 11 |  |  |  |  | R-410A | 2.7167 | Residential & Commercial | USHP | Ducted CEE Tier 1
214574741 | Central HP <5.4 tons | AIRQUEST | HRCU-A-CB (Split System: Heat Pump with Remote Outdoor Unit-Air-Source) | HVH837GKA2* |  |  | EN(A,D,W)4X60L24**+WALLCON | *96CTN0802120B* | 32800 | 19 | 8.5 | 32200 | 24600 | 76.4% | 1.98 | 0 | 12 |  |  |  |  | R-410A | 2.7333 | Residential & Commercial | USHP | Ducted CEE Tier 1
212972408 | Central HP <5.4 tons | TEMPSTAR | HRCU-A-CB (Split System: Heat Pump with Remote Outdoor Unit-Air-Source) | DLCURAH24ABK |  |  | EA*4X36L21A* | *80VTL1102122B* | 24000 | 17.5 | 8.5 | 26400 | 23200 | 87.88% | 1.94 | 0 | 10 |  |  |  |  | R-410A | 2 | Residential & Commercial | USHP | Ducted CEE Tier 1
212973551 | Central HP <5.4 tons | TEMPSTAR | HRCU-A-CB (Split System: Heat Pump with Remote Outdoor Unit-Air-Source) | DLCURAH24ABK |  |  | EA*4X25L17A* | *96VSN0601412B* | 24000 | 17 | 8.5 | 25000 | 25000 | 100% | 2.08 | 0 | 10 |  |  |  |  | R-410A | 2 | Residential & Commercial | USHP | Ducted CEE Tier 1
216733574 | Central HP <5.4 tons | PAYNE HEATING AND COOLING | HRCU-A-CB (Split System: Heat Pump with Remote Outdoor Unit-Air-Source) | 37MUHAQ24AA3 |  |  | CAA**2517AM* | PG96VTAB36060A** | 22800 | 16.5 | 8.5 | 20600 | 18400 | 89.32% | 1.96 | 0 | 11 |  |  |  |  | R-454B | 1.9 | Residential & Commercial | USHP | Ducted CEE Tier 1
216733617 | Central HP <5.4 tons | PAYNE HEATING AND COOLING | HRCU-A-CB (Split System: Heat Pump with Remote Outdoor Unit-Air-Source) | 37MUHAQ24AA3 |  |  | CAA**2517AM* | PG97VTAA48080B** | 23200 | 16.5 | 8.5 | 20800 | 18500 | 88.94% | 1.96 | 0 | 11 |  |  |  |  | R-454B | 1.9333 | Residential & Commercial | USHP | Ducted CEE Tier 1
216733824 | Central HP <5.4 tons | PAYNE HEATING AND COOLING | HRCU-A-CB (Split System: Heat Pump with Remote Outdoor Unit-Air-Source) | 37MUHAQ24AA3 |  |  | CAA**3017AM* | PG80MS(A,L)A36045A** | 22400 | 16 | 8.1 | 20800 | 18800 | 90.38% | 1.9 | 0 | 10.5 |  |  |  |  | R-454B | 1.8667 | Residential & Commercial | USHP | Ducted CEE Tier 1
216734056 | Central HP <5.4 tons | PAYNE HEATING AND COOLING | HRCU-A-CB (Split System: Heat Pump with Remote Outdoor Unit-Air-Source) | 37MUHAQ24AA3 |  |  | CAA**3017AM* | PG92MSAA36060A** | 22400 | 15.5 | 8.5 | 21000 | 18900 | 90% | 1.96 | 0 | 10.5 |  |  |  |  | R-454B | 1.8667 | Residential & Commercial | USHP | Ducted CEE Tier 1
210597935 | Central HP <5.4 tons | ARCOAIRE | HRCU-A-CB (Split System: Heat Pump with Remote Outdoor Unit-Air-Source) | HVH825GKA2* |  |  | EA*4X43L21A*+WALLCON | *80CSU0401712A* | 24400 | 17 | 8.5 | 21200 | 16600 | 78.3% | 2.04 | 0 | 11 |  |  |  |  | R-410A | 2.0333 | Residential & Commercial | USHP | Ducted CEE Tier 1
211261994 | Central HP <5.4 tons | PAYNE HEATING AND COOLING | HRCU-A-CB (Split System: Heat Pump with Remote Outdoor Unit-Air-Source) | 38MURAQ18AB3* |  |  | CAP**3017AL* | PG80ES(A,L)A36045A** | 18200 | 16.5 | 8.5 | 18700 | 18400 | 98.4% | 2.22 | 0 | 11 |  |  |  |  | R-410A | 1.5167 | Residential & Commercial | USHP | Ducted CEE Tier 1
211206896 | Central HP <5.4 tons | COLEMAN | HRCU-A-CB (Split System: Heat Pump with Remote Outdoor Unit-Air-Source) | HC20B3621 |  |  | XAMB36DE2N1+CC | TPLC080B12MP13 | 32600 | 18 | 8.5 | 34400 | 29600 | 86.05% | 1.94 | 0 | 11.7 |  |  |  |  | R-410A | 2.7167 | Residential & Commercial | USHP | Ducted CEE Tier 1
214573881 | Central HP <5.4 tons | AIRQUEST | HRCU-A-CB (Split System: Heat Pump with Remote Outdoor Unit-Air-Source) | HVH837GKA2* |  |  | EA*4X43L21A*+WALLCON | *97CMN0602120B* | 32800 | 17 | 8.5 | 33000 | 25400 | 76.97% | 1.98 | 0 | 11 |  |  |  |  | R-410A | 2.7333 | Residential & Commercial | USHP | Ducted CEE Tier 1
214574031 | Central HP <5.4 tons | AIRQUEST | HRCU-A-CB (Split System: Heat Pump with Remote Outdoor Unit-Air-Source) | HVH837GKA2* |  |  | EA*4X60L24A*+WALLCON | *80CTL0702120B* | 32800 | 17.5 | 8.5 | 31600 | 24800 | 78.48% | 1.98 | 0 | 11.5 |  |  |  |  | R-410A | 2.7333 | Residential & Commercial | USHP | Ducted CEE Tier 1
214570701 | Central HP <5.4 tons | AIRQUEST | HRCU-A-CB (Split System: Heat Pump with Remote Outdoor Unit-Air-Source) | HVH825GKA3* |  |  | EA*4X48L21A*+WALLCON | *97CMN0602120B* | 24000 | 16.5 | 8.5 | 21000 | 16600 | 79.05% | 2 | 0 | 10.5 |  |  |  |  | R-410A | 2 | Residential & Commercial | USHP | Ducted CEE Tier 1
214570481 | Central HP <5.4 tons | AIRQUEST | HRCU-A-CB (Split System: Heat Pump with Remote Outdoor Unit-Air-Source) | HVH825GKA3* |  |  | EA*4X37L21A*+WALLCON | *96CTN0802120B* | 24400 | 17 | 8.5 | 21200 | 16600 | 78.3% | 2.04 | 0 | 11 |  |  |  |  | R-410A | 2.0333 | Residential & Commercial | USHP | Ducted CEE Tier 1
214571101 | Central HP <5.4 tons | AIRQUEST | HRCU-A-CB (Split System: Heat Pump with Remote Outdoor Unit-Air-Source) | HVH825GKA3* |  |  | EN(A,D)4X36L21**+WALLCON | *95CSU0802120B* | 23400 | 16.5 | 8.1 | 21600 | 16700 | 77.31% | 1.92 | 0 | 11 |  |  |  |  | R-410A | 1.95 | Residential & Commercial | USHP | Ducted CEE Tier 1
214571251 | Central HP <5.4 tons | AIRQUEST | HRCU-A-CB (Split System: Heat Pump with Remote Outdoor Unit-Air-Source) | HVH825GKA3* |  |  | EN(A,D,W)4X48L21**+WALLCON | *97CMN0802120B* | 24200 | 17 | 8.1 | 21200 | 16600 | 78.3% | 2.02 | 0 | 11.5 |  |  |  |  | R-410A | 2.0167 | Residential & Commercial | USHP | Ducted CEE Tier 1
216739076 | Central HP <5.4 tons | DAY & NIGHT | HRCU-A-CB (Split System: Heat Pump with Remote Outdoor Unit-Air-Source) | D5CUHAH24AAK |  |  | F5MA5*36L*B* | 0 | 24000 | 15.2 | 8.5 | 21800 | 19200 | 88.07% | 1.98 | 0 | 11 |  |  |  |  | R-454B | 2 | Residential & Commercial | USHP | Ducted CEE Tier 1
211260613 | Central HP <5.4 tons | PAYNE HEATING AND COOLING | HRCU-A-CB (Split System: Heat Pump with Remote Outdoor Unit-Air-Source) | 38MURAQ18AB3* |  |  | CAP**2417AL* | PG92ESAA36040B** | 17800 | 15.5 | 8.5 | 18800 | 19000 | 101.1% | 2.28 | 0 | 10.5 |  |  |  |  | R-410A | 1.4833 | Residential & Commercial | USHP | Ducted CEE Tier 1
212975330 | Central HP <5.4 tons | TEMPSTAR | HRCU-A-CB (Split System: Heat Pump with Remote Outdoor Unit-Air-Source) | DLCURAH24ABK |  |  | EA*4X37L21A* | *96VTN0401712B* | 24200 | 16.5 | 8.5 | 25400 | 25000 | 98.43% | 2.06 | 0 | 10 |  |  |  |  | R-410A | 2.0167 | Residential & Commercial | USHP | Ducted CEE Tier 1
212976029 | Central HP <5.4 tons | TEMPSTAR | HRCU-A-CB (Split System: Heat Pump with Remote Outdoor Unit-Air-Source) | DLCURAH24ABK |  |  | EA*4X30L17A* | *96VTN0801716B* | 23400 | 17 | 8.5 | 26200 | 25000 | 95.42% | 2.08 | 0 | 10 |  |  |  |  | R-410A | 1.95 | Residential & Commercial | USHP | Ducted CEE Tier 1
211265035 | Central HP <5.4 tons | ARCOAIRE | HRCU-A-CB (Split System: Heat Pump with Remote Outdoor Unit-Air-Source) | DLCURAH18ABK |  |  | FVM4X24***L | 0 | 18100 | 16.5 | 8.5 | 18500 | 18000 | 97.3% | 2.18 | 0 | 11 |  |  |  |  | R-410A | 1.5083 | Residential & Commercial | USHP | Ducted CEE Tier 1
210472942 | Central HP <5.4 tons | HEIL | HRCU-A-CB (Split System: Heat Pump with Remote Outdoor Unit-Air-Source) | HVH825GKA3* |  |  | EA*4X42L21A*+WALLCON | *97CMN1002122A* | 23800 | 16.5 | 8.1 | 21400 | 16600 | 77.57% | 1.96 | 0 | 11 |  |  |  |  | R-410A | 1.9833 | Residential & Commercial | USHP | Ducted CEE Tier 1
210473085 | Central HP <5.4 tons | HEIL | HRCU-A-CB (Split System: Heat Pump with Remote Outdoor Unit-Air-Source) | HVH825GKA3* |  |  | EA*4X43L21A*+WALLCON | *95CSU0601716A* | 24400 | 16.5 | 8.1 | 21200 | 16700 | 78.77% | 2.02 | 0 | 10.5 |  |  |  |  | R-410A | 2.0333 | Residential & Commercial | USHP | Ducted CEE Tier 1
210472876 | Central HP <5.4 tons | HEIL | HRCU-A-CB (Split System: Heat Pump with Remote Outdoor Unit-Air-Source) | HVH825GKA3* |  |  | EA*4X42L21A*+WALLCON | *80CTL0451712A* | 23600 | 16.5 | 8.1 | 21600 | 16800 | 77.78% | 1.94 | 0 | 10.5 |  |  |  |  | R-410A | 1.9667 | Residential & Commercial | USHP | Ducted CEE Tier 1
210470159 | Central HP <5.4 tons | HEIL | HRCU-A-CB (Split System: Heat Pump with Remote Outdoor Unit-Air-Source) | HVH837GKA2* |  |  | EA*4X42L21A*+WALLCON | *80CSU1002120A* | 31800 | 17 | 8.1 | 33200 | 24400 | 73.49% | 1.88 | 0 | 11 |  |  |  |  | R-410A | 2.65 | Residential & Commercial | USHP | Ducted CEE Tier 1
206136198 | Central HP <5.4 tons | ARCOAIRE | HRCU-A-CB (Split System: Heat Pump with Remote Outdoor Unit-Air-Source) | HVH837GKA** |  |  | EA*4X48L24A*+WALLCON | *95CSU1002122A* | 32400 | 17.5 | 8.5 | 32400 | 24800 | 76.54% | 2 | 12 | 11.5 |  |  |  |  | R-410A | 2.7 | Residential & Commercial | USHP | Ducted CEE Tier 1
214279741 | Central HP <5.4 tons | DAY & NIGHT | HRCU-A-CB (Split System: Heat Pump with Remote Outdoor Unit-Air-Source) | DLCURAH18ABK |  |  | EA*4X24L17A* | *96MSN0601716A* | 17200 | 16 | 8.5 | 18100 | 19400 | 107.2% | 2.32 | 0 | 10.5 |  |  |  |  | R-410A | 1.4333 | Residential & Commercial | USHP | Ducted CEE Tier 1
212973871 | Central HP <5.4 tons | TEMPSTAR | HRCU-A-CB (Split System: Heat Pump with Remote Outdoor Unit-Air-Source) | DLCURAH24ABK |  |  | EA*4X36L21A* | *96VSN0801716B* | 23600 | 17 | 8.5 | 26200 | 22200 | 84.73% | 1.84 | 0 | 10 |  |  |  |  | R-410A | 1.9667 | Residential & Commercial | USHP | Ducted CEE Tier 1
212973921 | Central HP <5.4 tons | TEMPSTAR | HRCU-A-CB (Split System: Heat Pump with Remote Outdoor Unit-Air-Source) | DLCURAH24ABK |  |  | EN(A,D,W)4X36L17** | *96VSN0801716B* | 23400 | 16.5 | 8.1 | 25800 | 24200 | 93.8% | 2 | 0 | 10 |  |  |  |  | R-410A | 1.95 | Residential & Commercial | USHP | Ducted CEE Tier 1
212975407 | Central HP <5.4 tons | TEMPSTAR | HRCU-A-CB (Split System: Heat Pump with Remote Outdoor Unit-Air-Source) | DLCURAH18ABK |  |  | EA*4X24L17A* | *96VTN0601412B* | 17300 | 16 | 8.5 | 18200 | 17800 | 97.8% | 2.14 | 0 | 10.5 |  |  |  |  | R-410A | 1.4417 | Residential & Commercial | USHP | Ducted CEE Tier 1
212975473 | Central HP <5.4 tons | TEMPSTAR | HRCU-A-CB (Split System: Heat Pump with Remote Outdoor Unit-Air-Source) | DLCURAH18ABK |  |  | EN(A,D)4X24L17** | *96VTN0601412B* | 17500 | 16 | 8.5 | 18500 | 18700 | 101.1% | 2.24 | 0 | 10.5 |  |  |  |  | R-410A | 1.4583 | Residential & Commercial | USHP | Ducted CEE Tier 1
206773521 | Central HP <5.4 tons | ARCOAIRE | HRCU-A-CB (Split System: Heat Pump with Remote Outdoor Unit-Air-Source) | HVH837GKA2* |  |  | EA*4X48L24A*+WALLCON | *95CSU0802120A* | 32400 | 17.5 | 8.5 | 32400 | 24800 | 76.54% | 2 | 12 | 11.5 |  |  |  |  | R-410A | 2.7 | Residential & Commercial | USHP | Ducted CEE Tier 1
211242503 | Central HP <5.4 tons | HEIL | HRCU-A-CB (Split System: Heat Pump with Remote Outdoor Unit-Air-Source) | DLCURAH24ABK |  |  | EA*4X36L21A* | *95ESN0401712A* | 24200 | 15.2 | 8.5 | 26400 | 22600 | 85.61% | 1.84 | 0 | 9.5 |  |  |  |  | R-410A | 2.0167 | Residential & Commercial | USHP
211242554 | Central HP <5.4 tons | HEIL | HRCU-A-CB (Split System: Heat Pump with Remote Outdoor Unit-Air-Source) | DLCURAH24ABK |  |  | EA*4X36L21A* | *80ES(N,L)0451712A* | 24200 | 17 | 8.5 | 26200 | 22600 | 86.26% | 1.86 | 0 | 10 |  |  |  |  | R-410A | 2.0167 | Residential & Commercial | USHP | Ducted CEE Tier 1
211242703 | Central HP <5.4 tons | HEIL | HRCU-A-CB (Split System: Heat Pump with Remote Outdoor Unit-Air-Source) | DLCURAH24ABK |  |  | EA*4X36L21A* | *80ESU0802120A | 24600 | 17.5 | 8.5 | 26200 | 22200 | 84.73% | 1.86 | 0 | 10.5 |  |  |  |  | R-410A | 2.05 | Residential & Commercial | USHP | Ducted CEE Tier 1
211242787 | Central HP <5.4 tons | HEIL | HRCU-A-CB (Split System: Heat Pump with Remote Outdoor Unit-Air-Source) | DLCURAH24ABK |  |  | EA*4X37L17A* | *96VSN0401410A* | 24200 | 16 | 8.5 | 25600 | 21800 | 85.16% | 1.8 | 0 | 10 |  |  |  |  | R-410A | 2.0167 | Residential & Commercial | USHP | Ducted CEE Tier 1
211243522 | Central HP <5.4 tons | HEIL | HRCU-A-CB (Split System: Heat Pump with Remote Outdoor Unit-Air-Source) | DLCURAH24ABK |  |  | EA*4X37L21A* | *80ES(N,L)0702116A* | 25000 | 17 | 8.5 | 25600 | 20800 | 81.25% | 1.76 | 0 | 10.5 |  |  |  |  | R-410A | 2.0833 | Residential & Commercial | USHP | Ducted CEE Tier 1
216676094 | Central HP <5.4 tons | ARCOAIRE | HRCU-A-CB (Split System: Heat Pump with Remote Outdoor Unit-Air-Source) | D5CURAH24AAK |  |  | ESH5X36M12A* | *80MS(N,L)1102420A* | 24400 | 15.2 | 8.5 | 23800 | 19300 | 81.09% | 1.94 | 0 | 10 |  |  |  |  | R-454B | 2.0333 | Residential & Commercial | USHP | Ducted CEE Tier 1
215560599 | Central HP <5.4 tons | ECOER | HRCU-A-CB (Split System: Heat Pump with Remote Outdoor Unit-Air-Source) | EODA18H-4860BAA |  |  | GNC4860DPT | FG7TC-120D-E45D* | 52000 | 16.5 | 8.5 | 54000 | 37800 | 70% | 1.9 | 0 | 10 |  |  |  |  | R-410A | 4.3333 | Residential & Commercial | USHP | Ducted CEE Tier 1
210470921 | Central HP <5.4 tons | HEIL | HRCU-A-CB (Split System: Heat Pump with Remote Outdoor Unit-Air-Source) | HVH837GKA2* |  |  | EN(A,D,W)4X60L24**+WALLCON | *80CTL1352422A* | 32800 | 18 | 8.1 | 32200 | 24600 | 76.4% | 1.98 | 0 | 12 |  |  |  |  | R-410A | 2.7333 | Residential & Commercial | USHP | Ducted CEE Tier 1
214279923 | Central HP <5.4 tons | DAY & NIGHT | HRCU-A-CB (Split System: Heat Pump with Remote Outdoor Unit-Air-Source) | DLCURAH24ABK |  |  | EA*4X36L21A* | *96MSN0601716A* | 23600 | 17 | 9 | 25800 | 23600 | 91.47% | 1.96 | 0 | 10 |  |  |  |  | R-410A | 1.9667 | Residential & Commercial | USHP | Ducted CEE Tier 1
211244955 | Central HP <5.4 tons | HEIL | HRCU-A-CB (Split System: Heat Pump with Remote Outdoor Unit-Air-Source) | DLCURAH24ABK |  |  | EN(A,D,W)4X36L17** | *80VSL0451716A* | 24200 | 16 | 8.1 | 26400 | 22800 | 86.36% | 1.88 | 0 | 10.5 |  |  |  |  | R-410A | 2.0167 | Residential & Commercial | USHP | Ducted CEE Tier 1
211244964 | Central HP <5.4 tons | HEIL | HRCU-A-CB (Split System: Heat Pump with Remote Outdoor Unit-Air-Source) | DLCURAH24ABK |  |  | EN(A,D,W)4X36L17** | *80VSL0701716A* | 23800 | 16.5 | 8.1 | 26000 | 23200 | 89.23% | 1.92 | 0 | 10.5 |  |  |  |  | R-410A | 1.9833 | Residential & Commercial | USHP | Ducted CEE Tier 1
212383268 | Central HP <5.4 tons | ARCOAIRE | HRCU-A-CB (Split System: Heat Pump with Remote Outdoor Unit-Air-Source) | DLCURAH36ABK |  |  | EA*4X36L21A* | *80VTL1102122A* | 36000 | 15.5 | 8.1 | 39500 | 35200 | 89.11% | 1.84 | 0 | 10 |  |  |  |  | R-410A | 3 | Residential & Commercial | USHP | Ducted CEE Tier 1
211226948 | Central HP <5.4 tons | HEIL | HRCU-A-CB (Split System: Heat Pump with Remote Outdoor Unit-Air-Source) | DLCURAH36ABK |  |  | EA*4X37L21A* | *80VTL0701716A* | 36200 | 16 | 8.5 | 38500 | 34800 | 90.39% | 2.08 | 0 | 10 |  |  |  |  | R-410A | 3.0167 | Residential & Commercial | USHP | Ducted CEE Tier 1
210597843 | Central HP <5.4 tons | ARCOAIRE | HRCU-A-CB (Split System: Heat Pump with Remote Outdoor Unit-Air-Source) | HVH825GKA2* |  |  | EA*4X42L21A*+WALLCON | *80CSU1002120A* | 23800 | 16.5 | 8.1 | 21400 | 16700 | 78.04% | 1.96 | 0 | 10.5 |  |  |  |  | R-410A | 1.9833 | Residential & Commercial | USHP | Ducted CEE Tier 1
211206943 | Central HP <5.4 tons | COLEMAN | HRCU-A-CB (Split System: Heat Pump with Remote Outdoor Unit-Air-Source) | HC20B4821 |  |  | XAMC48HE3N1+CC | TP9C080C16MP13 | 43500 | 18 | 8.5 | 45500 | 36800 | 80.88% | 2.14 | 0 | 11 |  |  |  |  | R-410A | 3.625 | Residential & Commercial | USHP | Ducted CEE Tier 1
216737001 | Central HP <5.4 tons | AIRQUEST | HRCU-A-CB (Split System: Heat Pump with Remote Outdoor Unit-Air-Source) | D5CUHAH24AAK |  |  | ESH5X30M12A* | *80CSU1002120A* | 23200 | 16 | 8.5 | 21600 | 19300 | 89.35% | 1.94 | 0 | 10.5 |  |  |  |  | R-454B | 1.9333 | Residential & Commercial | USHP | Ducted CEE Tier 1
216738730 | Central HP <5.4 tons | DAY & NIGHT | HRCU-A-CB (Split System: Heat Pump with Remote Outdoor Unit-Air-Source) | D5CUHAH24AAK |  |  | ESH5X36M12A* | *95MSU1002120A* | 22800 | 16 | 8.1 | 20800 | 18500 | 88.94% | 1.85 | 0 | 11 |  |  |  |  | R-454B | 1.9 | Residential & Commercial | USHP | Ducted CEE Tier 1
216739014 | Central HP <5.4 tons | DAY & NIGHT | HRCU-A-CB (Split System: Heat Pump with Remote Outdoor Unit-Air-Source) | D5CUHAH24AAK |  |  | FEVB0036**+NAVA53601CK | 0 | 24000 | 15.2 | 8.5 | 21800 | 19200 | 88.07% | 1.98 | 0 | 11 |  |  |  |  | R-454B | 2 | Residential & Commercial | USHP | Ducted CEE Tier 1
206771850 | Central HP <5.4 tons | ARCOAIRE | HRCU-A-CB (Split System: Heat Pump with Remote Outdoor Unit-Air-Source) | HVH837GKA2* |  |  | EA*4X48L21A*+WALLCON | *96CTN1002122A* | 32400 | 17.5 | 8.5 | 32600 | 25000 | 76.69% | 1.98 | 12 | 11.7 |  |  |  |  | R-410A | 2.7 | Residential & Commercial | USHP | Ducted CEE Tier 1
216676921 | Central HP <5.4 tons | ARCOAIRE | HRCU-A-CB (Split System: Heat Pump with Remote Outdoor Unit-Air-Source) | D5CURAH24AAK |  |  | EA*5X30M17A* | *92MSN0601714A* | 23600 | 15.2 | 8.5 | 24200 | 19400 | 80.17% | 1.9 | 0 | 9.8 |  |  |  |  | R-454B | 1.9667 | Residential & Commercial | USHP
216675752 | Central HP <5.4 tons | AIRQUEST | HRCU-A-CB (Split System: Heat Pump with Remote Outdoor Unit-Air-Source) | D5CURAH24AAK |  |  | EA*5X37M21A* | *80MS(N,L)0451714A* | 24400 | 15.2 | 8.5 | 23000 | 19000 | 82.61% | 1.96 | 0 | 10 |  |  |  |  | R-454B | 2.0333 | Residential & Commercial | USHP | Ducted CEE Tier 1
214279754 | Central HP <5.4 tons | DAY & NIGHT | HRCU-A-CB (Split System: Heat Pump with Remote Outdoor Unit-Air-Source) | DLCURAH18ABK |  |  | EA*4X25L17A* | *96MSN0601716A* | 17700 | 16 | 8.5 | 17600 | 17800 | 101.1% | 2.14 | 0 | 10.5 |  |  |  |  | R-410A | 1.475 | Residential & Commercial | USHP | Ducted CEE Tier 1
212971499 | Central HP <5.4 tons | TEMPSTAR | HRCU-A-CB (Split System: Heat Pump with Remote Outdoor Unit-Air-Source) | DLCURAH18ABK |  |  | EN(A,D)4X30L17** | *80VTL0701716B* | 17700 | 16 | 8.1 | 18200 | 16200 | 89.01% | 1.84 | 0 | 11 |  |  |  |  | R-410A | 1.475 | Residential & Commercial | USHP | Ducted CEE Tier 1
204300533 | Central HP <5.4 tons | ARCOAIRE | HRCU-A-CB (Split System: Heat Pump with Remote Outdoor Unit-Air-Source) | HVH837GKA** |  |  | EHD4X48AAL+WALLCON | *97CMN1002122A* | 32600 | 17 | 8.1 | 33000 | 24800 | 75.15% | 1.98 | 12 | 11 |  |  |  |  | R-410A | 2.7167 | Residential & Commercial | USHP | Ducted CEE Tier 1
212974121 | Central HP <5.4 tons | TEMPSTAR | HRCU-A-CB (Split System: Heat Pump with Remote Outdoor Unit-Air-Source) | DLCURAH24ABK |  |  | EN(A,D)4X36L21** | *96VSN0802120B* | 23800 | 17 | 8.5 | 26400 | 28000 | 106.1% | 1.78 | 0 | 10.5 |  |  |  |  | R-410A | 1.9833 | Residential & Commercial | USHP | Ducted CEE Tier 1
212975000 | Central HP <5.4 tons | TEMPSTAR | HRCU-A-CB (Split System: Heat Pump with Remote Outdoor Unit-Air-Source) | DLCURAH24ABK |  |  | EA*4X37L17A* | *96VTN0401410B* | 23800 | 16 | 8.1 | 25200 | 22400 | 88.89% | 1.84 | 0 | 10 |  |  |  |  | R-410A | 1.9833 | Residential & Commercial | USHP | Ducted CEE Tier 1
215673985 | Central HP <5.4 tons | BRYANT HEATING AND COOLING SYSTEMS | HRCU-A-CB (Split System: Heat Pump with Remote Outdoor Unit-Air-Source) | 290VAN048**AA* |  |  | CAA**4821AM*+UI | 83*CA48060C17*** | 44000 | 17.5 | 9 | 48500 | 34200 | 70.52% | 2.04 | 0 | 9.5 |  |  |  |  | R-454B | 3.6667 | Residential & Commercial | USHP
212975264 | Central HP <5.4 tons | TEMPSTAR | HRCU-A-CB (Split System: Heat Pump with Remote Outdoor Unit-Air-Source) | DLCURAH24ABK |  |  | EA*4X24L17A* | *96VTN0401712B* | 23400 | 16 | 8.5 | 27000 | 21800 | 80.74% | 1.8 | 0 | 9.5 |  |  |  |  | R-410A | 1.95 | Residential & Commercial | USHP
212975275 | Central HP <5.4 tons | TEMPSTAR | HRCU-A-CB (Split System: Heat Pump with Remote Outdoor Unit-Air-Source) | DLCURAH24ABK |  |  | EA*4X25L17A* | *96VTN0401712B* | 24200 | 16 | 8.5 | 25400 | 25200 | 99.21% | 2.08 | 0 | 10 |  |  |  |  | R-410A | 2.0167 | Residential & Commercial | USHP | Ducted CEE Tier 1
214572471 | Central HP <5.4 tons | AIRQUEST | HRCU-A-CB (Split System: Heat Pump with Remote Outdoor Unit-Air-Source) | HVH837GKA** |  |  | EA*4X36L21A*+WALLCON | *80CTL0702120B* | 31400 | 17 | 8.1 | 33000 | 24200 | 73.33% | 1.86 | 0 | 11 |  |  |  |  | R-410A | 2.6167 | Residential & Commercial | USHP | Ducted CEE Tier 1
214572571 | Central HP <5.4 tons | AIRQUEST | HRCU-A-CB (Split System: Heat Pump with Remote Outdoor Unit-Air-Source) | HVH837GKA** |  |  | EA*4X37L21A*+WALLCON | *97CMN0802120B* | 32800 | 17.5 | 8.5 | 32800 | 25200 | 76.83% | 2 | 0 | 11.5 |  |  |  |  | R-410A | 2.7333 | Residential & Commercial | USHP | Ducted CEE Tier 1
214572621 | Central HP <5.4 tons | AIRQUEST | HRCU-A-CB (Split System: Heat Pump with Remote Outdoor Unit-Air-Source) | HVH837GKA** |  |  | EA*4X42L21A*+WALLCON | *97CMN0602120B* | 31600 | 17 | 8.1 | 33200 | 24800 | 74.7% | 1.88 | 0 | 10.5 |  |  |  |  | R-410A | 2.6333 | Residential & Commercial | USHP | Ducted CEE Tier 1
214572841 | Central HP <5.4 tons | AIRQUEST | HRCU-A-CB (Split System: Heat Pump with Remote Outdoor Unit-Air-Source) | HVH837GKA** |  |  | EA*4X48L24A*+WALLCON | *95CSU0802120B* | 32200 | 17.5 | 8.5 | 32400 | 25000 | 77.16% | 1.98 | 0 | 11 |  |  |  |  | R-410A | 2.6833 | Residential & Commercial | USHP | Ducted CEE Tier 1
214572871 | Central HP <5.4 tons | AIRQUEST | HRCU-A-CB (Split System: Heat Pump with Remote Outdoor Unit-Air-Source) | HVH837GKA** |  |  | EA*4X48L24A*+WALLCON | *97CMN0802120B* | 32400 | 17.5 | 8.5 | 32400 | 25000 | 77.16% | 1.98 | 0 | 11 |  |  |  |  | R-410A | 2.7 | Residential & Commercial | USHP | Ducted CEE Tier 1
214572941 | Central HP <5.4 tons | AIRQUEST | HRCU-A-CB (Split System: Heat Pump with Remote Outdoor Unit-Air-Source) | HVH837GKA** |  |  | EA*4X60L24A*+WALLCON | *96CTN0802120B* | 32800 | 18 | 8.5 | 31600 | 24600 | 77.85% | 2 | 0 | 11.5 |  |  |  |  | R-410A | 2.7333 | Residential & Commercial | USHP | Ducted CEE Tier 1
213779414 | Central HP <5.4 tons | TEMPSTAR | HRCU-A-CB (Split System: Heat Pump with Remote Outdoor Unit-Air-Source) | TVH837GKA** |  |  | EA*4X48L21A*+WALLCON | *80CTL1102120B* | 32400 | 17 | 8.1 | 32400 | 24800 | 76.54% | 1.98 | 0 | 11 |  |  |  |  | R-410A | 2.7 | Residential & Commercial | USHP | Ducted CEE Tier 1
212972901 | Central HP <5.4 tons | TEMPSTAR | HRCU-A-CB (Split System: Heat Pump with Remote Outdoor Unit-Air-Source) | DLCURAH24ABK |  |  | EA*4X24L14A* | *96VSN0401410B* | 23200 | 16 | 8.5 | 27000 | 26600 | 98.52% | 2.24 | 0 | 9.5 |  |  |  |  | R-410A | 1.9333 | Residential & Commercial | USHP
216737042 | Central HP <5.4 tons | AIRQUEST | HRCU-A-CB (Split System: Heat Pump with Remote Outdoor Unit-Air-Source) | D5CUHAH24AAK |  |  | ESH5X30M12A* | *80MS(N,L)0701712A* | 22600 | 15.5 | 8.1 | 21000 | 18800 | 89.52% | 1.85 | 0 | 10.5 |  |  |  |  | R-454B | 1.8833 | Residential & Commercial | USHP | Ducted CEE Tier 1
216737083 | Central HP <5.4 tons | AIRQUEST | HRCU-A-CB (Split System: Heat Pump with Remote Outdoor Unit-Air-Source) | D5CUHAH24AAK |  |  | ESH5X30M12A* | *80MS(N,L)0902116A* | 22600 | 15.2 | 8.1 | 21000 | 18900 | 90% | 1.85 | 0 | 10.5 |  |  |  |  | R-454B | 1.8833 | Residential & Commercial | USHP | Ducted CEE Tier 1
210473151 | Central HP <5.4 tons | HEIL | HRCU-A-CB (Split System: Heat Pump with Remote Outdoor Unit-Air-Source) | HVH825GKA3* |  |  | EA*4X43L21A*+WALLCON | *80CTL0451712A* | 24200 | 16.5 | 8.1 | 21600 | 16800 | 77.78% | 2 | 0 | 11 |  |  |  |  | R-410A | 2.0167 | Residential & Commercial | USHP | Ducted CEE Tier 1
210473492 | Central HP <5.4 tons | HEIL | HRCU-A-CB (Split System: Heat Pump with Remote Outdoor Unit-Air-Source) | HVH825GKA3* |  |  | EA*4X48L24A*+WALLCON | *97CMN1002122A* | 24200 | 16.5 | 8.1 | 21000 | 16500 | 78.57% | 2.02 | 0 | 11 |  |  |  |  | R-410A | 2.0167 | Residential & Commercial | USHP | Ducted CEE Tier 1
205751067 | Central HP <5.4 tons | ARCOAIRE | HRCU-A-CB (Split System: Heat Pump with Remote Outdoor Unit-Air-Source) | HVH837GKA** |  |  | EA*4X37L21A*+WALLCON | *97CMN1002122A* | 33000 | 17.5 | 8.5 | 33000 | 25200 | 76.36% | 2 | 12 | 11.7 |  |  |  |  | R-410A | 2.75 | Residential & Commercial | USHP | Ducted CEE Tier 1
211263032 | Central HP <5.4 tons | ARCOAIRE | HRCU-A-CB (Split System: Heat Pump with Remote Outdoor Unit-Air-Source) | DLCURAH18ABK |  |  | EN(A,D)4X24L17** | *80ESU0401712A* | 18400 | 16 | 8.5 | 19200 | 18500 | 96.35% | 2.24 | 0 | 11 |  |  |  |  | R-410A | 1.5333 | Residential & Commercial | USHP | Ducted CEE Tier 1
211263082 | Central HP <5.4 tons | ARCOAIRE | HRCU-A-CB (Split System: Heat Pump with Remote Outdoor Unit-Air-Source) | DLCURAH18ABK |  |  | EN(A,D)4X24L17** | *96VTN0401712A* | 17700 | 15.5 | 8.5 | 18700 | 18800 | 100.5% | 2.26 | 0 | 10.5 |  |  |  |  | R-410A | 1.475 | Residential & Commercial | USHP | Ducted CEE Tier 1
211262512 | Central HP <5.4 tons | ARCOAIRE | HRCU-A-CB (Split System: Heat Pump with Remote Outdoor Unit-Air-Source) | DLCURAH18ABK |  |  | EN(A,D)4X24L14** | *80VSL0451412A* | 17700 | 16 | 8.5 | 18600 | 18800 | 101.1% | 2.26 | 0 | 10.5 |  |  |  |  | R-410A | 1.475 | Residential & Commercial | USHP | Ducted CEE Tier 1
212316041 | Central HP <5.4 tons | KLIMAIRE | HRCU-A-CB (Split System: Heat Pump with Remote Outdoor Unit-Air-Source) | KOIF30H2-1S |  |  | KIDF30H2-1S | 0 | 30000 | 16.2 | 8.9 | 33000 | 24000 | 72.73% | 1.8 | 11 | 10 |  |  |  |  | R-410A | 2.5 | Residential & Commercial | USHP | Ducted CEE Tier 1
216372809 | Central HP <5.4 tons | EMI | HRCU-A-CB (Split System: Heat Pump with Remote Outdoor Unit-Air-Source) | MHSD130DACFC |  |  | MHAH130DACFC | 0 | 30000 | 16.2 | 8.9 | 33000 | 24000 | 72.73% | 1.8 | 11 | 10 |  |  |  |  | R-410A | 2.5 | Residential & Commercial | USHP | Ducted CEE Tier 1
210470266 | Central HP <5.4 tons | HEIL | HRCU-A-CB (Split System: Heat Pump with Remote Outdoor Unit-Air-Source) | HVH837GKA2* |  |  | EA*4X60L24A*+WALLCON | *80CTL0902120A* | 32800 | 17.5 | 8.5 | 31800 | 24800 | 77.99% | 1.98 | 0 | 11.7 |  |  |  |  | R-410A | 2.7333 | Residential & Commercial | USHP | Ducted CEE Tier 1
210470409 | Central HP <5.4 tons | HEIL | HRCU-A-CB (Split System: Heat Pump with Remote Outdoor Unit-Air-Source) | HVH837GKA2* |  |  | EA*4X61L21A*+WALLCON | *80CSU0601716A* | 33200 | 17.5 | 8.1 | 32200 | 25000 | 77.64% | 1.98 | 0 | 11.5 |  |  |  |  | R-410A | 2.7667 | Residential & Commercial | USHP | Ducted CEE Tier 1
210470877 | Central HP <5.4 tons | HEIL | HRCU-A-CB (Split System: Heat Pump with Remote Outdoor Unit-Air-Source) | HVH837GKA2* |  |  | EN(A,D,W)4X60L24**+WALLCON | *95CSU0802120A* | 32800 | 18 | 8.1 | 32200 | 24600 | 76.4% | 1.98 | 0 | 12 |  |  |  |  | R-410A | 2.7333 | Residential & Commercial | USHP | Ducted CEE Tier 1
213297659 | Central HP <5.4 tons | LUXAIRE | HRCU-A-CB (Split System: Heat Pump with Remote Outdoor Unit-Air-Source) | HMH72B341 |  |  | XAHB36DBCN1 | Z8ES040A12SMPS1 | 33200 | 17.5 | 8.1 | 32800 | 23000 | 70.12% | 2.02 | 0 | 10 |  |  |  |  | R-410A | 2.7667 | Residential & Commercial | USHP | Ducted CEE Tier 1
213298034 | Central HP <5.4 tons | LUXAIRE | HRCU-A-CB (Split System: Heat Pump with Remote Outdoor Unit-Air-Source) | HMH72B341 |  |  | XAFC36DBCN1 | Z8ES080C16LMPS1 | 34000 | 18 | 8.5 | 33400 | 24200 | 72.46% | 2.14 | 0 | 10 |  |  |  |  | R-410A | 2.8333 | Residential & Commercial | USHP | Ducted CEE Tier 1
213296839 | Central HP <5.4 tons | LUXAIRE | HRCU-A-CB (Split System: Heat Pump with Remote Outdoor Unit-Air-Source) | HMH72B341 |  |  | XAFC30CXXN1+TXV | Z8ET100C20LMPS1 | 33600 | 18.5 | 8.5 | 33000 | 23200 | 70.3% | 2.08 | 0 | 9.5 |  |  |  |  | R-410A | 2.8 | Residential & Commercial | USHP
213297464 | Central HP <5.4 tons | LUXAIRE | HRCU-A-CB (Split System: Heat Pump with Remote Outdoor Unit-Air-Source) | HMH72B341 |  |  | XAFC30CXXN1+TXV | Z9ES080B12SMPS1 | 32600 | 17 | 8.1 | 33000 | 23200 | 70.3% | 2.02 | 0 | 9.5 |  |  |  |  | R-410A | 2.7167 | Residential & Commercial | USHP
211386601 | Central HP <5.4 tons | COLEMAN | HRCU-A-CB (Split System: Heat Pump with Remote Outdoor Unit-Air-Source) | HMH72B341 |  |  | XAHC48FBCN1+JMET12CS2N1 | 0 | 33800 | 17.5 | 8.5 | 32000 | 23400 | 73.12% | 2.08 | 0 | 9.5 |  |  |  |  | R-410A | 2.8167 | Residential & Commercial | USHP
206772922 | Central HP <5.4 tons | ARCOAIRE | HRCU-A-CB (Split System: Heat Pump with Remote Outdoor Unit-Air-Source) | HVH837GKA2* |  |  | EHD4X48AAL+WALLCON | *96CTN1202422A* | 32600 | 17 | 8.1 | 33000 | 24800 | 75.15% | 1.98 | 11 | 11 |  |  |  |  | R-410A | 2.7167 | Residential & Commercial | USHP | Ducted CEE Tier 1
211240283 | Central HP <5.4 tons | HEIL | HRCU-A-CB (Split System: Heat Pump with Remote Outdoor Unit-Air-Source) | DLCURAH24ABK |  |  | EA*4X24L14A* | *95ESN0601412A* | 24000 | 15.5 | 8.5 | 27200 | 23600 | 86.76% | 1.92 | 0 | 10 |  |  |  |  | R-410A | 2 | Residential & Commercial | USHP | Ducted CEE Tier 1
214608215 | Central HP <5.4 tons | ECOER | HRCU-A-CB (Split System: Heat Pump with Remote Outdoor Unit-Air-Source) | EODA18H-4860BAA |  |  | EAHATN-48 | 0 | 45000 | 17 | 8.8 | 47000 | 33200 | 70.64% | 2.1 | 0 | 11.7 |  |  |  |  | R-410A | 3.75 | Residential & Commercial | USHP | Ducted CEE Tier 1
206133314 | Central HP <5.4 tons | CARRIER | HRCU-A-CB (Split System: Heat Pump with Remote Outdoor Unit-Air-Source) | 25VNA825A*031* |  |  | CAP**2517AL*+UI | 58CU*A040C17**12 | 24400 | 17 | 8.1 | 21200 | 16600 | 78.3% | 2.02 | 11.5 | 11 |  |  |  |  | R-410A | 2.0333 | Residential & Commercial | USHP | Ducted CEE Tier 1
206133364 | Central HP <5.4 tons | CARRIER | HRCU-A-CB (Split System: Heat Pump with Remote Outdoor Unit-Air-Source) | 25VNA825A*031* |  |  | CAP**3617AL*+UI | 58CU*A060C17**16 | 23600 | 16.5 | 8.1 | 21400 | 16700 | 78.04% | 1.94 | 11 | 10.5 |  |  |  |  | R-410A | 1.9667 | Residential & Commercial | USHP | Ducted CEE Tier 1
206133434 | Central HP <5.4 tons | CARRIER | HRCU-A-CB (Split System: Heat Pump with Remote Outdoor Unit-Air-Source) | 25VNA825A*031* |  |  | CAP**3721AL*+UI | 58CU*A040C17**12 | 24400 | 17 | 8.5 | 21200 | 16600 | 78.3% | 2.04 | 11.5 | 11 |  |  |  |  | R-410A | 2.0333 | Residential & Commercial | USHP | Ducted CEE Tier 1
206133952 | Central HP <5.4 tons | CARRIER | HRCU-A-CB (Split System: Heat Pump with Remote Outdoor Unit-Air-Source) | 25VNA825A*031* |  |  | CSPH*3012AL*+UI | 59CU5A080C21**20 | 23800 | 16 | 8.1 | 21800 | 16700 | 76.61% | 1.98 | 11 | 10.5 |  |  |  |  | R-410A | 1.9833 | Residential & Commercial | USHP | Ducted CEE Tier 1
216675940 | Central HP <5.4 tons | ARCOAIRE | HRCU-A-CB (Split System: Heat Pump with Remote Outdoor Unit-Air-Source) | D5CURAH24AAK |  |  | EA*5X37M21A* | *80MS(N,L)0701716A* | 24400 | 15.5 | 8.5 | 23000 | 19000 | 82.61% | 1.96 | 0 | 10 |  |  |  |  | R-454B | 2.0333 | Residential & Commercial | USHP | Ducted CEE Tier 1
216675454 | Central HP <5.4 tons | AIRQUEST | HRCU-A-CB (Split System: Heat Pump with Remote Outdoor Unit-Air-Source) | D5CURAH24AAK |  |  | EA*5X37M21A* | *80CSU0401712A* | 25400 | 16.5 | 9 | 23400 | 19200 | 82.05% | 2.06 | 0 | 10 |  |  |  |  | R-454B | 2.1167 | Residential & Commercial | USHP | Ducted CEE Tier 1
216676304 | Central HP <5.4 tons | ARCOAIRE | HRCU-A-CB (Split System: Heat Pump with Remote Outdoor Unit-Air-Source) | D5CURAH24AAK |  |  | EA*5X36M17A* | *80VSL0901716B* | 23600 | 15.5 | 8.5 | 24000 | 19400 | 80.83% | 1.92 | 0 | 9.8 |  |  |  |  | R-454B | 1.9667 | Residential & Commercial | USHP
212972951 | Central HP <5.4 tons | TEMPSTAR | HRCU-A-CB (Split System: Heat Pump with Remote Outdoor Unit-Air-Source) | DLCURAH24ABK |  |  | EA*4X36L17A* | *96VSN0401410B* | 23600 | 16 | 8.5 | 26200 | 22600 | 86.26% | 1.86 | 0 | 10 |  |  |  |  | R-410A | 1.9667 | Residential & Commercial | USHP | Ducted CEE Tier 1
212974948 | Central HP <5.4 tons | TEMPSTAR | HRCU-A-CB (Split System: Heat Pump with Remote Outdoor Unit-Air-Source) | DLCURAH24ABK |  |  | EA*4X25L17A* | *96VTN0401410B* | 24000 | 16 | 8.1 | 25200 | 22000 | 87.3% | 1.82 | 0 | 10 |  |  |  |  | R-410A | 2 | Residential & Commercial | USHP | Ducted CEE Tier 1
212975039 | Central HP <5.4 tons | TEMPSTAR | HRCU-A-CB (Split System: Heat Pump with Remote Outdoor Unit-Air-Source) | DLCURAH24ABK |  |  | EN(A,D)4X30L14** | *96VTN0401410B* | 23200 | 15.5 | 8.1 | 25800 | 24200 | 93.8% | 2 | 0 | 10 |  |  |  |  | R-410A | 1.9333 | Residential & Commercial | USHP | Ducted CEE Tier 1
212975341 | Central HP <5.4 tons | TEMPSTAR | HRCU-A-CB (Split System: Heat Pump with Remote Outdoor Unit-Air-Source) | DLCURAH24ABK |  |  | EN(A,D)4X24L17** | *96VTN0401712B* | 23200 | 15.5 | 8.5 | 27000 | 24800 | 91.85% | 2.06 | 0 | 10 |  |  |  |  | R-410A | 1.9333 | Residential & Commercial | USHP | Ducted CEE Tier 1
212975693 | Central HP <5.4 tons | TEMPSTAR | HRCU-A-CB (Split System: Heat Pump with Remote Outdoor Unit-Air-Source) | DLCURAH24ABK |  |  | EA*4X36L17A* | *96VTN0601412B* | 23600 | 17 | 8.5 | 26200 | 22400 | 85.5% | 1.86 | 0 | 10 |  |  |  |  | R-410A | 1.9667 | Residential & Commercial | USHP | Ducted CEE Tier 1
210470486 | Central HP <5.4 tons | HEIL | HRCU-A-CB (Split System: Heat Pump with Remote Outdoor Unit-Air-Source) | HVH837GKA2* |  |  | EA*4X61L21A*+WALLCON | *96CTN1002122A* | 33200 | 17.5 | 8.5 | 32000 | 24800 | 77.5% | 2 | 0 | 12 |  |  |  |  | R-410A | 2.7667 | Residential & Commercial | USHP | Ducted CEE Tier 1
210470845 | Central HP <5.4 tons | HEIL | HRCU-A-CB (Split System: Heat Pump with Remote Outdoor Unit-Air-Source) | HVH837GKA2* |  |  | EN(A,D)4X48L24**+WALLCON | *95CSU1002122A* | 32400 | 17.5 | 8.1 | 32800 | 24600 | 75% | 1.98 | 0 | 11.7 |  |  |  |  | R-410A | 2.7 | Residential & Commercial | USHP | Ducted CEE Tier 1
212974531 | Central HP <5.4 tons | TEMPSTAR | HRCU-A-CB (Split System: Heat Pump with Remote Outdoor Unit-Air-Source) | DLCURAH30ABK |  |  | EA*4X42L24A* | *96VSN1202422B* | 30200 | 15.2 | 8.1 | 34400 | 35000 | 101.7% | 1.9 | 0 | 9 |  |  |  |  | R-410A | 2.5167 | Residential & Commercial | USHP
211226384 | Central HP <5.4 tons | HEIL | HRCU-A-CB (Split System: Heat Pump with Remote Outdoor Unit-Air-Source) | DLCURAH36ABK |  |  | EA*4X36L21A* | *95ESN1002122A* | 36400 | 15.2 | 8.1 | 40000 | 35400 | 88.5% | 1.88 | 0 | 10 |  |  |  |  | R-410A | 3.0333 | Residential & Commercial | USHP | Ducted CEE Tier 1
213297489 | Central HP <5.4 tons | LUXAIRE | HRCU-A-CB (Split System: Heat Pump with Remote Outdoor Unit-Air-Source) | HMH72B341 |  |  | XAHC30CXXN1+TXV | Z8ET100C16LMPS1 | 32400 | 17.5 | 8.5 | 32000 | 22800 | 71.25% | 2.02 | 0 | 9.5 |  |  |  |  | R-410A | 2.7 | Residential & Commercial | USHP
211226808 | Central HP <5.4 tons | HEIL | HRCU-A-CB (Split System: Heat Pump with Remote Outdoor Unit-Air-Source) | DLCURAH36ABK |  |  | EA*4X37L21A* | *80ES(N,L)0702116A* | 37200 | 15.5 | 8.5 | 38500 | 35000 | 90.91% | 2.12 | 0 | 10 |  |  |  |  | R-410A | 3.1 | Residential & Commercial | USHP | Ducted CEE Tier 1
211226374 | Central HP <5.4 tons | HEIL | HRCU-A-CB (Split System: Heat Pump with Remote Outdoor Unit-Air-Source) | DLCURAH36ABK |  |  | EA*4X36L21A* | *95ESN1002120A* | 35600 | 15.5 | 8.1 | 39500 | 35200 | 89.11% | 1.84 | 0 | 9.5 |  |  |  |  | R-410A | 2.9667 | Residential & Commercial | USHP
211226597 | Central HP <5.4 tons | HEIL | HRCU-A-CB (Split System: Heat Pump with Remote Outdoor Unit-Air-Source) | DLCURAH36ABK |  |  | EA*4X37L17A* | *80VTL0701716A* | 36400 | 15.5 | 8.5 | 39500 | 35000 | 88.61% | 2.04 | 0 | 10 |  |  |  |  | R-410A | 3.0333 | Residential & Commercial | USHP | Ducted CEE Tier 1
210473140 | Central HP <5.4 tons | HEIL | HRCU-A-CB (Split System: Heat Pump with Remote Outdoor Unit-Air-Source) | HVH825GKA3* |  |  | EA*4X43L21A*+WALLCON | *80CSU1002120A* | 24400 | 16.5 | 8.1 | 21200 | 16600 | 78.3% | 2.02 | 0 | 10.5 |  |  |  |  | R-410A | 2.0333 | Residential & Commercial | USHP | Ducted CEE Tier 1
214398442 | Central HP <5.4 tons | LUXAIRE | HRCU-A-CB (Split System: Heat Pump with Remote Outdoor Unit-Air-Source) | HH860E2S11 |  |  | CTM60C5CHS1 | TM8E100C20MP11 | 53500 | 19 | 8.5 | 55000 | 39000 | 70.91% | 2 | 0 | 11 |  |  |  |  | R-454B | 4.4583 | Residential & Commercial | USHP | Ducted CEE Tier 1
214398467 | Central HP <5.4 tons | LUXAIRE | HRCU-A-CB (Split System: Heat Pump with Remote Outdoor Unit-Air-Source) | HH860E2S11 |  |  | CTF60D5CJS1 | TM9Y120D20MP11 | 53000 | 19 | 9 | 55500 | 40000 | 72.07% | 2 | 0 | 10 |  |  |  |  | R-454B | 4.4167 | Residential & Commercial | USHP | Ducted CEE Tier 1
216734290 | Central HP <5.4 tons | PAYNE HEATING AND COOLING | HRCU-A-CB (Split System: Heat Pump with Remote Outdoor Unit-Air-Source) | 37MUHAQ24AA3 |  |  | CAA**3017AM* | PG97VTAA48060B** | 22200 | 16 | 8.1 | 20800 | 18800 | 90.38% | 1.85 | 0 | 10.5 |  |  |  |  | R-454B | 1.85 | Residential & Commercial | USHP | Ducted CEE Tier 1
211386666 | Central HP <5.4 tons | COLEMAN | HRCU-A-CB (Split System: Heat Pump with Remote Outdoor Unit-Air-Source) | HMH72B341 |  |  | JHETC42FBCS2N1 | 0 | 33800 | 17.5 | 8.5 | 32200 | 23400 | 72.67% | 2.08 | 0 | 9.5 |  |  |  |  | R-410A | 2.8167 | Residential & Commercial | USHP
211386932 | Central HP <5.4 tons | COLEMAN | HRCU-A-CB (Split System: Heat Pump with Remote Outdoor Unit-Air-Source) | HMH72B341 |  |  | XAHB36DBCN1 | TM9Y080B12MP11 | 33000 | 17 | 8.1 | 32800 | 23200 | 70.73% | 2 | 0 | 9.5 |  |  |  |  | R-410A | 2.75 | Residential & Commercial | USHP
211240632 | Central HP <5.4 tons | HEIL | HRCU-A-CB (Split System: Heat Pump with Remote Outdoor Unit-Air-Source) | DLCURAH24ABK |  |  | EA*4X24L17A* | *80ES(N,L)0451412A* | 24400 | 16 | 8.5 | 27200 | 23200 | 85.29% | 1.9 | 0 | 10 |  |  |  |  | R-410A | 2.0333 | Residential & Commercial | USHP | Ducted CEE Tier 1
211241654 | Central HP <5.4 tons | HEIL | HRCU-A-CB (Split System: Heat Pump with Remote Outdoor Unit-Air-Source) | DLCURAH24ABK |  |  | EA*4X30L17A* | *80ES(N,L)0451712A* | 24000 | 16.5 | 8.5 | 26200 | 23200 | 88.55% | 1.9 | 0 | 10 |  |  |  |  | R-410A | 2 | Residential & Commercial | USHP | Ducted CEE Tier 1
214571257 | Central HP <5.4 tons | TEMPSTAR | HRCU-A-CB (Split System: Heat Pump with Remote Outdoor Unit-Air-Source) | TVH825GKA3* |  |  | EN(A,D,W)4X48L21**+WALLCON | *97CMN0802120B* | 24200 | 17 | 8.1 | 21200 | 16600 | 78.3% | 2.02 | 0 | 11.5 |  |  |  |  | R-410A | 2.0167 | Residential & Commercial | USHP | Ducted CEE Tier 1
206788329 | Central HP <5.4 tons | CARRIER | HRCU-A-CB (Split System: Heat Pump with Remote Outdoor Unit-Air-Source) | 25VNA424A*031* |  |  | FE4ANF002L+UI | 0 | 23400 | 21 | 10 | 26600 | 19800 | 74.44% | 2.48 | 14 | 13.5 |  |  |  |  | R-410A | 1.95 | Residential & Commercial | USHP | Ducted CEE Tier 1
216675656 | Central HP <5.4 tons | AIRQUEST | HRCU-A-CB (Split System: Heat Pump with Remote Outdoor Unit-Air-Source) | D5CURAH24AAK |  |  | EA*5X30M14A* | *80MS(N,L)0451412A* | 23600 | 15.2 | 8.5 | 24200 | 19400 | 80.17% | 1.9 | 0 | 9.8 |  |  |  |  | R-454B | 1.9667 | Residential & Commercial | USHP
213779254 | Central HP <5.4 tons | TEMPSTAR | HRCU-A-CB (Split System: Heat Pump with Remote Outdoor Unit-Air-Source) | TVH837GKA** |  |  | EA*4X43L21A*+WALLCON | *80CTL0451712B* | 32600 | 16.5 | 8.1 | 33200 | 25400 | 76.51% | 1.94 | 0 | 10.5 |  |  |  |  | R-410A | 2.7167 | Residential & Commercial | USHP | Ducted CEE Tier 1
213779304 | Central HP <5.4 tons | TEMPSTAR | HRCU-A-CB (Split System: Heat Pump with Remote Outdoor Unit-Air-Source) | TVH837GKA** |  |  | EA*4X43L21A*+WALLCON | *95CSU0601716B* | 32800 | 17 | 8.5 | 33000 | 25200 | 76.36% | 1.96 | 0 | 11 |  |  |  |  | R-410A | 2.7333 | Residential & Commercial | USHP | Ducted CEE Tier 1
206765025 | Central HP <5.4 tons | CARRIER | HRCU-A-CB (Split System: Heat Pump with Remote Outdoor Unit-Air-Source) | 25VNA837A*031* |  |  | CNPV*4821AL*+UI | 59MN7B100C21**22 | 32400 | 17.5 | 8.1 | 33000 | 24800 | 75.15% | 1.96 | 12 | 11.7 |  |  |  |  | R-410A | 2.7 | Residential & Commercial | USHP | Ducted CEE Tier 1
206765092 | Central HP <5.4 tons | CARRIER | HRCU-A-CB (Split System: Heat Pump with Remote Outdoor Unit-Air-Source) | 25VNA837A*031* |  |  | CSPH*4812AL*+UI | 59MN7B120C24**22 | 32600 | 16.5 | 8.1 | 33000 | 25000 | 75.76% | 1.96 | 11.5 | 11 |  |  |  |  | R-410A | 2.7167 | Residential & Commercial | USHP | Ducted CEE Tier 1
206765110 | Central HP <5.4 tons | CARRIER | HRCU-A-CB (Split System: Heat Pump with Remote Outdoor Unit-Air-Source) | 25VNA837A*031* |  |  | CAP**4321AL*+UI | 58CU*A100C21**20 | 32800 | 17 | 8.5 | 33000 | 25200 | 76.36% | 1.98 | 12 | 11 |  |  |  |  | R-410A | 2.7333 | Residential & Commercial | USHP | Ducted CEE Tier 1
206765160 | Central HP <5.4 tons | CARRIER | HRCU-A-CB (Split System: Heat Pump with Remote Outdoor Unit-Air-Source) | 25VNA837A*031* |  |  | CNPV*4821AL*+UI | 59CU5A100C21**22 | 32400 | 17.5 | 8.1 | 32800 | 24600 | 75% | 1.98 | 12 | 11.7 |  |  |  |  | R-410A | 2.7 | Residential & Commercial | USHP | Ducted CEE Tier 1
215670197 | Central HP <5.4 tons | BRYANT HEATING AND COOLING SYSTEMS | HRCU-A-CB (Split System: Heat Pump with Remote Outdoor Unit-Air-Source) | 290VAN036**AA* |  |  | CSAH*4812AM*+UI | 88*TB48090C17*** | 34200 | 17 | 8.5 | 35400 | 25200 | 71.19% | 1.88 | 0 | 9.5 |  |  |  |  | R-454B | 2.85 | Residential & Commercial | USHP
214279728 | Central HP <5.4 tons | DAY & NIGHT | HRCU-A-CB (Split System: Heat Pump with Remote Outdoor Unit-Air-Source) | DLCURAH18ABK |  |  | EA*4X19L17A* | *96MSN0601716A* | 17700 | 16.5 | 8.5 | 17700 | 17900 | 101.1% | 2.16 | 0 | 10.5 |  |  |  |  | R-410A | 1.475 | Residential & Commercial | USHP | Ducted CEE Tier 1
212969555 | Central HP <5.4 tons | TEMPSTAR | HRCU-A-CB (Split System: Heat Pump with Remote Outdoor Unit-Air-Source) | DLCURAH18ABK |  |  | EA*4X30L14A* | *80VSL0451412B* | 17800 | 16.5 | 8.5 | 18400 | 19700 | 107.1% | 2.38 | 0 | 10.5 |  |  |  |  | R-410A | 1.4833 | Residential & Commercial | USHP | Ducted CEE Tier 1
213780344 | Central HP <5.4 tons | TEMPSTAR | HRCU-A-CB (Split System: Heat Pump with Remote Outdoor Unit-Air-Source) | TVH837GKA** |  |  | EHD4X60AAL+WALLCON | *80CTL0902120B* | 33000 | 16.5 | 8.1 | 32200 | 24800 | 77.02% | 2 | 0 | 11.5 |  |  |  |  | R-410A | 2.75 | Residential & Commercial | USHP | Ducted CEE Tier 1
211230623 | Central HP <5.4 tons | HEIL | HRCU-A-CB (Split System: Heat Pump with Remote Outdoor Unit-Air-Source) | DLCURAH36ABK |  |  | EN(A,D)4X48L24** | *92ESN1002122A* | 37600 | 15.5 | 8.5 | 39500 | 35000 | 88.61% | 2.08 | 0 | 10.5 |  |  |  |  | R-410A | 3.1333 | Residential & Commercial | USHP | Ducted CEE Tier 1
211226864 | Central HP <5.4 tons | ARCOAIRE | HRCU-A-CB (Split System: Heat Pump with Remote Outdoor Unit-Air-Source) | DLCURAH36ABK |  |  | EA*4X37L21A* | *80VSL0451716A* | 36200 | 15.5 | 8.5 | 38500 | 34800 | 90.39% | 2.06 | 0 | 10 |  |  |  |  | R-410A | 3.0167 | Residential & Commercial | USHP | Ducted CEE Tier 1
211226500 | Central HP <5.4 tons | HEIL | HRCU-A-CB (Split System: Heat Pump with Remote Outdoor Unit-Air-Source) | DLCURAH36ABK |  |  | EA*4X37L17A* | *80ES(N,L)0701412A* | 35800 | 15.5 | 8.1 | 38500 | 35000 | 90.91% | 2 | 0 | 10 |  |  |  |  | R-410A | 2.9833 | Residential & Commercial | USHP | Ducted CEE Tier 1
211226832 | Central HP <5.4 tons | HEIL | HRCU-A-CB (Split System: Heat Pump with Remote Outdoor Unit-Air-Source) | DLCURAH36ABK |  |  | EA*4X37L21A* | *80ES(N,L)0902116A* | 36600 | 16 | 8.5 | 38500 | 34800 | 90.39% | 2.1 | 0 | 10 |  |  |  |  | R-410A | 3.05 | Residential & Commercial | USHP | Ducted CEE Tier 1
215674045 | Central HP <5.4 tons | BRYANT HEATING AND COOLING SYSTEMS | HRCU-A-CB (Split System: Heat Pump with Remote Outdoor Unit-Air-Source) | 290VAN048**AA* |  |  | CAA**4821AM*+UI | 88*TB48090C17*** | 44000 | 17.5 | 9 | 48500 | 34200 | 70.52% | 2.06 | 0 | 9.5 |  |  |  |  | R-454B | 3.6667 | Residential & Commercial | USHP
215674345 | Central HP <5.4 tons | BRYANT HEATING AND COOLING SYSTEMS | HRCU-A-CB (Split System: Heat Pump with Remote Outdoor Unit-Air-Source) | 290VAN048**AA* |  |  | CAA**6121AM*+UI | 88*TB60070C21*** | 46000 | 18 | 9 | 48000 | 33800 | 70.42% | 2.06 | 0 | 10 |  |  |  |  | R-454B | 3.8333 | Residential & Commercial | USHP | Ducted CEE Tier 1
212978479 | Central HP <5.4 tons | PAYNE HEATING AND COOLING | HRCU-A-CB (Split System: Heat Pump with Remote Outdoor Unit-Air-Source) | 38MURAQ36AB3* |  |  | CAP**4821AL* | PG80MS(A,L)A36070B** | 35400 | 16.5 | 8.1 | 37800 | 34600 | 91.53% | 2 | 0 | 10 |  |  |  |  | R-410A | 2.95 | Residential & Commercial | USHP | Ducted CEE Tier 1
213779534 | Central HP <5.4 tons | TEMPSTAR | HRCU-A-CB (Split System: Heat Pump with Remote Outdoor Unit-Air-Source) | TVH837GKA** |  |  | EA*4X48L24A*+WALLCON | *97CMN1202422B* | 32200 | 17 | 8.1 | 32600 | 24800 | 76.07% | 1.98 | 0 | 11 |  |  |  |  | R-410A | 2.6833 | Residential & Commercial | USHP | Ducted CEE Tier 1
211390019 | Central HP <5.4 tons | COLEMAN | HRCU-A-CB (Split System: Heat Pump with Remote Outdoor Unit-Air-Source) | HMH72B341 |  |  | XAHC36DBCN1 | TMLV100C16MP12 | 34000 | 17 | 8.1 | 34000 | 24600 | 72.35% | 2.08 | 0 | 9.5 |  |  |  |  | R-410A | 2.8333 | Residential & Commercial | USHP
206771931 | Central HP <5.4 tons | ARCOAIRE | HRCU-A-CB (Split System: Heat Pump with Remote Outdoor Unit-Air-Source) | HVH837GKA2* |  |  | EA*4X48L24A*+WALLCON | *97CMN1002122A* | 32400 | 17.5 | 8.5 | 32600 | 24800 | 76.07% | 2 | 12 | 11.7 |  |  |  |  | R-410A | 2.7 | Residential & Commercial | USHP | Ducted CEE Tier 1
210470135 | Central HP <5.4 tons | HEIL | HRCU-A-CB (Split System: Heat Pump with Remote Outdoor Unit-Air-Source) | HVH837GKA2* |  |  | EA*4X42L21A*+WALLCON | *95CSU0802120A* | 31800 | 17.5 | 8.1 | 33000 | 24400 | 73.94% | 1.9 | 0 | 11 |  |  |  |  | R-410A | 2.65 | Residential & Commercial | USHP | Ducted CEE Tier 1
210470987 | Central HP <5.4 tons | HEIL | HRCU-A-CB (Split System: Heat Pump with Remote Outdoor Unit-Air-Source) | HVH837GKA2* |  |  | EN(A,D,W)4X60L24**+WALLCON | *96CTN1002122A* | 32800 | 18 | 8.1 | 32200 | 24600 | 76.4% | 1.98 | 0 | 12 |  |  |  |  | R-410A | 2.7333 | Residential & Commercial | USHP | Ducted CEE Tier 1
210471212 | Central HP <5.4 tons | HEIL | HRCU-A-CB (Split System: Heat Pump with Remote Outdoor Unit-Air-Source) | HVH837GKA2* |  |  | EHD4X60AAL+WALLCON | *96CTN1202422A* | 33000 | 17 | 8.1 | 32200 | 24800 | 77.02% | 2.02 | 0 | 11.5 |  |  |  |  | R-410A | 2.75 | Residential & Commercial | USHP | Ducted CEE Tier 1
211391425 | Central HP <5.4 tons | COLEMAN | HRCU-A-CB (Split System: Heat Pump with Remote Outdoor Unit-Air-Source) | HMH72B341 |  |  | XAHC36DBCN1 | TM8E100C16MP11 | 33600 | 17.5 | 8.1 | 33000 | 23200 | 70.3% | 2.04 | 0 | 10 |  |  |  |  | R-410A | 2.8 | Residential & Commercial | USHP | Ducted CEE Tier 1
211391734 | Central HP <5.4 tons | COLEMAN | HRCU-A-CB (Split System: Heat Pump with Remote Outdoor Unit-Air-Source) | HMH72B341 |  |  | XAFC36DXXN1+TXV | TM8E100B12MP11 | 34000 | 18 | 8.1 | 33800 | 23800 | 70.41% | 2.06 | 0 | 10 |  |  |  |  | R-410A | 2.8333 | Residential & Commercial | USHP | Ducted CEE Tier 1
216677030 | Central HP <5.4 tons | ARCOAIRE | HRCU-A-CB (Split System: Heat Pump with Remote Outdoor Unit-Air-Source) | D5CURAH24AAK |  |  | EA*5X37M21A* | *92MSN1002120A* | 24400 | 16 | 8.5 | 23000 | 19000 | 82.61% | 1.96 | 0 | 10 |  |  |  |  | R-454B | 2.0333 | Residential & Commercial | USHP | Ducted CEE Tier 1
216676314 | Central HP <5.4 tons | ARCOAIRE | HRCU-A-CB (Split System: Heat Pump with Remote Outdoor Unit-Air-Source) | D5CURAH24AAK |  |  | EA*5X25M17A* | *80VSL0901716B* | 24600 | 16 | 9 | 23400 | 19100 | 81.62% | 2.06 | 0 | 10 |  |  |  |  | R-454B | 2.05 | Residential & Commercial | USHP | Ducted CEE Tier 1
216676379 | Central HP <5.4 tons | ARCOAIRE | HRCU-A-CB (Split System: Heat Pump with Remote Outdoor Unit-Air-Source) | D5CURAH24AAK |  |  | EA*5X25M17A* | *80MSU0401712A* | 24400 | 16 | 8.5 | 23200 | 19100 | 82.33% | 1.94 | 0 | 10 |  |  |  |  | R-454B | 2.0333 | Residential & Commercial | USHP | Ducted CEE Tier 1
216737332 | Central HP <5.4 tons | DAY & NIGHT | HRCU-A-CB (Split System: Heat Pump with Remote Outdoor Unit-Air-Source) | D5CUHAH24AAK |  |  | ESH5X30M12A* | *80VTL0451412B* | 22200 | 15.5 | 8.1 | 20800 | 18700 | 89.9% | 1.85 | 0 | 10.5 |  |  |  |  | R-454B | 1.85 | Residential & Commercial | USHP | Ducted CEE Tier 1
206135772 | Central HP <5.4 tons | CARRIER | HRCU-A-CB (Split System: Heat Pump with Remote Outdoor Unit-Air-Source) | 25VNA837A*030* |  |  | CAP**4821AL*+UI | 58CU*A060C17**16 | 32200 | 17 | 8.1 | 32600 | 25000 | 76.69% | 1.96 | 12 | 11 |  |  |  |  | R-410A | 2.6833 | Residential & Commercial | USHP | Ducted CEE Tier 1
206136274 | Central HP <5.4 tons | CARRIER | HRCU-A-CB (Split System: Heat Pump with Remote Outdoor Unit-Air-Source) | 25VNA837A*030* |  |  | CNPV*4821AL*+UI | 59CU5A080C21**20 | 32400 | 17.5 | 8.1 | 32800 | 24800 | 75.61% | 1.96 | 12 | 11.7 |  |  |  |  | R-410A | 2.7 | Residential & Commercial | USHP | Ducted CEE Tier 1
211388596 | Central HP <5.4 tons | COLEMAN | HRCU-A-CB (Split System: Heat Pump with Remote Outdoor Unit-Air-Source) | HMH72B341 |  |  | XAHC30CXXN1+TXV | TM9E100C16MP12 | 32200 | 17.5 | 8.1 | 32400 | 22800 | 70.37% | 2 | 0 | 9.5 |  |  |  |  | R-410A | 2.6833 | Residential & Commercial | USHP
211388979 | Central HP <5.4 tons | COLEMAN | HRCU-A-CB (Split System: Heat Pump with Remote Outdoor Unit-Air-Source) | HMH72B341 |  |  | XAHB36DXXN1+TXV | TM9E060B12MP12 | 33200 | 17 | 8.1 | 33200 | 23600 | 71.08% | 2 | 0 | 9.5 |  |  |  |  | R-410A | 2.7667 | Residential & Commercial | USHP
211389097 | Central HP <5.4 tons | COLEMAN | HRCU-A-CB (Split System: Heat Pump with Remote Outdoor Unit-Air-Source) | HMH72B341 |  |  | XAUB36DXXN1+TXV | TM9E060B12MP12 | 34000 | 17.5 | 8.1 | 34000 | 24200 | 71.18% | 2.04 | 0 | 9.5 |  |  |  |  | R-410A | 2.8333 | Residential & Commercial | USHP
213779334 | Central HP <5.4 tons | TEMPSTAR | HRCU-A-CB (Split System: Heat Pump with Remote Outdoor Unit-Air-Source) | TVH837GKA** |  |  | EA*4X43L21A*+WALLCON | *97CMN1002122B* | 33000 | 17 | 8.5 | 32600 | 25000 | 76.69% | 1.98 | 0 | 11.5 |  |  |  |  | R-410A | 2.75 | Residential & Commercial | USHP | Ducted CEE Tier 1
213779384 | Central HP <5.4 tons | TEMPSTAR | HRCU-A-CB (Split System: Heat Pump with Remote Outdoor Unit-Air-Source) | TVH837GKA** |  |  | EA*4X48L21A*+WALLCON | *80CTL0701716B* | 32200 | 17 | 8.1 | 32600 | 25000 | 76.69% | 1.96 | 0 | 11 |  |  |  |  | R-410A | 2.6833 | Residential & Commercial | USHP | Ducted CEE Tier 1
213779484 | Central HP <5.4 tons | TEMPSTAR | HRCU-A-CB (Split System: Heat Pump with Remote Outdoor Unit-Air-Source) | TVH837GKA** |  |  | EA*4X48L21A*+WALLCON | *96CTN1002122B* | 32400 | 17 | 8.1 | 32600 | 24800 | 76.07% | 1.98 | 0 | 11 |  |  |  |  | R-410A | 2.7 | Residential & Commercial | USHP | Ducted CEE Tier 1
213779554 | Central HP <5.4 tons | TEMPSTAR | HRCU-A-CB (Split System: Heat Pump with Remote Outdoor Unit-Air-Source) | TVH837GKA** |  |  | EA*4X48L24A*+WALLCON | *96CTN1202422B* | 32400 | 17 | 8.5 | 32400 | 24800 | 76.54% | 1.98 | 0 | 11 |  |  |  |  | R-410A | 2.7 | Residential & Commercial | USHP | Ducted CEE Tier 1
213779604 | Central HP <5.4 tons | TEMPSTAR | HRCU-A-CB (Split System: Heat Pump with Remote Outdoor Unit-Air-Source) | TVH837GKA** |  |  | EA*4X60L24A*+WALLCON | *97CMN1202422B* | 32800 | 17.5 | 8.1 | 31600 | 24600 | 77.85% | 1.98 | 0 | 11.5 |  |  |  |  | R-410A | 2.7333 | Residential & Commercial | USHP | Ducted CEE Tier 1
213780724 | Central HP <5.4 tons | TEMPSTAR | HRCU-A-CB (Split System: Heat Pump with Remote Outdoor Unit-Air-Source) | TVH837GKA2* |  |  | EA*4X36L17A*+WALLCON | *96CTN0801714B* | 31400 | 16.5 | 8.1 | 33200 | 24400 | 73.49% | 1.82 | 0 | 10.5 |  |  |  |  | R-410A | 2.6167 | Residential & Commercial | USHP | Ducted CEE Tier 1
213780874 | Central HP <5.4 tons | TEMPSTAR | HRCU-A-CB (Split System: Heat Pump with Remote Outdoor Unit-Air-Source) | TVH837GKA2* |  |  | EA*4X37L21A*+WALLCON | *80CTL0901716B* | 32600 | 17 | 8.5 | 32800 | 25000 | 76.22% | 1.98 | 0 | 11 |  |  |  |  | R-410A | 2.7167 | Residential & Commercial | USHP | Ducted CEE Tier 1
210470574 | Central HP <5.4 tons | HEIL | HRCU-A-CB (Split System: Heat Pump with Remote Outdoor Unit-Air-Source) | HVH837GKA2* |  |  | EA*4X61L24A*+WALLCON | *96CTN1202422A* | 33200 | 18 | 8.5 | 32000 | 24800 | 77.5% | 2 | 0 | 12 |  |  |  |  | R-410A | 2.7667 | Residential & Commercial | USHP | Ducted CEE Tier 1
211387837 | Central HP <5.4 tons | COLEMAN | HRCU-A-CB (Split System: Heat Pump with Remote Outdoor Unit-Air-Source) | HMH72B341 |  |  | XAFC36DBCN1 | CP9C080B12MP13 | 34000 | 17 | 8.1 | 34000 | 24400 | 71.76% | 2.06 | 0 | 9.5 |  |  |  |  | R-410A | 2.8333 | Residential & Commercial | USHP
213774494 | Central HP <5.4 tons | TEMPSTAR | HRCU-A-CB (Split System: Heat Pump with Remote Outdoor Unit-Air-Source) | TVH825GKA3* |  |  | EHD4X42AAL+WALLCON | *97CMN1002122B* | 24200 | 16 | 8.1 | 21400 | 16600 | 77.57% | 2 | 0 | 10.5 |  |  |  |  | R-410A | 2.0167 | Residential & Commercial | USHP | Ducted CEE Tier 1
213774694 | Central HP <5.4 tons | TEMPSTAR | HRCU-A-CB (Split System: Heat Pump with Remote Outdoor Unit-Air-Source) | TVH825GKA3* |  |  | EHD4X48AAL+WALLCON | *96CTN0601714B* | 24200 | 16 | 8.1 | 21400 | 16600 | 77.57% | 2 | 0 | 10.5 |  |  |  |  | R-410A | 2.0167 | Residential & Commercial | USHP | Ducted CEE Tier 1
214574571 | Central HP <5.4 tons | AIRQUEST | HRCU-A-CB (Split System: Heat Pump with Remote Outdoor Unit-Air-Source) | HVH837GKA2* |  |  | EN(A,D,W)4X48L21**+WALLCON | *80CTL0702120B* | 32400 | 18.5 | 8.1 | 32800 | 24800 | 75.61% | 1.96 | 0 | 11.5 |  |  |  |  | R-410A | 2.7 | Residential & Commercial | USHP | Ducted CEE Tier 1
215674165 | Central HP <5.4 tons | BRYANT HEATING AND COOLING SYSTEMS | HRCU-A-CB (Split System: Heat Pump with Remote Outdoor Unit-Air-Source) | 290VAN048**AA* |  |  | CAA**6024AM*+UI | 83*CA60100C21*** | 45000 | 17.5 | 9 | 47500 | 33600 | 70.74% | 2.06 | 0 | 10 |  |  |  |  | R-454B | 3.75 | Residential & Commercial | USHP | Ducted CEE Tier 1
215674415 | Central HP <5.4 tons | BRYANT HEATING AND COOLING SYSTEMS | HRCU-A-CB (Split System: Heat Pump with Remote Outdoor Unit-Air-Source) | 290VAN048**AA* |  |  | CAA**6121AM*+UI | 987MC60080C21*** | 46000 | 18 | 9 | 48000 | 33800 | 70.42% | 2.08 | 0 | 10 |  |  |  |  | R-454B | 3.8333 | Residential & Commercial | USHP | Ducted CEE Tier 1
211389374 | Central HP <5.4 tons | COLEMAN | HRCU-A-CB (Split System: Heat Pump with Remote Outdoor Unit-Air-Source) | HMH72B341 |  |  | XAFC36DXXN1+TXV | TM8Y100C20MP11 | 34000 | 17.5 | 8.5 | 33800 | 23800 | 70.41% | 2.1 | 0 | 10 |  |  |  |  | R-410A | 2.8333 | Residential & Commercial | USHP | Ducted CEE Tier 1
211390678 | Central HP <5.4 tons | COLEMAN | HRCU-A-CB (Split System: Heat Pump with Remote Outdoor Unit-Air-Source) | HMH72B341 |  |  | XAFC30CXXN1+TXV | TPLC080B12MP13 | 32400 | 17 | 8.1 | 34000 | 23800 | 70% | 2 | 0 | 9.5 |  |  |  |  | R-410A | 2.7 | Residential & Commercial | USHP
211390711 | Central HP <5.4 tons | COLEMAN | HRCU-A-CB (Split System: Heat Pump with Remote Outdoor Unit-Air-Source) | HMH72B341 |  |  | XAFB36DXXN1+TXV | TPLC080B12MP13 | 33600 | 17 | 8.1 | 33600 | 23600 | 70.24% | 2.02 | 0 | 9.5 |  |  |  |  | R-410A | 2.8 | Residential & Commercial | USHP
211390744 | Central HP <5.4 tons | COLEMAN | HRCU-A-CB (Split System: Heat Pump with Remote Outdoor Unit-Air-Source) | HMH72B341 |  |  | XAUB36DXXN1+TXV | TM8V080B12MP12 | 33600 | 17 | 8.1 | 33600 | 23600 | 70.24% | 2.02 | 0 | 9.5 |  |  |  |  | R-410A | 2.8 | Residential & Commercial | USHP
211389967 | Central HP <5.4 tons | COLEMAN | HRCU-A-CB (Split System: Heat Pump with Remote Outdoor Unit-Air-Source) | HMH72B341 |  |  | XAHC36DXXN1+TXV | TPLC100C16MP13 | 34000 | 17 | 8.1 | 34000 | 24600 | 72.35% | 2.08 | 0 | 9.5 |  |  |  |  | R-410A | 2.8333 | Residential & Commercial | USHP
211390402 | Central HP <5.4 tons | COLEMAN | HRCU-A-CB (Split System: Heat Pump with Remote Outdoor Unit-Air-Source) | HMH72B341 |  |  | XAHC36DXXN1+TXV | TM8V080B12MP12 | 32800 | 16.5 | 8.1 | 32800 | 23200 | 70.73% | 1.98 | 0 | 9.5 |  |  |  |  | R-410A | 2.7333 | Residential & Commercial | USHP
211391053 | Central HP <5.4 tons | COLEMAN | HRCU-A-CB (Split System: Heat Pump with Remote Outdoor Unit-Air-Source) | HMH72B341 |  |  | XAUB36DXXN1+TXV | TM8V060A12MP12 | 34000 | 17.5 | 8.1 | 34000 | 24200 | 71.18% | 2.06 | 0 | 9.5 |  |  |  |  | R-410A | 2.8333 | Residential & Commercial | USHP
206771796 | Central HP <5.4 tons | ARCOAIRE | HRCU-A-CB (Split System: Heat Pump with Remote Outdoor Unit-Air-Source) | HVH837GKA2* |  |  | EA*4X48L21A*+WALLCON | *96CTN0801714A* | 32200 | 17 | 8.1 | 32800 | 25200 | 76.83% | 1.96 | 11.5 | 11 |  |  |  |  | R-410A | 2.6833 | Residential & Commercial | USHP | Ducted CEE Tier 1
214573941 | Central HP <5.4 tons | AIRQUEST | HRCU-A-CB (Split System: Heat Pump with Remote Outdoor Unit-Air-Source) | HVH837GKA2* |  |  | EA*4X48L21A*+WALLCON | *97CMN0602120B* | 32200 | 17 | 8.5 | 32600 | 25200 | 77.3% | 1.96 | 0 | 11 |  |  |  |  | R-410A | 2.6833 | Residential & Commercial | USHP | Ducted CEE Tier 1
216374672 | Central HP <5.4 tons | LUXAIRE | HRCU-A-CB (Split System: Heat Pump with Remote Outdoor Unit-Air-Source) | HH836E2S11 |  |  | CTF36B5CDS1 | Z9ET080B12SMPS1 | 33400 | 18 | 8.5 | 31400 | 24000 | 76.43% | 2 | 0 | 11 |  |  |  |  | R-454B | 2.7833 | Residential & Commercial | USHP | Ducted CEE Tier 1
216374713 | Central HP <5.4 tons | LUXAIRE | HRCU-A-CB (Split System: Heat Pump with Remote Outdoor Unit-Air-Source) | HH836E2S11 |  |  | CTU36B5XDS1+TXV | Z9ET080B12SMPS1 | 33400 | 18 | 8.5 | 31400 | 24000 | 76.43% | 2 | 0 | 11 |  |  |  |  | R-454B | 2.7833 | Residential & Commercial | USHP | Ducted CEE Tier 1
206788579 | Central HP <5.4 tons | CARRIER | HRCU-A-CB (Split System: Heat Pump with Remote Outdoor Unit-Air-Source) | 25VNA436A*031* |  |  | CAP**3721AL*+UI | 58TN*A070C17**16 | 34400 | 19.5 | 9.5 | 35200 | 25800 | 73.3% | 2.04 | 12.5 | 12 |  |  |  |  | R-410A | 2.8667 | Residential & Commercial | USHP | Ducted CEE Tier 1
206788618 | Central HP <5.4 tons | CARRIER | HRCU-A-CB (Split System: Heat Pump with Remote Outdoor Unit-Air-Source) | 25VNA436A*031* |  |  | CAP**4321AL*+UI | 59TN6B060C17**14 | 34200 | 19 | 9.5 | 35400 | 26000 | 73.45% | 2.02 | 12 | 11.7 |  |  |  |  | R-410A | 2.85 | Residential & Commercial | USHP | Ducted CEE Tier 1
206788627 | Central HP <5.4 tons | CARRIER | HRCU-A-CB (Split System: Heat Pump with Remote Outdoor Unit-Air-Source) | 25VNA436A*031* |  |  | CAP**4321AL*+UI | 59MN7B060C21**20 | 34200 | 19 | 9.5 | 35400 | 25800 | 72.88% | 2.02 | 12.5 | 12 |  |  |  |  | R-410A | 2.85 | Residential & Commercial | USHP | Ducted CEE Tier 1
206788761 | Central HP <5.4 tons | CARRIER | HRCU-A-CB (Split System: Heat Pump with Remote Outdoor Unit-Air-Source) | 25VNA436A*031* |  |  | CSPH*4212AL*+UI | 59TN6B080C17**14 | 33800 | 18 | 9 | 35400 | 26200 | 74.01% | 2.02 | 12 | 11.5 |  |  |  |  | R-410A | 2.8167 | Residential & Commercial | USHP | Ducted CEE Tier 1
206788779 | Central HP <5.4 tons | CARRIER | HRCU-A-CB (Split System: Heat Pump with Remote Outdoor Unit-Air-Source) | 25VNA436A*031* |  |  | CSPH*4812AL*+UI | 59MN7B080C17**14 | 33800 | 18.5 | 9 | 35200 | 26000 | 73.86% | 2.02 | 12 | 11.5 |  |  |  |  | R-410A | 2.8167 | Residential & Commercial | USHP | Ducted CEE Tier 1
206788795 | Central HP <5.4 tons | CARRIER | HRCU-A-CB (Split System: Heat Pump with Remote Outdoor Unit-Air-Source) | 25VNA436A*031* |  |  | CSPH*6012AL*+UI | 59MN7B080C17**14 | 34200 | 18.5 | 9 | 35000 | 25600 | 73.14% | 2.02 | 12.5 | 11.7 |  |  |  |  | R-410A | 2.85 | Residential & Commercial | USHP | Ducted CEE Tier 1
206788838 | Central HP <5.4 tons | CARRIER | HRCU-A-CB (Split System: Heat Pump with Remote Outdoor Unit-Air-Source) | 25VNA436A*031* |  |  | CSPH*4812AL*+UI | 58CU*A040C17**12 | 33800 | 19 | 9 | 35000 | 25800 | 73.71% | 2.04 | 12.5 | 11.7 |  |  |  |  | R-410A | 2.8167 | Residential & Commercial | USHP | Ducted CEE Tier 1
211242037 | Central HP <5.4 tons | HEIL | HRCU-A-CB (Split System: Heat Pump with Remote Outdoor Unit-Air-Source) | DLCURAH24ABK |  |  | EA*4X36L17A* | *96VTN0401410A* | 23400 | 16 | 8.5 | 25600 | 23800 | 92.97% | 1.96 | 0 | 10 |  |  |  |  | R-410A | 1.95 | Residential & Commercial | USHP | Ducted CEE Tier 1
211242137 | Central HP <5.4 tons | HEIL | HRCU-A-CB (Split System: Heat Pump with Remote Outdoor Unit-Air-Source) | DLCURAH24ABK |  |  | EA*4X36L17A* | *92ESN0601714A* | 24400 | 17 | 8.5 | 26200 | 22400 | 85.5% | 1.86 | 0 | 10 |  |  |  |  | R-410A | 2.0333 | Residential & Commercial | USHP | Ducted CEE Tier 1
211242203 | Central HP <5.4 tons | HEIL | HRCU-A-CB (Split System: Heat Pump with Remote Outdoor Unit-Air-Source) | DLCURAH24ABK |  |  | EA*4X36L17A* | *80ES(N,L)0701412A* | 24400 | 17 | 8.5 | 26200 | 22400 | 85.5% | 1.86 | 0 | 10 |  |  |  |  | R-410A | 2.0333 | Residential & Commercial | USHP | Ducted CEE Tier 1
211387001 | Central HP <5.4 tons | COLEMAN | HRCU-A-CB (Split System: Heat Pump with Remote Outdoor Unit-Air-Source) | HMH72B341 |  |  | XAFB36DXXN1+TXV | TM9Y080B12MP11 | 33600 | 17.5 | 8.5 | 33400 | 23600 | 70.66% | 2.04 | 0 | 9.5 |  |  |  |  | R-410A | 2.8 | Residential & Commercial | USHP
216801821 | Central HP <5.4 tons | LUXAIRE | HRCU-A-CB (Split System: Heat Pump with Remote Outdoor Unit-Air-Source) | HH860E2S11 |  |  | CTF60C5CGS1 | Z8ET120C20LMPS1 | 44500 | 19 | 9 | 44500 | 32000 | 71.91% | 2 | 0 | 12 |  |  |  |  | R-454B | 3.7083 | Residential & Commercial | USHP | Ducted CEE Tier 1
211245623 | Central HP <5.4 tons | ARCOAIRE | HRCU-A-CB (Split System: Heat Pump with Remote Outdoor Unit-Air-Source) | DLCURAH24ABK |  |  | EN(A,D)4X36L21** | *80ES(N,L)0901714A* | 24600 | 16.5 | 8.5 | 26400 | 22400 | 84.85% | 1.86 | 0 | 10.5 |  |  |  |  | R-410A | 2.05 | Residential & Commercial | USHP | Ducted CEE Tier 1
210470596 | Central HP <5.4 tons | HEIL | HRCU-A-CB (Split System: Heat Pump with Remote Outdoor Unit-Air-Source) | HVH837GKA2* |  |  | EA*4X61L24A*+WALLCON | *97CMN1002122A* | 33200 | 18 | 8.5 | 32000 | 24800 | 77.5% | 2 | 0 | 12 |  |  |  |  | R-410A | 2.7667 | Residential & Commercial | USHP | Ducted CEE Tier 1
206771976 | Central HP <5.4 tons | ARCOAIRE | HRCU-A-CB (Split System: Heat Pump with Remote Outdoor Unit-Air-Source) | HVH837GKA2* |  |  | EA*4X48L24A*+WALLCON | *97CMN0602120A* | 32200 | 17 | 8.1 | 32800 | 25200 | 76.83% | 1.96 | 11.5 | 11 |  |  |  |  | R-410A | 2.6833 | Residential & Commercial | USHP | Ducted CEE Tier 1
206770977 | Central HP <5.4 tons | ARCOAIRE | HRCU-A-CB (Split System: Heat Pump with Remote Outdoor Unit-Air-Source) | HVH837GKA2* |  |  | EA*4X36L17A*+WALLCON | *80CTL0701716A* | 31400 | 17 | 8.1 | 33400 | 24400 | 73.05% | 1.84 | 11 | 11 |  |  |  |  | R-410A | 2.6167 | Residential & Commercial | USHP | Ducted CEE Tier 1
216374642 | Central HP <5.4 tons | LUXAIRE | HRCU-A-CB (Split System: Heat Pump with Remote Outdoor Unit-Air-Source) | HH824E2S11 |  |  | CTU36B5XDS1+TXV | Z9ET060B12SMPS1 | 23000 | 18 | 9.5 | 23000 | 18300 | 79.57% | 2 | 0 | 12 |  |  |  |  | R-454B | 1.9167 | Residential & Commercial | USHP | Ducted CEE Tier 1
214398380 | Central HP <5.4 tons | LUXAIRE | HRCU-A-CB (Split System: Heat Pump with Remote Outdoor Unit-Air-Source) | HH824E2S11 |  |  | CTM30B5ACS1 | TM9E060B12MP12 | 23000 | 17 | 9.5 | 23000 | 18800 | 81.74% | 2 | 0 | 11.7 |  |  |  |  | R-454B | 1.9167 | Residential & Commercial | USHP | Ducted CEE Tier 1
216676019 | Central HP <5.4 tons | ARCOAIRE | HRCU-A-CB (Split System: Heat Pump with Remote Outdoor Unit-Air-Source) | D5CURAH24AAK |  |  | EA*5X25M17A* | *80MS(N,L)0901714A* | 24400 | 15.5 | 8.5 | 23200 | 19100 | 82.33% | 1.96 | 0 | 10 |  |  |  |  | R-454B | 2.0333 | Residential & Commercial | USHP | Ducted CEE Tier 1
216675668 | Central HP <5.4 tons | AIRQUEST | HRCU-A-CB (Split System: Heat Pump with Remote Outdoor Unit-Air-Source) | D5CURAH24AAK |  |  | EA*5X30M17A* | *80MS(N,L)0451412A* | 23600 | 15.2 | 8.5 | 24200 | 19400 | 80.17% | 1.9 | 0 | 9.8 |  |  |  |  | R-454B | 1.9667 | Residential & Commercial | USHP
214571237 | Central HP <5.4 tons | TEMPSTAR | HRCU-A-CB (Split System: Heat Pump with Remote Outdoor Unit-Air-Source) | TVH825GKA3* |  |  | EN(A,D,W)4X48L21**+WALLCON | *95CSU1002122B* | 24200 | 17 | 8.1 | 21200 | 16600 | 78.3% | 2.02 | 0 | 11.5 |  |  |  |  | R-410A | 2.0167 | Residential & Commercial | USHP | Ducted CEE Tier 1
214398262 | Central HP <5.4 tons | LUXAIRE | HRCU-A-CB (Split System: Heat Pump with Remote Outdoor Unit-Air-Source) | HH860E2S11 |  |  | CTF60C5CGS1 | TM8V100C20MP12 | 44500 | 18 | 9 | 45000 | 33800 | 75.11% | 2 | 0 | 11 |  |  |  |  | R-454B | 3.7083 | Residential & Commercial | USHP | Ducted CEE Tier 1
214398427 | Central HP <5.4 tons | LUXAIRE | HRCU-A-CB (Split System: Heat Pump with Remote Outdoor Unit-Air-Source) | HH860E2S11 |  |  | CTM60C5CHS1+JMVT17CC2N1 | 0 | 53500 | 19 | 9 | 53000 | 38000 | 71.7% | 2 | 0 | 12 |  |  |  |  | R-454B | 4.4583 | Residential & Commercial | USHP | Ducted CEE Tier 1
214398462 | Central HP <5.4 tons | LUXAIRE | HRCU-A-CB (Split System: Heat Pump with Remote Outdoor Unit-Air-Source) | HH860E2S11 |  |  | CTM60D5CJS1+JMVT20DC2N1 | 0 | 54000 | 19 | 9 | 55500 | 39500 | 71.17% | 2 | 0 | 11 |  |  |  |  | R-454B | 4.5 | Residential & Commercial | USHP | Ducted CEE Tier 1
216737657 | Central HP <5.4 tons | AIRQUEST | HRCU-A-CB (Split System: Heat Pump with Remote Outdoor Unit-Air-Source) | D5CUHAH24AAK |  |  | ESH5X30M12A* | *96VSN0801716B* | 22600 | 16 | 8.1 | 21200 | 18900 | 89.15% | 1.85 | 0 | 10.5 |  |  |  |  | R-454B | 1.8833 | Residential & Commercial | USHP | Ducted CEE Tier 1
216737904 | Central HP <5.4 tons | AIRQUEST | HRCU-A-CB (Split System: Heat Pump with Remote Outdoor Unit-Air-Source) | D5CUHAH24AAK |  |  | ESH5X30M12A* | *97VTN0801716A* | 22600 | 16 | 8.1 | 21200 | 18900 | 89.15% | 1.85 | 0 | 10.5 |  |  |  |  | R-454B | 1.8833 | Residential & Commercial | USHP | Ducted CEE Tier 1
216738091 | Central HP <5.4 tons | AIRQUEST | HRCU-A-CB (Split System: Heat Pump with Remote Outdoor Unit-Air-Source) | D5CUHAH24AAK |  |  | ESH5X36M12A* | *80MS(N,L)0902420A* | 22600 | 16 | 8.1 | 20800 | 18500 | 88.94% | 1.85 | 0 | 11 |  |  |  |  | R-454B | 1.8833 | Residential & Commercial | USHP | Ducted CEE Tier 1
206788447 | Central HP <5.4 tons | CARRIER | HRCU-A-CB (Split System: Heat Pump with Remote Outdoor Unit-Air-Source) | 25VNA424A*031* |  |  | CAP**3617AL*+UI | 58TN*A045C17**12 | 23200 | 19.5 | 10 | 26800 | 20000 | 74.63% | 2.38 | 14 | 12.5 |  |  |  |  | R-410A | 1.9333 | Residential & Commercial | USHP | Ducted CEE Tier 1
206788499 | Central HP <5.4 tons | CARRIER | HRCU-A-CB (Split System: Heat Pump with Remote Outdoor Unit-Air-Source) | 25VNA424A*031* |  |  | CNPV*4221AL*+UI | 59TN6B060C17**14 | 23400 | 20 | 10 | 26800 | 20000 | 74.63% | 2.42 | 14 | 13 |  |  |  |  | R-410A | 1.95 | Residential & Commercial | USHP | Ducted CEE Tier 1
206788515 | Central HP <5.4 tons | CARRIER | HRCU-A-CB (Split System: Heat Pump with Remote Outdoor Unit-Air-Source) | 25VNA424A*031* |  |  | CSPH*3612AL*+UI | 58TN*A045C17**12 | 23600 | 19 | 9 | 26800 | 20000 | 74.63% | 2.46 | 14 | 12.5 |  |  |  |  | R-410A | 1.9667 | Residential & Commercial | USHP | Ducted CEE Tier 1
215932917 | Central HP <5.4 tons | AIRQUEST | HRCU-A-CB (Split System: Heat Pump with Remote Outdoor Unit-Air-Source) | H5H3V36*K*AAA* |  |  | EA*5X61M24A*+WALLCON | *97CMN0802120B* | 34400 | 20.5 | 9.5 | 34400 | 26000 | 75.58% | 2.06 | 0 | 12 |  |  |  |  | R-454B | 2.8667 | Residential & Commercial | USHP | Ducted CEE Tier 1
215933217 | Central HP <5.4 tons | AIRQUEST | HRCU-A-CB (Split System: Heat Pump with Remote Outdoor Unit-Air-Source) | H5H3V36*K*AAA* |  |  | ESH5X36M12A*+WALLCON | *97CMN1202422B* | 33200 | 19 | 9 | 35000 | 26800 | 76.57% | 1.92 | 0 | 11 |  |  |  |  | R-454B | 2.7667 | Residential & Commercial | USHP | Ducted CEE Tier 1
210470932 | Central HP <5.4 tons | HEIL | HRCU-A-CB (Split System: Heat Pump with Remote Outdoor Unit-Air-Source) | HVH837GKA2* |  |  | EN(A,D,W)4X60L24**+WALLCON | *96CTN1202422A* | 32800 | 18 | 8.1 | 32200 | 24600 | 76.4% | 1.98 | 0 | 12 |  |  |  |  | R-410A | 2.7333 | Residential & Commercial | USHP | Ducted CEE Tier 1
211244803 | Central HP <5.4 tons | HEIL | HRCU-A-CB (Split System: Heat Pump with Remote Outdoor Unit-Air-Source) | DLCURAH24ABK |  |  | EN(A,D)4X30L17** | *80ES(N,L)0701412A* | 24200 | 16.5 | 8.1 | 26400 | 22800 | 86.36% | 1.88 | 0 | 10.5 |  |  |  |  | R-410A | 2.0167 | Residential & Commercial | USHP | Ducted CEE Tier 1
214397737 | Central HP <5.4 tons | LUXAIRE | HRCU-A-CB (Split System: Heat Pump with Remote Outdoor Unit-Air-Source) | HH836E2S11 |  |  | CTM36C5CDS1 | TMLE120C20MP11 | 34600 | 16 | 8.5 | 32600 | 26800 | 82.21% | 2 | 0 | 11 |  |  |  |  | R-454B | 2.8833 | Residential & Commercial | USHP | Ducted CEE Tier 1
213297784 | Central HP <5.4 tons | LUXAIRE | HRCU-A-CB (Split System: Heat Pump with Remote Outdoor Unit-Air-Source) | HMH72B341 |  |  | XAFC30CXXN1+TXV | Z8ES100C16LMPS1 | 33600 | 18 | 8.5 | 33000 | 23400 | 70.91% | 2.06 | 0 | 9.5 |  |  |  |  | R-410A | 2.8 | Residential & Commercial | USHP
215683177 | Central HP <5.4 tons | ARCOAIRE | HRCU-A-CB (Split System: Heat Pump with Remote Outdoor Unit-Air-Source) | H5H0V60*K*AAA* |  |  | EVD5X61M21A*+WALLCON | *97CTN1002122A* | 57500 | 18.5 | 9 | 64000 | 45000 | 70.31% | 2.06 | 0 | 9 |  |  |  |  | R-454B | 4.7917 | Residential & Commercial | USHP
213297984 | Central HP <5.4 tons | LUXAIRE | HRCU-A-CB (Split System: Heat Pump with Remote Outdoor Unit-Air-Source) | HMH72B341 |  |  | XAHB36DXXN1+TXV | Z8ES100B12LMPS1 | 33400 | 17.5 | 8.1 | 32800 | 23200 | 70.73% | 2.02 | 0 | 9.5 |  |  |  |  | R-410A | 2.7833 | Residential & Commercial | USHP
211388409 | Central HP <5.4 tons | COLEMAN | HRCU-A-CB (Split System: Heat Pump with Remote Outdoor Unit-Air-Source) | HMH72B341 |  |  | XAFB30CXXN1+TXV | TP9C060B12MP13 | 32600 | 17 | 8.1 | 33600 | 23600 | 70.24% | 2.02 | 0 | 9.5 |  |  |  |  | R-410A | 2.7167 | Residential & Commercial | USHP
214574101 | Central HP <5.4 tons | AIRQUEST | HRCU-A-CB (Split System: Heat Pump with Remote Outdoor Unit-Air-Source) | HVH837GKA2* |  |  | EA*4X61L21A*+WALLCON | *95CSU0802120B* | 33200 | 17.5 | 8.5 | 32000 | 25000 | 78.12% | 2 | 0 | 11.5 |  |  |  |  | R-410A | 2.7667 | Residential & Commercial | USHP | Ducted CEE Tier 1
214574151 | Central HP <5.4 tons | AIRQUEST | HRCU-A-CB (Split System: Heat Pump with Remote Outdoor Unit-Air-Source) | HVH837GKA2* |  |  | EA*4X61L24A*+WALLCON | *80CTL0702120B* | 33200 | 18 | 8.5 | 32000 | 24800 | 77.5% | 2 | 0 | 11.5 |  |  |  |  | R-410A | 2.7667 | Residential & Commercial | USHP | Ducted CEE Tier 1
213778904 | Central HP <5.4 tons | TEMPSTAR | HRCU-A-CB (Split System: Heat Pump with Remote Outdoor Unit-Air-Source) | TVH837GKA** |  |  | EA*4X36L21A*+WALLCON | *97CMN1002122B* | 31600 | 17 | 8.1 | 32800 | 24200 | 73.78% | 1.86 | 0 | 11 |  |  |  |  | R-410A | 2.6333 | Residential & Commercial | USHP | Ducted CEE Tier 1
213778954 | Central HP <5.4 tons | TEMPSTAR | HRCU-A-CB (Split System: Heat Pump with Remote Outdoor Unit-Air-Source) | TVH837GKA** |  |  | EA*4X37L21A*+WALLCON | *80CTL0701716B* | 32800 | 17 | 8.5 | 33000 | 25200 | 76.36% | 1.96 | 0 | 11 |  |  |  |  | R-410A | 2.7333 | Residential & Commercial | USHP | Ducted CEE Tier 1
213778974 | Central HP <5.4 tons | TEMPSTAR | HRCU-A-CB (Split System: Heat Pump with Remote Outdoor Unit-Air-Source) | TVH837GKA** |  |  | EA*4X37L21A*+WALLCON | *80CTL0902120B* | 32800 | 17 | 8.5 | 33000 | 25000 | 75.76% | 1.98 | 0 | 11 |  |  |  |  | R-410A | 2.7333 | Residential & Commercial | USHP | Ducted CEE Tier 1
213779154 | Central HP <5.4 tons | TEMPSTAR | HRCU-A-CB (Split System: Heat Pump with Remote Outdoor Unit-Air-Source) | TVH837GKA** |  |  | EA*4X42L21A*+WALLCON | *96CTN0601714B* | 31600 | 16.5 | 8.1 | 33200 | 24600 | 74.1% | 1.86 | 0 | 10.5 |  |  |  |  | R-410A | 2.6333 | Residential & Commercial | USHP | Ducted CEE Tier 1
213781124 | Central HP <5.4 tons | TEMPSTAR | HRCU-A-CB (Split System: Heat Pump with Remote Outdoor Unit-Air-Source) | TVH837GKA2* |  |  | EA*4X42L24A*+WALLCON | *97CMN1002122B* | 31800 | 17 | 8.1 | 33000 | 24200 | 73.33% | 1.88 | 0 | 11 |  |  |  |  | R-410A | 2.65 | Residential & Commercial | USHP | Ducted CEE Tier 1
213781174 | Central HP <5.4 tons | TEMPSTAR | HRCU-A-CB (Split System: Heat Pump with Remote Outdoor Unit-Air-Source) | TVH837GKA2* |  |  | EA*4X43L21A*+WALLCON | *80CTL0701716B* | 32800 | 17 | 8.5 | 33000 | 25200 | 76.36% | 1.96 | 0 | 11 |  |  |  |  | R-410A | 2.7333 | Residential & Commercial | USHP | Ducted CEE Tier 1
215674055 | Central HP <5.4 tons | BRYANT HEATING AND COOLING SYSTEMS | HRCU-A-CB (Split System: Heat Pump with Remote Outdoor Unit-Air-Source) | 290VAN048**AA* |  |  | CAA**4821AM*+UI | 88*TB60090C21*** | 44500 | 18 | 9 | 48500 | 34000 | 70.1% | 2.06 | 0 | 9.5 |  |  |  |  | R-454B | 3.7083 | Residential & Commercial | USHP
212975759 | Central HP <5.4 tons | TEMPSTAR | HRCU-A-CB (Split System: Heat Pump with Remote Outdoor Unit-Air-Source) | DLCURAH24ABK |  |  | EN(A,D,W)4X36L17** | *96VTN0601412B* | 23400 | 16.5 | 8.1 | 26200 | 27400 | 104.6% | 1.8 | 0 | 10 |  |  |  |  | R-410A | 1.95 | Residential & Commercial | USHP | Ducted CEE Tier 1
211390794 | Central HP <5.4 tons | COLEMAN | HRCU-A-CB (Split System: Heat Pump with Remote Outdoor Unit-Air-Source) | HMH72B341 |  |  | XAFB30CXXN1+TXV | TM8V080B12MP12 | 32400 | 17 | 8.1 | 33600 | 23600 | 70.24% | 2 | 0 | 9.5 |  |  |  |  | R-410A | 2.7 | Residential & Commercial | USHP
211388640 | Central HP <5.4 tons | COLEMAN | HRCU-A-CB (Split System: Heat Pump with Remote Outdoor Unit-Air-Source) | HMH72B341 |  |  | XAFC30CXXN1+TXV | TM9E100C16MP12 | 33000 | 17.5 | 8.5 | 33000 | 23200 | 70.3% | 2.04 | 0 | 10 |  |  |  |  | R-410A | 2.75 | Residential & Commercial | USHP | Ducted CEE Tier 1
211387736 | Central HP <5.4 tons | COLEMAN | HRCU-A-CB (Split System: Heat Pump with Remote Outdoor Unit-Air-Source) | HMH72B341 |  |  | XAHC30CXXN1+TXV | CP9C080B12MP13 | 32000 | 16.5 | 8.1 | 33000 | 23200 | 70.3% | 1.98 | 0 | 9 |  |  |  |  | R-410A | 2.6667 | Residential & Commercial | USHP
211388085 | Central HP <5.4 tons | COLEMAN | HRCU-A-CB (Split System: Heat Pump with Remote Outdoor Unit-Air-Source) | HMH72B341 |  |  | XAHC30CXXN1+TXV | TM9V060B12MP12 | 31800 | 16.5 | 8.1 | 33000 | 23200 | 70.3% | 1.96 | 0 | 9 |  |  |  |  | R-410A | 2.65 | Residential & Commercial | USHP
211387768 | Central HP <5.4 tons | COLEMAN | HRCU-A-CB (Split System: Heat Pump with Remote Outdoor Unit-Air-Source) | HMH72B341 |  |  | XAHB36DBCN1 | TP9C080B12MP13 | 33200 | 16.5 | 8.1 | 33400 | 23600 | 70.66% | 2 | 0 | 9.5 |  |  |  |  | R-410A | 2.7667 | Residential & Commercial | USHP
211388052 | Central HP <5.4 tons | COLEMAN | HRCU-A-CB (Split System: Heat Pump with Remote Outdoor Unit-Air-Source) | HMH72B341 |  |  | XAHC36DBCN1 | TM9V060B12MP12 | 33200 | 17 | 8.1 | 33400 | 23800 | 71.26% | 2 | 0 | 9.5 |  |  |  |  | R-410A | 2.7667 | Residential & Commercial | USHP
216644073 | Central HP <5.4 tons | AIRQUEST | HRCU-A-CB (Split System: Heat Pump with Remote Outdoor Unit-Air-Source) | D5CUHAH18AAK |  |  | EA*5X25M17A* | *96VSN0401410B* | 18000 | 15.2 | 9 | 19700 | 17600 | 89.34% | 1.88 | 0 | 11 |  |  |  |  | R-454B | 1.5 | Residential & Commercial | USHP | Ducted CEE Tier 1
216640212 | Central HP <5.4 tons | AIRQUEST | HRCU-A-CB (Split System: Heat Pump with Remote Outdoor Unit-Air-Source) | D5CUHAH18AAK |  |  | FTMA5X24L0B* | 0 | 18400 | 15.5 | 9.5 | 20400 | 18300 | 89.71% | 1.98 | 0 | 11.5 |  |  |  |  | R-454B | 1.5333 | Residential & Commercial | USHP | Ducted CEE Tier 1
211392722 | Central HP <5.4 tons | COLEMAN | HRCU-A-CB (Split System: Heat Pump with Remote Outdoor Unit-Air-Source) | HMH72B341 |  |  | XAUB30CXXN1+TXV | TMLE060A12MP11 | 32800 | 17.5 | 8.1 | 33400 | 23400 | 70.06% | 2.02 | 0 | 9.5 |  |  |  |  | R-410A | 2.7333 | Residential & Commercial | USHP
211392827 | Central HP <5.4 tons | COLEMAN | HRCU-A-CB (Split System: Heat Pump with Remote Outdoor Unit-Air-Source) | HMH72B341 |  |  | XAFB36DXXN1+TXV | TM8E040A12MP11 | 34000 | 18 | 8.1 | 33600 | 23800 | 70.83% | 2.06 | 0 | 10 |  |  |  |  | R-410A | 2.8333 | Residential & Commercial | USHP | Ducted CEE Tier 1
211392938 | Central HP <5.4 tons | COLEMAN | HRCU-A-CB (Split System: Heat Pump with Remote Outdoor Unit-Air-Source) | HMH72B341 |  |  | XAUB30CXXN1+TXV | TM8E040A12MP11 | 32800 | 18 | 8.1 | 33400 | 23400 | 70.06% | 2.04 | 0 | 10 |  |  |  |  | R-410A | 2.7333 | Residential & Commercial | USHP | Ducted CEE Tier 1
211393956 | Central HP <5.4 tons | COLEMAN | HRCU-A-CB (Split System: Heat Pump with Remote Outdoor Unit-Air-Source) | HMH72B341 |  |  | XAFC48FBCN1 | TM9Y100C16MP11 | 33800 | 17.5 | 8.5 | 32800 | 24200 | 73.78% | 2.06 | 0 | 9 |  |  |  |  | R-410A | 2.8167 | Residential & Commercial | USHP
211394231 | Central HP <5.4 tons | COLEMAN | HRCU-A-CB (Split System: Heat Pump with Remote Outdoor Unit-Air-Source) | HMH72B341 |  |  | XAFC48FBCN1 | TM9Y060B12MP11 | 33200 | 16.5 | 8.1 | 32600 | 24000 | 73.62% | 2.02 | 0 | 9 |  |  |  |  | R-410A | 2.7667 | Residential & Commercial | USHP
211394385 | Central HP <5.4 tons | COLEMAN | HRCU-A-CB (Split System: Heat Pump with Remote Outdoor Unit-Air-Source) | HMH72B341 |  |  | XAFD48FBCN1 | CP9C120D20MP13 | 34000 | 17 | 8.5 | 32400 | 23800 | 73.46% | 2.1 | 0 | 9.5 |  |  |  |  | R-410A | 2.8333 | Residential & Commercial | USHP
212970025 | Central HP <5.4 tons | TEMPSTAR | HRCU-A-CB (Split System: Heat Pump with Remote Outdoor Unit-Air-Source) | DLCURAH18ABK |  |  | EN(A,D)4X30L17** | *80VSL0701716B* | 17500 | 16 | 8.1 | 18000 | 16200 | 90% | 1.84 | 0 | 11 |  |  |  |  | R-410A | 1.4583 | Residential & Commercial | USHP | Ducted CEE Tier 1
212971156 | Central HP <5.4 tons | TEMPSTAR | HRCU-A-CB (Split System: Heat Pump with Remote Outdoor Unit-Air-Source) | DLCURAH24ABK |  |  | EA*4X30L14A* | *80VTL0451412B* | 23400 | 17 | 8.5 | 26200 | 25000 | 95.42% | 2.08 | 0 | 10 |  |  |  |  | R-410A | 1.95 | Residential & Commercial | USHP | Ducted CEE Tier 1
212973571 | Central HP <5.4 tons | TEMPSTAR | HRCU-A-CB (Split System: Heat Pump with Remote Outdoor Unit-Air-Source) | DLCURAH24ABK |  |  | EA*4X30L17A* | *96VSN0601412B* | 23400 | 16.5 | 8.5 | 26400 | 24000 | 90.91% | 2 | 0 | 10 |  |  |  |  | R-410A | 1.95 | Residential & Commercial | USHP | Ducted CEE Tier 1
212974171 | Central HP <5.4 tons | TEMPSTAR | HRCU-A-CB (Split System: Heat Pump with Remote Outdoor Unit-Air-Source) | DLCURAH30ABK |  |  | EA*4X43L21A* | *96VSN0802120B* | 30600 | 15.2 | 8.1 | 33400 | 28400 | 85.03% | 1.76 | 0 | 9 |  |  |  |  | R-410A | 2.55 | Residential & Commercial | USHP
216643684 | Central HP <5.4 tons | DAY & NIGHT | HRCU-A-CB (Split System: Heat Pump with Remote Outdoor Unit-Air-Source) | D5CUHAH18AAK |  |  | EA*5X19M17A* | *80VTL0451412B* | 18300 | 15.2 | 9.5 | 20000 | 17800 | 89% | 2 | 0 | 11 |  |  |  |  | R-454B | 1.525 | Residential & Commercial | USHP | Ducted CEE Tier 1
216737886 | Central HP <5.4 tons | DAY & NIGHT | HRCU-A-CB (Split System: Heat Pump with Remote Outdoor Unit-Air-Source) | D5CUHAH24AAK |  |  | ESH5X30M12A* | *96VTN1202422B* | 22800 | 15.5 | 8.1 | 21200 | 19000 | 89.62% | 1.85 | 0 | 10.5 |  |  |  |  | R-454B | 1.9 | Residential & Commercial | USHP | Ducted CEE Tier 1
216738227 | Central HP <5.4 tons | DAY & NIGHT | HRCU-A-CB (Split System: Heat Pump with Remote Outdoor Unit-Air-Source) | D5CUHAH24AAK |  |  | ESH5X36M12A* | *80MSU0802120A* | 22600 | 16 | 8.1 | 20600 | 18400 | 89.32% | 1.85 | 0 | 11 |  |  |  |  | R-454B | 1.8833 | Residential & Commercial | USHP | Ducted CEE Tier 1
216738586 | Central HP <5.4 tons | DAY & NIGHT | HRCU-A-CB (Split System: Heat Pump with Remote Outdoor Unit-Air-Source) | D5CUHAH24AAK |  |  | ESH5X36M12A* | *96MSN1002120A* | 23000 | 15.5 | 8.1 | 21000 | 18600 | 88.57% | 1.9 | 0 | 10.5 |  |  |  |  | R-454B | 1.9167 | Residential & Commercial | USHP | Ducted CEE Tier 1
216737984 | Central HP <5.4 tons | DAY & NIGHT | HRCU-A-CB (Split System: Heat Pump with Remote Outdoor Unit-Air-Source) | D5CUHAH24AAK |  |  | ESH5X36M12A* | *80CSU0802120A* | 23600 | 15.2 | 8.5 | 21200 | 18900 | 89.15% | 1.98 | 0 | 11 |  |  |  |  | R-454B | 1.9667 | Residential & Commercial | USHP | Ducted CEE Tier 1
216737405 | Central HP <5.4 tons | AIRQUEST | HRCU-A-CB (Split System: Heat Pump with Remote Outdoor Unit-Air-Source) | D5CUHAH24AAK |  |  | ESH5X30M12A* | *97CMN0601714B* | 22200 | 15.2 | 8.1 | 21000 | 18800 | 89.52% | 1.9 | 0 | 10.5 |  |  |  |  | R-454B | 1.85 | Residential & Commercial | USHP | Ducted CEE Tier 1
216737972 | Central HP <5.4 tons | AIRQUEST | HRCU-A-CB (Split System: Heat Pump with Remote Outdoor Unit-Air-Source) | D5CUHAH24AAK |  |  | ESH5X36M12A* | *80CSU0601716A* | 23400 | 16.5 | 8.5 | 21200 | 18800 | 88.68% | 1.94 | 0 | 10.5 |  |  |  |  | R-454B | 1.95 | Residential & Commercial | USHP | Ducted CEE Tier 1
216374677 | Central HP <5.4 tons | LUXAIRE | HRCU-A-CB (Split System: Heat Pump with Remote Outdoor Unit-Air-Source) | HH836E2S11 |  |  | CTU48C5XFS1+TXV | Z9ET080C16SMPS1 | 33800 | 19 | 9.5 | 32400 | 24200 | 74.69% | 2 | 0 | 11 |  |  |  |  | R-454B | 2.8167 | Residential & Commercial | USHP | Ducted CEE Tier 1
214398477 | Central HP <5.4 tons | LUXAIRE | HRCU-A-CB (Split System: Heat Pump with Remote Outdoor Unit-Air-Source) | HH836E2S11 |  |  | CTM48C5CFS1 | TM8E100C16MP11 | 33600 | 19 | 9 | 31400 | 25400 | 80.89% | 2 | 0 | 11 |  |  |  |  | R-454B | 2.8 | Residential & Commercial | USHP | Ducted CEE Tier 1
214397725 | Central HP <5.4 tons | LUXAIRE | HRCU-A-CB (Split System: Heat Pump with Remote Outdoor Unit-Air-Source) | HH836E2S11 |  |  | CTF36C5CDS1 | LP9C100C16MP13 | 33800 | 18 | 8.5 | 31400 | 25600 | 81.53% | 2 | 0 | 11 |  |  |  |  | R-454B | 2.8167 | Residential & Commercial | USHP | Ducted CEE Tier 1
206771544 | Central HP <5.4 tons | ARCOAIRE | HRCU-A-CB (Split System: Heat Pump with Remote Outdoor Unit-Air-Source) | HVH837GKA2* |  |  | EA*4X42L24A*+WALLCON | *96CTN1202422A* | 31800 | 17.5 | 8.1 | 33000 | 24400 | 73.94% | 1.9 | 11 | 11.5 |  |  |  |  | R-410A | 2.65 | Residential & Commercial | USHP | Ducted CEE Tier 1
215933637 | Central HP <5.4 tons | AIRQUEST | HRCU-A-CB (Split System: Heat Pump with Remote Outdoor Unit-Air-Source) | H5H3V36*K*AAA* |  |  | ESH5X48M12A*+WALLCON | *97CMN0601714B* | 33400 | 19 | 9 | 34200 | 26200 | 76.61% | 1.96 | 0 | 10.5 |  |  |  |  | R-454B | 2.7833 | Residential & Commercial | USHP | Ducted CEE Tier 1
215933687 | Central HP <5.4 tons | AIRQUEST | HRCU-A-CB (Split System: Heat Pump with Remote Outdoor Unit-Air-Source) | H5H3V36*K*AAA* |  |  | ESH5X48M12A*+WALLCON | *96CTN0401410B* | 32200 | 17.5 | 9 | 33800 | 26000 | 76.92% | 1.94 | 0 | 10.5 |  |  |  |  | R-454B | 2.6833 | Residential & Commercial | USHP | Ducted CEE Tier 1
215934037 | Central HP <5.4 tons | AIRQUEST | HRCU-A-CB (Split System: Heat Pump with Remote Outdoor Unit-Air-Source) | H5H3V48*K*AAA* |  |  | EA*5X48M21A*+WALLCON | *95CSU1002122B* | 44000 | 21 | 9.5 | 48000 | 36200 | 75.42% | 2 | 0 | 11 |  |  |  |  | R-454B | 3.6667 | Residential & Commercial | USHP | Ducted CEE Tier 1
206788868 | Central HP <5.4 tons | CARRIER | HRCU-A-CB (Split System: Heat Pump with Remote Outdoor Unit-Air-Source) | 25VNA436A*031* |  |  | CSPH*4212AL*+UI | 59CU5A080C21**20 | 34000 | 18.5 | 9 | 35200 | 26000 | 73.86% | 2.04 | 12.5 | 12 |  |  |  |  | R-410A | 2.8333 | Residential & Commercial | USHP | Ducted CEE Tier 1
206788870 | Central HP <5.4 tons | CARRIER | HRCU-A-CB (Split System: Heat Pump with Remote Outdoor Unit-Air-Source) | 25VNA436A*031* |  |  | CSPH*4812AL*+UI | 59CU5A060C17**16 | 33800 | 18.5 | 9 | 35400 | 26000 | 73.45% | 2.02 | 12 | 11.5 |  |  |  |  | R-410A | 2.8167 | Residential & Commercial | USHP | Ducted CEE Tier 1
214279884 | Central HP <5.4 tons | DAY & NIGHT | HRCU-A-CB (Split System: Heat Pump with Remote Outdoor Unit-Air-Source) | DLCURAH24ABK |  |  | EA*4X25L17A* | *96MSN0601716A* | 24400 | 16.5 | 9 | 25400 | 21600 | 85.04% | 1.8 | 0 | 10 |  |  |  |  | R-410A | 2.0333 | Residential & Commercial | USHP | Ducted CEE Tier 1
214595723 | Central HP <5.4 tons | AIRQUEST | HRCU-A-CB (Split System: Heat Pump with Remote Outdoor Unit-Air-Source) | DLCURAH24ABK |  |  | EA*4X30L17A* | *96VTN0601716B* | 23600 | 16.5 | 9 | 26000 | 24000 | 92.31% | 2 | 0 | 10 |  |  |  |  | R-410A | 1.9667 | Residential & Commercial | USHP | Ducted CEE Tier 1
211244792 | Central HP <5.4 tons | HEIL | HRCU-A-CB (Split System: Heat Pump with Remote Outdoor Unit-Air-Source) | DLCURAH24ABK |  |  | EN(A,D)4X30L17** | *92ESN0401712A* | 23600 | 15.5 | 8.1 | 26200 | 23400 | 89.31% | 1.92 | 0 | 10 |  |  |  |  | R-410A | 1.9667 | Residential & Commercial | USHP | Ducted CEE Tier 1
211244759 | Central HP <5.4 tons | HEIL | HRCU-A-CB (Split System: Heat Pump with Remote Outdoor Unit-Air-Source) | DLCURAH24ABK |  |  | EN(A,D)4X30L17** | *95ESN0601714A* | 24600 | 16 | 8.1 | 26600 | 22400 | 84.21% | 1.84 | 0 | 10 |  |  |  |  | R-410A | 2.05 | Residential & Commercial | USHP | Ducted CEE Tier 1
211244996 | Central HP <5.4 tons | HEIL | HRCU-A-CB (Split System: Heat Pump with Remote Outdoor Unit-Air-Source) | DLCURAH24ABK |  |  | EN(A,D,W)4X36L17** | *80VTL0451412A* | 24200 | 16.5 | 8.1 | 26200 | 22800 | 87.02% | 1.88 | 0 | 10.5 |  |  |  |  | R-410A | 2.0167 | Residential & Commercial | USHP | Ducted CEE Tier 1
211389190 | Central HP <5.4 tons | COLEMAN | HRCU-A-CB (Split System: Heat Pump with Remote Outdoor Unit-Air-Source) | HMH72B341 |  |  | XAFB36DBCN1 | TM9E060A10MP12 | 33600 | 17.5 | 8.1 | 33800 | 23800 | 70.41% | 2.02 | 0 | 9.5 |  |  |  |  | R-410A | 2.8 | Residential & Commercial | USHP
211245614 | Central HP <5.4 tons | HEIL | HRCU-A-CB (Split System: Heat Pump with Remote Outdoor Unit-Air-Source) | DLCURAH24ABK |  |  | EN(A,D)4X36L21** | *80ES(N,L)0702116A* | 24200 | 17 | 8.1 | 26200 | 22800 | 87.02% | 1.9 | 0 | 10.5 |  |  |  |  | R-410A | 2.0167 | Residential & Commercial | USHP | Ducted CEE Tier 1
211245361 | Central HP <5.4 tons | HEIL | HRCU-A-CB (Split System: Heat Pump with Remote Outdoor Unit-Air-Source) | DLCURAH24ABK |  |  | EN(A,D)4X36L21** | *95ESU0401712A* | 23600 | 16.5 | 8.1 | 26000 | 23600 | 90.77% | 1.96 | 0 | 10.5 |  |  |  |  | R-410A | 1.9667 | Residential & Commercial | USHP | Ducted CEE Tier 1
211389992 | Central HP <5.4 tons | COLEMAN | HRCU-A-CB (Split System: Heat Pump with Remote Outdoor Unit-Air-Source) | HMH72B341 |  |  | XAHC36DBCN1 | TM8V100C16MP12 | 34000 | 17 | 8.1 | 34000 | 24600 | 72.35% | 2.08 | 0 | 9.5 |  |  |  |  | R-410A | 2.8333 | Residential & Commercial | USHP
211388655 | Central HP <5.4 tons | COLEMAN | HRCU-A-CB (Split System: Heat Pump with Remote Outdoor Unit-Air-Source) | HMH72B341 |  |  | XAHC36DXXN1+TXV | TM9E080C16MP12 | 34000 | 17.5 | 8.1 | 34000 | 24400 | 71.76% | 2.06 | 0 | 9.5 |  |  |  |  | R-410A | 2.8333 | Residential & Commercial | USHP
211388788 | Central HP <5.4 tons | COLEMAN | HRCU-A-CB (Split System: Heat Pump with Remote Outdoor Unit-Air-Source) | HMH72B341 |  |  | XAHB36DXXN1+TXV | TM9E080B12MP12 | 33200 | 17 | 8.1 | 33200 | 23400 | 70.48% | 2 | 0 | 9.5 |  |  |  |  | R-410A | 2.7667 | Residential & Commercial | USHP
211388856 | Central HP <5.4 tons | COLEMAN | HRCU-A-CB (Split System: Heat Pump with Remote Outdoor Unit-Air-Source) | HMH72B341 |  |  | XAFC30CXXN1+TXV | TM9E080B12MP12 | 32800 | 17.5 | 8.1 | 33400 | 23400 | 70.06% | 2.02 | 0 | 9.5 |  |  |  |  | R-410A | 2.7333 | Residential & Commercial | USHP
211388938 | Central HP <5.4 tons | COLEMAN | HRCU-A-CB (Split System: Heat Pump with Remote Outdoor Unit-Air-Source) | HMH72B341 |  |  | XAHC36DXXN1+TXV | TM9E060B12MP12 | 33400 | 17 | 8.1 | 33400 | 23800 | 71.26% | 2 | 0 | 9.5 |  |  |  |  | R-410A | 2.7833 | Residential & Commercial | USHP
206788583 | Central HP <5.4 tons | CARRIER | HRCU-A-CB (Split System: Heat Pump with Remote Outdoor Unit-Air-Source) | 25VNA436A*031* |  |  | CAP**3721AL*+UI | 59TN6B080C17**14 | 34200 | 19 | 9.5 | 35400 | 25800 | 72.88% | 2.02 | 12 | 11 |  |  |  |  | R-410A | 2.85 | Residential & Commercial | USHP | Ducted CEE Tier 1
206788715 | Central HP <5.4 tons | CARRIER | HRCU-A-CB (Split System: Heat Pump with Remote Outdoor Unit-Air-Source) | 25VNA436A*031* |  |  | CNPV*4821AL*+UI | 58TN*A090C17**16 | 34000 | 20 | 9 | 35000 | 26000 | 74.29% | 2.04 | 13 | 12.5 |  |  |  |  | R-410A | 2.8333 | Residential & Commercial | USHP | Ducted CEE Tier 1
206788831 | Central HP <5.4 tons | CARRIER | HRCU-A-CB (Split System: Heat Pump with Remote Outdoor Unit-Air-Source) | 25VNA436A*031* |  |  | CSPH*3612AL*+UI | 58CU*A040C17**12 | 33600 | 18.5 | 9 | 35200 | 26200 | 74.43% | 2 | 12 | 11.7 |  |  |  |  | R-410A | 2.8 | Residential & Commercial | USHP | Ducted CEE Tier 1
214574621 | Central HP <5.4 tons | AIRQUEST | HRCU-A-CB (Split System: Heat Pump with Remote Outdoor Unit-Air-Source) | HVH837GKA2* |  |  | EN(A,D,W)4X48L21**+WALLCON | *96CTN0802120B* | 32400 | 17.5 | 8.5 | 32600 | 24800 | 76.07% | 1.98 | 0 | 11.5 |  |  |  |  | R-410A | 2.7 | Residential & Commercial | USHP | Ducted CEE Tier 1
214574651 | Central HP <5.4 tons | AIRQUEST | HRCU-A-CB (Split System: Heat Pump with Remote Outdoor Unit-Air-Source) | HVH837GKA2* |  |  | EN(A,D)4X48L24**+WALLCON | *95CSU1002122B* | 32400 | 17.5 | 8.5 | 32600 | 24800 | 76.07% | 1.98 | 0 | 11.5 |  |  |  |  | R-410A | 2.7 | Residential & Commercial | USHP | Ducted CEE Tier 1
216675444 | Central HP <5.4 tons | AIRQUEST | HRCU-A-CB (Split System: Heat Pump with Remote Outdoor Unit-Air-Source) | D5CURAH24AAK |  |  | EA*5X25M17A* | *80CSU0401712A* | 25200 | 16.5 | 9 | 23600 | 19200 | 81.36% | 2.06 | 0 | 10 |  |  |  |  | R-454B | 2.1 | Residential & Commercial | USHP | Ducted CEE Tier 1
216675494 | Central HP <5.4 tons | AIRQUEST | HRCU-A-CB (Split System: Heat Pump with Remote Outdoor Unit-Air-Source) | D5CURAH24AAK |  |  | EA*5X36M17A* | *80CSU0601716A* | 24400 | 16 | 9 | 24200 | 19500 | 80.58% | 2.02 | 0 | 10 |  |  |  |  | R-454B | 2.0333 | Residential & Commercial | USHP | Ducted CEE Tier 1
211713361 | Central HP <5.4 tons | ARCOAIRE | HRCU-A-CB (Split System: Heat Pump with Remote Outdoor Unit-Air-Source) | DLCURAH30ABK |  |  | EA*4X43L21A* | *92ESN1002120A* | 31200 | 15.2 | 8.5 | 33600 | 26000 | 77.38% | 1.86 | 0 | 9 |  |  |  |  | R-410A | 2.6 | Residential & Commercial | USHP
211230682 | Central HP <5.4 tons | AIRQUEST | HRCU-A-CB (Split System: Heat Pump with Remote Outdoor Unit-Air-Source) | DLCURAH36ABK |  |  | EN(A,D)4X48L24** | *95ESN1402422A* | 37400 | 15.2 | 8.1 | 40000 | 35200 | 88% | 2.08 | 0 | 10 |  |  |  |  | R-410A | 3.1167 | Residential & Commercial | USHP | Ducted CEE Tier 1
211230780 | Central HP <5.4 tons | AIRQUEST | HRCU-A-CB (Split System: Heat Pump with Remote Outdoor Unit-Air-Source) | DLCURAH36ABK |  |  | EN(A,D)4X48L24** | *96VTN1202422A* | 36200 | 16 | 8.1 | 38500 | 34800 | 90.39% | 2.02 | 0 | 10 |  |  |  |  | R-410A | 3.0167 | Residential & Commercial | USHP | Ducted CEE Tier 1
211230798 | Central HP <5.4 tons | AIRQUEST | HRCU-A-CB (Split System: Heat Pump with Remote Outdoor Unit-Air-Source) | DLCURAH36ABK |  |  | EN(A,D)4X48L24** | OLV154F20A | 37400 | 15.2 | 8.5 | 39500 | 35200 | 89.11% | 2.1 | 0 | 10.5 |  |  |  |  | R-410A | 3.1167 | Residential & Commercial | USHP | Ducted CEE Tier 1
211396328 | Central HP <5.4 tons | COLEMAN | HRCU-A-CB (Split System: Heat Pump with Remote Outdoor Unit-Air-Source) | HMH72B341 |  |  | XAHC48FBCN1 | TM9E060B12MP12 | 32400 | 16 | 8.1 | 32000 | 23600 | 73.75% | 2 | 0 | 9 |  |  |  |  | R-410A | 2.7 | Residential & Commercial | USHP
211393515 | Central HP <5.4 tons | COLEMAN | HRCU-A-CB (Split System: Heat Pump with Remote Outdoor Unit-Air-Source) | HMH72B341 |  |  | XAHB30CXXN1+TXV | TL8E060A12UH11 | 32000 | 17.5 | 8.1 | 32600 | 23000 | 70.55% | 1.98 | 0 | 9.5 |  |  |  |  | R-410A | 2.6667 | Residential & Commercial | USHP
216732647 | Central HP <5.4 tons | AIRQUEST | HRCU-A-CB (Split System: Heat Pump with Remote Outdoor Unit-Air-Source) | D5CUHAH24AAK |  |  | EA*5X24M17A* | *80CSU0401712A* | 22600 | 17 | 8.5 | 21400 | 19300 | 90.19% | 1.96 | 0 | 10.5 |  |  |  |  | R-454B | 1.8833 | Residential & Commercial | USHP | Ducted CEE Tier 1
216733156 | Central HP <5.4 tons | AIRQUEST | HRCU-A-CB (Split System: Heat Pump with Remote Outdoor Unit-Air-Source) | D5CUHAH24AAK |  |  | EA*5X25M17A* | *80MS(N,L)0451412A* | 23000 | 16 | 8.5 | 20600 | 18400 | 89.32% | 1.96 | 0 | 11 |  |  |  |  | R-454B | 1.9167 | Residential & Commercial | USHP | Ducted CEE Tier 1
211393672 | Central HP <5.4 tons | COLEMAN | HRCU-A-CB (Split System: Heat Pump with Remote Outdoor Unit-Air-Source) | HMH72B341 |  |  | XAFA30DXXN1+TXV | TM8V060A12MP12 | 34000 | 17 | 8.1 | 34000 | 24200 | 71.18% | 2.04 | 0 | 9.5 |  |  |  |  | R-410A | 2.8333 | Residential & Commercial | USHP
211395010 | Central HP <5.4 tons | COLEMAN | HRCU-A-CB (Split System: Heat Pump with Remote Outdoor Unit-Air-Source) | HMH72B341 |  |  | XAHD48FXXN1+TXV | TP9C080C16MP13 | 32600 | 16 | 8.1 | 31800 | 23200 | 72.96% | 2.02 | 0 | 9 |  |  |  |  | R-410A | 2.7167 | Residential & Commercial | USHP
211396548 | Central HP <5.4 tons | COLEMAN | HRCU-A-CB (Split System: Heat Pump with Remote Outdoor Unit-Air-Source) | HMH72B341 |  |  | XAHC48FBCN1 | TM8Y120C20MP11 | 33800 | 16.5 | 8.5 | 32400 | 23800 | 73.46% | 2.06 | 0 | 9 |  |  |  |  | R-410A | 2.8167 | Residential & Commercial | USHP
211396775 | Central HP <5.4 tons | COLEMAN | HRCU-A-CB (Split System: Heat Pump with Remote Outdoor Unit-Air-Source) | HMH72B341 |  |  | XAHC48FXXN1+TXV | TM8Y100C16MP11 | 33600 | 17 | 8.1 | 32600 | 24000 | 73.62% | 2.04 | 0 | 9 |  |  |  |  | R-410A | 2.8 | Residential & Commercial | USHP
216733547 | Central HP <5.4 tons | AIRQUEST | HRCU-A-CB (Split System: Heat Pump with Remote Outdoor Unit-Air-Source) | D5CUHAH24AAK |  |  | EA*5X25M17A* | *96CTN0601714B* | 23000 | 16.5 | 8.5 | 20800 | 18500 | 88.94% | 1.96 | 0 | 11 |  |  |  |  | R-454B | 1.9167 | Residential & Commercial | USHP | Ducted CEE Tier 1
211388151 | Central HP <5.4 tons | COLEMAN | HRCU-A-CB (Split System: Heat Pump with Remote Outdoor Unit-Air-Source) | HMH72B341 |  |  | XAHB36DBCN1 | TM9V060B12MP12 | 32800 | 17 | 8.1 | 33000 | 23400 | 70.91% | 1.98 | 0 | 9.5 |  |  |  |  | R-410A | 2.7333 | Residential & Commercial | USHP
211388233 | Central HP <5.4 tons | COLEMAN | HRCU-A-CB (Split System: Heat Pump with Remote Outdoor Unit-Air-Source) | HMH72B341 |  |  | XAFC36DBCN1 | TM9V060B12MP12 | 34000 | 17.5 | 8.1 | 34000 | 24200 | 71.18% | 2.06 | 0 | 9.5 |  |  |  |  | R-410A | 2.8333 | Residential & Commercial | USHP
211390005 | Central HP <5.4 tons | COLEMAN | HRCU-A-CB (Split System: Heat Pump with Remote Outdoor Unit-Air-Source) | HMH72B341 |  |  | XAHC36DBCN1 | TM8V080C16MP12 | 34000 | 17 | 8.1 | 34000 | 24600 | 72.35% | 2.08 | 0 | 9.5 |  |  |  |  | R-410A | 2.8333 | Residential & Commercial | USHP
211390532 | Central HP <5.4 tons | COLEMAN | HRCU-A-CB (Split System: Heat Pump with Remote Outdoor Unit-Air-Source) | HMH72B341 |  |  | XAHB36DBCN1 | TM8V080B12MP12 | 32800 | 16.5 | 8.1 | 33000 | 23400 | 70.91% | 1.98 | 0 | 9.5 |  |  |  |  | R-410A | 2.7333 | Residential & Commercial | USHP
211390696 | Central HP <5.4 tons | COLEMAN | HRCU-A-CB (Split System: Heat Pump with Remote Outdoor Unit-Air-Source) | HMH72B341 |  |  | XAFB36DXXN1+TXV | TM8V080B12MP12 | 33600 | 17 | 8.1 | 33600 | 23600 | 70.24% | 2.02 | 0 | 9.5 |  |  |  |  | R-410A | 2.8 | Residential & Commercial | USHP
211390332 | Central HP <5.4 tons | COLEMAN | HRCU-A-CB (Split System: Heat Pump with Remote Outdoor Unit-Air-Source) | HMH72B341 |  |  | XAFC30CXXN1+TXV | TM8V080C16MP12 | 33000 | 17.5 | 8.5 | 33000 | 23200 | 70.3% | 2.04 | 0 | 9.5 |  |  |  |  | R-410A | 2.75 | Residential & Commercial | USHP
216733706 | Central HP <5.4 tons | AIRQUEST | HRCU-A-CB (Split System: Heat Pump with Remote Outdoor Unit-Air-Source) | D5CUHAH24AAK |  |  | EA*5X30M14A* | *80VTL0451412B* | 22000 | 16 | 8.1 | 20800 | 18700 | 89.9% | 1.85 | 0 | 10.5 |  |  |  |  | R-454B | 1.8333 | Residential & Commercial | USHP | Ducted CEE Tier 1
216733867 | Central HP <5.4 tons | AIRQUEST | HRCU-A-CB (Split System: Heat Pump with Remote Outdoor Unit-Air-Source) | D5CUHAH24AAK |  |  | EA*5X30M17A* | *80MS(N,L)0701716A* | 22200 | 16 | 8.1 | 20800 | 18800 | 90.38% | 1.85 | 0 | 10.5 |  |  |  |  | R-454B | 1.85 | Residential & Commercial | USHP | Ducted CEE Tier 1
212976803 | Central HP <5.4 tons | TEMPSTAR | HRCU-A-CB (Split System: Heat Pump with Remote Outdoor Unit-Air-Source) | DLCURAH36ABK |  |  | EA*4X48L21A* | *96VTN1002120B* | 35800 | 16.5 | 8.5 | 37800 | 34600 | 91.53% | 2.02 | 0 | 10 |  |  |  |  | R-410A | 2.9833 | Residential & Commercial | USHP | Ducted CEE Tier 1
212977087 | Central HP <5.4 tons | TEMPSTAR | HRCU-A-CB (Split System: Heat Pump with Remote Outdoor Unit-Air-Source) | DLCURAH36ABK |  |  | EA*4X48L21A* | *96VTN1002122B* | 35800 | 16.5 | 8.5 | 37800 | 34600 | 91.53% | 2.02 | 0 | 10 |  |  |  |  | R-410A | 2.9833 | Residential & Commercial | USHP | Ducted CEE Tier 1
211389257 | Central HP <5.4 tons | COLEMAN | HRCU-A-CB (Split System: Heat Pump with Remote Outdoor Unit-Air-Source) | HMH72B341 |  |  | XAUB30CXXN1+TXV | TM9E040A10MP12 | 32200 | 17 | 8.1 | 33400 | 23400 | 70.06% | 1.98 | 0 | 9.5 |  |  |  |  | R-410A | 2.6833 | Residential & Commercial | USHP
211389423 | Central HP <5.4 tons | COLEMAN | HRCU-A-CB (Split System: Heat Pump with Remote Outdoor Unit-Air-Source) | HMH72B341 |  |  | XAFC30CXXN1+TXV | TM8Y100C20MP11 | 33600 | 18 | 8.5 | 33600 | 23600 | 70.24% | 2.06 | 0 | 9.5 |  |  |  |  | R-410A | 2.8 | Residential & Commercial | USHP
211389675 | Central HP <5.4 tons | COLEMAN | HRCU-A-CB (Split System: Heat Pump with Remote Outdoor Unit-Air-Source) | HMH72B341 |  |  | XAHB30CXXN1+TXV | TM8Y080B12MP11 | 32000 | 17 | 8.1 | 32200 | 22800 | 70.81% | 1.98 | 0 | 9.5 |  |  |  |  | R-410A | 2.6667 | Residential & Commercial | USHP
211389690 | Central HP <5.4 tons | COLEMAN | HRCU-A-CB (Split System: Heat Pump with Remote Outdoor Unit-Air-Source) | HMH72B341 |  |  | XAFC36DXXN1+TXV | TM8Y080B12MP11 | 34000 | 18 | 8.1 | 33600 | 23600 | 70.24% | 2.06 | 0 | 10 |  |  |  |  | R-410A | 2.8333 | Residential & Commercial | USHP | Ducted CEE Tier 1
211389756 | Central HP <5.4 tons | COLEMAN | HRCU-A-CB (Split System: Heat Pump with Remote Outdoor Unit-Air-Source) | HMH72B341 |  |  | XAUB36DXXN1+TXV | TM8Y080B12MP11 | 34000 | 18 | 8.1 | 33400 | 23600 | 70.66% | 2.04 | 0 | 10 |  |  |  |  | R-410A | 2.8333 | Residential & Commercial | USHP | Ducted CEE Tier 1
211390225 | Central HP <5.4 tons | COLEMAN | HRCU-A-CB (Split System: Heat Pump with Remote Outdoor Unit-Air-Source) | HMH72B341 |  |  | XAFC36DXXN1+TXV | CPLC080C16MP13 | 34000 | 17.5 | 8.5 | 33800 | 23800 | 70.41% | 2.08 | 0 | 10 |  |  |  |  | R-410A | 2.8333 | Residential & Commercial | USHP | Ducted CEE Tier 1
211390360 | Central HP <5.4 tons | COLEMAN | HRCU-A-CB (Split System: Heat Pump with Remote Outdoor Unit-Air-Source) | HMH72B341 |  |  | XAFC30CXXN1+TXV | TPLC080C16MP13 | 33000 | 17.5 | 8.5 | 33000 | 23200 | 70.3% | 2.04 | 0 | 9.5 |  |  |  |  | R-410A | 2.75 | Residential & Commercial | USHP
212977027 | Central HP <5.4 tons | TEMPSTAR | HRCU-A-CB (Split System: Heat Pump with Remote Outdoor Unit-Air-Source) | DLCURAH30ABK |  |  | EA*4X37L21A* | *96VTN1002122B* | 30400 | 15.2 | 8.1 | 33400 | 27600 | 82.63% | 1.8 | 0 | 9 |  |  |  |  | R-410A | 2.5333 | Residential & Commercial | USHP
212977572 | Central HP <5.4 tons | TEMPSTAR | HRCU-A-CB (Split System: Heat Pump with Remote Outdoor Unit-Air-Source) | DLCURAH24ABK |  |  | EA*4X24L14A* | *80MS(N,L)0451412A* | 23400 | 17 | 8.5 | 27000 | 26200 | 97.04% | 2.22 | 0 | 10 |  |  |  |  | R-410A | 1.95 | Residential & Commercial | USHP | Ducted CEE Tier 1
212977620 | Central HP <5.4 tons | TEMPSTAR | HRCU-A-CB (Split System: Heat Pump with Remote Outdoor Unit-Air-Source) | DLCURAH24ABK |  |  | EA*4X30L17A* | *80MS(N,L)0451412A* | 23600 | 17 | 8.5 | 26000 | 24000 | 92.31% | 2 | 0 | 10 |  |  |  |  | R-410A | 1.9667 | Residential & Commercial | USHP | Ducted CEE Tier 1
216737519 | Central HP <5.4 tons | AIRQUEST | HRCU-A-CB (Split System: Heat Pump with Remote Outdoor Unit-Air-Source) | D5CUHAH24AAK |  |  | ESH5X30M12A* | *92MSN1202420A* | 22600 | 15.2 | 8.1 | 21200 | 18900 | 89.15% | 1.85 | 0 | 10.5 |  |  |  |  | R-454B | 1.8833 | Residential & Commercial | USHP | Ducted CEE Tier 1
216677764 | Central HP <5.4 tons | CARRIER | HRCU-A-CB (Split System: Heat Pump with Remote Outdoor Unit-Air-Source) | 37MURAQ24AA3 |  |  | CAA**3617AM* | 59SU5B060M17**16 | 23800 | 15.5 | 8.5 | 24000 | 19400 | 80.83% | 1.9 | 0 | 9.8 |  |  |  |  | R-454B | 1.9833 | Residential & Commercial | USHP
216677946 | Central HP <5.4 tons | CARRIER | HRCU-A-CB (Split System: Heat Pump with Remote Outdoor Unit-Air-Source) | 37MURAQ24AA3 |  |  | CAA**3717AM* | 59TP6C040V17**12 | 24200 | 15.2 | 8.5 | 23600 | 19300 | 81.78% | 1.96 | 0 | 9.8 |  |  |  |  | R-454B | 2.0167 | Residential & Commercial | USHP
216678039 | Central HP <5.4 tons | CARRIER | HRCU-A-CB (Split System: Heat Pump with Remote Outdoor Unit-Air-Source) | 37MURAQ24AA3 |  |  | CAA**3617AM* | GG96VTAB48060B** | 23600 | 15.2 | 8.5 | 24000 | 19400 | 80.83% | 1.92 | 0 | 9.8 |  |  |  |  | R-454B | 1.9667 | Residential & Commercial | USHP
216644653 | Central HP <5.4 tons | AIRQUEST | HRCU-A-CB (Split System: Heat Pump with Remote Outdoor Unit-Air-Source) | D5CUHAH18AAK |  |  | FM(C,U)5Z24**AL* | 0 | 18000 | 15.2 | 12.5 | 21200 | 18800 | 88.68% | 2.08 | 0 | 11 |  |  |  |  | R-454B | 1.5 | Residential & Commercial | USHP | Ducted CEE Tier 1
216643528 | Central HP <5.4 tons | AIRQUEST | HRCU-A-CB (Split System: Heat Pump with Remote Outdoor Unit-Air-Source) | D5CUHAH18AAK |  |  | EA*5X30M17A* | *80MSU0401712A* | 17800 | 15.2 | 9.5 | 20000 | 18100 | 90.5% | 1.92 | 0 | 11 |  |  |  |  | R-454B | 1.4833 | Residential & Commercial | USHP | Ducted CEE Tier 1
216737993 | Central HP <5.4 tons | DAY & NIGHT | HRCU-A-CB (Split System: Heat Pump with Remote Outdoor Unit-Air-Source) | D5CUHAH24AAK |  |  | ESH5X36M12A* | *80CSU1002120A* | 23400 | 16 | 8.5 | 21400 | 19000 | 88.79% | 1.94 | 0 | 10.5 |  |  |  |  | R-454B | 1.95 | Residential & Commercial | USHP | Ducted CEE Tier 1
216739147 | Central HP <5.4 tons | DAY & NIGHT | HRCU-A-CB (Split System: Heat Pump with Remote Outdoor Unit-Air-Source) | D5CUHAH24AAK |  |  | FTMA5B36L0C* | 0 | 23200 | 17 | 8.5 | 21200 | 18900 | 89.15% | 1.96 | 0 | 11 |  |  |  |  | R-454B | 1.9333 | Residential & Commercial | USHP | Ducted CEE Tier 1
215934187 | Central HP <5.4 tons | AIRQUEST | HRCU-A-CB (Split System: Heat Pump with Remote Outdoor Unit-Air-Source) | H5H3V48*K*AAA* |  |  | EA*5X61M21A*+WALLCON | *80CTL0902120B* | 45500 | 21.5 | 9.5 | 48500 | 36600 | 75.46% | 2 | 0 | 11.5 |  |  |  |  | R-454B | 3.7917 | Residential & Commercial | USHP | Ducted CEE Tier 1
215934287 | Central HP <5.4 tons | AIRQUEST | HRCU-A-CB (Split System: Heat Pump with Remote Outdoor Unit-Air-Source) | H5H3V48*K*AAA* |  |  | EA*5X61M21A*+WALLCON | *96CTN1002122B* | 45500 | 21 | 9.5 | 48500 | 36800 | 75.88% | 2 | 0 | 11 |  |  |  |  | R-454B | 3.7917 | Residential & Commercial | USHP | Ducted CEE Tier 1
215933567 | Central HP <5.4 tons | AIRQUEST | HRCU-A-CB (Split System: Heat Pump with Remote Outdoor Unit-Air-Source) | H5H3V36*K*AAA* |  |  | ESH5X48M12A*+WALLCON | *80CTL0702120B* | 33600 | 19.5 | 9 | 34800 | 26600 | 76.44% | 1.94 | 0 | 11.5 |  |  |  |  | R-454B | 2.8 | Residential & Commercial | USHP | Ducted CEE Tier 1
215933587 | Central HP <5.4 tons | AIRQUEST | HRCU-A-CB (Split System: Heat Pump with Remote Outdoor Unit-Air-Source) | H5H3V36*K*AAA* |  |  | ESH5X48M12A*+WALLCON | *80CTL0902120B* | 33800 | 19.5 | 9 | 34600 | 26400 | 76.3% | 1.94 | 0 | 11.7 |  |  |  |  | R-454B | 2.8167 | Residential & Commercial | USHP | Ducted CEE Tier 1
215934857 | Central HP <5.4 tons | AIRQUEST | HRCU-A-CB (Split System: Heat Pump with Remote Outdoor Unit-Air-Source) | H5H3V36*K*AAA* |  |  | EVM5X44M21A*+WALLCON | *80CTL1102120B* | 35600 | 22 | 8.5 | 38000 | 28400 | 74.74% | 2.02 | 0 | 12.5 |  |  |  |  | R-454B | 2.9667 | Residential & Commercial | USHP | Ducted CEE Tier 1
215934887 | Central HP <5.4 tons | AIRQUEST | HRCU-A-CB (Split System: Heat Pump with Remote Outdoor Unit-Air-Source) | H5H3V36*K*AAA* |  |  | EVM5X44M21A*+WALLCON | *95CSU1002122B* | 35600 | 22 | 8.5 | 38000 | 28400 | 74.74% | 2.02 | 0 | 12.5 |  |  |  |  | R-454B | 2.9667 | Residential & Commercial | USHP | Ducted CEE Tier 1
211389127 | Central HP <5.4 tons | COLEMAN | HRCU-A-CB (Split System: Heat Pump with Remote Outdoor Unit-Air-Source) | HMH72B341 |  |  | XAUB30CXXN1+TXV | TM9E060B12MP12 | 32600 | 17 | 8.1 | 33600 | 23600 | 70.24% | 2 | 0 | 9.5 |  |  |  |  | R-410A | 2.7167 | Residential & Commercial | USHP
211387696 | Central HP <5.4 tons | COLEMAN | HRCU-A-CB (Split System: Heat Pump with Remote Outdoor Unit-Air-Source) | HMH72B341 |  |  | XAHC36DXXN1+TXV | CP9C080B12MP13 | 33200 | 17 | 8.1 | 33200 | 23400 | 70.48% | 2.02 | 0 | 9.5 |  |  |  |  | R-410A | 2.7667 | Residential & Commercial | USHP
211391083 | Central HP <5.4 tons | COLEMAN | HRCU-A-CB (Split System: Heat Pump with Remote Outdoor Unit-Air-Source) | HMH72B341 |  |  | XAUB36DXXN1+TXV | TMLV060A12MP12 | 34000 | 17.5 | 8.1 | 34000 | 24200 | 71.18% | 2.06 | 0 | 9.5 |  |  |  |  | R-410A | 2.8333 | Residential & Commercial | USHP
211391217 | Central HP <5.4 tons | COLEMAN | HRCU-A-CB (Split System: Heat Pump with Remote Outdoor Unit-Air-Source) | HMH72B341 |  |  | XAHC36DXXN1+TXV | TM8E120C16MP11 | 33600 | 17.5 | 8.1 | 33000 | 23200 | 70.3% | 2.04 | 0 | 10 |  |  |  |  | R-410A | 2.8 | Residential & Commercial | USHP | Ducted CEE Tier 1
216733187 | Central HP <5.4 tons | AIRQUEST | HRCU-A-CB (Split System: Heat Pump with Remote Outdoor Unit-Air-Source) | D5CUHAH24AAK |  |  | EA*5X25M17A* | *80MS(N,L)0701712A* | 23200 | 16.5 | 8.5 | 20800 | 18400 | 88.46% | 1.96 | 0 | 11 |  |  |  |  | R-454B | 1.9333 | Residential & Commercial | USHP | Ducted CEE Tier 1
216733489 | Central HP <5.4 tons | AIRQUEST | HRCU-A-CB (Split System: Heat Pump with Remote Outdoor Unit-Air-Source) | D5CUHAH24AAK |  |  | EA*5X25M17A* | *96VSN0601412B* | 22800 | 16.5 | 8.5 | 20600 | 18400 | 89.32% | 1.96 | 0 | 11 |  |  |  |  | R-454B | 1.9 | Residential & Commercial | USHP | Ducted CEE Tier 1
216733498 | Central HP <5.4 tons | AIRQUEST | HRCU-A-CB (Split System: Heat Pump with Remote Outdoor Unit-Air-Source) | D5CUHAH24AAK |  |  | EA*5X25M17A* | *96VSN0601716B* | 23000 | 16.5 | 8.5 | 20600 | 18400 | 89.32% | 1.98 | 0 | 11 |  |  |  |  | R-454B | 1.9167 | Residential & Commercial | USHP | Ducted CEE Tier 1
211389038 | Central HP <5.4 tons | COLEMAN | HRCU-A-CB (Split System: Heat Pump with Remote Outdoor Unit-Air-Source) | HMH72B341 |  |  | XAFC36DBCN1 | TM9E060B12MP12 | 34000 | 17.5 | 8.1 | 34000 | 24200 | 71.18% | 2.04 | 0 | 9.5 |  |  |  |  | R-410A | 2.8333 | Residential & Commercial | USHP
211391629 | Central HP <5.4 tons | COLEMAN | HRCU-A-CB (Split System: Heat Pump with Remote Outdoor Unit-Air-Source) | HMH72B341 |  |  | XAHC30CXXN1+TXV | TM8E100B12MP11 | 32000 | 17.5 | 8.1 | 32600 | 23000 | 70.55% | 1.98 | 0 | 9.5 |  |  |  |  | R-410A | 2.6667 | Residential & Commercial | USHP
211391745 | Central HP <5.4 tons | COLEMAN | HRCU-A-CB (Split System: Heat Pump with Remote Outdoor Unit-Air-Source) | HMH72B341 |  |  | XAFC36DXXN1+TXV | TMLE100B12MP11 | 34000 | 18 | 8.1 | 33800 | 23800 | 70.41% | 2.06 | 0 | 10 |  |  |  |  | R-410A | 2.8333 | Residential & Commercial | USHP | Ducted CEE Tier 1
211392214 | Central HP <5.4 tons | COLEMAN | HRCU-A-CB (Split System: Heat Pump with Remote Outdoor Unit-Air-Source) | HMH72B341 |  |  | XAHB36DXXN1+TXV | TM8E080B12MP11 | 33200 | 17 | 8.1 | 33200 | 23400 | 70.48% | 2 | 0 | 9.5 |  |  |  |  | R-410A | 2.7667 | Residential & Commercial | USHP
211392782 | Central HP <5.4 tons | COLEMAN | HRCU-A-CB (Split System: Heat Pump with Remote Outdoor Unit-Air-Source) | HMH72B341 |  |  | XAHB36DBCN1 | TMLE040A12MP11 | 33200 | 17.5 | 8.1 | 33000 | 23200 | 70.3% | 2.02 | 0 | 9.5 |  |  |  |  | R-410A | 2.7667 | Residential & Commercial | USHP
211393851 | Central HP <5.4 tons | COLEMAN | HRCU-A-CB (Split System: Heat Pump with Remote Outdoor Unit-Air-Source) | HMH72B341 |  |  | XAHD48FXXN1+TXV | TM9Y100C16MP11 | 33200 | 15.5 | 8.1 | 32400 | 23600 | 72.84% | 2.02 | 0 | 9 |  |  |  |  | R-410A | 2.7667 | Residential & Commercial | USHP
211394119 | Central HP <5.4 tons | COLEMAN | HRCU-A-CB (Split System: Heat Pump with Remote Outdoor Unit-Air-Source) | HMH72B341 |  |  | XAHC48FXXN1+TXV | TM9Y080B12MP11 | 32600 | 16.5 | 8.1 | 32400 | 23800 | 73.46% | 2 | 0 | 9 |  |  |  |  | R-410A | 2.7167 | Residential & Commercial | USHP
211394486 | Central HP <5.4 tons | COLEMAN | HRCU-A-CB (Split System: Heat Pump with Remote Outdoor Unit-Air-Source) | HMH72B341 |  |  | XAHC48FXXN1+TXV | CP9C100C20MP13 | 33200 | 17 | 8.5 | 32000 | 23400 | 73.12% | 2.04 | 0 | 9 |  |  |  |  | R-410A | 2.7667 | Residential & Commercial | USHP
216675995 | Central HP <5.4 tons | ARCOAIRE | HRCU-A-CB (Split System: Heat Pump with Remote Outdoor Unit-Air-Source) | D5CURAH24AAK |  |  | EA*5X36M17A* | *80MS(N,L)0901714A* | 23800 | 15.2 | 8.5 | 24000 | 19400 | 80.83% | 1.92 | 0 | 9.8 |  |  |  |  | R-454B | 1.9833 | Residential & Commercial | USHP
213779474 | Central HP <5.4 tons | TEMPSTAR | HRCU-A-CB (Split System: Heat Pump with Remote Outdoor Unit-Air-Source) | TVH837GKA** |  |  | EA*4X48L21A*+WALLCON | *96CTN0801714B* | 32200 | 17 | 8.1 | 32800 | 25000 | 76.22% | 1.96 | 0 | 11 |  |  |  |  | R-410A | 2.6833 | Residential & Commercial | USHP | Ducted CEE Tier 1
216738551 | Central HP <5.4 tons | DAY & NIGHT | HRCU-A-CB (Split System: Heat Pump with Remote Outdoor Unit-Air-Source) | D5CUHAH24AAK |  |  | ESH5X36M12A* | *96MSN0601716A* | 22400 | 15.2 | 8.1 | 20800 | 18400 | 88.46% | 1.85 | 0 | 10.5 |  |  |  |  | R-454B | 1.8667 | Residential & Commercial | USHP | Ducted CEE Tier 1
214574161 | Central HP <5.4 tons | AIRQUEST | HRCU-A-CB (Split System: Heat Pump with Remote Outdoor Unit-Air-Source) | HVH837GKA2* |  |  | EA*4X61L24A*+WALLCON | *95CSU0802120B* | 33200 | 17.5 | 8.5 | 32000 | 24800 | 77.5% | 2 | 0 | 11.5 |  |  |  |  | R-410A | 2.7667 | Residential & Commercial | USHP | Ducted CEE Tier 1
214574511 | Central HP <5.4 tons | AIRQUEST | HRCU-A-CB (Split System: Heat Pump with Remote Outdoor Unit-Air-Source) | HVH837GKA2* |  |  | EN(A,D,W)4X42L21**+WALLCON | *80CTL0702120B* | 31800 | 17 | 8.1 | 33000 | 24600 | 74.55% | 1.88 | 0 | 11 |  |  |  |  | R-410A | 2.65 | Residential & Commercial | USHP | Ducted CEE Tier 1
216737491 | Central HP <5.4 tons | AIRQUEST | HRCU-A-CB (Split System: Heat Pump with Remote Outdoor Unit-Air-Source) | D5CUHAH24AAK |  |  | ESH5X30M12A* | *92MSN0802120A* | 22800 | 15.5 | 8.1 | 21200 | 18900 | 89.15% | 1.85 | 0 | 10.5 |  |  |  |  | R-454B | 1.9 | Residential & Commercial | USHP | Ducted CEE Tier 1
216737500 | Central HP <5.4 tons | AIRQUEST | HRCU-A-CB (Split System: Heat Pump with Remote Outdoor Unit-Air-Source) | D5CUHAH24AAK |  |  | ESH5X30M12A* | *92MSN1002120A* | 22400 | 16 | 8.1 | 21000 | 18800 | 89.52% | 1.85 | 0 | 11 |  |  |  |  | R-454B | 1.8667 | Residential & Commercial | USHP | Ducted CEE Tier 1
211394523 | Central HP <5.4 tons | COLEMAN | HRCU-A-CB (Split System: Heat Pump with Remote Outdoor Unit-Air-Source) | HMH72B341 |  |  | XAFD48FXXN1+TXV | TM9V100C20MP12 | 34000 | 16.5 | 8.5 | 33000 | 24200 | 73.33% | 2.1 | 0 | 9 |  |  |  |  | R-410A | 2.8333 | Residential & Commercial | USHP
211394689 | Central HP <5.4 tons | COLEMAN | HRCU-A-CB (Split System: Heat Pump with Remote Outdoor Unit-Air-Source) | HMH72B341 |  |  | XAHD48FXXN1+TXV | TM9V100C16MP12 | 33000 | 16 | 8.5 | 31800 | 23200 | 72.96% | 2.04 | 0 | 9 |  |  |  |  | R-410A | 2.75 | Residential & Commercial | USHP
211395106 | Central HP <5.4 tons | COLEMAN | HRCU-A-CB (Split System: Heat Pump with Remote Outdoor Unit-Air-Source) | HMH72B341 |  |  | XAHC48FXXN1+TXV | CP9C080C16MP13 | 32800 | 16.5 | 8.5 | 31800 | 23200 | 72.96% | 2.02 | 0 | 9 |  |  |  |  | R-410A | 2.7333 | Residential & Commercial | USHP
211395626 | Central HP <5.4 tons | COLEMAN | HRCU-A-CB (Split System: Heat Pump with Remote Outdoor Unit-Air-Source) | HMH72B341 |  |  | XAUC48FXXN1+TXV | TM9V080B12MP12 | 33400 | 16.5 | 8.5 | 32600 | 24000 | 73.62% | 2.06 | 0 | 9 |  |  |  |  | R-410A | 2.7833 | Residential & Commercial | USHP
211396177 | Central HP <5.4 tons | COLEMAN | HRCU-A-CB (Split System: Heat Pump with Remote Outdoor Unit-Air-Source) | HMH72B341 |  |  | XAUC48FXXN1+TXV | TM9E080C16MP12 | 34000 | 17 | 8.1 | 33400 | 24600 | 73.65% | 2.08 | 0 | 9 |  |  |  |  | R-410A | 2.8333 | Residential & Commercial | USHP
211390993 | Central HP <5.4 tons | COLEMAN | HRCU-A-CB (Split System: Heat Pump with Remote Outdoor Unit-Air-Source) | HMH72B341 |  |  | XAFB36DXXN1+TXV | TM8V060A12MP12 | 34000 | 17.5 | 8.1 | 34000 | 24200 | 71.18% | 2.06 | 0 | 9.5 |  |  |  |  | R-410A | 2.8333 | Residential & Commercial | USHP
211393249 | Central HP <5.4 tons | COLEMAN | HRCU-A-CB (Split System: Heat Pump with Remote Outdoor Unit-Air-Source) | HMH72B341 |  |  | XAFB36DBCN1 | TL9E060B12UH11 | 33400 | 17.5 | 8.1 | 33000 | 23200 | 70.3% | 2.02 | 0 | 10 |  |  |  |  | R-410A | 2.7833 | Residential & Commercial | USHP | Ducted CEE Tier 1
211393602 | Central HP <5.4 tons | COLEMAN | HRCU-A-CB (Split System: Heat Pump with Remote Outdoor Unit-Air-Source) | HMH72B341 |  |  | JHVTC36DBCC2N1 | 0 | 34000 | 18.5 | 8.5 | 34000 | 24000 | 70.59% | 2.18 | 0 | 10.5 |  |  |  |  | R-410A | 2.8333 | Residential & Commercial | USHP | Ducted CEE Tier 1
211393836 | Central HP <5.4 tons | COLEMAN | HRCU-A-CB (Split System: Heat Pump with Remote Outdoor Unit-Air-Source) | HMH72B341 |  |  | XAFD48FBCN1 | TM9Y120D20MP11 | 34000 | 16.5 | 8.5 | 32400 | 23800 | 73.46% | 2.08 | 0 | 9.5 |  |  |  |  | R-410A | 2.8333 | Residential & Commercial | USHP
211393334 | Central HP <5.4 tons | COLEMAN | HRCU-A-CB (Split System: Heat Pump with Remote Outdoor Unit-Air-Source) | HMH72B341 |  |  | XAHC30CXXN1+TXV | TL8E100C20UH11 | 32600 | 17 | 8.1 | 32400 | 22800 | 70.37% | 2.02 | 0 | 9.5 |  |  |  |  | R-410A | 2.7167 | Residential & Commercial | USHP
211393485 | Central HP <5.4 tons | COLEMAN | HRCU-A-CB (Split System: Heat Pump with Remote Outdoor Unit-Air-Source) | HMH72B341 |  |  | XAHB36DXXN1+TXV | TL8E060A12UH11 | 33200 | 17.5 | 8.1 | 33000 | 23400 | 70.91% | 2 | 0 | 9.5 |  |  |  |  | R-410A | 2.7667 | Residential & Commercial | USHP
211393686 | Central HP <5.4 tons | COLEMAN | HRCU-A-CB (Split System: Heat Pump with Remote Outdoor Unit-Air-Source) | HMH72B341 |  |  | XAFA30DXXN1+TXV | TMLV060A12MP12 | 34000 | 17 | 8.1 | 34000 | 24200 | 71.18% | 2.04 | 0 | 9.5 |  |  |  |  | R-410A | 2.8333 | Residential & Commercial | USHP
214280313 | Central HP <5.4 tons | DAY & NIGHT | HRCU-A-CB (Split System: Heat Pump with Remote Outdoor Unit-Air-Source) | DLCURAH36ABK |  |  | EA*4X48L21A* | *96MSN0601716A* | 35600 | 15.5 | 8.5 | 38000 | 34800 | 91.58% | 2.04 | 0 | 9.5 |  |  |  |  | R-410A | 2.9667 | Residential & Commercial | USHP
211394001 | Central HP <5.4 tons | COLEMAN | HRCU-A-CB (Split System: Heat Pump with Remote Outdoor Unit-Air-Source) | HMH72B341 |  |  | XAHD48FBCN1 | TM9Y080C16MP11 | 32800 | 17 | 8.1 | 31800 | 23200 | 72.96% | 2.02 | 0 | 9 |  |  |  |  | R-410A | 2.7333 | Residential & Commercial | USHP
211394422 | Central HP <5.4 tons | COLEMAN | HRCU-A-CB (Split System: Heat Pump with Remote Outdoor Unit-Air-Source) | HMH72B341 |  |  | XAHD48FBCN1 | TM9V100C20MP12 | 33600 | 16.5 | 8.5 | 32400 | 23800 | 73.46% | 2.06 | 0 | 9 |  |  |  |  | R-410A | 2.8 | Residential & Commercial | USHP
206133294 | Central HP <5.4 tons | CARRIER | HRCU-A-CB (Split System: Heat Pump with Remote Outdoor Unit-Air-Source) | 25VNA825A*031* |  |  | CAP**2417AL*+UI | 58CU*A040C17**12 | 23200 | 16.5 | 8.1 | 22000 | 16800 | 76.36% | 1.9 | 11 | 10.5 |  |  |  |  | R-410A | 1.9333 | Residential & Commercial | USHP | Ducted CEE Tier 1
206133444 | Central HP <5.4 tons | CARRIER | HRCU-A-CB (Split System: Heat Pump with Remote Outdoor Unit-Air-Source) | 25VNA825A*031* |  |  | CAP**3721AL*+UI | 58CU*A060C17**16 | 24400 | 17 | 8.1 | 21200 | 16600 | 78.3% | 2.02 | 11.5 | 11 |  |  |  |  | R-410A | 2.0333 | Residential & Commercial | USHP | Ducted CEE Tier 1
206136034 | Central HP <5.4 tons | CARRIER | HRCU-A-CB (Split System: Heat Pump with Remote Outdoor Unit-Air-Source) | 25VNA837A*030* |  |  | CSPH*4812AL*+UI | 58CU*A100C21**20 | 32600 | 16.5 | 8.1 | 33000 | 25000 | 75.76% | 1.96 | 11.5 | 11 |  |  |  |  | R-410A | 2.7167 | Residential & Commercial | USHP | Ducted CEE Tier 1
211230629 | Central HP <5.4 tons | AIRQUEST | HRCU-A-CB (Split System: Heat Pump with Remote Outdoor Unit-Air-Source) | DLCURAH36ABK |  |  | EN(A,D)4X48L24** | *92ESN1202420A* | 36400 | 16 | 8.1 | 38500 | 34800 | 90.39% | 2.04 | 0 | 10.5 |  |  |  |  | R-410A | 3.0333 | Residential & Commercial | USHP | Ducted CEE Tier 1
204456565 | Central HP <5.4 tons | ARCOAIRE | HRCU-A-CB (Split System: Heat Pump with Remote Outdoor Unit-Air-Source) | HVH825GKA2* |  |  | EA*4X30L17A*+WALLCON | *97CMN0801714A* | 23400 | 16 | 8.1 | 21600 | 16800 | 77.78% | 1.9 | 11 | 10.5 |  |  |  |  | R-410A | 1.95 | Residential & Commercial | USHP | Ducted CEE Tier 1
211206998 | Central HP <5.4 tons | COLEMAN | HRCU-A-CB (Split System: Heat Pump with Remote Outdoor Unit-Air-Source) | HC20B4821 |  |  | XAMC48HE3N1+CC | TPLC100C16MP13 | 43500 | 19 | 9 | 44500 | 36200 | 81.35% | 2.14 | 0 | 12 |  |  |  |  | R-410A | 3.625 | Residential & Commercial | USHP | Ducted CEE Tier 1
211206950 | Central HP <5.4 tons | COLEMAN | HRCU-A-CB (Split System: Heat Pump with Remote Outdoor Unit-Air-Source) | HC20B4821 |  |  | XAMC48HE3N1+CC | TM8V120C20MP12 | 43500 | 19 | 9 | 44500 | 36200 | 81.35% | 2.14 | 0 | 12 |  |  |  |  | R-410A | 3.625 | Residential & Commercial | USHP | Ducted CEE Tier 1
211206983 | Central HP <5.4 tons | COLEMAN | HRCU-A-CB (Split System: Heat Pump with Remote Outdoor Unit-Air-Source) | HC20B4821 |  |  | XAMC48HE3N1+CC | TM8V080C16MP12 | 43500 | 19 | 9 | 44500 | 36200 | 81.35% | 2.14 | 0 | 12 |  |  |  |  | R-410A | 3.625 | Residential & Commercial | USHP | Ducted CEE Tier 1
206764930 | Central HP <5.4 tons | CARRIER | HRCU-A-CB (Split System: Heat Pump with Remote Outdoor Unit-Air-Source) | 25VNA837A*031* |  |  | CAP**4221AL*+UI | 59MN7B080C17**14 | 31600 | 17 | 8.1 | 33400 | 24800 | 74.25% | 1.86 | 11.5 | 11 |  |  |  |  | R-410A | 2.6333 | Residential & Commercial | USHP | Ducted CEE Tier 1
206764946 | Central HP <5.4 tons | CARRIER | HRCU-A-CB (Split System: Heat Pump with Remote Outdoor Unit-Air-Source) | 25VNA837A*031* |  |  | CAP**4224AL*+UI | 59TN6B100C21**22 | 31800 | 17.5 | 8.1 | 33000 | 24400 | 73.94% | 1.9 | 12 | 11.5 |  |  |  |  | R-410A | 2.65 | Residential & Commercial | USHP | Ducted CEE Tier 1
206764973 | Central HP <5.4 tons | CARRIER | HRCU-A-CB (Split System: Heat Pump with Remote Outdoor Unit-Air-Source) | 25VNA837A*031* |  |  | CAP**4821AL*+UI | 59MN7B100C21**22 | 32400 | 17.5 | 8.5 | 32600 | 25000 | 76.69% | 1.98 | 12 | 11.7 |  |  |  |  | R-410A | 2.7 | Residential & Commercial | USHP | Ducted CEE Tier 1
206764978 | Central HP <5.4 tons | CARRIER | HRCU-A-CB (Split System: Heat Pump with Remote Outdoor Unit-Air-Source) | 25VNA837A*031* |  |  | CAP**4821AL*+UI | 59MN7B060C21**20 | 32200 | 17 | 8.1 | 32800 | 25200 | 76.83% | 1.96 | 11.5 | 11 |  |  |  |  | R-410A | 2.6833 | Residential & Commercial | USHP | Ducted CEE Tier 1
206764987 | Central HP <5.4 tons | CARRIER | HRCU-A-CB (Split System: Heat Pump with Remote Outdoor Unit-Air-Source) | 25VNA837A*031* |  |  | CAP**4824AL*+UI | 59TN6B100C21**22 | 32400 | 17.5 | 8.5 | 32600 | 24800 | 76.07% | 2 | 12 | 11.7 |  |  |  |  | R-410A | 2.7 | Residential & Commercial | USHP | Ducted CEE Tier 1
206765028 | Central HP <5.4 tons | CARRIER | HRCU-A-CB (Split System: Heat Pump with Remote Outdoor Unit-Air-Source) | 25VNA837A*031* |  |  | CNPV*4821AL*+UI | 58TN*A090C17**16 | 32400 | 18 | 8.1 | 32800 | 24800 | 75.61% | 1.98 | 12.5 | 11.7 |  |  |  |  | R-410A | 2.7 | Residential & Commercial | USHP | Ducted CEE Tier 1
213780134 | Central HP <5.4 tons | TEMPSTAR | HRCU-A-CB (Split System: Heat Pump with Remote Outdoor Unit-Air-Source) | TVH837GKA** |  |  | EHD4X42AAL+WALLCON | *96CTN1202422B* | 32600 | 16.5 | 8.1 | 33000 | 24600 | 74.55% | 1.94 | 0 | 11 |  |  |  |  | R-410A | 2.7167 | Residential & Commercial | USHP | Ducted CEE Tier 1
216675786 | Central HP <5.4 tons | AIRQUEST | HRCU-A-CB (Split System: Heat Pump with Remote Outdoor Unit-Air-Source) | D5CURAH24AAK |  |  | EA*5X30M14A* | *80MS(N,L)0701412A* | 23400 | 15.5 | 8.5 | 24000 | 19400 | 80.83% | 1.9 | 0 | 9.8 |  |  |  |  | R-454B | 1.95 | Residential & Commercial | USHP
216738254 | Central HP <5.4 tons | AIRQUEST | HRCU-A-CB (Split System: Heat Pump with Remote Outdoor Unit-Air-Source) | D5CUHAH24AAK |  |  | ESH5X36M12A* | *80CTL0701412B* | 22600 | 16 | 8.1 | 20600 | 18400 | 89.32% | 1.85 | 0 | 10.5 |  |  |  |  | R-454B | 1.8833 | Residential & Commercial | USHP | Ducted CEE Tier 1
216738263 | Central HP <5.4 tons | AIRQUEST | HRCU-A-CB (Split System: Heat Pump with Remote Outdoor Unit-Air-Source) | D5CUHAH24AAK |  |  | ESH5X36M12A* | *80CTL0701716B* | 22800 | 16 | 8.1 | 20800 | 18500 | 88.94% | 1.85 | 0 | 11 |  |  |  |  | R-454B | 1.9 | Residential & Commercial | USHP | Ducted CEE Tier 1
216737684 | Central HP <5.4 tons | AIRQUEST | HRCU-A-CB (Split System: Heat Pump with Remote Outdoor Unit-Air-Source) | D5CUHAH24AAK |  |  | ESH5X30M12A* | *96VSN1202422B* | 22800 | 15.5 | 8.5 | 21200 | 19000 | 89.62% | 1.96 | 0 | 10.5 |  |  |  |  | R-454B | 1.9 | Residential & Commercial | USHP | Ducted CEE Tier 1
216737727 | Central HP <5.4 tons | AIRQUEST | HRCU-A-CB (Split System: Heat Pump with Remote Outdoor Unit-Air-Source) | D5CUHAH24AAK |  |  | ESH5X30M12A* | *95MSU1002120A* | 22400 | 15.5 | 8.1 | 21000 | 18900 | 90% | 1.85 | 0 | 10.5 |  |  |  |  | R-454B | 1.8667 | Residential & Commercial | USHP | Ducted CEE Tier 1
216737893 | Central HP <5.4 tons | AIRQUEST | HRCU-A-CB (Split System: Heat Pump with Remote Outdoor Unit-Air-Source) | D5CUHAH24AAK |  |  | ESH5X30M12A* | *97VTN0601716A* | 22400 | 15.5 | 8.1 | 21000 | 18800 | 89.52% | 1.85 | 0 | 10.5 |  |  |  |  | R-454B | 1.8667 | Residential & Commercial | USHP | Ducted CEE Tier 1
216737925 | Central HP <5.4 tons | AIRQUEST | HRCU-A-CB (Split System: Heat Pump with Remote Outdoor Unit-Air-Source) | D5CUHAH24AAK |  |  | ESH5X30M12A* | *97VTN1002120A* | 22800 | 16 | 8.5 | 21200 | 19000 | 89.62% | 1.96 | 0 | 11 |  |  |  |  | R-454B | 1.9 | Residential & Commercial | USHP | Ducted CEE Tier 1
216738318 | Central HP <5.4 tons | AIRQUEST | HRCU-A-CB (Split System: Heat Pump with Remote Outdoor Unit-Air-Source) | D5CUHAH24AAK |  |  | ESH5X36M12A* | *80VTL0451412B* | 22600 | 16 | 8.1 | 20800 | 18400 | 88.46% | 1.85 | 0 | 11 |  |  |  |  | R-454B | 1.8833 | Residential & Commercial | USHP | Ducted CEE Tier 1
216738831 | Central HP <5.4 tons | AIRQUEST | HRCU-A-CB (Split System: Heat Pump with Remote Outdoor Unit-Air-Source) | D5CUHAH24AAK |  |  | ESH5X36M12A* | *96VTN0601716B* | 22600 | 16 | 8.1 | 20800 | 18500 | 88.94% | 1.85 | 0 | 11 |  |  |  |  | R-454B | 1.8833 | Residential & Commercial | USHP | Ducted CEE Tier 1
216737560 | Central HP <5.4 tons | AIRQUEST | HRCU-A-CB (Split System: Heat Pump with Remote Outdoor Unit-Air-Source) | D5CUHAH24AAK |  |  | ESH5X30M12A* | *96MSN0801716A* | 22400 | 15.2 | 8.1 | 21000 | 18900 | 90% | 1.9 | 0 | 10.5 |  |  |  |  | R-454B | 1.8667 | Residential & Commercial | USHP | Ducted CEE Tier 1
216737694 | Central HP <5.4 tons | AIRQUEST | HRCU-A-CB (Split System: Heat Pump with Remote Outdoor Unit-Air-Source) | D5CUHAH24AAK |  |  | ESH5X30M12A* | *95MSU0401712A* | 22400 | 15.5 | 8.1 | 21000 | 18900 | 90% | 1.85 | 0 | 10.5 |  |  |  |  | R-454B | 1.8667 | Residential & Commercial | USHP | Ducted CEE Tier 1
216737292 | Central HP <5.4 tons | AIRQUEST | HRCU-A-CB (Split System: Heat Pump with Remote Outdoor Unit-Air-Source) | D5CUHAH24AAK |  |  | ESH5X30M12A* | *80CTL0901716B* | 22200 | 15.2 | 8.1 | 21000 | 18800 | 89.52% | 1.9 | 0 | 10.5 |  |  |  |  | R-454B | 1.85 | Residential & Commercial | USHP | Ducted CEE Tier 1
216738412 | Central HP <5.4 tons | AIRQUEST | HRCU-A-CB (Split System: Heat Pump with Remote Outdoor Unit-Air-Source) | D5CUHAH24AAK |  |  | ESH5X36M12A* | *97CMN0801714B* | 22600 | 15.2 | 8.1 | 20600 | 18400 | 89.32% | 1.85 | 0 | 10.5 |  |  |  |  | R-454B | 1.8833 | Residential & Commercial | USHP | Ducted CEE Tier 1
210598534 | Central HP <5.4 tons | ARCOAIRE | HRCU-A-CB (Split System: Heat Pump with Remote Outdoor Unit-Air-Source) | HVH825GKA2* |  |  | END4X42L17**+WALLCON | *80CSU0401712A* | 24000 | 17 | 8.1 | 21400 | 16600 | 77.57% | 1.98 | 0 | 11 |  |  |  |  | R-410A | 2 | Residential & Commercial | USHP | Ducted CEE Tier 1
216675526 | Central HP <5.4 tons | AIRQUEST | HRCU-A-CB (Split System: Heat Pump with Remote Outdoor Unit-Air-Source) | D5CURAH24AAK |  |  | EA*5X25M17A* | *80CSU0601716A* | 25200 | 16 | 9 | 23600 | 19300 | 81.78% | 2.06 | 0 | 10 |  |  |  |  | R-454B | 2.1 | Residential & Commercial | USHP | Ducted CEE Tier 1
216675576 | Central HP <5.4 tons | AIRQUEST | HRCU-A-CB (Split System: Heat Pump with Remote Outdoor Unit-Air-Source) | D5CURAH24AAK |  |  | EA*5X37M21A* | *80CSU1002120A* | 25600 | 16 | 9 | 23600 | 19300 | 81.78% | 2.06 | 0 | 10 |  |  |  |  | R-454B | 2.1333 | Residential & Commercial | USHP | Ducted CEE Tier 1
211395138 | Central HP <5.4 tons | COLEMAN | HRCU-A-CB (Split System: Heat Pump with Remote Outdoor Unit-Air-Source) | HMH72B341 |  |  | XAHC48FBCN1 | TP9C080C16MP13 | 32800 | 16.5 | 8.5 | 31800 | 23200 | 72.96% | 2.02 | 0 | 9 |  |  |  |  | R-410A | 2.7333 | Residential & Commercial | USHP
211395424 | Central HP <5.4 tons | COLEMAN | HRCU-A-CB (Split System: Heat Pump with Remote Outdoor Unit-Air-Source) | HMH72B341 |  |  | XAFC48FBCN1 | CP9C080C16MP13 | 33400 | 16.5 | 8.5 | 32400 | 23600 | 72.84% | 2.06 | 0 | 9.5 |  |  |  |  | R-410A | 2.7833 | Residential & Commercial | USHP
216738834 | Central HP <5.4 tons | DAY & NIGHT | HRCU-A-CB (Split System: Heat Pump with Remote Outdoor Unit-Air-Source) | D5CUHAH24AAK |  |  | ESH5X36M12A* | *96VTN0601716B* | 22600 | 16 | 8.1 | 20800 | 18500 | 88.94% | 1.85 | 0 | 11 |  |  |  |  | R-454B | 1.8833 | Residential & Commercial | USHP | Ducted CEE Tier 1
216738966 | Central HP <5.4 tons | DAY & NIGHT | HRCU-A-CB (Split System: Heat Pump with Remote Outdoor Unit-Air-Source) | D5CUHAH24AAK |  |  | ESH5X36M12A* | OMV112K14A | 23200 | 15.2 | 8.1 | 21200 | 18900 | 89.15% | 1.85 | 0 | 10.5 |  |  |  |  | R-454B | 1.9333 | Residential & Commercial | USHP | Ducted CEE Tier 1
211243458 | Central HP <5.4 tons | HEIL | HRCU-A-CB (Split System: Heat Pump with Remote Outdoor Unit-Air-Source) | DLCURAH24ABK |  |  | EA*4X37L21A* | *96VTN0601714A* | 24600 | 16.5 | 8.5 | 25400 | 21000 | 82.68% | 1.78 | 0 | 10 |  |  |  |  | R-410A | 2.05 | Residential & Commercial | USHP | Ducted CEE Tier 1
212977692 | Central HP <5.4 tons | TEMPSTAR | HRCU-A-CB (Split System: Heat Pump with Remote Outdoor Unit-Air-Source) | DLCURAH24ABK |  |  | EN(A,D)4X30L17** | *80MS(N,L)0451412A* | 23600 | 17 | 8.5 | 26400 | 24200 | 91.67% | 2 | 0 | 10.5 |  |  |  |  | R-410A | 1.9667 | Residential & Commercial | USHP | Ducted CEE Tier 1
211206855 | Central HP <5.4 tons | COLEMAN | HRCU-A-CB (Split System: Heat Pump with Remote Outdoor Unit-Air-Source) | HC20B3621 |  |  | XAMC36DE2N1+CC | TM9V100C16MP12 | 33000 | 18 | 8.5 | 34000 | 29200 | 85.88% | 1.96 | 0 | 12 |  |  |  |  | R-410A | 2.75 | Residential & Commercial | USHP | Ducted CEE Tier 1
211206872 | Central HP <5.4 tons | COLEMAN | HRCU-A-CB (Split System: Heat Pump with Remote Outdoor Unit-Air-Source) | HC20B3621 |  |  | XAMC36DE2N1+CC | TP9C080C16MP13 | 33000 | 18 | 8.5 | 34200 | 29200 | 85.38% | 1.96 | 0 | 12 |  |  |  |  | R-410A | 2.75 | Residential & Commercial | USHP | Ducted CEE Tier 1
206764328 | Central HP <5.4 tons | CARRIER | HRCU-A-CB (Split System: Heat Pump with Remote Outdoor Unit-Air-Source) | 25VNA825A*032* |  |  | CAP**3617AL*+UI | 58TN*A070C14**12 | 23600 | 17 | 8.1 | 21400 | 16600 | 77.57% | 1.94 | 11 | 11 |  |  |  |  | R-410A | 1.9667 | Residential & Commercial | USHP | Ducted CEE Tier 1
206764937 | Central HP <5.4 tons | CARRIER | HRCU-A-CB (Split System: Heat Pump with Remote Outdoor Unit-Air-Source) | 25VNA837A*031* |  |  | CAP**4221AL*+UI | 59MN7B060C21**20 | 31600 | 17 | 8.1 | 33400 | 24800 | 74.25% | 1.86 | 11 | 11 |  |  |  |  | R-410A | 2.6333 | Residential & Commercial | USHP | Ducted CEE Tier 1
206765039 | Central HP <5.4 tons | CARRIER | HRCU-A-CB (Split System: Heat Pump with Remote Outdoor Unit-Air-Source) | 25VNA837A*031* |  |  | CNPV*4824AL*+UI | 59TN6B100C21**22 | 32400 | 17.5 | 8.1 | 33000 | 24800 | 75.15% | 1.96 | 12 | 11.7 |  |  |  |  | R-410A | 2.7 | Residential & Commercial | USHP | Ducted CEE Tier 1
206765073 | Central HP <5.4 tons | CARRIER | HRCU-A-CB (Split System: Heat Pump with Remote Outdoor Unit-Air-Source) | 25VNA837A*031* |  |  | CSPH*4212AL*+UI | 59MN7B120C24**22 | 32400 | 16.5 | 8.1 | 33200 | 25000 | 75.3% | 1.96 | 11.5 | 11 |  |  |  |  | R-410A | 2.7 | Residential & Commercial | USHP | Ducted CEE Tier 1
206765103 | Central HP <5.4 tons | CARRIER | HRCU-A-CB (Split System: Heat Pump with Remote Outdoor Unit-Air-Source) | 25VNA837A*031* |  |  | CAP**4221AL*+UI | 58CU*A060C17**16 | 31800 | 17 | 8.1 | 33200 | 24400 | 73.49% | 1.86 | 11.5 | 11 |  |  |  |  | R-410A | 2.65 | Residential & Commercial | USHP | Ducted CEE Tier 1
206765112 | Central HP <5.4 tons | CARRIER | HRCU-A-CB (Split System: Heat Pump with Remote Outdoor Unit-Air-Source) | 25VNA837A*031* |  |  | CAP**4821AL*+UI | 58CU*A060C17**16 | 32200 | 17 | 8.1 | 32600 | 25000 | 76.69% | 1.96 | 12 | 11 |  |  |  |  | R-410A | 2.6833 | Residential & Commercial | USHP | Ducted CEE Tier 1
212974321 | Central HP <5.4 tons | TEMPSTAR | HRCU-A-CB (Split System: Heat Pump with Remote Outdoor Unit-Air-Source) | DLCURAH24ABK |  |  | EA*4X36L21A* | *96VSN1002120B* | 23600 | 17 | 8.5 | 26200 | 21200 | 80.92% | 1.8 | 0 | 10 |  |  |  |  | R-410A | 1.9667 | Residential & Commercial | USHP | Ducted CEE Tier 1
212975682 | Central HP <5.4 tons | TEMPSTAR | HRCU-A-CB (Split System: Heat Pump with Remote Outdoor Unit-Air-Source) | DLCURAH24ABK |  |  | EA*4X30L17A* | *96VTN0601412B* | 23400 | 16.5 | 8.5 | 26400 | 24000 | 90.91% | 2 | 0 | 10 |  |  |  |  | R-410A | 1.95 | Residential & Commercial | USHP | Ducted CEE Tier 1
211226640 | Central HP <5.4 tons | HEIL | HRCU-A-CB (Split System: Heat Pump with Remote Outdoor Unit-Air-Source) | DLCURAH36ABK |  |  | EA*4X37L17A* | *92ESN0801716A* | 36800 | 15.2 | 8.5 | 39500 | 35000 | 88.61% | 2.06 | 0 | 10 |  |  |  |  | R-410A | 3.0667 | Residential & Commercial | USHP | Ducted CEE Tier 1
212976534 | Central HP <5.4 tons | TEMPSTAR | HRCU-A-CB (Split System: Heat Pump with Remote Outdoor Unit-Air-Source) | DLCURAH36ABK |  |  | EA*4X48L24A* | *96VTN0802120B* | 35400 | 16.5 | 8.1 | 37800 | 35400 | 93.65% | 1.8 | 0 | 10 |  |  |  |  | R-410A | 2.95 | Residential & Commercial | USHP | Ducted CEE Tier 1
211245173 | Central HP <5.4 tons | HEIL | HRCU-A-CB (Split System: Heat Pump with Remote Outdoor Unit-Air-Source) | DLCURAH24ABK |  |  | EN(A,D,W)4X36L17** | *92ESN0601714A* | 24400 | 16.5 | 8.1 | 26400 | 22800 | 86.36% | 1.88 | 0 | 10.5 |  |  |  |  | R-410A | 2.0333 | Residential & Commercial | USHP | Ducted CEE Tier 1
211245239 | Central HP <5.4 tons | HEIL | HRCU-A-CB (Split System: Heat Pump with Remote Outdoor Unit-Air-Source) | DLCURAH24ABK |  |  | EN(A,D,W)4X36L17** | *80ES(N,L)0701412A* | 24200 | 16.5 | 8.1 | 26400 | 22800 | 86.36% | 1.88 | 0 | 10.5 |  |  |  |  | R-410A | 2.0167 | Residential & Commercial | USHP | Ducted CEE Tier 1
211245498 | Central HP <5.4 tons | HEIL | HRCU-A-CB (Split System: Heat Pump with Remote Outdoor Unit-Air-Source) | DLCURAH24ABK |  |  | EN(A,D)4X36L21** | *96VTN0401712A* | 23400 | 16 | 8.1 | 25800 | 24000 | 93.02% | 1.98 | 0 | 10 |  |  |  |  | R-410A | 1.95 | Residential & Commercial | USHP | Ducted CEE Tier 1
211245602 | Central HP <5.4 tons | HEIL | HRCU-A-CB (Split System: Heat Pump with Remote Outdoor Unit-Air-Source) | DLCURAH24ABK |  |  | EN(A,D)4X36L21** | *80ES(N,L)0701712A* | 24400 | 16.5 | 8.1 | 26400 | 22600 | 85.61% | 1.88 | 0 | 10.5 |  |  |  |  | R-410A | 2.0333 | Residential & Commercial | USHP | Ducted CEE Tier 1
216623538 | Central HP <5.4 tons | AC PRO.com | HRCU-A-CB (Split System: Heat Pump with Remote Outdoor Unit-Air-Source) | GUD60W2/NHE-D(U) |  |  | GUD60AH2/E-D(U) | 0 | 53000 | 18.5 | 10.5 | 54000 | 54000 | 100% | 2.1 | 0 | 11.7 |  |  |  |  | R-32 | 4.4167 | Residential & Commercial | USHP | Ducted CEE Tier 1
206765046 | Central HP <5.4 tons | CARRIER | HRCU-A-CB (Split System: Heat Pump with Remote Outdoor Unit-Air-Source) | 25VNA837A*031* |  |  | CSPH*3612AL*+UI | 58TN*A135C24**22 | 32200 | 16.5 | 8.1 | 33200 | 24600 | 74.1% | 1.94 | 11 | 11 |  |  |  |  | R-410A | 2.6833 | Residential & Commercial | USHP | Ducted CEE Tier 1
206765064 | Central HP <5.4 tons | CARRIER | HRCU-A-CB (Split System: Heat Pump with Remote Outdoor Unit-Air-Source) | 25VNA837A*031* |  |  | CSPH*4212AL*+UI | 58TN*A090C21**20 | 32400 | 16.5 | 8.1 | 33200 | 24800 | 74.7% | 1.96 | 12 | 11 |  |  |  |  | R-410A | 2.7 | Residential & Commercial | USHP | Ducted CEE Tier 1
206765107 | Central HP <5.4 tons | CARRIER | HRCU-A-CB (Split System: Heat Pump with Remote Outdoor Unit-Air-Source) | 25VNA837A*031* |  |  | CAP**4321AL*+UI | 58CU*A040C17**12 | 33000 | 17.5 | 8.5 | 33000 | 25000 | 75.76% | 1.98 | 12 | 11 |  |  |  |  | R-410A | 2.75 | Residential & Commercial | USHP | Ducted CEE Tier 1
206765139 | Central HP <5.4 tons | CARRIER | HRCU-A-CB (Split System: Heat Pump with Remote Outdoor Unit-Air-Source) | 25VNA837A*031* |  |  | CAP**3721AL*+UI | 59CU5A080C21**20 | 33000 | 17.5 | 8.5 | 32800 | 25000 | 76.22% | 2 | 12 | 11.5 |  |  |  |  | R-410A | 2.75 | Residential & Commercial | USHP | Ducted CEE Tier 1
206765162 | Central HP <5.4 tons | CARRIER | HRCU-A-CB (Split System: Heat Pump with Remote Outdoor Unit-Air-Source) | 25VNA837A*031* |  |  | CSPH*3612AL*+UI | 59CU5A100C21**22 | 32200 | 16.5 | 8.1 | 33200 | 24600 | 74.1% | 1.94 | 11.5 | 11 |  |  |  |  | R-410A | 2.6833 | Residential & Commercial | USHP | Ducted CEE Tier 1
216737675 | Central HP <5.4 tons | AIRQUEST | HRCU-A-CB (Split System: Heat Pump with Remote Outdoor Unit-Air-Source) | D5CUHAH24AAK |  |  | ESH5X30M12A* | *96VSN1002120B* | 22800 | 15.5 | 8.1 | 21200 | 19000 | 89.62% | 1.85 | 0 | 10.5 |  |  |  |  | R-454B | 1.9 | Residential & Commercial | USHP | Ducted CEE Tier 1
216737441 | Central HP <5.4 tons | AIRQUEST | HRCU-A-CB (Split System: Heat Pump with Remote Outdoor Unit-Air-Source) | D5CUHAH24AAK |  |  | ESH5X30M12A* | *97CMN1002122B* | 22800 | 15.2 | 8.1 | 21200 | 19000 | 89.62% | 1.9 | 0 | 10.5 |  |  |  |  | R-454B | 1.9 | Residential & Commercial | USHP | Ducted CEE Tier 1
216737945 | Central HP <5.4 tons | AIRQUEST | HRCU-A-CB (Split System: Heat Pump with Remote Outdoor Unit-Air-Source) | D5CUHAH24AAK |  |  | ESH5X30M12A* | *97VTN1202422A* | 22800 | 15.5 | 8.1 | 21200 | 19000 | 89.62% | 1.85 | 0 | 10.5 |  |  |  |  | R-454B | 1.9 | Residential & Commercial | USHP | Ducted CEE Tier 1
216738011 | Central HP <5.4 tons | AIRQUEST | HRCU-A-CB (Split System: Heat Pump with Remote Outdoor Unit-Air-Source) | D5CUHAH24AAK |  |  | ESH5X36M12A* | *80MS(N,L)0451714A* | 22600 | 15.2 | 8.1 | 20800 | 18500 | 88.94% | 1.9 | 0 | 10.5 |  |  |  |  | R-454B | 1.8833 | Residential & Commercial | USHP | Ducted CEE Tier 1
216738213 | Central HP <5.4 tons | AIRQUEST | HRCU-A-CB (Split System: Heat Pump with Remote Outdoor Unit-Air-Source) | D5CUHAH24AAK |  |  | ESH5X36M12A* | *80MSU0601716A* | 22600 | 16 | 8.1 | 20600 | 18400 | 89.32% | 1.85 | 0 | 10.5 |  |  |  |  | R-454B | 1.8833 | Residential & Commercial | USHP | Ducted CEE Tier 1
216738602 | Central HP <5.4 tons | AIRQUEST | HRCU-A-CB (Split System: Heat Pump with Remote Outdoor Unit-Air-Source) | D5CUHAH24AAK |  |  | ESH5X36M12A* | *96MSN1202422A* | 23000 | 15.2 | 8.1 | 21000 | 18700 | 89.05% | 1.9 | 0 | 10.5 |  |  |  |  | R-454B | 1.9167 | Residential & Commercial | USHP | Ducted CEE Tier 1
211227082 | Central HP <5.4 tons | HEIL | HRCU-A-CB (Split System: Heat Pump with Remote Outdoor Unit-Air-Source) | DLCURAH36ABK |  |  | EA*4X37L21A* | *95ESN1002122A* | 37400 | 15.5 | 8.5 | 39000 | 35000 | 89.74% | 2.16 | 0 | 10 |  |  |  |  | R-410A | 3.1167 | Residential & Commercial | USHP | Ducted CEE Tier 1
211396282 | Central HP <5.4 tons | COLEMAN | HRCU-A-CB (Split System: Heat Pump with Remote Outdoor Unit-Air-Source) | HMH72B341 |  |  | XAUC48FXXN1+TXV | TM9E080B12MP12 | 33200 | 16.5 | 8.5 | 32400 | 23800 | 73.46% | 2.04 | 0 | 9 |  |  |  |  | R-410A | 2.7667 | Residential & Commercial | USHP
211395646 | Central HP <5.4 tons | COLEMAN | HRCU-A-CB (Split System: Heat Pump with Remote Outdoor Unit-Air-Source) | HMH72B341 |  |  | XAFC48FBCN1 | TP9C080B12MP13 | 33400 | 16.5 | 8.5 | 32600 | 24000 | 73.62% | 2.06 | 0 | 9 |  |  |  |  | R-410A | 2.7833 | Residential & Commercial | USHP
216738990 | Central HP <5.4 tons | AIRQUEST | HRCU-A-CB (Split System: Heat Pump with Remote Outdoor Unit-Air-Source) | D5CUHAH24AAK |  |  | FCMA5X24L0B*+WALLCON | 0 | 22600 | 16 | 8.5 | 21000 | 18800 | 89.52% | 1.96 | 0 | 11 |  |  |  |  | R-454B | 1.8833 | Residential & Commercial | USHP | Ducted CEE Tier 1
216766414 | Central HP <5.4 tons | TRANE | HRCU-A-CB (Split System: Heat Pump with Remote Outdoor Unit-Air-Source) | 5TWR7036A1 |  |  | 5TXCC009AS3 | S9X1C100U5PSB | 34000 | 15.2 | 9 | 32400 | 24000 | 74.07% | 2.21 | 0 | 12 |  |  |  |  | R-454B | 2.8333 | Residential & Commercial | USHP | Ducted CEE Tier 1
216732786 | Central HP <5.4 tons | AIRQUEST | HRCU-A-CB (Split System: Heat Pump with Remote Outdoor Unit-Air-Source) | D5CUHAH24AAK |  |  | EA*5X24M17A* | *80CTL0701412B* | 22000 | 16 | 8.5 | 21000 | 19100 | 90.95% | 1.96 | 0 | 10.5 |  |  |  |  | R-454B | 1.8333 | Residential & Commercial | USHP | Ducted CEE Tier 1
216732795 | Central HP <5.4 tons | AIRQUEST | HRCU-A-CB (Split System: Heat Pump with Remote Outdoor Unit-Air-Source) | D5CUHAH24AAK |  |  | EA*5X24M17A* | *80CTL0701716B* | 22200 | 16 | 8.5 | 21200 | 19200 | 90.57% | 1.96 | 0 | 10.5 |  |  |  |  | R-454B | 1.85 | Residential & Commercial | USHP | Ducted CEE Tier 1
216732940 | Central HP <5.4 tons | AIRQUEST | HRCU-A-CB (Split System: Heat Pump with Remote Outdoor Unit-Air-Source) | D5CUHAH24AAK |  |  | EA*5X24M17A* | *96MSN0801716A* | 22200 | 15.5 | 8.5 | 21200 | 19200 | 90.57% | 1.96 | 0 | 10.5 |  |  |  |  | R-454B | 1.85 | Residential & Commercial | USHP | Ducted CEE Tier 1
216733397 | Central HP <5.4 tons | AIRQUEST | HRCU-A-CB (Split System: Heat Pump with Remote Outdoor Unit-Air-Source) | D5CUHAH24AAK |  |  | EA*5X25M17A* | *92MSN0601714A* | 23000 | 16 | 8.5 | 20600 | 18400 | 89.32% | 1.98 | 0 | 11 |  |  |  |  | R-454B | 1.9167 | Residential & Commercial | USHP | Ducted CEE Tier 1
216733449 | Central HP <5.4 tons | AIRQUEST | HRCU-A-CB (Split System: Heat Pump with Remote Outdoor Unit-Air-Source) | D5CUHAH24AAK |  |  | EA*5X25M17A* | *96MSM0601716A* | 23200 | 15.5 | 8.5 | 20800 | 18500 | 88.94% | 1.98 | 0 | 11 |  |  |  |  | R-454B | 1.9333 | Residential & Commercial | USHP | Ducted CEE Tier 1
216733826 | Central HP <5.4 tons | AIRQUEST | HRCU-A-CB (Split System: Heat Pump with Remote Outdoor Unit-Air-Source) | D5CUHAH24AAK |  |  | EA*5X30M17A* | *80MS(N,L)0451412A* | 22400 | 16 | 8.1 | 20800 | 18800 | 90.38% | 1.9 | 0 | 10.5 |  |  |  |  | R-454B | 1.8667 | Residential & Commercial | USHP | Ducted CEE Tier 1
216733906 | Central HP <5.4 tons | AIRQUEST | HRCU-A-CB (Split System: Heat Pump with Remote Outdoor Unit-Air-Source) | D5CUHAH24AAK |  |  | EA*5X30M17A* | *80VSL0701716B* | 22200 | 16 | 8.1 | 20800 | 18800 | 90.38% | 1.85 | 0 | 10.5 |  |  |  |  | R-454B | 1.85 | Residential & Commercial | USHP | Ducted CEE Tier 1
216734058 | Central HP <5.4 tons | AIRQUEST | HRCU-A-CB (Split System: Heat Pump with Remote Outdoor Unit-Air-Source) | D5CUHAH24AAK |  |  | EA*5X30M17A* | *92MSN0601412A* | 22400 | 15.5 | 8.5 | 21000 | 18900 | 90% | 1.96 | 0 | 10.5 |  |  |  |  | R-454B | 1.8667 | Residential & Commercial | USHP | Ducted CEE Tier 1
216734292 | Central HP <5.4 tons | AIRQUEST | HRCU-A-CB (Split System: Heat Pump with Remote Outdoor Unit-Air-Source) | D5CUHAH24AAK |  |  | EA*5X30M17A* | *97VTN0601716A* | 22200 | 16 | 8.1 | 20800 | 18800 | 90.38% | 1.85 | 0 | 10.5 |  |  |  |  | R-454B | 1.85 | Residential & Commercial | USHP | Ducted CEE Tier 1
206764911 | Central HP <5.4 tons | CARRIER | HRCU-A-CB (Split System: Heat Pump with Remote Outdoor Unit-Air-Source) | 25VNA837A*031* |  |  | CAP**3721AL*+UI | 58TN*A090C21**20 | 32800 | 17.5 | 8.5 | 33000 | 25200 | 76.36% | 1.98 | 12 | 11.7 |  |  |  |  | R-410A | 2.7333 | Residential & Commercial | USHP | Ducted CEE Tier 1
206764920 | Central HP <5.4 tons | CARRIER | HRCU-A-CB (Split System: Heat Pump with Remote Outdoor Unit-Air-Source) | 25VNA837A*031* |  |  | CAP**3721AL*+UI | 58TN*A090C17**16 | 33000 | 18 | 8.5 | 32800 | 25000 | 76.22% | 2 | 12 | 11.7 |  |  |  |  | R-410A | 2.75 | Residential & Commercial | USHP | Ducted CEE Tier 1
206764335 | Central HP <5.4 tons | CARRIER | HRCU-A-CB (Split System: Heat Pump with Remote Outdoor Unit-Air-Source) | 25VNA825A*032* |  |  | CAP**3621AL*+UI | 59TN6B080C17**14 | 23600 | 16.5 | 8.1 | 21400 | 16700 | 78.04% | 1.94 | 11 | 11 |  |  |  |  | R-410A | 1.9667 | Residential & Commercial | USHP | Ducted CEE Tier 1
206764344 | Central HP <5.4 tons | CARRIER | HRCU-A-CB (Split System: Heat Pump with Remote Outdoor Unit-Air-Source) | 25VNA825A*032* |  |  | CAP**3621AL*+UI | 59MN7B060C21**20 | 23600 | 16 | 8.1 | 21600 | 16700 | 77.31% | 1.92 | 11 | 10.5 |  |  |  |  | R-410A | 1.9667 | Residential & Commercial | USHP | Ducted CEE Tier 1
206764362 | Central HP <5.4 tons | CARRIER | HRCU-A-CB (Split System: Heat Pump with Remote Outdoor Unit-Air-Source) | 25VNA825A*032* |  |  | CAP**3721AL*+UI | 59MN7B100C21**22 | 24400 | 16.5 | 8.5 | 21200 | 16600 | 78.3% | 2.04 | 11 | 11 |  |  |  |  | R-410A | 2.0333 | Residential & Commercial | USHP | Ducted CEE Tier 1
206764530 | Central HP <5.4 tons | CARRIER | HRCU-A-CB (Split System: Heat Pump with Remote Outdoor Unit-Air-Source) | 25VNA825A*032* |  |  | CSPH*3612AL*+UI | 59CU5A080C21**20 | 24000 | 16 | 8.1 | 21400 | 16600 | 77.57% | 1.98 | 11 | 10.5 |  |  |  |  | R-410A | 2 | Residential & Commercial | USHP | Ducted CEE Tier 1
216739098 | Central HP <5.4 tons | AIRQUEST | HRCU-A-CB (Split System: Heat Pump with Remote Outdoor Unit-Air-Source) | D5CUHAH24AAK |  |  | FM(C,U)5Z30**AL* | 0 | 23200 | 17 | 9 | 21400 | 19300 | 90.19% | 2.08 | 0 | 11 |  |  |  |  | R-454B | 1.9333 | Residential & Commercial | USHP | Ducted CEE Tier 1
206136134 | Central HP <5.4 tons | CARRIER | HRCU-A-CB (Split System: Heat Pump with Remote Outdoor Unit-Air-Source) | 25VNA837A*030* |  |  | CAP**4321AL*+UI | 59CU5A080C21**20 | 33000 | 17.5 | 8.5 | 32800 | 25000 | 76.22% | 2 | 12 | 11.5 |  |  |  |  | R-410A | 2.75 | Residential & Commercial | USHP | Ducted CEE Tier 1
206136284 | Central HP <5.4 tons | CARRIER | HRCU-A-CB (Split System: Heat Pump with Remote Outdoor Unit-Air-Source) | 25VNA837A*030* |  |  | CNPV*4821AL*+UI | 59CU5A100C21**22 | 32400 | 17.5 | 8.1 | 32800 | 24600 | 75% | 1.98 | 12 | 11.7 |  |  |  |  | R-410A | 2.7 | Residential & Commercial | USHP | Ducted CEE Tier 1
216675412 | Central HP <5.4 tons | AIRQUEST | HRCU-A-CB (Split System: Heat Pump with Remote Outdoor Unit-Air-Source) | D5CURAH24AAK |  |  | EA*5X36M17A* | *80CSU0401712A* | 24400 | 16 | 9 | 24200 | 19400 | 80.17% | 2.02 | 0 | 10 |  |  |  |  | R-454B | 2.0333 | Residential & Commercial | USHP | Ducted CEE Tier 1
216677245 | Central HP <5.4 tons | CARRIER | HRCU-A-CB (Split System: Heat Pump with Remote Outdoor Unit-Air-Source) | 37MURAQ24AA3 |  |  | CAA**3617AM* | 59SC6A080M17**16 | 23800 | 15.2 | 8.5 | 24000 | 19400 | 80.83% | 1.92 | 0 | 9.8 |  |  |  |  | R-454B | 1.9833 | Residential & Commercial | USHP
216678129 | Central HP <5.4 tons | CARRIER | HRCU-A-CB (Split System: Heat Pump with Remote Outdoor Unit-Air-Source) | 37MURAQ24AA3 |  |  | CAA**3717AM* | GG96VTAB48080B** | 24400 | 15.5 | 8.5 | 23600 | 19300 | 81.78% | 1.94 | 0 | 10 |  |  |  |  | R-454B | 2.0333 | Residential & Commercial | USHP | Ducted CEE Tier 1
216678128 | Central HP <5.4 tons | CARRIER | HRCU-A-CB (Split System: Heat Pump with Remote Outdoor Unit-Air-Source) | 37MURAQ24AA3 |  |  | CAA**3717AM* | 59TP6C080V17**16 | 24400 | 15.5 | 8.5 | 23600 | 19300 | 81.78% | 1.94 | 0 | 10 |  |  |  |  | R-454B | 2.0333 | Residential & Commercial | USHP | Ducted CEE Tier 1
214279936 | Central HP <5.4 tons | DAY & NIGHT | HRCU-A-CB (Split System: Heat Pump with Remote Outdoor Unit-Air-Source) | DLCURAH24ABK |  |  | EA*4X37L17A* | *96MSN0601716A* | 24200 | 16.5 | 9 | 25400 | 21800 | 85.83% | 1.82 | 0 | 10 |  |  |  |  | R-410A | 2.0167 | Residential & Commercial | USHP | Ducted CEE Tier 1
212970565 | Central HP <5.4 tons | TEMPSTAR | HRCU-A-CB (Split System: Heat Pump with Remote Outdoor Unit-Air-Source) | DLCURAH24ABK |  |  | EN(A,D)4X36L21** | *80VSL0902120B* | 23400 | 17 | 8.5 | 38500 | 28000 | 72.73% | 1.78 | 0 | 10 |  |  |  |  | R-410A | 1.95 | Residential & Commercial | USHP | Ducted CEE Tier 1
212971216 | Central HP <5.4 tons | TEMPSTAR | HRCU-A-CB (Split System: Heat Pump with Remote Outdoor Unit-Air-Source) | DLCURAH24ABK |  |  | EN(A,D)4X24L17** | *80VTL0451412B* | 23400 | 17 | 8.5 | 27000 | 25000 | 92.59% | 2.08 | 0 | 10 |  |  |  |  | R-410A | 1.95 | Residential & Commercial | USHP | Ducted CEE Tier 1
212971252 | Central HP <5.4 tons | TEMPSTAR | HRCU-A-CB (Split System: Heat Pump with Remote Outdoor Unit-Air-Source) | DLCURAH24ABK |  |  | EN(A,D,W)4X36L17** | *80VTL0451412B* | 23600 | 17 | 8.5 | 26200 | 24600 | 93.89% | 2.04 | 0 | 10.5 |  |  |  |  | R-410A | 1.9667 | Residential & Commercial | USHP | Ducted CEE Tier 1
213780034 | Central HP <5.4 tons | TEMPSTAR | HRCU-A-CB (Split System: Heat Pump with Remote Outdoor Unit-Air-Source) | TVH837GKA** |  |  | EHD4X42AAL+WALLCON | *80CTL1102120B* | 32600 | 16.5 | 8.1 | 32800 | 24600 | 75% | 1.94 | 0 | 11 |  |  |  |  | R-410A | 2.7167 | Residential & Commercial | USHP | Ducted CEE Tier 1
213780084 | Central HP <5.4 tons | TEMPSTAR | HRCU-A-CB (Split System: Heat Pump with Remote Outdoor Unit-Air-Source) | TVH837GKA** |  |  | EHD4X42AAL+WALLCON | *97CMN1002122B* | 32600 | 16.5 | 8.1 | 33000 | 24600 | 74.55% | 1.94 | 0 | 11 |  |  |  |  | R-410A | 2.7167 | Residential & Commercial | USHP | Ducted CEE Tier 1
213780184 | Central HP <5.4 tons | TEMPSTAR | HRCU-A-CB (Split System: Heat Pump with Remote Outdoor Unit-Air-Source) | TVH837GKA** |  |  | EHD4X48AAL+WALLCON | *80CTL0902120B* | 32600 | 16.5 | 8.1 | 33000 | 24800 | 75.15% | 1.96 | 0 | 11 |  |  |  |  | R-410A | 2.7167 | Residential & Commercial | USHP | Ducted CEE Tier 1
213780434 | Central HP <5.4 tons | TEMPSTAR | HRCU-A-CB (Split System: Heat Pump with Remote Outdoor Unit-Air-Source) | TVH837GKA** |  |  | EHD4X60AAL+WALLCON | *96CTN0801714B* | 32800 | 16.5 | 8.1 | 32200 | 25000 | 77.64% | 1.98 | 0 | 11 |  |  |  |  | R-410A | 2.7333 | Residential & Commercial | USHP | Ducted CEE Tier 1
210471113 | Central HP <5.4 tons | HEIL | HRCU-A-CB (Split System: Heat Pump with Remote Outdoor Unit-Air-Source) | HVH837GKA2* |  |  | EHD4X60AAL+WALLCON | *95CSU0802120A* | 33000 | 17 | 8.1 | 32200 | 24800 | 77.02% | 2.02 | 0 | 11.5 |  |  |  |  | R-410A | 2.75 | Residential & Commercial | USHP | Ducted CEE Tier 1
211387780 | Central HP <5.4 tons | COLEMAN | HRCU-A-CB (Split System: Heat Pump with Remote Outdoor Unit-Air-Source) | HMH72B341 |  |  | XAHB30CXXN1+TXV | TM9V080B12MP12 | 32000 | 16.5 | 8.1 | 33400 | 23400 | 70.06% | 1.98 | 0 | 9 |  |  |  |  | R-410A | 2.6667 | Residential & Commercial | USHP
211389245 | Central HP <5.4 tons | COLEMAN | HRCU-A-CB (Split System: Heat Pump with Remote Outdoor Unit-Air-Source) | HMH72B341 |  |  | XAFB30CXXN1+TXV | TM9E040A10MP12 | 32200 | 17 | 8.1 | 33400 | 23400 | 70.06% | 1.98 | 0 | 9.5 |  |  |  |  | R-410A | 2.6833 | Residential & Commercial | USHP
211389286 | Central HP <5.4 tons | COLEMAN | HRCU-A-CB (Split System: Heat Pump with Remote Outdoor Unit-Air-Source) | HMH72B341 |  |  | XAHC36DXXN1+TXV | TM8Y100C20MP11 | 34000 | 17 | 8.1 | 33800 | 24200 | 71.6% | 2.08 | 0 | 9.5 |  |  |  |  | R-410A | 2.8333 | Residential & Commercial | USHP
211389345 | Central HP <5.4 tons | COLEMAN | HRCU-A-CB (Split System: Heat Pump with Remote Outdoor Unit-Air-Source) | HMH72B341 |  |  | XAHC30CXXN1+TXV | TM8Y100C20MP11 | 32800 | 17 | 8.1 | 32800 | 23000 | 70.12% | 2.02 | 0 | 9.5 |  |  |  |  | R-410A | 2.7333 | Residential & Commercial | USHP
212977077 | Central HP <5.4 tons | TEMPSTAR | HRCU-A-CB (Split System: Heat Pump with Remote Outdoor Unit-Air-Source) | DLCURAH30ABK |  |  | EN(A,D,W)4X42L21** | *96VTN1002122B* | 29800 | 15.2 | 8.1 | 34200 | 35200 | 102.9% | 1.82 | 0 | 9 |  |  |  |  | R-410A | 2.4833 | Residential & Commercial | USHP
215682057 | Central HP <5.4 tons | ARCOAIRE | HRCU-A-CB (Split System: Heat Pump with Remote Outdoor Unit-Air-Source) | H5H0V48*K*AAA* |  |  | EVM5X61M24A*+WALLCON | *80CSU1002120B* | 48500 | 19 | 9 | 50000 | 36600 | 73.2% | 2.12 | 0 | 10 |  |  |  |  | R-454B | 4.0417 | Residential & Commercial | USHP | Ducted CEE Tier 1
216643543 | Central HP <5.4 tons | AIRQUEST | HRCU-A-CB (Split System: Heat Pump with Remote Outdoor Unit-Air-Source) | D5CUHAH18AAK |  |  | EA*5X25M17A* | *80MSU0401712A* | 18300 | 15.5 | 9.5 | 20000 | 17600 | 88% | 2 | 0 | 11 |  |  |  |  | R-454B | 1.525 | Residential & Commercial | USHP | Ducted CEE Tier 1
211389727 | Central HP <5.4 tons | COLEMAN | HRCU-A-CB (Split System: Heat Pump with Remote Outdoor Unit-Air-Source) | HMH72B341 |  |  | XAFB36DXXN1+TXV | TM8Y080B12MP11 | 34000 | 18 | 8.1 | 33400 | 23600 | 70.66% | 2.04 | 0 | 10 |  |  |  |  | R-410A | 2.8333 | Residential & Commercial | USHP | Ducted CEE Tier 1
211390131 | Central HP <5.4 tons | COLEMAN | HRCU-A-CB (Split System: Heat Pump with Remote Outdoor Unit-Air-Source) | HMH72B341 |  |  | XAHC30CXXN1+TXV | TPLC100C16MP13 | 32400 | 17 | 8.1 | 32400 | 22800 | 70.37% | 2 | 0 | 9.5 |  |  |  |  | R-410A | 2.7 | Residential & Commercial | USHP
211390279 | Central HP <5.4 tons | COLEMAN | HRCU-A-CB (Split System: Heat Pump with Remote Outdoor Unit-Air-Source) | HMH72B341 |  |  | XAFC36DBCN1 | TPLC080C16MP13 | 34000 | 17.5 | 8.5 | 33800 | 23800 | 70.41% | 2.08 | 0 | 10 |  |  |  |  | R-410A | 2.8333 | Residential & Commercial | USHP | Ducted CEE Tier 1
211390390 | Central HP <5.4 tons | COLEMAN | HRCU-A-CB (Split System: Heat Pump with Remote Outdoor Unit-Air-Source) | HMH72B341 |  |  | XAFC30CXXN1+TXV | CPLC080C16MP13 | 33000 | 17.5 | 8.5 | 33000 | 23200 | 70.3% | 2.04 | 0 | 9.5 |  |  |  |  | R-410A | 2.75 | Residential & Commercial | USHP
211390613 | Central HP <5.4 tons | COLEMAN | HRCU-A-CB (Split System: Heat Pump with Remote Outdoor Unit-Air-Source) | HMH72B341 |  |  | XAFC36DXXN1+TXV | TPLC080B12MP13 | 33800 | 17 | 8.1 | 34000 | 24200 | 71.18% | 2.04 | 0 | 9.5 |  |  |  |  | R-410A | 2.8167 | Residential & Commercial | USHP
211391365 | Central HP <5.4 tons | COLEMAN | HRCU-A-CB (Split System: Heat Pump with Remote Outdoor Unit-Air-Source) | HMH72B341 |  |  | XAFC30CXXN1+TXV | TM8E120C16MP11 | 33200 | 18 | 8.5 | 33000 | 23200 | 70.3% | 2.06 | 0 | 10 |  |  |  |  | R-410A | 2.7667 | Residential & Commercial | USHP | Ducted CEE Tier 1
211391410 | Central HP <5.4 tons | COLEMAN | HRCU-A-CB (Split System: Heat Pump with Remote Outdoor Unit-Air-Source) | HMH72B341 |  |  | XAHC36DXXN1+TXV | TMLE100C16MP11 | 33600 | 17.5 | 8.1 | 33000 | 23200 | 70.3% | 2.04 | 0 | 10 |  |  |  |  | R-410A | 2.8 | Residential & Commercial | USHP | Ducted CEE Tier 1
206764475 | Central HP <5.4 tons | CARRIER | HRCU-A-CB (Split System: Heat Pump with Remote Outdoor Unit-Air-Source) | 25VNA825A*032* |  |  | CAP**3621AL*+UI | 58CU*A060C17**16 | 23600 | 16.5 | 8.1 | 21400 | 16600 | 77.57% | 1.94 | 11.5 | 10.5 |  |  |  |  | R-410A | 1.9667 | Residential & Commercial | USHP | Ducted CEE Tier 1
211206931 | Central HP <5.4 tons | COLEMAN | HRCU-A-CB (Split System: Heat Pump with Remote Outdoor Unit-Air-Source) | HC20B4821 |  |  | XAMC48HE3N1+CC | TP9C100C16MP13 | 43500 | 19 | 9 | 44000 | 36200 | 82.27% | 2.14 | 0 | 12 |  |  |  |  | R-410A | 3.625 | Residential & Commercial | USHP | Ducted CEE Tier 1
213782324 | Central HP <5.4 tons | TEMPSTAR | HRCU-A-CB (Split System: Heat Pump with Remote Outdoor Unit-Air-Source) | TVH837GKA2* |  |  | EHD4X60AAL+WALLCON | *97CMN1202422B* | 33000 | 16.5 | 8.1 | 32200 | 24800 | 77.02% | 2 | 0 | 11 |  |  |  |  | R-410A | 2.75 | Residential & Commercial | USHP | Ducted CEE Tier 1
211391515 | Central HP <5.4 tons | COLEMAN | HRCU-A-CB (Split System: Heat Pump with Remote Outdoor Unit-Air-Source) | HMH72B341 |  |  | XAFC36DBCN1 | TM8E100C16MP11 | 34000 | 17.5 | 8.1 | 33600 | 23800 | 70.83% | 2.08 | 0 | 10 |  |  |  |  | R-410A | 2.8333 | Residential & Commercial | USHP | Ducted CEE Tier 1
211391642 | Central HP <5.4 tons | COLEMAN | HRCU-A-CB (Split System: Heat Pump with Remote Outdoor Unit-Air-Source) | HMH72B341 |  |  | XAHC30CXXN1+TXV | TMLE100B12MP11 | 32000 | 17.5 | 8.1 | 32600 | 23000 | 70.55% | 1.98 | 0 | 9.5 |  |  |  |  | R-410A | 2.6667 | Residential & Commercial | USHP
211391858 | Central HP <5.4 tons | COLEMAN | HRCU-A-CB (Split System: Heat Pump with Remote Outdoor Unit-Air-Source) | HMH72B341 |  |  | XAUB36DXXN1+TXV | TM8E100B12MP11 | 34000 | 18 | 8.1 | 33800 | 23800 | 70.41% | 2.06 | 0 | 10 |  |  |  |  | R-410A | 2.8333 | Residential & Commercial | USHP | Ducted CEE Tier 1
211392117 | Central HP <5.4 tons | COLEMAN | HRCU-A-CB (Split System: Heat Pump with Remote Outdoor Unit-Air-Source) | HMH72B341 |  |  | XAFC30CXXN1+TXV | TMLE080C16MP11 | 33000 | 18 | 8.5 | 33000 | 23200 | 70.3% | 2.04 | 0 | 10 |  |  |  |  | R-410A | 2.75 | Residential & Commercial | USHP | Ducted CEE Tier 1
211392162 | Central HP <5.4 tons | COLEMAN | HRCU-A-CB (Split System: Heat Pump with Remote Outdoor Unit-Air-Source) | HMH72B341 |  |  | XAHC36DBCN1 | TM8E080B12MP11 | 33400 | 17.5 | 8.1 | 33200 | 23400 | 70.48% | 2.02 | 0 | 9.5 |  |  |  |  | R-410A | 2.7833 | Residential & Commercial | USHP
211392292 | Central HP <5.4 tons | COLEMAN | HRCU-A-CB (Split System: Heat Pump with Remote Outdoor Unit-Air-Source) | HMH72B341 |  |  | XAFC36DXXN1+TXV | TM8E080B12MP11 | 34000 | 18 | 8.1 | 34000 | 24400 | 71.76% | 2.06 | 0 | 9.5 |  |  |  |  | R-410A | 2.8333 | Residential & Commercial | USHP
211392660 | Central HP <5.4 tons | COLEMAN | HRCU-A-CB (Split System: Heat Pump with Remote Outdoor Unit-Air-Source) | HMH72B341 |  |  | XAFB36DBCN1 | TMLE060A12MP11 | 34000 | 18 | 8.1 | 33800 | 23800 | 70.41% | 2.06 | 0 | 10 |  |  |  |  | R-410A | 2.8333 | Residential & Commercial | USHP | Ducted CEE Tier 1
211393121 | Central HP <5.4 tons | COLEMAN | HRCU-A-CB (Split System: Heat Pump with Remote Outdoor Unit-Air-Source) | HMH72B341 |  |  | XAFC30CXXN1+TXV | TL9E080C16UH11 | 33000 | 17 | 8.5 | 33000 | 23200 | 70.3% | 2.04 | 0 | 10 |  |  |  |  | R-410A | 2.75 | Residential & Commercial | USHP | Ducted CEE Tier 1
211393396 | Central HP <5.4 tons | COLEMAN | HRCU-A-CB (Split System: Heat Pump with Remote Outdoor Unit-Air-Source) | HMH72B341 |  |  | XAHC36DXXN1+TXV | TL8E080C16UH11 | 34000 | 17 | 8.1 | 34000 | 24600 | 72.35% | 2.06 | 0 | 9 |  |  |  |  | R-410A | 2.8333 | Residential & Commercial | USHP
211393732 | Central HP <5.4 tons | COLEMAN | HRCU-A-CB (Split System: Heat Pump with Remote Outdoor Unit-Air-Source) | HMH72B341 |  |  | XAFA30DXXN1+TXV | TMLE060A12MP11 | 33800 | 17.5 | 8.1 | 33800 | 23800 | 70.41% | 2.04 | 0 | 9.5 |  |  |  |  | R-410A | 2.8167 | Residential & Commercial | USHP
211394243 | Central HP <5.4 tons | COLEMAN | HRCU-A-CB (Split System: Heat Pump with Remote Outdoor Unit-Air-Source) | HMH72B341 |  |  | XAUC48FXXN1+TXV | TM9Y060B12MP11 | 33200 | 16.5 | 8.1 | 32600 | 24000 | 73.62% | 2.02 | 0 | 9 |  |  |  |  | R-410A | 2.7667 | Residential & Commercial | USHP
211394841 | Central HP <5.4 tons | COLEMAN | HRCU-A-CB (Split System: Heat Pump with Remote Outdoor Unit-Air-Source) | HMH72B341 |  |  | XAFD48FXXN1+TXV | TP9C100C16MP13 | 33800 | 16.5 | 8.5 | 32400 | 23600 | 72.84% | 2.08 | 0 | 9.5 |  |  |  |  | R-410A | 2.8167 | Residential & Commercial | USHP
211388468 | Central HP <5.4 tons | COLEMAN | HRCU-A-CB (Split System: Heat Pump with Remote Outdoor Unit-Air-Source) | HMH72B341 |  |  | XAHB36DBCN1 | TM9V040A10MP12 | 32400 | 16.5 | 8.1 | 32600 | 23000 | 70.55% | 1.96 | 0 | 9.5 |  |  |  |  | R-410A | 2.7 | Residential & Commercial | USHP
211388625 | Central HP <5.4 tons | COLEMAN | HRCU-A-CB (Split System: Heat Pump with Remote Outdoor Unit-Air-Source) | HMH72B341 |  |  | XAFC36DBCN1 | TM9E100C16MP12 | 34000 | 18 | 8.1 | 33600 | 23800 | 70.83% | 2.08 | 0 | 10 |  |  |  |  | R-410A | 2.8333 | Residential & Commercial | USHP | Ducted CEE Tier 1
211388759 | Central HP <5.4 tons | COLEMAN | HRCU-A-CB (Split System: Heat Pump with Remote Outdoor Unit-Air-Source) | HMH72B341 |  |  | XAHC36DBCN1 | TM9E080B12MP12 | 33400 | 17 | 8.1 | 33200 | 23400 | 70.48% | 2.02 | 0 | 9.5 |  |  |  |  | R-410A | 2.7833 | Residential & Commercial | USHP
211388841 | Central HP <5.4 tons | COLEMAN | HRCU-A-CB (Split System: Heat Pump with Remote Outdoor Unit-Air-Source) | HMH72B341 |  |  | XAFC36DBCN1 | TM9E080B12MP12 | 34000 | 17.5 | 8.1 | 34000 | 24400 | 71.76% | 2.06 | 0 | 9.5 |  |  |  |  | R-410A | 2.8333 | Residential & Commercial | USHP
216733915 | Central HP <5.4 tons | AIRQUEST | HRCU-A-CB (Split System: Heat Pump with Remote Outdoor Unit-Air-Source) | D5CUHAH24AAK |  |  | EA*5X30M17A* | *80VSL0901716B* | 22200 | 16 | 8.1 | 20800 | 18800 | 90.38% | 1.85 | 0 | 10.5 |  |  |  |  | R-454B | 1.85 | Residential & Commercial | USHP | Ducted CEE Tier 1
212988819 | Central HP <5.4 tons | PAYNE HEATING AND COOLING | HRCU-A-CB (Split System: Heat Pump with Remote Outdoor Unit-Air-Source) | 38MURAQ18AB3* |  |  | CNPV*2417AL* | PG95MSUA36040B** | 17600 | 16 | 8.5 | 18700 | 19100 | 102.1% | 2.3 | 0 | 10.5 |  |  |  |  | R-410A | 1.4667 | Residential & Commercial | USHP | Ducted CEE Tier 1
216738915 | Central HP <5.4 tons | AIRQUEST | HRCU-A-CB (Split System: Heat Pump with Remote Outdoor Unit-Air-Source) | D5CUHAH24AAK |  |  | ESH5X36M12A* | *97VTN0802120A* | 22800 | 16 | 8.1 | 21000 | 18600 | 88.57% | 1.85 | 0 | 11 |  |  |  |  | R-454B | 1.9 | Residential & Commercial | USHP | Ducted CEE Tier 1
216738945 | Central HP <5.4 tons | AIRQUEST | HRCU-A-CB (Split System: Heat Pump with Remote Outdoor Unit-Air-Source) | D5CUHAH24AAK |  |  | ESH5X36M12A* | *97VTN1202422A* | 22400 | 15.2 | 8.1 | 20800 | 18400 | 88.46% | 1.85 | 0 | 10.5 |  |  |  |  | R-454B | 1.8667 | Residential & Commercial | USHP | Ducted CEE Tier 1
216738963 | Central HP <5.4 tons | AIRQUEST | HRCU-A-CB (Split System: Heat Pump with Remote Outdoor Unit-Air-Source) | D5CUHAH24AAK |  |  | ESH5X36M12A* | OMV112K14A | 23200 | 15.2 | 8.1 | 21200 | 18900 | 89.15% | 1.85 | 0 | 10.5 |  |  |  |  | R-454B | 1.9333 | Residential & Commercial | USHP | Ducted CEE Tier 1
216739070 | Central HP <5.4 tons | AIRQUEST | HRCU-A-CB (Split System: Heat Pump with Remote Outdoor Unit-Air-Source) | D5CUHAH24AAK |  |  | F5MA5*36L*B* | 0 | 24000 | 15.2 | 8.5 | 21800 | 19200 | 88.07% | 1.98 | 0 | 11 |  |  |  |  | R-454B | 2 | Residential & Commercial | USHP | Ducted CEE Tier 1
216738863 | Central HP <5.4 tons | AIRQUEST | HRCU-A-CB (Split System: Heat Pump with Remote Outdoor Unit-Air-Source) | D5CUHAH24AAK |  |  | ESH5X36M12A* | *96VTN1002120B* | 22600 | 16 | 8.1 | 20800 | 18400 | 88.46% | 1.85 | 0 | 11 |  |  |  |  | R-454B | 1.8833 | Residential & Commercial | USHP | Ducted CEE Tier 1
212976385 | Central HP <5.4 tons | TEMPSTAR | HRCU-A-CB (Split System: Heat Pump with Remote Outdoor Unit-Air-Source) | DLCURAH24AAK |  |  | EN(A,D)4X36L21** | *96VTN0802120B* | 24000 | 16 | 8.1 | 25000 | 23400 | 93.6% | 1.94 | 0 | 9.5 |  |  |  |  | R-410A | 2 | Residential & Commercial | USHP
211390631 | Central HP <5.4 tons | COLEMAN | HRCU-A-CB (Split System: Heat Pump with Remote Outdoor Unit-Air-Source) | HMH72B341 |  |  | XAFC36DBCN1 | TM8V080B12MP12 | 33800 | 17 | 8.1 | 34000 | 24200 | 71.18% | 2.04 | 0 | 9.5 |  |  |  |  | R-410A | 2.8167 | Residential & Commercial | USHP
212977097 | Central HP <5.4 tons | TEMPSTAR | HRCU-A-CB (Split System: Heat Pump with Remote Outdoor Unit-Air-Source) | DLCURAH36ABK |  |  | EA*4X48L24A* | *96VTN1002122B* | 35800 | 16.5 | 8.5 | 37800 | 35400 | 93.65% | 1.8 | 0 | 10 |  |  |  |  | R-410A | 2.9833 | Residential & Commercial | USHP | Ducted CEE Tier 1
216737176 | Central HP <5.4 tons | AIRQUEST | HRCU-A-CB (Split System: Heat Pump with Remote Outdoor Unit-Air-Source) | D5CUHAH24AAK |  |  | ESH5X30M12A* | *80VSL0901716B* | 22600 | 16 | 8.1 | 21000 | 18900 | 90% | 1.85 | 0 | 10.5 |  |  |  |  | R-454B | 1.8833 | Residential & Commercial | USHP | Ducted CEE Tier 1
211391008 | Central HP <5.4 tons | COLEMAN | HRCU-A-CB (Split System: Heat Pump with Remote Outdoor Unit-Air-Source) | HMH72B341 |  |  | XAFB36DXXN1+TXV | TMLV060A12MP12 | 34000 | 17.5 | 8.1 | 34000 | 24200 | 71.18% | 2.06 | 0 | 9.5 |  |  |  |  | R-410A | 2.8333 | Residential & Commercial | USHP
216643586 | Central HP <5.4 tons | AIRQUEST | HRCU-A-CB (Split System: Heat Pump with Remote Outdoor Unit-Air-Source) | D5CUHAH18AAK |  |  | EA*5X19M17A* | *80MSU0601716A* | 18300 | 15.5 | 9.5 | 20000 | 17800 | 89% | 2 | 0 | 11 |  |  |  |  | R-454B | 1.525 | Residential & Commercial | USHP | Ducted CEE Tier 1
211393071 | Central HP <5.4 tons | COLEMAN | HRCU-A-CB (Split System: Heat Pump with Remote Outdoor Unit-Air-Source) | HMH72B341 |  |  | XAHC36DBCN1 | TL9E080C16UH11 | 34000 | 17 | 8.1 | 33800 | 24000 | 71.01% | 2.06 | 0 | 9.5 |  |  |  |  | R-410A | 2.8333 | Residential & Commercial | USHP
211393455 | Central HP <5.4 tons | COLEMAN | HRCU-A-CB (Split System: Heat Pump with Remote Outdoor Unit-Air-Source) | HMH72B341 |  |  | XAFC36DBCN1 | TL8E080C16UH11 | 34000 | 17.5 | 8.1 | 34000 | 24200 | 71.18% | 2.1 | 0 | 10 |  |  |  |  | R-410A | 2.8333 | Residential & Commercial | USHP | Ducted CEE Tier 1
211393941 | Central HP <5.4 tons | COLEMAN | HRCU-A-CB (Split System: Heat Pump with Remote Outdoor Unit-Air-Source) | HMH72B341 |  |  | XAFC48FXXN1+TXV | TM9Y100C16MP11 | 33800 | 17.5 | 8.5 | 32800 | 24200 | 73.78% | 2.06 | 0 | 9 |  |  |  |  | R-410A | 2.8167 | Residential & Commercial | USHP
216676633 | Central HP <5.4 tons | CARRIER | HRCU-A-CB (Split System: Heat Pump with Remote Outdoor Unit-Air-Source) | 37MURAQ24AA3 |  |  | CSAH*3612AM* | 58TP*B070V14**12 | 24200 | 15.2 | 8.5 | 23800 | 19300 | 81.09% | 1.92 | 0 | 10 |  |  |  |  | R-454B | 2.0167 | Residential & Commercial | USHP | Ducted CEE Tier 1
212974061 | Central HP <5.4 tons | TEMPSTAR | HRCU-A-CB (Split System: Heat Pump with Remote Outdoor Unit-Air-Source) | DLCURAH36ABK |  |  | EA*4X48L21A* | *96VSN0801716B* | 35400 | 16 | 8.1 | 37800 | 35400 | 93.65% | 1.78 | 0 | 10 |  |  |  |  | R-410A | 2.95 | Residential & Commercial | USHP | Ducted CEE Tier 1
216679861 | Central HP <5.4 tons | DAY & NIGHT | HRCU-A-CB (Split System: Heat Pump with Remote Outdoor Unit-Air-Source) | DLCURAH36ABK |  |  | EA*4X42L21A* | *97VTN0801716A* | 35000 | 15.5 | 8.5 | 38500 | 34600 | 89.87% | 1.76 | 0 | 9.8 |  |  |  |  | R-410A | 2.9167 | Residential & Commercial | USHP
211206877 | Central HP <5.4 tons | COLEMAN | HRCU-A-CB (Split System: Heat Pump with Remote Outdoor Unit-Air-Source) | HC20B3621 |  |  | XAMC36DE2N1+CC | CP9C080C16MP13 | 33000 | 18 | 8.5 | 34200 | 29200 | 85.38% | 1.96 | 0 | 12 |  |  |  |  | R-410A | 2.75 | Residential & Commercial | USHP | Ducted CEE Tier 1
216679909 | Central HP <5.4 tons | DAY & NIGHT | HRCU-A-CB (Split System: Heat Pump with Remote Outdoor Unit-Air-Source) | DLCURAH36ABK |  |  | EHD4X42AAL | *97VTN0801716A* | 35600 | 15.2 | 8.5 | 38500 | 34600 | 89.87% | 1.8 | 0 | 9.8 |  |  |  |  | R-410A | 2.9667 | Residential & Commercial | USHP
206773512 | Central HP <5.4 tons | ARCOAIRE | HRCU-A-CB (Split System: Heat Pump with Remote Outdoor Unit-Air-Source) | HVH837GKA2* |  |  | EA*4X48L21A*+WALLCON | *95CSU1002122A* | 32400 | 17.5 | 8.5 | 32600 | 24800 | 76.07% | 2 | 12 | 11.5 |  |  |  |  | R-410A | 2.7 | Residential & Commercial | USHP | Ducted CEE Tier 1
206772958 | Central HP <5.4 tons | ARCOAIRE | HRCU-A-CB (Split System: Heat Pump with Remote Outdoor Unit-Air-Source) | HVH837GKA2* |  |  | EHD4X48AAL+WALLCON | *97CMN1002122A* | 32600 | 17 | 8.1 | 33000 | 24800 | 75.15% | 1.98 | 12 | 11 |  |  |  |  | R-410A | 2.7167 | Residential & Commercial | USHP | Ducted CEE Tier 1
211262271 | Central HP <5.4 tons | ARCOAIRE | HRCU-A-CB (Split System: Heat Pump with Remote Outdoor Unit-Air-Source) | DLCURAH18ABK |  |  | EN(A,D)4X18L14** | *96VSN0601412A* | 17600 | 15.5 | 8.5 | 18700 | 19300 | 103.2% | 2.32 | 0 | 10.5 |  |  |  |  | R-410A | 1.4667 | Residential & Commercial | USHP | Ducted CEE Tier 1
212975363 | Central HP <5.4 tons | TEMPSTAR | HRCU-A-CB (Split System: Heat Pump with Remote Outdoor Unit-Air-Source) | DLCURAH24ABK |  |  | EN(A,D,W)4X36L17** | *96VTN0401712B* | 23200 | 16 | 8.1 | 26200 | 24800 | 94.66% | 2.06 | 0 | 10 |  |  |  |  | R-410A | 1.9333 | Residential & Commercial | USHP | Ducted CEE Tier 1
216738138 | Central HP <5.4 tons | AIRQUEST | HRCU-A-CB (Split System: Heat Pump with Remote Outdoor Unit-Air-Source) | D5CUHAH24AAK |  |  | ESH5X36M12A* | *80VSL0451412B* | 22600 | 16 | 8.1 | 20800 | 18400 | 88.46% | 1.85 | 0 | 11 |  |  |  |  | R-454B | 1.8833 | Residential & Commercial | USHP | Ducted CEE Tier 1
216738376 | Central HP <5.4 tons | AIRQUEST | HRCU-A-CB (Split System: Heat Pump with Remote Outdoor Unit-Air-Source) | D5CUHAH24AAK |  |  | ESH5X36M12A* | *95CSU0802120B* | 23200 | 15.2 | 8.1 | 21200 | 18800 | 88.68% | 1.85 | 0 | 10.5 |  |  |  |  | R-454B | 1.9333 | Residential & Commercial | USHP | Ducted CEE Tier 1
204300573 | Central HP <5.4 tons | ARCOAIRE | HRCU-A-CB (Split System: Heat Pump with Remote Outdoor Unit-Air-Source) | HVH837GKA** |  |  | EHD4X48AAL+WALLCON | *80CTL0701412A* | 32600 | 17 | 8.1 | 33200 | 25000 | 75.3% | 1.96 | 11.5 | 11 |  |  |  |  | R-410A | 2.7167 | Residential & Commercial | USHP | Ducted CEE Tier 1
211262701 | Central HP <5.4 tons | ARCOAIRE | HRCU-A-CB (Split System: Heat Pump with Remote Outdoor Unit-Air-Source) | DLCURAH18ABK |  |  | EN(A,D)4X24L14** | *80ES(N,L)0451412A* | 18000 | 16 | 8.5 | 18900 | 18700 | 98.94% | 2.26 | 0 | 11 |  |  |  |  | R-410A | 1.5 | Residential & Commercial | USHP | Ducted CEE Tier 1
206788833 | Central HP <5.4 tons | CARRIER | HRCU-A-CB (Split System: Heat Pump with Remote Outdoor Unit-Air-Source) | 25VNA436A*031* |  |  | CSPH*3612AL*+UI | 58CU*A100C21**20 | 33600 | 18 | 9 | 35200 | 26200 | 74.43% | 2 | 12 | 11.5 |  |  |  |  | R-410A | 2.8 | Residential & Commercial | USHP | Ducted CEE Tier 1
206788516 | Central HP <5.4 tons | CARRIER | HRCU-A-CB (Split System: Heat Pump with Remote Outdoor Unit-Air-Source) | 25VNA424A*031* |  |  | CSPH*3612AL*+UI | 58TN*A070C17**16 | 23800 | 19.5 | 9 | 26600 | 19800 | 74.44% | 2.5 | 14 | 13 |  |  |  |  | R-410A | 1.9833 | Residential & Commercial | USHP | Ducted CEE Tier 1
206788549 | Central HP <5.4 tons | CARRIER | HRCU-A-CB (Split System: Heat Pump with Remote Outdoor Unit-Air-Source) | 25VNA424A*031* |  |  | CAP**3621AL*+UI | 58CU*A040C17**12 | 23400 | 20.5 | 10 | 26600 | 19800 | 74.44% | 2.42 | 14 | 13 |  |  |  |  | R-410A | 1.95 | Residential & Commercial | USHP | Ducted CEE Tier 1
206788849 | Central HP <5.4 tons | CARRIER | HRCU-A-CB (Split System: Heat Pump with Remote Outdoor Unit-Air-Source) | 25VNA436A*031* |  |  | CAP**4224AL*+UI | 59CU5A080C21**20 | 33200 | 19.5 | 9.5 | 35400 | 26600 | 75.14% | 2 | 12 | 11.7 |  |  |  |  | R-410A | 2.7667 | Residential & Commercial | USHP | Ducted CEE Tier 1
206788898 | Central HP <5.4 tons | CARRIER | HRCU-A-CB (Split System: Heat Pump with Remote Outdoor Unit-Air-Source) | 25VNA436A*031* |  |  | CSPH*6012AL*+UI | 58TN*A070C14**12 | 34400 | 19.5 | 9 | 34800 | 25400 | 72.99% | 2.02 | 12.5 | 12 |  |  |  |  | R-410A | 2.8667 | Residential & Commercial | USHP | Ducted CEE Tier 1
214229289 | Central HP <5.4 tons | PAYNE HEATING AND COOLING | HRCU-A-CB (Split System: Heat Pump with Remote Outdoor Unit-Air-Source) | 38MURAQ36AB3* |  |  | CAP**3717AL* | PG80MSUA48060B** | 36000 | 16 | 8.5 | 38500 | 34800 | 90.39% | 2.02 | 0 | 10 |  |  |  |  | R-410A | 3 | Residential & Commercial | USHP | Ducted CEE Tier 1
212973311 | Central HP <5.4 tons | TEMPSTAR | HRCU-A-CB (Split System: Heat Pump with Remote Outdoor Unit-Air-Source) | DLCURAH18ABK |  |  | EA*4X24L14A* | *96VSN0601412B* | 17200 | 16 | 8.5 | 18100 | 19400 | 107.2% | 2.34 | 0 | 10.5 |  |  |  |  | R-410A | 1.4333 | Residential & Commercial | USHP | Ducted CEE Tier 1
215682987 | Central HP <5.4 tons | ARCOAIRE | HRCU-A-CB (Split System: Heat Pump with Remote Outdoor Unit-Air-Source) | H5H0V60*K*AAA* |  |  | EVD5X60M21A*+WALLCON | *96CTN0802120B* | 56500 | 18 | 9 | 64000 | 45000 | 70.31% | 2.08 | 0 | 9 |  |  |  |  | R-454B | 4.7083 | Residential & Commercial | USHP
213080814 | Central HP <5.4 tons | PAYNE HEATING AND COOLING | HRCU-A-CB (Split System: Heat Pump with Remote Outdoor Unit-Air-Source) | 38MURAQ36AB3* |  |  | CAP**4224AL* | PG95MSUA60080C** | 35200 | 16 | 8.1 | 38500 | 35000 | 90.91% | 1.88 | 0 | 9.5 |  |  |  |  | R-410A | 2.9333 | Residential & Commercial | USHP
214333178 | Central HP <5.4 tons | ECOER | HRCU-A-C (Split System: Heat Pump with Remote Outdoor Unit with No Indoor Fan --Air Source) | EODA18H-4860B |  |  | GNC4860DPT+DK | 0 | 52000 | 15.2 | 8.5 | 53000 | 37200 | 70.19% | 1.9 | 0 | 10 |  |  |  |  | R-410A | 4.3333 | Residential & Commercial | USHP | Ducted CEE Tier 1
216738866 | Central HP <5.4 tons | DAY & NIGHT | HRCU-A-CB (Split System: Heat Pump with Remote Outdoor Unit-Air-Source) | D5CUHAH24AAK |  |  | ESH5X36M12A* | *96VTN1002120B* | 22600 | 16 | 8.1 | 20800 | 18400 | 88.46% | 1.85 | 0 | 11 |  |  |  |  | R-454B | 1.8833 | Residential & Commercial | USHP | Ducted CEE Tier 1
211245445 | Central HP <5.4 tons | HEIL | HRCU-A-CB (Split System: Heat Pump with Remote Outdoor Unit-Air-Source) | DLCURAH24ABK |  |  | EN(A,D)4X36L21** | *80VSL0702120A* | 24600 | 16 | 8.1 | 26600 | 22400 | 84.21% | 1.84 | 0 | 10.5 |  |  |  |  | R-410A | 2.05 | Residential & Commercial | USHP | Ducted CEE Tier 1
216738904 | Central HP <5.4 tons | AIRQUEST | HRCU-A-CB (Split System: Heat Pump with Remote Outdoor Unit-Air-Source) | D5CUHAH24AAK |  |  | ESH5X36M12A* | *97VTN0801716A* | 22600 | 16 | 8.1 | 20800 | 18400 | 88.46% | 1.85 | 0 | 11 |  |  |  |  | R-454B | 1.8833 | Residential & Commercial | USHP | Ducted CEE Tier 1
212976412 | Central HP <5.4 tons | TEMPSTAR | HRCU-A-CB (Split System: Heat Pump with Remote Outdoor Unit-Air-Source) | DLCURAH24ABK |  |  | EA*4X37L21A* | *96VTN0802120B* | 24400 | 17 | 8.5 | 25200 | 24000 | 95.24% | 1.98 | 0 | 10.5 |  |  |  |  | R-410A | 2.0333 | Residential & Commercial | USHP | Ducted CEE Tier 1
212976426 | Central HP <5.4 tons | TEMPSTAR | HRCU-A-CB (Split System: Heat Pump with Remote Outdoor Unit-Air-Source) | DLCURAH24ABK |  |  | EN(A,D)4X36L21** | *96VTN0802120B* | 23800 | 17 | 8.5 | 26400 | 28000 | 106.1% | 1.78 | 0 | 10.5 |  |  |  |  | R-410A | 1.9833 | Residential & Commercial | USHP | Ducted CEE Tier 1
212976987 | Central HP <5.4 tons | TEMPSTAR | HRCU-A-CB (Split System: Heat Pump with Remote Outdoor Unit-Air-Source) | DLCURAH24ABK |  |  | EA*4X36L21A* | *96VTN1002122B* | 24200 | 17.5 | 8.5 | 26400 | 21200 | 80.3% | 1.78 | 0 | 10 |  |  |  |  | R-410A | 2.0167 | Residential & Commercial | USHP | Ducted CEE Tier 1
212977632 | Central HP <5.4 tons | TEMPSTAR | HRCU-A-CB (Split System: Heat Pump with Remote Outdoor Unit-Air-Source) | DLCURAH24ABK |  |  | EA*4X36L17A* | *80MS(N,L)0451412A* | 23800 | 17 | 8.5 | 26200 | 23800 | 90.84% | 1.96 | 0 | 10 |  |  |  |  | R-410A | 1.9833 | Residential & Commercial | USHP | Ducted CEE Tier 1
211244748 | Central HP <5.4 tons | HEIL | HRCU-A-CB (Split System: Heat Pump with Remote Outdoor Unit-Air-Source) | DLCURAH24ABK |  |  | EN(A,D)4X30L17** | *92ESN0801716A* | 24200 | 17 | 8.1 | 26200 | 22800 | 87.02% | 1.88 | 0 | 10.5 |  |  |  |  | R-410A | 2.0167 | Residential & Commercial | USHP | Ducted CEE Tier 1
212972941 | Central HP <5.4 tons | TEMPSTAR | HRCU-A-CB (Split System: Heat Pump with Remote Outdoor Unit-Air-Source) | DLCURAH24ABK |  |  | EA*4X30L17A* | *96VSN0401410B* | 23400 | 16 | 8.5 | 26400 | 24000 | 90.91% | 1.98 | 0 | 10 |  |  |  |  | R-410A | 1.95 | Residential & Commercial | USHP | Ducted CEE Tier 1
214280300 | Central HP <5.4 tons | DAY & NIGHT | HRCU-A-CB (Split System: Heat Pump with Remote Outdoor Unit-Air-Source) | DLCURAH36ABK |  |  | EA*4X43L21A* | *96MSN0601716A* | 36000 | 15.5 | 8.5 | 38000 | 34800 | 91.58% | 2.06 | 0 | 10 |  |  |  |  | R-410A | 3 | Residential & Commercial | USHP | Ducted CEE Tier 1
216738511 | Central HP <5.4 tons | DAY & NIGHT | HRCU-A-CB (Split System: Heat Pump with Remote Outdoor Unit-Air-Source) | D5CUHAH24AAK |  |  | ESH5X36M12A* | *92MSN1202420A* | 23000 | 15.2 | 8.1 | 21000 | 18700 | 89.05% | 1.9 | 0 | 10.5 |  |  |  |  | R-454B | 1.9167 | Residential & Commercial | USHP | Ducted CEE Tier 1
211391276 | Central HP <5.4 tons | COLEMAN | HRCU-A-CB (Split System: Heat Pump with Remote Outdoor Unit-Air-Source) | HMH72B341 |  |  | XAHC30CXXN1+TXV | TM8E120C16MP11 | 32400 | 17.5 | 8.1 | 32400 | 22800 | 70.37% | 2 | 0 | 9.5 |  |  |  |  | R-410A | 2.7 | Residential & Commercial | USHP
211391335 | Central HP <5.4 tons | COLEMAN | HRCU-A-CB (Split System: Heat Pump with Remote Outdoor Unit-Air-Source) | HMH72B341 |  |  | XAFC36DBCN1 | TM8E120C16MP11 | 34000 | 18 | 8.5 | 33600 | 23800 | 70.83% | 2.08 | 0 | 10 |  |  |  |  | R-410A | 2.8333 | Residential & Commercial | USHP | Ducted CEE Tier 1
212977656 | Central HP <5.4 tons | TEMPSTAR | HRCU-A-CB (Split System: Heat Pump with Remote Outdoor Unit-Air-Source) | DLCURAH24ABK |  |  | EN(A,D)4X24L14** | *80MS(N,L)0451412A* | 23200 | 16.5 | 8.5 | 26800 | 25000 | 93.28% | 2.08 | 0 | 10 |  |  |  |  | R-410A | 1.9333 | Residential & Commercial | USHP | Ducted CEE Tier 1
211244538 | Central HP <5.4 tons | HEIL | HRCU-A-CB (Split System: Heat Pump with Remote Outdoor Unit-Air-Source) | DLCURAH24ABK |  |  | EN(A,D)4X30L17** | *95ESU0601716A* | 24200 | 16.5 | 8.1 | 26200 | 22800 | 87.02% | 1.9 | 0 | 10.5 |  |  |  |  | R-410A | 2.0167 | Residential & Commercial | USHP | Ducted CEE Tier 1
211244549 | Central HP <5.4 tons | HEIL | HRCU-A-CB (Split System: Heat Pump with Remote Outdoor Unit-Air-Source) | DLCURAH24ABK |  |  | EN(A,D)4X30L17** | *80ESU0401712A* | 24000 | 17 | 8.1 | 26000 | 23200 | 89.23% | 1.94 | 0 | 10.5 |  |  |  |  | R-410A | 2 | Residential & Commercial | USHP | Ducted CEE Tier 1
211244574 | Central HP <5.4 tons | HEIL | HRCU-A-CB (Split System: Heat Pump with Remote Outdoor Unit-Air-Source) | DLCURAH24ABK |  |  | EN(A,D)4X30L17** | *96VTN0401712A* | 23400 | 16 | 8.1 | 25800 | 24000 | 93.02% | 1.98 | 0 | 10 |  |  |  |  | R-410A | 1.95 | Residential & Commercial | USHP | Ducted CEE Tier 1
211244690 | Central HP <5.4 tons | HEIL | HRCU-A-CB (Split System: Heat Pump with Remote Outdoor Unit-Air-Source) | DLCURAH24ABK |  |  | EN(A,D)4X30L17** | *80ES(N,L)0451712A* | 24000 | 16.5 | 8.1 | 26200 | 23000 | 87.79% | 1.9 | 0 | 10.5 |  |  |  |  | R-410A | 2 | Residential & Commercial | USHP | Ducted CEE Tier 1
211244906 | Central HP <5.4 tons | HEIL | HRCU-A-CB (Split System: Heat Pump with Remote Outdoor Unit-Air-Source) | DLCURAH24ABK |  |  | EN(A,D,W)4X36L17** | *96VSN0801716A* | 24200 | 16.5 | 8.1 | 26200 | 23000 | 87.79% | 1.9 | 0 | 10.5 |  |  |  |  | R-410A | 2.0167 | Residential & Commercial | USHP | Ducted CEE Tier 1
214570727 | Central HP <5.4 tons | TEMPSTAR | HRCU-A-CB (Split System: Heat Pump with Remote Outdoor Unit-Air-Source) | TVH825GKA3* |  |  | EA*4X48L21A*+WALLCON | *96CTN0802120B* | 24200 | 17 | 8.5 | 20800 | 16500 | 79.33% | 2.02 | 0 | 11 |  |  |  |  | R-410A | 2.0167 | Residential & Commercial | USHP | Ducted CEE Tier 1
206788330 | Central HP <5.4 tons | CARRIER | HRCU-A-CB (Split System: Heat Pump with Remote Outdoor Unit-Air-Source) | 25VNA424A*031* |  |  | FE4AN(B,F)003L+UI | 0 | 23400 | 21 | 10.5 | 26400 | 19700 | 74.62% | 2.46 | 14.5 | 13.5 |  |  |  |  | R-410A | 1.95 | Residential & Commercial | USHP | Ducted CEE Tier 1
206788413 | Central HP <5.4 tons | CARRIER | HRCU-A-CB (Split System: Heat Pump with Remote Outdoor Unit-Air-Source) | 25VNA424A*031* |  |  | CSPH*3612AL*+UI | 59MN7B060C21**20 | 23600 | 19 | 9 | 26600 | 19900 | 74.81% | 2.48 | 13 | 12.5 |  |  |  |  | R-410A | 1.9667 | Residential & Commercial | USHP | Ducted CEE Tier 1
206788449 | Central HP <5.4 tons | CARRIER | HRCU-A-CB (Split System: Heat Pump with Remote Outdoor Unit-Air-Source) | 25VNA424A*031* |  |  | CAP**3617AL*+UI | 59TN6B060C17**14 | 23200 | 19.5 | 10 | 26800 | 20000 | 74.63% | 2.4 | 14 | 13 |  |  |  |  | R-410A | 1.9333 | Residential & Commercial | USHP | Ducted CEE Tier 1
206788482 | Central HP <5.4 tons | CARRIER | HRCU-A-CB (Split System: Heat Pump with Remote Outdoor Unit-Air-Source) | 25VNA424A*031* |  |  | CNPV*3617AL*+UI | 58TN*A070C17**16 | 23200 | 20.5 | 10 | 26800 | 19900 | 74.25% | 2.38 | 14 | 13 |  |  |  |  | R-410A | 1.9333 | Residential & Commercial | USHP | Ducted CEE Tier 1
206788547 | Central HP <5.4 tons | CARRIER | HRCU-A-CB (Split System: Heat Pump with Remote Outdoor Unit-Air-Source) | 25VNA424A*031* |  |  | CAP**3617AL*+UI | 58CU*A040C17**12 | 23000 | 20.5 | 10 | 26600 | 19800 | 74.44% | 2.4 | 13.5 | 13 |  |  |  |  | R-410A | 1.9167 | Residential & Commercial | USHP | Ducted CEE Tier 1
211396126 | Central HP <5.4 tons | COLEMAN | HRCU-A-CB (Split System: Heat Pump with Remote Outdoor Unit-Air-Source) | HMH72B341 |  |  | XAFD48FBCN1 | TM9E080C16MP12 | 34000 | 17 | 8.1 | 33400 | 24600 | 73.65% | 2.08 | 0 | 9 |  |  |  |  | R-410A | 2.8333 | Residential & Commercial | USHP
211240370 | Central HP <5.4 tons | HEIL | HRCU-A-CB (Split System: Heat Pump with Remote Outdoor Unit-Air-Source) | DLCURAH24ABK |  |  | EA*4X24L17A* | *80VSL0451412A* | 24000 | 16 | 8.5 | 27000 | 23800 | 88.15% | 1.96 | 0 | 10 |  |  |  |  | R-410A | 2 | Residential & Commercial | USHP | Ducted CEE Tier 1
216623540 | Central HP <5.4 tons | AC PRO.com | HRCU-A-CB (Split System: Heat Pump with Remote Outdoor Unit-Air-Source) | GUD60W2/NHE-D(U) |  |  | GUD48AH2/E-D(U) | 0 | 48000 | 19 | 10 | 48000 | 48000 | 100% | 2 | 0 | 12 |  |  |  |  | R-32 | 4 | Residential & Commercial | USHP | Ducted CEE Tier 1
206788345 | Central HP <5.4 tons | CARRIER | HRCU-A-CB (Split System: Heat Pump with Remote Outdoor Unit-Air-Source) | 25VNA424A*031* |  |  | CAP**4221AL*+UI | 59MN7B060C21**20 | 23400 | 20 | 10.5 | 26600 | 19900 | 74.81% | 2.44 | 13 | 13 |  |  |  |  | R-410A | 1.95 | Residential & Commercial | USHP | Ducted CEE Tier 1
206788384 | Central HP <5.4 tons | CARRIER | HRCU-A-CB (Split System: Heat Pump with Remote Outdoor Unit-Air-Source) | 25VNA424A*031* |  |  | CNPV*4217AL*+UI | 59MN7B080C17**14 | 23600 | 20 | 10 | 26600 | 19900 | 74.81% | 2.46 | 13 | 13 |  |  |  |  | R-410A | 1.9667 | Residential & Commercial | USHP | Ducted CEE Tier 1
206788427 | Central HP <5.4 tons | CARRIER | HRCU-A-CB (Split System: Heat Pump with Remote Outdoor Unit-Air-Source) | 25VNA424A*031* |  |  | CSPH*4212AL*+UI | 58TN*A090C17**16 | 24000 | 20.5 | 10.5 | 26400 | 19600 | 74.24% | 2.54 | 14 | 13 |  |  |  |  | R-410A | 2 | Residential & Commercial | USHP | Ducted CEE Tier 1
206788461 | Central HP <5.4 tons | CARRIER | HRCU-A-CB (Split System: Heat Pump with Remote Outdoor Unit-Air-Source) | 25VNA424A*031* |  |  | CAP**4221AL*+UI | 59TN6B060C17**14 | 23400 | 20 | 10.5 | 26600 | 19900 | 74.81% | 2.44 | 14 | 13 |  |  |  |  | R-410A | 1.95 | Residential & Commercial | USHP | Ducted CEE Tier 1
214649819 | Central HP <5.4 tons | LUXAIRE | HRCU-A-CB (Split System: Heat Pump with Remote Outdoor Unit-Air-Source) | HH860E2S11 |  |  | CTU60D5XGS1+TXV | TM8E130D20MP11 | 46000 | 18 | 9 | 47500 | 35200 | 74.11% | 2 | 0 | 11 |  |  |  |  | R-454B | 3.8333 | Residential & Commercial | USHP | Ducted CEE Tier 1
206788421 | Central HP <5.4 tons | CARRIER | HRCU-A-CB (Split System: Heat Pump with Remote Outdoor Unit-Air-Source) | 25VNA424A*031* |  |  | CSPH*4212AL*+UI | 59MN7B080C17**14 | 23800 | 19.5 | 9.5 | 26600 | 19800 | 74.44% | 2.5 | 13 | 12.5 |  |  |  |  | R-410A | 1.9833 | Residential & Commercial | USHP | Ducted CEE Tier 1
206788575 | Central HP <5.4 tons | CARRIER | HRCU-A-CB (Split System: Heat Pump with Remote Outdoor Unit-Air-Source) | 25VNA436A*031* |  |  | FE4AN(B,F)003L+UI | 0 | 33000 | 19.5 | 9 | 35600 | 26600 | 74.72% | 1.96 | 13 | 12 |  |  |  |  | R-410A | 2.75 | Residential & Commercial | USHP | Ducted CEE Tier 1
206788591 | Central HP <5.4 tons | CARRIER | HRCU-A-CB (Split System: Heat Pump with Remote Outdoor Unit-Air-Source) | 25VNA436A*031* |  |  | CAP**3721AL*+UI | 59MN7B060C21**20 | 34200 | 19 | 9.5 | 35400 | 25800 | 72.88% | 2.02 | 12.5 | 12 |  |  |  |  | R-410A | 2.85 | Residential & Commercial | USHP | Ducted CEE Tier 1
206788592 | Central HP <5.4 tons | CARRIER | HRCU-A-CB (Split System: Heat Pump with Remote Outdoor Unit-Air-Source) | 25VNA436A*031* |  |  | CAP**4221AL*+UI | 58TN*A070C17**16 | 33000 | 19 | 9.5 | 35600 | 26600 | 74.72% | 1.98 | 12 | 11.7 |  |  |  |  | R-410A | 2.75 | Residential & Commercial | USHP | Ducted CEE Tier 1
206788625 | Central HP <5.4 tons | CARRIER | HRCU-A-CB (Split System: Heat Pump with Remote Outdoor Unit-Air-Source) | 25VNA436A*031* |  |  | CAP**4321AL*+UI | 58TN*A090C17**16 | 34600 | 20 | 9.5 | 35000 | 25600 | 73.14% | 2.06 | 13 | 12 |  |  |  |  | R-410A | 2.8833 | Residential & Commercial | USHP | Ducted CEE Tier 1
214397638 | Central HP <5.4 tons | LUXAIRE | HRCU-A-CB (Split System: Heat Pump with Remote Outdoor Unit-Air-Source) | HH860E2S11 |  |  | CTF60D5CJS1 | TM9E120D20MP12 | 53000 | 18 | 9 | 55000 | 40000 | 72.73% | 2 | 0 | 11 |  |  |  |  | R-454B | 4.4167 | Residential & Commercial | USHP | Ducted CEE Tier 1
214398008 | Central HP <5.4 tons | LUXAIRE | HRCU-A-CB (Split System: Heat Pump with Remote Outdoor Unit-Air-Source) | HH860E2S11 |  |  | CTM60D5CHS1+JMC20D2SN1 | 0 | 53000 | 19 | 8.5 | 53000 | 38000 | 71.7% | 2 | 0 | 11.7 |  |  |  |  | R-454B | 4.4167 | Residential & Commercial | USHP | Ducted CEE Tier 1
212973711 | Central HP <5.4 tons | TEMPSTAR | HRCU-A-CB (Split System: Heat Pump with Remote Outdoor Unit-Air-Source) | DLCURAH18ABK |  |  | EN(A,D)4X30L17** | *96VSN0801716B* | 17500 | 16 | 8.1 | 18000 | 16300 | 90.56% | 1.86 | 0 | 11 |  |  |  |  | R-410A | 1.4583 | Residential & Commercial | USHP | Ducted CEE Tier 1
212970880 | Central HP <5.4 tons | TEMPSTAR | HRCU-A-CB (Split System: Heat Pump with Remote Outdoor Unit-Air-Source) | DLCURAH18ABK |  |  | EA*4X24L17A* | *80VTL0451412B* | 17700 | 16.5 | 8.5 | 18600 | 19300 | 103.8% | 2.32 | 0 | 10.5 |  |  |  |  | R-410A | 1.475 | Residential & Commercial | USHP | Ducted CEE Tier 1
215674395 | Central HP <5.4 tons | BRYANT HEATING AND COOLING SYSTEMS | HRCU-A-CB (Split System: Heat Pump with Remote Outdoor Unit-Air-Source) | 290VAN048**AA* |  |  | CAA**6121AM*+UI | 935CB66100C21*** | 46000 | 18 | 9 | 48000 | 33600 | 70% | 2.08 | 0 | 10 |  |  |  |  | R-454B | 3.8333 | Residential & Commercial | USHP | Ducted CEE Tier 1
214398222 | Central HP <5.4 tons | LUXAIRE | HRCU-A-CB (Split System: Heat Pump with Remote Outdoor Unit-Air-Source) | HH836E2S11 |  |  | CTF48C5CFS1 | TMLE120C16MP11 | 33600 | 19 | 9 | 31400 | 25400 | 80.89% | 2 | 0 | 11 |  |  |  |  | R-454B | 2.8 | Residential & Commercial | USHP | Ducted CEE Tier 1
214398291 | Central HP <5.4 tons | LUXAIRE | HRCU-A-CB (Split System: Heat Pump with Remote Outdoor Unit-Air-Source) | HH860E2S11 |  |  | CTF60C5CGS1+JME16C2SN1 | 0 | 45000 | 19 | 9 | 45000 | 33000 | 73.33% | 2 | 0 | 12 |  |  |  |  | R-454B | 3.75 | Residential & Commercial | USHP | Ducted CEE Tier 1
213774554 | Central HP <5.4 tons | TEMPSTAR | HRCU-A-CB (Split System: Heat Pump with Remote Outdoor Unit-Air-Source) | TVH825GKA3* |  |  | EHD4X42AAL+WALLCON | *96CTN1202422B* | 24200 | 16 | 8.1 | 21400 | 16600 | 77.57% | 2 | 0 | 10.5 |  |  |  |  | R-410A | 2.0167 | Residential & Commercial | USHP | Ducted CEE Tier 1
211391485 | Central HP <5.4 tons | COLEMAN | HRCU-A-CB (Split System: Heat Pump with Remote Outdoor Unit-Air-Source) | HMH72B341 |  |  | XAFC36DXXN1+TXV | TM8E100C16MP11 | 34000 | 17.5 | 8.1 | 33600 | 23800 | 70.83% | 2.08 | 0 | 10 |  |  |  |  | R-410A | 2.8333 | Residential & Commercial | USHP | Ducted CEE Tier 1
211391774 | Central HP <5.4 tons | COLEMAN | HRCU-A-CB (Split System: Heat Pump with Remote Outdoor Unit-Air-Source) | HMH72B341 |  |  | XAFC36DBCN1 | TMLE100B12MP11 | 34000 | 18 | 8.1 | 33800 | 23800 | 70.41% | 2.06 | 0 | 10 |  |  |  |  | R-410A | 2.8333 | Residential & Commercial | USHP | Ducted CEE Tier 1
211388066 | Central HP <5.4 tons | COLEMAN | HRCU-A-CB (Split System: Heat Pump with Remote Outdoor Unit-Air-Source) | HMH72B341 |  |  | XAHC36DBCN1 | TP9C060B12MP13 | 33200 | 17 | 8.1 | 33400 | 23800 | 71.26% | 2 | 0 | 9.5 |  |  |  |  | R-410A | 2.7667 | Residential & Commercial | USHP
211388166 | Central HP <5.4 tons | COLEMAN | HRCU-A-CB (Split System: Heat Pump with Remote Outdoor Unit-Air-Source) | HMH72B341 |  |  | XAHB36DBCN1 | TP9C060B12MP13 | 32800 | 17 | 8.1 | 33000 | 23400 | 70.91% | 1.98 | 0 | 9.5 |  |  |  |  | R-410A | 2.7333 | Residential & Commercial | USHP
215674205 | Central HP <5.4 tons | BRYANT HEATING AND COOLING SYSTEMS | HRCU-A-CB (Split System: Heat Pump with Remote Outdoor Unit-Air-Source) | 290VAN048**AA* |  |  | CAA**6024AM*+UI | 88*TB66135C24*** | 45000 | 18 | 9 | 47500 | 33400 | 70.32% | 2.08 | 0 | 10 |  |  |  |  | R-454B | 3.75 | Residential & Commercial | USHP | Ducted CEE Tier 1
215674255 | Central HP <5.4 tons | BRYANT HEATING AND COOLING SYSTEMS | HRCU-A-CB (Split System: Heat Pump with Remote Outdoor Unit-Air-Source) | 290VAN048**AA* |  |  | CAA**6024AM*+UI | 987MC66100C21*** | 45000 | 18 | 9 | 47500 | 33600 | 70.74% | 2.06 | 0 | 10 |  |  |  |  | R-454B | 3.75 | Residential & Commercial | USHP | Ducted CEE Tier 1
214397613 | Central HP <5.4 tons | LUXAIRE | HRCU-A-CB (Split System: Heat Pump with Remote Outdoor Unit-Air-Source) | HH860E2S11 |  |  | CTF60C5CHS1 | TM8Y120C20MP11 | 54000 | 19 | 9 | 55000 | 39500 | 71.82% | 2 | 0 | 11 |  |  |  |  | R-454B | 4.5 | Residential & Commercial | USHP | Ducted CEE Tier 1
214398013 | Central HP <5.4 tons | LUXAIRE | HRCU-A-CB (Split System: Heat Pump with Remote Outdoor Unit-Air-Source) | HH860E2S11 |  |  | CTF60C5CHS1 | TM8E080C20MP11 | 53500 | 19 | 8.5 | 55000 | 39000 | 70.91% | 2 | 0 | 11 |  |  |  |  | R-454B | 4.4583 | Residential & Commercial | USHP | Ducted CEE Tier 1
216738563 | Central HP <5.4 tons | DAY & NIGHT | HRCU-A-CB (Split System: Heat Pump with Remote Outdoor Unit-Air-Source) | D5CUHAH24AAK |  |  | ESH5X36M12A* | *96MSN0801716A* | 22800 | 15.2 | 8.1 | 20800 | 18600 | 89.42% | 1.9 | 0 | 10.5 |  |  |  |  | R-454B | 1.9 | Residential & Commercial | USHP | Ducted CEE Tier 1
216738697 | Central HP <5.4 tons | DAY & NIGHT | HRCU-A-CB (Split System: Heat Pump with Remote Outdoor Unit-Air-Source) | D5CUHAH24AAK |  |  | ESH5X36M12A* | *95MSU0401712A* | 22800 | 16 | 8.1 | 20800 | 18600 | 89.42% | 1.85 | 0 | 11 |  |  |  |  | R-454B | 1.9 | Residential & Commercial | USHP | Ducted CEE Tier 1
212970928 | Central HP <5.4 tons | TEMPSTAR | HRCU-A-CB (Split System: Heat Pump with Remote Outdoor Unit-Air-Source) | DLCURAH18ABK |  |  | EN(A,D)4X24L14** | *80VTL0451412B* | 17700 | 16.5 | 8.5 | 18700 | 19100 | 102.1% | 2.3 | 0 | 11 |  |  |  |  | R-410A | 1.475 | Residential & Commercial | USHP | Ducted CEE Tier 1
206788673 | Central HP <5.4 tons | CARRIER | HRCU-A-CB (Split System: Heat Pump with Remote Outdoor Unit-Air-Source) | 25VNA436A*031* |  |  | CAP**6121AL*+UI | 58TN*A090C17**16 | 34800 | 20.5 | 9.5 | 34400 | 25000 | 72.67% | 2.02 | 13 | 12.5 |  |  |  |  | R-410A | 2.9 | Residential & Commercial | USHP | Ducted CEE Tier 1
206788689 | Central HP <5.4 tons | CARRIER | HRCU-A-CB (Split System: Heat Pump with Remote Outdoor Unit-Air-Source) | 25VNA436A*031* |  |  | CNPV*4217AL*+UI | 59TN6B080C17**14 | 33200 | 19 | 9 | 35400 | 26400 | 74.58% | 2 | 12 | 11.7 |  |  |  |  | R-410A | 2.7667 | Residential & Commercial | USHP | Ducted CEE Tier 1
206788690 | Central HP <5.4 tons | CARRIER | HRCU-A-CB (Split System: Heat Pump with Remote Outdoor Unit-Air-Source) | 25VNA436A*031* |  |  | CNPV*4217AL*+UI | 59MN7B080C17**14 | 33200 | 19 | 9 | 35400 | 26400 | 74.58% | 2 | 12 | 11.7 |  |  |  |  | R-410A | 2.7667 | Residential & Commercial | USHP | Ducted CEE Tier 1
206788724 | Central HP <5.4 tons | CARRIER | HRCU-A-CB (Split System: Heat Pump with Remote Outdoor Unit-Air-Source) | 25VNA436A*031* |  |  | CNPV*4824AL*+UI | 59MN7B120C24**22 | 33800 | 19.5 | 9 | 35200 | 26000 | 73.86% | 2.04 | 13 | 12.5 |  |  |  |  | R-410A | 2.8167 | Residential & Commercial | USHP | Ducted CEE Tier 1
206788772 | Central HP <5.4 tons | CARRIER | HRCU-A-CB (Split System: Heat Pump with Remote Outdoor Unit-Air-Source) | 25VNA436A*031* |  |  | CSPH*4812AL*+UI | 58TN*A070C17**16 | 34000 | 18.5 | 9 | 35200 | 26000 | 73.86% | 2.04 | 12.5 | 11.7 |  |  |  |  | R-410A | 2.8333 | Residential & Commercial | USHP | Ducted CEE Tier 1
206788807 | Central HP <5.4 tons | CARRIER | HRCU-A-CB (Split System: Heat Pump with Remote Outdoor Unit-Air-Source) | 25VNA436A*031* |  |  | CAP**3721AL*+UI | 58CU*A060C17**16 | 34000 | 19.5 | 9.5 | 35200 | 25800 | 73.3% | 2.02 | 12.5 | 11.7 |  |  |  |  | R-410A | 2.8333 | Residential & Commercial | USHP | Ducted CEE Tier 1
206771274 | Central HP <5.4 tons | ARCOAIRE | HRCU-A-CB (Split System: Heat Pump with Remote Outdoor Unit-Air-Source) | HVH837GKA2* |  |  | EA*4X37L21A*+WALLCON | *80CTL0902120A* | 32800 | 17.5 | 8.5 | 33000 | 25200 | 76.36% | 1.98 | 12 | 11.7 |  |  |  |  | R-410A | 2.7333 | Residential & Commercial | USHP | Ducted CEE Tier 1
214398517 | Central HP <5.4 tons | LUXAIRE | HRCU-A-CB (Split System: Heat Pump with Remote Outdoor Unit-Air-Source) | HH836E2S11 |  |  | CTM36B5CDS1 | LP9C080B12MP13 | 33000 | 17 | 8.5 | 30600 | 25000 | 81.7% | 2 | 0 | 11 |  |  |  |  | R-454B | 2.75 | Residential & Commercial | USHP | Ducted CEE Tier 1
214397720 | Central HP <5.4 tons | LUXAIRE | HRCU-A-CB (Split System: Heat Pump with Remote Outdoor Unit-Air-Source) | HH836E2S11 |  |  | CTF36C5CDS1 | TP9C100C16MP13 | 33800 | 18 | 8.5 | 31400 | 25600 | 81.53% | 2 | 0 | 11 |  |  |  |  | R-454B | 2.8167 | Residential & Commercial | USHP | Ducted CEE Tier 1
214397781 | Central HP <5.4 tons | LUXAIRE | HRCU-A-CB (Split System: Heat Pump with Remote Outdoor Unit-Air-Source) | HH836E2S11 |  |  | CTF48C5CFS1 | TM9V080C16MP12 | 33200 | 18 | 9 | 31600 | 25400 | 80.38% | 2 | 0 | 11 |  |  |  |  | R-454B | 2.7667 | Residential & Commercial | USHP | Ducted CEE Tier 1
214397813 | Central HP <5.4 tons | LUXAIRE | HRCU-A-CB (Split System: Heat Pump with Remote Outdoor Unit-Air-Source) | HH836E2S11 |  |  | CTF48C5CFS1 | TMLE080C20MP11 | 34600 | 17 | 8.5 | 32800 | 25800 | 78.66% | 2 | 0 | 11 |  |  |  |  | R-454B | 2.8833 | Residential & Commercial | USHP | Ducted CEE Tier 1
211207005 | Central HP <5.4 tons | COLEMAN | HRCU-A-CB (Split System: Heat Pump with Remote Outdoor Unit-Air-Source) | HC20B4821 |  |  | XAMC48HE3N1+CC | CPLC100C16MP13 | 43500 | 19 | 9 | 44500 | 36200 | 81.35% | 2.14 | 0 | 12 |  |  |  |  | R-410A | 3.625 | Residential & Commercial | USHP | Ducted CEE Tier 1
210597836 | Central HP <5.4 tons | HEIL | HRCU-A-CB (Split System: Heat Pump with Remote Outdoor Unit-Air-Source) | HVH825GKA2* |  |  | EA*4X42L21A*+WALLCON | *80CSU0601716A* | 23800 | 16.5 | 8.1 | 21400 | 16600 | 77.57% | 1.96 | 0 | 10.5 |  |  |  |  | R-410A | 1.9833 | Residential & Commercial | USHP | Ducted CEE Tier 1
210470288 | Central HP <5.4 tons | HEIL | HRCU-A-CB (Split System: Heat Pump with Remote Outdoor Unit-Air-Source) | HVH837GKA2* |  |  | EA*4X60L24A*+WALLCON | *96CTN1202422A* | 32800 | 18 | 8.5 | 31800 | 24800 | 77.99% | 2 | 0 | 11.7 |  |  |  |  | R-410A | 2.7333 | Residential & Commercial | USHP | Ducted CEE Tier 1
210470607 | Central HP <5.4 tons | HEIL | HRCU-A-CB (Split System: Heat Pump with Remote Outdoor Unit-Air-Source) | HVH837GKA2* |  |  | EA*4X61L24A*+WALLCON | *97CMN1202422A* | 33200 | 17.5 | 8.5 | 32000 | 25000 | 78.12% | 2 | 0 | 11.7 |  |  |  |  | R-410A | 2.7667 | Residential & Commercial | USHP | Ducted CEE Tier 1
216643253 | Central HP <5.4 tons | AIRQUEST | HRCU-A-CB (Split System: Heat Pump with Remote Outdoor Unit-Air-Source) | D5CUHAH18AAK |  |  | EA*5X19M17A* | *80MS(N,L)0701412A* | 18400 | 15.2 | 10.5 | 20000 | 17700 | 88.5% | 2 | 0 | 11.5 |  |  |  |  | R-454B | 1.5333 | Residential & Commercial | USHP | Ducted CEE Tier 1
206788899 | Central HP <5.4 tons | CARRIER | HRCU-A-CB (Split System: Heat Pump with Remote Outdoor Unit-Air-Source) | 25VNA448A*031* |  |  | FE4ANB006L+UI | 0 | 46000 | 22 | 9.5 | 45500 | 35600 | 78.24% | 2.44 | 13.5 | 13 |  |  |  |  | R-410A | 3.8333 | Residential & Commercial | USHP | Ducted CEE Tier 1
212975649 | Central HP <5.4 tons | TEMPSTAR | HRCU-A-CB (Split System: Heat Pump with Remote Outdoor Unit-Air-Source) | DLCURAH24ABK |  |  | EA*4X24L17A* | *96VTN0601412B* | 23200 | 16.5 | 8.5 | 26800 | 21800 | 81.34% | 1.82 | 0 | 10 |  |  |  |  | R-410A | 1.9333 | Residential & Commercial | USHP | Ducted CEE Tier 1
212975660 | Central HP <5.4 tons | TEMPSTAR | HRCU-A-CB (Split System: Heat Pump with Remote Outdoor Unit-Air-Source) | DLCURAH24ABK |  |  | EA*4X25L17A* | *96VTN0601412B* | 24000 | 17 | 8.5 | 25000 | 25000 | 100% | 2.08 | 0 | 10 |  |  |  |  | R-410A | 2 | Residential & Commercial | USHP | Ducted CEE Tier 1
206788495 | Central HP <5.4 tons | CARRIER | HRCU-A-CB (Split System: Heat Pump with Remote Outdoor Unit-Air-Source) | 25VNA424A*031* |  |  | CNPV*4221AL*+UI | 58TN*A045C17**12 | 23400 | 19.5 | 10 | 26800 | 20000 | 74.63% | 2.42 | 14 | 13 |  |  |  |  | R-410A | 1.95 | Residential & Commercial | USHP | Ducted CEE Tier 1
206788520 | Central HP <5.4 tons | CARRIER | HRCU-A-CB (Split System: Heat Pump with Remote Outdoor Unit-Air-Source) | 25VNA424A*031* |  |  | CSPH*3612AL*+UI | 59TN6B060C17**14 | 23600 | 19 | 9 | 26600 | 19900 | 74.81% | 2.46 | 14 | 12.5 |  |  |  |  | R-410A | 1.9667 | Residential & Commercial | USHP | Ducted CEE Tier 1
206788559 | Central HP <5.4 tons | CARRIER | HRCU-A-CB (Split System: Heat Pump with Remote Outdoor Unit-Air-Source) | 25VNA424A*031* |  |  | CSPH*3612AL*+UI | 58CU*A040C17**12 | 23800 | 19.5 | 9.5 | 26600 | 19700 | 74.06% | 2.48 | 13.5 | 13 |  |  |  |  | R-410A | 1.9833 | Residential & Commercial | USHP | Ducted CEE Tier 1
212977680 | Central HP <5.4 tons | TEMPSTAR | HRCU-A-CB (Split System: Heat Pump with Remote Outdoor Unit-Air-Source) | DLCURAH24ABK |  |  | EN(A,D)4X30L14** | *80MS(N,L)0451412A* | 23600 | 17 | 8.1 | 26000 | 24000 | 92.31% | 2 | 0 | 10 |  |  |  |  | R-410A | 1.9667 | Residential & Commercial | USHP | Ducted CEE Tier 1
211240702 | Central HP <5.4 tons | HEIL | HRCU-A-CB (Split System: Heat Pump with Remote Outdoor Unit-Air-Source) | DLCURAH24ABK |  |  | EA*4X24L17A* | *92ESN0801716A* | 24000 | 17 | 8.5 | 26800 | 23800 | 88.81% | 1.96 | 0 | 10 |  |  |  |  | R-410A | 2 | Residential & Commercial | USHP | Ducted CEE Tier 1
211206837 | Central HP <5.4 tons | COLEMAN | HRCU-A-CB (Split System: Heat Pump with Remote Outdoor Unit-Air-Source) | HC20B2421 |  |  | XAMB24DE1N1+CC | TP9C060B12MP13 | 22600 | 17 | 8.5 | 23800 | 18500 | 77.73% | 1.92 | 0 | 12 |  |  |  |  | R-410A | 1.8833 | Residential & Commercial | USHP | Ducted CEE Tier 1
212970685 | Central HP <5.4 tons | TEMPSTAR | HRCU-A-CB (Split System: Heat Pump with Remote Outdoor Unit-Air-Source) | DLCURAH36ABK |  |  | EA*4X43L21A* | *80VSL0902120B* | 36800 | 16 | 8.5 | 39000 | 34600 | 88.72% | 2.02 | 0 | 10 |  |  |  |  | R-410A | 3.0667 | Residential & Commercial | USHP | Ducted CEE Tier 1
211222131 | Central HP <5.4 tons | HEIL | HRCU-A-CB (Split System: Heat Pump with Remote Outdoor Unit-Air-Source) | DLCURAH30ABK |  |  | EA*4X36L21A* | *92ESN0801716A* | 29600 | 15.2 | 8.1 | 33800 | 27800 | 82.25% | 1.76 | 0 | 9 |  |  |  |  | R-410A | 2.4667 | Residential & Commercial | USHP
211242670 | Central HP <5.4 tons | HEIL | HRCU-A-CB (Split System: Heat Pump with Remote Outdoor Unit-Air-Source) | DLCURAH24ABK |  |  | EA*4X36L21A* | *95ESN0601714A* | 24800 | 16 | 8.5 | 26600 | 22000 | 82.71% | 1.82 | 0 | 10 |  |  |  |  | R-410A | 2.0667 | Residential & Commercial | USHP | Ducted CEE Tier 1
211243022 | Central HP <5.4 tons | HEIL | HRCU-A-CB (Split System: Heat Pump with Remote Outdoor Unit-Air-Source) | DLCURAH24ABK |  |  | EA*4X37L17A* | *80ES(N,L)0451412A* | 25200 | 16 | 8.5 | 26200 | 21000 | 80.15% | 1.76 | 0 | 10 |  |  |  |  | R-410A | 2.1 | Residential & Commercial | USHP | Ducted CEE Tier 1
211387871 | Central HP <5.4 tons | COLEMAN | HRCU-A-CB (Split System: Heat Pump with Remote Outdoor Unit-Air-Source) | HMH72B341 |  |  | XAFB36DXXN1+TXV | TM9V080B12MP12 | 33600 | 17.5 | 8.5 | 33400 | 23400 | 70.06% | 2.04 | 0 | 10 |  |  |  |  | R-410A | 2.8 | Residential & Commercial | USHP | Ducted CEE Tier 1
211387901 | Central HP <5.4 tons | COLEMAN | HRCU-A-CB (Split System: Heat Pump with Remote Outdoor Unit-Air-Source) | HMH72B341 |  |  | XAFB36DXXN1+TXV | CP9C080B12MP13 | 33600 | 17.5 | 8.5 | 33400 | 23400 | 70.06% | 2.04 | 0 | 10 |  |  |  |  | R-410A | 2.8 | Residential & Commercial | USHP | Ducted CEE Tier 1
211389157 | Central HP <5.4 tons | COLEMAN | HRCU-A-CB (Split System: Heat Pump with Remote Outdoor Unit-Air-Source) | HMH72B341 |  |  | XAHB36DBCN1 | TM9E060A10MP12 | 32600 | 17 | 8.1 | 32400 | 22800 | 70.37% | 1.98 | 0 | 9.5 |  |  |  |  | R-410A | 2.7167 | Residential & Commercial | USHP
211388923 | Central HP <5.4 tons | COLEMAN | HRCU-A-CB (Split System: Heat Pump with Remote Outdoor Unit-Air-Source) | HMH72B341 |  |  | XAUB30CXXN1+TXV | TM9E080B12MP12 | 32800 | 17.5 | 8.1 | 33600 | 23600 | 70.24% | 2.02 | 0 | 9.5 |  |  |  |  | R-410A | 2.7333 | Residential & Commercial | USHP
213779594 | Central HP <5.4 tons | TEMPSTAR | HRCU-A-CB (Split System: Heat Pump with Remote Outdoor Unit-Air-Source) | TVH837GKA** |  |  | EA*4X60L24A*+WALLCON | *97CMN1002122B* | 32800 | 17.5 | 8.1 | 31800 | 24600 | 77.36% | 1.98 | 0 | 11.5 |  |  |  |  | R-410A | 2.7333 | Residential & Commercial | USHP | Ducted CEE Tier 1
206788343 | Central HP <5.4 tons | CARRIER | HRCU-A-CB (Split System: Heat Pump with Remote Outdoor Unit-Air-Source) | 25VNA424A*031* |  |  | CAP**4221AL*+UI | 59MN7B060C17**14 | 23200 | 19.5 | 10.5 | 26800 | 20000 | 74.63% | 2.42 | 13 | 13 |  |  |  |  | R-410A | 1.9333 | Residential & Commercial | USHP | Ducted CEE Tier 1
206788377 | Central HP <5.4 tons | CARRIER | HRCU-A-CB (Split System: Heat Pump with Remote Outdoor Unit-Air-Source) | 25VNA424A*031* |  |  | CNPV*3621AL*+UI | 59MN7B080C17**14 | 23200 | 20 | 9.5 | 26800 | 20000 | 74.63% | 2.36 | 13 | 13 |  |  |  |  | R-410A | 1.9333 | Residential & Commercial | USHP | Ducted CEE Tier 1
206788668 | Central HP <5.4 tons | CARRIER | HRCU-A-CB (Split System: Heat Pump with Remote Outdoor Unit-Air-Source) | 25VNA436A*031* |  |  | CAP**6121AL*+UI | 59MN7B080C17**14 | 34600 | 19.5 | 9 | 34800 | 25400 | 72.99% | 2 | 12.5 | 12 |  |  |  |  | R-410A | 2.8833 | Residential & Commercial | USHP | Ducted CEE Tier 1
206788702 | Central HP <5.4 tons | CARRIER | HRCU-A-CB (Split System: Heat Pump with Remote Outdoor Unit-Air-Source) | 25VNA436A*031* |  |  | CNPV*4221AL*+UI | 58TN*A090C17**16 | 33200 | 19.5 | 9 | 35200 | 26600 | 75.57% | 2 | 12.5 | 12 |  |  |  |  | R-410A | 2.7667 | Residential & Commercial | USHP | Ducted CEE Tier 1
213779744 | Central HP <5.4 tons | TEMPSTAR | HRCU-A-CB (Split System: Heat Pump with Remote Outdoor Unit-Air-Source) | TVH837GKA** |  |  | EA*4X61L21A*+WALLCON | *96CTN1002122B* | 33200 | 17.5 | 8.5 | 32000 | 24800 | 77.5% | 1.98 | 0 | 11.7 |  |  |  |  | R-410A | 2.7667 | Residential & Commercial | USHP | Ducted CEE Tier 1
215674355 | Central HP <5.4 tons | BRYANT HEATING AND COOLING SYSTEMS | HRCU-A-CB (Split System: Heat Pump with Remote Outdoor Unit-Air-Source) | 290VAN048**AA* |  |  | CAA**6121AM*+UI | 88*TB48090C17*** | 46000 | 18 | 9 | 48000 | 33800 | 70.42% | 2.06 | 0 | 10 |  |  |  |  | R-454B | 3.8333 | Residential & Commercial | USHP | Ducted CEE Tier 1
215674005 | Central HP <5.4 tons | BRYANT HEATING AND COOLING SYSTEMS | HRCU-A-CB (Split System: Heat Pump with Remote Outdoor Unit-Air-Source) | 290VAN048**AA* |  |  | CAA**4821AM*+UI | 83*CA60100C21*** | 44000 | 17.5 | 9 | 48500 | 34200 | 70.52% | 2.06 | 0 | 9.5 |  |  |  |  | R-454B | 3.6667 | Residential & Commercial | USHP
211389786 | Central HP <5.4 tons | COLEMAN | HRCU-A-CB (Split System: Heat Pump with Remote Outdoor Unit-Air-Source) | HMH72B341 |  |  | XAUB30CXXN1+TXV | TM8Y080B12MP11 | 32800 | 17.5 | 8.1 | 33000 | 23200 | 70.3% | 2.02 | 0 | 10 |  |  |  |  | R-410A | 2.7333 | Residential & Commercial | USHP | Ducted CEE Tier 1
211389886 | Central HP <5.4 tons | COLEMAN | HRCU-A-CB (Split System: Heat Pump with Remote Outdoor Unit-Air-Source) | HMH72B341 |  |  | XAFB30CXXN1+TXV | TM8Y060A12MP11 | 32600 | 17.5 | 8.1 | 33400 | 23400 | 70.06% | 2.02 | 0 | 10 |  |  |  |  | R-410A | 2.7167 | Residential & Commercial | USHP | Ducted CEE Tier 1
212977644 | Central HP <5.4 tons | TEMPSTAR | HRCU-A-CB (Split System: Heat Pump with Remote Outdoor Unit-Air-Source) | DLCURAH24ABK |  |  | EA*4X37L17A* | *80MS(N,L)0451412A* | 24200 | 17 | 8.5 | 25200 | 22000 | 87.3% | 1.84 | 0 | 10 |  |  |  |  | R-410A | 2.0167 | Residential & Commercial | USHP | Ducted CEE Tier 1
210598490 | Central HP <5.4 tons | ARCOAIRE | HRCU-A-CB (Split System: Heat Pump with Remote Outdoor Unit-Air-Source) | HVH825GKA2* |  |  | EN(A,D,W)4X48L21**+WALLCON | *80CTL0901716A* | 24200 | 17.5 | 8.1 | 21200 | 16500 | 77.83% | 2.02 | 0 | 11.7 |  |  |  |  | R-410A | 2.0167 | Residential & Commercial | USHP | Ducted CEE Tier 1
206764298 | Central HP <5.4 tons | CARRIER | HRCU-A-CB (Split System: Heat Pump with Remote Outdoor Unit-Air-Source) | 25VNA825A*032* |  |  | CAP**2417AL*+UI | 58TN*A070C17**16 | 23200 | 16.5 | 8.1 | 22000 | 16800 | 76.36% | 1.9 | 11 | 10.5 |  |  |  |  | R-410A | 1.9333 | Residential & Commercial | USHP | Ducted CEE Tier 1
206764314 | Central HP <5.4 tons | CARRIER | HRCU-A-CB (Split System: Heat Pump with Remote Outdoor Unit-Air-Source) | 25VNA825A*032* |  |  | CAP**3017AL*+UI | 58TN*A045C17**12 | 23400 | 16 | 8.1 | 21600 | 16800 | 77.78% | 1.9 | 11 | 10.5 |  |  |  |  | R-410A | 1.95 | Residential & Commercial | USHP | Ducted CEE Tier 1
206764316 | Central HP <5.4 tons | CARRIER | HRCU-A-CB (Split System: Heat Pump with Remote Outdoor Unit-Air-Source) | 25VNA825A*032* |  |  | CAP**3017AL*+UI | 59TN6B060C17**14 | 23400 | 16 | 8.1 | 21600 | 16800 | 77.78% | 1.9 | 11 | 10.5 |  |  |  |  | R-410A | 1.95 | Residential & Commercial | USHP | Ducted CEE Tier 1
213779814 | Central HP <5.4 tons | TEMPSTAR | HRCU-A-CB (Split System: Heat Pump with Remote Outdoor Unit-Air-Source) | TVH837GKA** |  |  | EA*4X61L24A*+WALLCON | *96CTN1202422B* | 33200 | 17.5 | 8.5 | 32000 | 24800 | 77.5% | 2 | 0 | 11.7 |  |  |  |  | R-410A | 2.7667 | Residential & Commercial | USHP | Ducted CEE Tier 1
212976094 | Central HP <5.4 tons | TEMPSTAR | HRCU-A-CB (Split System: Heat Pump with Remote Outdoor Unit-Air-Source) | DLCURAH24ABK |  |  | EN(A,D)4X24L17** | *96VTN0801716B* | 23400 | 16.5 | 8.5 | 27000 | 24800 | 91.85% | 2.04 | 0 | 10 |  |  |  |  | R-410A | 1.95 | Residential & Commercial | USHP | Ducted CEE Tier 1
212977596 | Central HP <5.4 tons | TEMPSTAR | HRCU-A-CB (Split System: Heat Pump with Remote Outdoor Unit-Air-Source) | DLCURAH24ABK |  |  | EA*4X25L17A* | *80MS(N,L)0451412A* | 24200 | 17 | 8.5 | 25200 | 21800 | 86.51% | 1.82 | 0 | 10 |  |  |  |  | R-410A | 2.0167 | Residential & Commercial | USHP | Ducted CEE Tier 1
206788704 | Central HP <5.4 tons | CARRIER | HRCU-A-CB (Split System: Heat Pump with Remote Outdoor Unit-Air-Source) | 25VNA436A*031* |  |  | CNPV*4221AL*+UI | 59MN7B060C21**20 | 32800 | 18.5 | 9 | 35600 | 26800 | 75.28% | 1.96 | 12 | 11.7 |  |  |  |  | R-410A | 2.7333 | Residential & Commercial | USHP | Ducted CEE Tier 1
206788720 | Central HP <5.4 tons | CARRIER | HRCU-A-CB (Split System: Heat Pump with Remote Outdoor Unit-Air-Source) | 25VNA436A*031* |  |  | CNPV*4824AL*+UI | 58TN*A135C24**22 | 34000 | 19.5 | 9 | 35000 | 26000 | 74.29% | 2.04 | 13 | 12.5 |  |  |  |  | R-410A | 2.8333 | Residential & Commercial | USHP | Ducted CEE Tier 1
215674225 | Central HP <5.4 tons | BRYANT HEATING AND COOLING SYSTEMS | HRCU-A-CB (Split System: Heat Pump with Remote Outdoor Unit-Air-Source) | 290VAN048**AA* |  |  | CAA**6024AM*+UI | 935CB66100C21*** | 45000 | 18 | 9 | 47500 | 33400 | 70.32% | 2.08 | 0 | 10 |  |  |  |  | R-454B | 3.75 | Residential & Commercial | USHP | Ducted CEE Tier 1
215674275 | Central HP <5.4 tons | BRYANT HEATING AND COOLING SYSTEMS | HRCU-A-CB (Split System: Heat Pump with Remote Outdoor Unit-Air-Source) | 290VAN048**AA* |  |  | CAA**6024AM*+UI | 986TD66100C21*** | 45000 | 18 | 9 | 47500 | 33600 | 70.74% | 2.06 | 0 | 10 |  |  |  |  | R-454B | 3.75 | Residential & Commercial | USHP | Ducted CEE Tier 1
206788745 | Central HP <5.4 tons | CARRIER | HRCU-A-CB (Split System: Heat Pump with Remote Outdoor Unit-Air-Source) | 25VNA436A*031* |  |  | CSPH*3612AL*+UI | 59TN6B080C17**14 | 33400 | 18 | 9 | 35400 | 26400 | 74.58% | 2 | 12 | 11 |  |  |  |  | R-410A | 2.7833 | Residential & Commercial | USHP | Ducted CEE Tier 1
206788822 | Central HP <5.4 tons | CARRIER | HRCU-A-CB (Split System: Heat Pump with Remote Outdoor Unit-Air-Source) | 25VNA436A*031* |  |  | CAP**4821AL*+UI | 58CU*A100C21**20 | 33600 | 19 | 9 | 35000 | 25800 | 73.71% | 2.02 | 12.5 | 11.7 |  |  |  |  | R-410A | 2.8 | Residential & Commercial | USHP | Ducted CEE Tier 1
206788933 | Central HP <5.4 tons | CARRIER | HRCU-A-CB (Split System: Heat Pump with Remote Outdoor Unit-Air-Source) | 25VNA448A*031* |  |  | CAP**6121AL*+UI | 59TN6B100C21**22 | 45500 | 21 | 9.5 | 46000 | 36400 | 79.13% | 2.36 | 12.5 | 12 |  |  |  |  | R-410A | 3.7917 | Residential & Commercial | USHP | Ducted CEE Tier 1
206788966 | Central HP <5.4 tons | CARRIER | HRCU-A-CB (Split System: Heat Pump with Remote Outdoor Unit-Air-Source) | 25VNA448A*031* |  |  | CSPH*6012AL*+UI | 59CU5A080C21**20 | 45000 | 20.5 | 9 | 46000 | 36200 | 78.7% | 2.34 | 12 | 11.7 |  |  |  |  | R-410A | 3.75 | Residential & Commercial | USHP | Ducted CEE Tier 1
216739134 | Central HP <5.4 tons | DAY & NIGHT | HRCU-A-CB (Split System: Heat Pump with Remote Outdoor Unit-Air-Source) | D5CUHAH24AAK |  |  | FMA5X24**AL* | 0 | 22600 | 17 | 9 | 21400 | 19500 | 91.12% | 2.1 | 0 | 11 |  |  |  |  | R-454B | 1.8833 | Residential & Commercial | USHP | Ducted CEE Tier 1
215674315 | Central HP <5.4 tons | BRYANT HEATING AND COOLING SYSTEMS | HRCU-A-CB (Split System: Heat Pump with Remote Outdoor Unit-Air-Source) | 290VAN048**AA* |  |  | CAA**6121AM*+UI | 83*CA60100C21*** | 46000 | 17.5 | 9 | 48000 | 33800 | 70.42% | 2.06 | 0 | 10 |  |  |  |  | R-454B | 3.8333 | Residential & Commercial | USHP | Ducted CEE Tier 1
206788632 | Central HP <5.4 tons | CARRIER | HRCU-A-CB (Split System: Heat Pump with Remote Outdoor Unit-Air-Source) | 25VNA436A*031* |  |  | CAP**4821AL*+UI | 59TN6B080C17**14 | 33600 | 19 | 9 | 35200 | 26000 | 73.86% | 2.02 | 12 | 11.7 |  |  |  |  | R-410A | 2.8 | Residential & Commercial | USHP | Ducted CEE Tier 1
206788633 | Central HP <5.4 tons | CARRIER | HRCU-A-CB (Split System: Heat Pump with Remote Outdoor Unit-Air-Source) | 25VNA436A*031* |  |  | CAP**4821AL*+UI | 59MN7B080C17**14 | 33400 | 19 | 9 | 35200 | 26000 | 73.86% | 2.02 | 12 | 11.7 |  |  |  |  | R-410A | 2.7833 | Residential & Commercial | USHP | Ducted CEE Tier 1
213297114 | Central HP <5.4 tons | LUXAIRE | HRCU-A-CB (Split System: Heat Pump with Remote Outdoor Unit-Air-Source) | HMH72B341 |  |  | XAFC48FXXN1+TXV | Z8ES120C16LMPS1 | 34000 | 16.5 | 8.5 | 32800 | 23400 | 71.34% | 2.1 | 0 | 9.5 |  |  |  |  | R-410A | 2.8333 | Residential & Commercial | USHP
213297314 | Central HP <5.4 tons | LUXAIRE | HRCU-A-CB (Split System: Heat Pump with Remote Outdoor Unit-Air-Source) | HMH72B341 |  |  | XAFC36DBCN1 | Z8ET080C16LMPS1 | 34000 | 18.5 | 8.5 | 33400 | 24200 | 72.46% | 2.14 | 0 | 9.5 |  |  |  |  | R-410A | 2.8333 | Residential & Commercial | USHP
213297589 | Central HP <5.4 tons | LUXAIRE | HRCU-A-CB (Split System: Heat Pump with Remote Outdoor Unit-Air-Source) | HMH72B341 |  |  | XAFB36DBCN1 | Z8ES100B12SMPS1 | 34000 | 18 | 8.1 | 34000 | 24600 | 72.35% | 2.1 | 0 | 9.5 |  |  |  |  | R-410A | 2.8333 | Residential & Commercial | USHP
213297639 | Central HP <5.4 tons | LUXAIRE | HRCU-A-CB (Split System: Heat Pump with Remote Outdoor Unit-Air-Source) | HMH72B341 |  |  | XAHB36DBCN1 | Z8ES080B12SMPS1 | 33200 | 17.5 | 8.1 | 32800 | 23000 | 70.12% | 2 | 0 | 10 |  |  |  |  | R-410A | 2.7667 | Residential & Commercial | USHP | Ducted CEE Tier 1
213297064 | Central HP <5.4 tons | LUXAIRE | HRCU-A-CB (Split System: Heat Pump with Remote Outdoor Unit-Air-Source) | HMH72B341 |  |  | XAUB30CXXN1+TXV | Z9ES060A10SMPS1 | 32400 | 18.5 | 8.1 | 33000 | 23200 | 70.3% | 2.02 | 0 | 9.5 |  |  |  |  | R-410A | 2.7 | Residential & Commercial | USHP
213297189 | Central HP <5.4 tons | LUXAIRE | HRCU-A-CB (Split System: Heat Pump with Remote Outdoor Unit-Air-Source) | HMH72B341 |  |  | XAFB30CXXN1+TXV | Z8ES040A12SMPS1 | 33200 | 18 | 8.5 | 33000 | 23400 | 70.91% | 2.06 | 0 | 10 |  |  |  |  | R-410A | 2.7667 | Residential & Commercial | USHP | Ducted CEE Tier 1
213297339 | Central HP <5.4 tons | LUXAIRE | HRCU-A-CB (Split System: Heat Pump with Remote Outdoor Unit-Air-Source) | HMH72B341 |  |  | XAFC36DXXN1+TXV | Z8ES100C20LMPS1 | 34000 | 17.5 | 8.5 | 33400 | 24200 | 72.46% | 2.14 | 0 | 9.5 |  |  |  |  | R-410A | 2.8333 | Residential & Commercial | USHP
213297364 | Central HP <5.4 tons | LUXAIRE | HRCU-A-CB (Split System: Heat Pump with Remote Outdoor Unit-Air-Source) | HMH72B341 |  |  | XAFB30CXXN1+TXV | Z8ES100B12SMPS1 | 32800 | 18 | 8.5 | 33000 | 23200 | 70.3% | 2.04 | 0 | 9.5 |  |  |  |  | R-410A | 2.7333 | Residential & Commercial | USHP
215674455 | Central HP <5.4 tons | BRYANT HEATING AND COOLING SYSTEMS | HRCU-A-CB (Split System: Heat Pump with Remote Outdoor Unit-Air-Source) | 290VAN048**AA* |  |  | CAA**6124AM*+UI | 83*CA60080C21*** | 46000 | 18 | 9 | 47500 | 33600 | 70.74% | 2.08 | 0 | 10 |  |  |  |  | R-454B | 3.8333 | Residential & Commercial | USHP | Ducted CEE Tier 1
211387639 | Central HP <5.4 tons | COLEMAN | HRCU-A-CB (Split System: Heat Pump with Remote Outdoor Unit-Air-Source) | HMH72B341 |  |  | XAFC36DXXN1+TXV | CP9C080C16MP13 | 34000 | 17.5 | 8.1 | 33800 | 23800 | 70.41% | 2.08 | 0 | 10 |  |  |  |  | R-410A | 2.8333 | Residential & Commercial | USHP | Ducted CEE Tier 1
206788647 | Central HP <5.4 tons | CARRIER | HRCU-A-CB (Split System: Heat Pump with Remote Outdoor Unit-Air-Source) | 25VNA436A*031* |  |  | CAP**4824AL*+UI | 59MN7B120C24**22 | 33800 | 19.5 | 9.5 | 34800 | 25800 | 74.14% | 2.04 | 12 | 12 |  |  |  |  | R-410A | 2.8167 | Residential & Commercial | USHP | Ducted CEE Tier 1
206788666 | Central HP <5.4 tons | CARRIER | HRCU-A-CB (Split System: Heat Pump with Remote Outdoor Unit-Air-Source) | 25VNA436A*031* |  |  | CAP**6121AL*+UI | 59TN6B060C17**14 | 34600 | 19 | 9 | 33600 | 25400 | 75.6% | 1.98 | 12.5 | 11.7 |  |  |  |  | R-410A | 2.8833 | Residential & Commercial | USHP | Ducted CEE Tier 1
206788667 | Central HP <5.4 tons | CARRIER | HRCU-A-CB (Split System: Heat Pump with Remote Outdoor Unit-Air-Source) | 25VNA436A*031* |  |  | CAP**6121AL*+UI | 59TN6B080C17**14 | 34600 | 19.5 | 9 | 34800 | 25200 | 72.41% | 2 | 12.5 | 12 |  |  |  |  | R-410A | 2.8833 | Residential & Commercial | USHP | Ducted CEE Tier 1
206788682 | Central HP <5.4 tons | CARRIER | HRCU-A-CB (Split System: Heat Pump with Remote Outdoor Unit-Air-Source) | 25VNA436A*031* |  |  | CAP**6124AL*+UI | 59MN7B120C24**22 | 34800 | 19.5 | 9 | 34600 | 25200 | 72.83% | 2.02 | 13 | 12.5 |  |  |  |  | R-410A | 2.9 | Residential & Commercial | USHP | Ducted CEE Tier 1
206788750 | Central HP <5.4 tons | CARRIER | HRCU-A-CB (Split System: Heat Pump with Remote Outdoor Unit-Air-Source) | 25VNA436A*031* |  |  | CSPH*3612AL*+UI | 59MN7B120C24**22 | 33600 | 18 | 9 | 35200 | 26200 | 74.43% | 2.02 | 12.5 | 11.7 |  |  |  |  | R-410A | 2.8 | Residential & Commercial | USHP | Ducted CEE Tier 1
211387700 | Central HP <5.4 tons | COLEMAN | HRCU-A-CB (Split System: Heat Pump with Remote Outdoor Unit-Air-Source) | HMH72B341 |  |  | XAHC36DBCN1 | TM9V080B12MP12 | 33200 | 17 | 8.1 | 33200 | 23400 | 70.48% | 2.02 | 0 | 9.5 |  |  |  |  | R-410A | 2.7667 | Residential & Commercial | USHP
215674305 | Central HP <5.4 tons | BRYANT HEATING AND COOLING SYSTEMS | HRCU-A-CB (Split System: Heat Pump with Remote Outdoor Unit-Air-Source) | 290VAN048**AA* |  |  | CAA**6121AM*+UI | 83*CA60080C21*** | 46000 | 18 | 9 | 47500 | 33600 | 70.74% | 2.08 | 0 | 10 |  |  |  |  | R-454B | 3.8333 | Residential & Commercial | USHP | Ducted CEE Tier 1
211245590 | Central HP <5.4 tons | HEIL | HRCU-A-CB (Split System: Heat Pump with Remote Outdoor Unit-Air-Source) | DLCURAH24ABK |  |  | EN(A,D)4X36L21** | *80ES(N,L)0451712A* | 24000 | 16.5 | 8.1 | 26200 | 23000 | 87.79% | 1.9 | 0 | 10.5 |  |  |  |  | R-410A | 2 | Residential & Commercial | USHP | Ducted CEE Tier 1
211245333 | Central HP <5.4 tons | HEIL | HRCU-A-CB (Split System: Heat Pump with Remote Outdoor Unit-Air-Source) | DLCURAH24ABK |  |  | EN(A,D)4X36L21** | *96VSN1002120A* | 23800 | 17 | 8.1 | 26000 | 23400 | 90% | 1.94 | 0 | 10.5 |  |  |  |  | R-410A | 1.9833 | Residential & Commercial | USHP | Ducted CEE Tier 1
216737480 | Central HP <5.4 tons | AIRQUEST | HRCU-A-CB (Split System: Heat Pump with Remote Outdoor Unit-Air-Source) | D5CUHAH24AAK |  |  | ESH5X30M12A* | *92MSN0801716A* | 22200 | 16 | 8.1 | 20800 | 18700 | 89.9% | 1.9 | 0 | 11 |  |  |  |  | R-454B | 1.85 | Residential & Commercial | USHP | Ducted CEE Tier 1
216737378 | Central HP <5.4 tons | AIRQUEST | HRCU-A-CB (Split System: Heat Pump with Remote Outdoor Unit-Air-Source) | D5CUHAH24AAK |  |  | ESH5X30M12A* | *95CSU0601716B* | 22400 | 15.5 | 8.1 | 21000 | 18800 | 89.52% | 1.85 | 0 | 10.5 |  |  |  |  | R-454B | 1.8667 | Residential & Commercial | USHP | Ducted CEE Tier 1
216737831 | Central HP <5.4 tons | AIRQUEST | HRCU-A-CB (Split System: Heat Pump with Remote Outdoor Unit-Air-Source) | D5CUHAH24AAK |  |  | ESH5X30M12A* | *96VTN0601716B* | 22400 | 15.5 | 8.1 | 21000 | 18800 | 89.52% | 1.85 | 0 | 10.5 |  |  |  |  | R-454B | 1.8667 | Residential & Commercial | USHP | Ducted CEE Tier 1
216738299 | Central HP <5.4 tons | AIRQUEST | HRCU-A-CB (Split System: Heat Pump with Remote Outdoor Unit-Air-Source) | D5CUHAH24AAK |  |  | ESH5X36M12A* | *80CTL1102120B* | 23200 | 15.2 | 8.1 | 21200 | 18800 | 88.68% | 1.9 | 0 | 10.5 |  |  |  |  | R-454B | 1.9333 | Residential & Commercial | USHP | Ducted CEE Tier 1
216738935 | Central HP <5.4 tons | AIRQUEST | HRCU-A-CB (Split System: Heat Pump with Remote Outdoor Unit-Air-Source) | D5CUHAH24AAK |  |  | ESH5X36M12A* | *97VTN1002122A* | 23000 | 16 | 8.1 | 21000 | 18600 | 88.57% | 1.85 | 0 | 11 |  |  |  |  | R-454B | 1.9167 | Residential & Commercial | USHP | Ducted CEE Tier 1
212976751 | Central HP <5.4 tons | TEMPSTAR | HRCU-A-CB (Split System: Heat Pump with Remote Outdoor Unit-Air-Source) | DLCURAH30ABK |  |  | EA*4X42L24A* | *96VTN1002120B* | 30200 | 15.2 | 8.1 | 34200 | 27400 | 80.12% | 1.8 | 0 | 9 |  |  |  |  | R-410A | 2.5167 | Residential & Commercial | USHP
211387831 | Central HP <5.4 tons | COLEMAN | HRCU-A-CB (Split System: Heat Pump with Remote Outdoor Unit-Air-Source) | HMH72B341 |  |  | XAFC36DBCN1 | TP9C080B12MP13 | 34000 | 17 | 8.1 | 34000 | 24400 | 71.76% | 2.06 | 0 | 9.5 |  |  |  |  | R-410A | 2.8333 | Residential & Commercial | USHP
211387817 | Central HP <5.4 tons | COLEMAN | HRCU-A-CB (Split System: Heat Pump with Remote Outdoor Unit-Air-Source) | HMH72B341 |  |  | XAFC36DXXN1+TXV | CP9C080B12MP13 | 34000 | 17 | 8.1 | 34000 | 24400 | 71.76% | 2.06 | 0 | 9.5 |  |  |  |  | R-410A | 2.8333 | Residential & Commercial | USHP
215674245 | Central HP <5.4 tons | BRYANT HEATING AND COOLING SYSTEMS | HRCU-A-CB (Split System: Heat Pump with Remote Outdoor Unit-Air-Source) | 290VAN048**AA* |  |  | CAA**6024AM*+UI | 987MC60080C21*** | 45000 | 18 | 9 | 47500 | 33600 | 70.74% | 2.06 | 0 | 10 |  |  |  |  | R-454B | 3.75 | Residential & Commercial | USHP | Ducted CEE Tier 1
206788577 | Central HP <5.4 tons | CARRIER | HRCU-A-CB (Split System: Heat Pump with Remote Outdoor Unit-Air-Source) | 25VNA436A*031* |  |  | CAP**3717AL*+UI | 58TN*A070C17**16 | 34000 | 19 | 9.5 | 35400 | 26200 | 74.01% | 2.02 | 12 | 12 |  |  |  |  | R-410A | 2.8333 | Residential & Commercial | USHP | Ducted CEE Tier 1
206788584 | Central HP <5.4 tons | CARRIER | HRCU-A-CB (Split System: Heat Pump with Remote Outdoor Unit-Air-Source) | 25VNA436A*031* |  |  | CAP**3721AL*+UI | 59MN7B080C17**14 | 34200 | 19 | 9.5 | 35400 | 25800 | 72.88% | 2.02 | 12 | 11.7 |  |  |  |  | R-410A | 2.85 | Residential & Commercial | USHP | Ducted CEE Tier 1
206788595 | Central HP <5.4 tons | CARRIER | HRCU-A-CB (Split System: Heat Pump with Remote Outdoor Unit-Air-Source) | 25VNA436A*031* |  |  | CAP**4221AL*+UI | 59TN6B060C17**14 | 32800 | 18.5 | 9 | 35800 | 26800 | 74.86% | 1.96 | 12 | 11 |  |  |  |  | R-410A | 2.7333 | Residential & Commercial | USHP | Ducted CEE Tier 1
206788686 | Central HP <5.4 tons | CARRIER | HRCU-A-CB (Split System: Heat Pump with Remote Outdoor Unit-Air-Source) | 25VNA436A*031* |  |  | CAP**6124AL*+UI | 59MN7B060C21**20 | 34600 | 19 | 9 | 34800 | 25200 | 72.41% | 2 | 12.5 | 12 |  |  |  |  | R-410A | 2.8833 | Residential & Commercial | USHP | Ducted CEE Tier 1
211260230 | Central HP <5.4 tons | AIRQUEST | HRCU-A-CB (Split System: Heat Pump with Remote Outdoor Unit-Air-Source) | DLCURAH18ABK |  |  | EA*4X24L14A* | *80ES(N,L)0701412A* | 17600 | 16 | 8.5 | 18400 | 19100 | 103.8% | 2.3 | 0 | 10.5 |  |  |  |  | R-410A | 1.4667 | Residential & Commercial | USHP | Ducted CEE Tier 1
211260296 | Central HP <5.4 tons | AIRQUEST | HRCU-A-CB (Split System: Heat Pump with Remote Outdoor Unit-Air-Source) | DLCURAH18ABK |  |  | EA*4X24L17A* | *96VSN0601412A* | 17900 | 16 | 8.5 | 18800 | 19000 | 101.1% | 2.28 | 0 | 10.5 |  |  |  |  | R-410A | 1.4917 | Residential & Commercial | USHP | Ducted CEE Tier 1
210597912 | Central HP <5.4 tons | HEIL | HRCU-A-CB (Split System: Heat Pump with Remote Outdoor Unit-Air-Source) | HVH825GKA2* |  |  | EA*4X42L24A*+WALLCON | *96CTN1002122A* | 23800 | 16.5 | 8.1 | 21400 | 16600 | 77.57% | 1.96 | 0 | 11 |  |  |  |  | R-410A | 1.9833 | Residential & Commercial | USHP | Ducted CEE Tier 1
213297564 | Central HP <5.4 tons | LUXAIRE | HRCU-A-CB (Split System: Heat Pump with Remote Outdoor Unit-Air-Source) | HMH72B341 |  |  | XAHC36DXXN1+TXV | Z8ES100B12LMPS1 | 33400 | 17.5 | 8.1 | 32800 | 23200 | 70.73% | 2.02 | 0 | 9.5 |  |  |  |  | R-410A | 2.7833 | Residential & Commercial | USHP
213297689 | Central HP <5.4 tons | LUXAIRE | HRCU-A-CB (Split System: Heat Pump with Remote Outdoor Unit-Air-Source) | HMH72B341 |  |  | XAFC36DXXN1+TXV | Z9ET060B12SMPS1 | 34000 | 18.5 | 8.1 | 33400 | 24000 | 71.86% | 2.06 | 0 | 9.5 |  |  |  |  | R-410A | 2.8333 | Residential & Commercial | USHP
213296864 | Central HP <5.4 tons | LUXAIRE | HRCU-A-CB (Split System: Heat Pump with Remote Outdoor Unit-Air-Source) | HMH72B341 |  |  | XAFC36DBCN1 | Z8ES120C20SMPS1 | 34000 | 17.5 | 8.5 | 34000 | 24600 | 72.35% | 2.12 | 0 | 9.5 |  |  |  |  | R-410A | 2.8333 | Residential & Commercial | USHP
213296964 | Central HP <5.4 tons | LUXAIRE | HRCU-A-CB (Split System: Heat Pump with Remote Outdoor Unit-Air-Source) | HMH72B341 |  |  | XAHC36DBCN1 | Z8ES080B12SMPS1 | 33400 | 17.5 | 8.1 | 32800 | 23000 | 70.12% | 2.02 | 0 | 10 |  |  |  |  | R-410A | 2.7833 | Residential & Commercial | USHP | Ducted CEE Tier 1
213297014 | Central HP <5.4 tons | LUXAIRE | HRCU-A-CB (Split System: Heat Pump with Remote Outdoor Unit-Air-Source) | HMH72B341 |  |  | XAFB36DXXN1+TXV | Z9ET080B12SMPS1 | 34000 | 18.5 | 8.1 | 33400 | 24200 | 72.46% | 2.08 | 0 | 9.5 |  |  |  |  | R-410A | 2.8333 | Residential & Commercial | USHP
214398348 | Central HP <5.4 tons | LUXAIRE | HRCU-A-CB (Split System: Heat Pump with Remote Outdoor Unit-Air-Source) | HH824E2S11 |  |  | CTF36B5ADS1+JMC12B2SN1 | 0 | 23000 | 19 | 9.5 | 23000 | 18500 | 80.43% | 2 | 0 | 12 |  |  |  |  | R-454B | 1.9167 | Residential & Commercial | USHP | Ducted CEE Tier 1
215673995 | Central HP <5.4 tons | BRYANT HEATING AND COOLING SYSTEMS | HRCU-A-CB (Split System: Heat Pump with Remote Outdoor Unit-Air-Source) | 290VAN048**AA* |  |  | CAA**4821AM*+UI | 83*CA60080C21*** | 44500 | 18 | 9 | 48500 | 34000 | 70.1% | 2.06 | 0 | 9.5 |  |  |  |  | R-454B | 3.7083 | Residential & Commercial | USHP
211393881 | Central HP <5.4 tons | COLEMAN | HRCU-A-CB (Split System: Heat Pump with Remote Outdoor Unit-Air-Source) | HMH72B341 |  |  | XAHC48FXXN1+TXV | TM9Y100C16MP11 | 33200 | 17 | 8.1 | 32400 | 23600 | 72.84% | 2.02 | 0 | 9 |  |  |  |  | R-410A | 2.7667 | Residential & Commercial | USHP
211394458 | Central HP <5.4 tons | COLEMAN | HRCU-A-CB (Split System: Heat Pump with Remote Outdoor Unit-Air-Source) | HMH72B341 |  |  | XAHC48FXXN1+TXV | TM9V100C20MP12 | 33200 | 17 | 8.5 | 32000 | 23400 | 73.12% | 2.04 | 0 | 9 |  |  |  |  | R-410A | 2.7667 | Residential & Commercial | USHP
211392697 | Central HP <5.4 tons | COLEMAN | HRCU-A-CB (Split System: Heat Pump with Remote Outdoor Unit-Air-Source) | HMH72B341 |  |  | XAFB30CXXN1+TXV | TMLE060A12MP11 | 32800 | 17.5 | 8.1 | 33400 | 23400 | 70.06% | 2.02 | 0 | 9.5 |  |  |  |  | R-410A | 2.7333 | Residential & Commercial | USHP
211392997 | Central HP <5.4 tons | COLEMAN | HRCU-A-CB (Split System: Heat Pump with Remote Outdoor Unit-Air-Source) | HMH72B341 |  |  | XAHC30CXXN1+TXV | TL9E100C20UH11 | 32600 | 16.5 | 8.1 | 32800 | 23000 | 70.12% | 2.02 | 0 | 9.5 |  |  |  |  | R-410A | 2.7167 | Residential & Commercial | USHP
211393529 | Central HP <5.4 tons | COLEMAN | HRCU-A-CB (Split System: Heat Pump with Remote Outdoor Unit-Air-Source) | HMH72B341 |  |  | XAFB36DXXN1+TXV | TL8E060A12UH11 | 34000 | 18 | 8.1 | 33800 | 23800 | 70.41% | 2.06 | 0 | 10 |  |  |  |  | R-410A | 2.8333 | Residential & Commercial | USHP | Ducted CEE Tier 1
206788801 | Central HP <5.4 tons | CARRIER | HRCU-A-CB (Split System: Heat Pump with Remote Outdoor Unit-Air-Source) | 25VNA436A*031* |  |  | CSPH*6012AL*+UI | 58TN*A090C17**16 | 34600 | 19.5 | 9 | 34600 | 25200 | 72.83% | 2.04 | 13 | 12 |  |  |  |  | R-410A | 2.8833 | Residential & Commercial | USHP | Ducted CEE Tier 1
206788864 | Central HP <5.4 tons | CARRIER | HRCU-A-CB (Split System: Heat Pump with Remote Outdoor Unit-Air-Source) | 25VNA436A*031* |  |  | CSPH*3612AL*+UI | 59CU5A060C17**16 | 33400 | 18 | 9 | 35600 | 26400 | 74.16% | 2 | 11.5 | 11 |  |  |  |  | R-410A | 2.7833 | Residential & Commercial | USHP | Ducted CEE Tier 1
206788866 | Central HP <5.4 tons | CARRIER | HRCU-A-CB (Split System: Heat Pump with Remote Outdoor Unit-Air-Source) | 25VNA436A*031* |  |  | CSPH*3612AL*+UI | 59CU5A100C21**22 | 33800 | 18.5 | 9 | 35200 | 26200 | 74.43% | 2.02 | 12 | 11.7 |  |  |  |  | R-410A | 2.8167 | Residential & Commercial | USHP | Ducted CEE Tier 1
214397554 | Central HP <5.4 tons | LUXAIRE | HRCU-A-CB (Split System: Heat Pump with Remote Outdoor Unit-Air-Source) | HH824E2S11 |  |  | CTM30B5ACS1 | TM8V080B12MP12 | 23000 | 17 | 9.5 | 23000 | 17900 | 77.83% | 2 | 0 | 12 |  |  |  |  | R-454B | 1.9167 | Residential & Commercial | USHP | Ducted CEE Tier 1
210598292 | Central HP <5.4 tons | HEIL | HRCU-A-CB (Split System: Heat Pump with Remote Outdoor Unit-Air-Source) | HVH825GKA2* |  |  | EHD4X48AAL+WALLCON | *96CTN1202422A* | 24200 | 16.5 | 8.1 | 21200 | 16600 | 78.3% | 2.02 | 0 | 11 |  |  |  |  | R-410A | 2.0167 | Residential & Commercial | USHP | Ducted CEE Tier 1
210598308 | Central HP <5.4 tons | HEIL | HRCU-A-CB (Split System: Heat Pump with Remote Outdoor Unit-Air-Source) | HVH825GKA2* |  |  | EHD4X48AAL+WALLCON | *97CMN1002122A* | 24200 | 16 | 8.1 | 21200 | 16700 | 78.77% | 2.04 | 0 | 11 |  |  |  |  | R-410A | 2.0167 | Residential & Commercial | USHP | Ducted CEE Tier 1
210598360 | Central HP <5.4 tons | HEIL | HRCU-A-CB (Split System: Heat Pump with Remote Outdoor Unit-Air-Source) | HVH825GKA2* |  |  | EN(A,D)4X48L24**+WALLCON | *80CTL1352422A* | 24200 | 17 | 8.1 | 21400 | 16600 | 77.57% | 2.02 | 0 | 11.5 |  |  |  |  | R-410A | 2.0167 | Residential & Commercial | USHP | Ducted CEE Tier 1
213298074 | Central HP <5.4 tons | LUXAIRE | HRCU-A-CB (Split System: Heat Pump with Remote Outdoor Unit-Air-Source) | HMH72B341 |  |  | XAUB36DXXN1+TXV | Z8ES040A12SMPS1 | 34000 | 18 | 8.5 | 33400 | 24200 | 72.46% | 2.1 | 0 | 10 |  |  |  |  | R-410A | 2.8333 | Residential & Commercial | USHP | Ducted CEE Tier 1
213298099 | Central HP <5.4 tons | LUXAIRE | HRCU-A-CB (Split System: Heat Pump with Remote Outdoor Unit-Air-Source) | HMH72B341 |  |  | XAFB36DXXN1+JMET12BS2N1+TXV | 0 | 34000 | 18.5 | 8.5 | 33800 | 23800 | 70.41% | 2.12 | 0 | 10.5 |  |  |  |  | R-410A | 2.8333 | Residential & Commercial | USHP | Ducted CEE Tier 1
213296814 | Central HP <5.4 tons | LUXAIRE | HRCU-A-CB (Split System: Heat Pump with Remote Outdoor Unit-Air-Source) | HMH72B341 |  |  | XAHC30CXXN1+TXV | Z9ES080B12SMPS1 | 31800 | 16.5 | 8.1 | 32200 | 22600 | 70.19% | 1.98 | 0 | 9.5 |  |  |  |  | R-410A | 2.65 | Residential & Commercial | USHP
211386151 | Central HP <5.4 tons | COLEMAN | HRCU-A-CB (Split System: Heat Pump with Remote Outdoor Unit-Air-Source) | HMH72B341 |  |  | XAFC48FBCN1 | TL9E100C20UH11 | 34000 | 15.5 | 8.5 | 32400 | 23800 | 73.46% | 2.08 | 0 | 9.5 |  |  |  |  | R-410A | 2.8333 | Residential & Commercial | USHP
211386196 | Central HP <5.4 tons | COLEMAN | HRCU-A-CB (Split System: Heat Pump with Remote Outdoor Unit-Air-Source) | HMH72B341 |  |  | XAHD48FBCN1 | TL9E080C16UH11 | 33200 | 16 | 8.1 | 32400 | 23600 | 72.84% | 2.04 | 0 | 9 |  |  |  |  | R-410A | 2.7667 | Residential & Commercial | USHP
211386444 | Central HP <5.4 tons | COLEMAN | HRCU-A-CB (Split System: Heat Pump with Remote Outdoor Unit-Air-Source) | HMH72B341 |  |  | XAFC48FBCN1 | TL8E100C20UH11 | 34000 | 16.5 | 8.5 | 32400 | 23800 | 73.46% | 2.1 | 0 | 9.5 |  |  |  |  | R-410A | 2.8333 | Residential & Commercial | USHP
211386887 | Central HP <5.4 tons | COLEMAN | HRCU-A-CB (Split System: Heat Pump with Remote Outdoor Unit-Air-Source) | HMH72B341 |  |  | XAHC36DBCN1 | TM9Y080B12MP11 | 33400 | 17.5 | 8.1 | 33600 | 24000 | 71.43% | 2.02 | 0 | 9.5 |  |  |  |  | R-410A | 2.7833 | Residential & Commercial | USHP
213298024 | Central HP <5.4 tons | LUXAIRE | HRCU-A-CB (Split System: Heat Pump with Remote Outdoor Unit-Air-Source) | HMH72B341 |  |  | XAFC36DXXN1+TXV | Z8ES080C16LMPS1 | 34000 | 18 | 8.5 | 33400 | 24200 | 72.46% | 2.14 | 0 | 10 |  |  |  |  | R-410A | 2.8333 | Residential & Commercial | USHP | Ducted CEE Tier 1
213297649 | Central HP <5.4 tons | LUXAIRE | HRCU-A-CB (Split System: Heat Pump with Remote Outdoor Unit-Air-Source) | HMH72B341 |  |  | XAHB36DXXN1+TXV | Z8ES040A12SMPS1 | 33200 | 17.5 | 8.1 | 32800 | 23000 | 70.12% | 2.02 | 0 | 10 |  |  |  |  | R-410A | 2.7667 | Residential & Commercial | USHP | Ducted CEE Tier 1
213297674 | Central HP <5.4 tons | LUXAIRE | HRCU-A-CB (Split System: Heat Pump with Remote Outdoor Unit-Air-Source) | HMH72B341 |  |  | XAFC30CXXN1+JMET12CS2N1+TXV | 0 | 33800 | 18.5 | 8.5 | 33000 | 23200 | 70.3% | 2.08 | 0 | 10 |  |  |  |  | R-410A | 2.8167 | Residential & Commercial | USHP | Ducted CEE Tier 1
213297699 | Central HP <5.4 tons | LUXAIRE | HRCU-A-CB (Split System: Heat Pump with Remote Outdoor Unit-Air-Source) | HMH72B341 |  |  | XAHC36DXXN1+TXV | Z9ES080C20SMPS1 | 34000 | 17 | 8.1 | 33400 | 23600 | 70.66% | 2.06 | 0 | 9.5 |  |  |  |  | R-410A | 2.8333 | Residential & Commercial | USHP
213297624 | Central HP <5.4 tons | LUXAIRE | HRCU-A-CB (Split System: Heat Pump with Remote Outdoor Unit-Air-Source) | HMH72B341 |  |  | XAHC36DBCN1 | Z8ES080C16LMPS1 | 34000 | 17.5 | 8.5 | 33400 | 23600 | 70.66% | 2.08 | 0 | 10 |  |  |  |  | R-410A | 2.8333 | Residential & Commercial | USHP | Ducted CEE Tier 1
213297949 | Central HP <5.4 tons | LUXAIRE | HRCU-A-CB (Split System: Heat Pump with Remote Outdoor Unit-Air-Source) | HMH72B341 |  |  | XAFD48FBCN1 | Z8ES120C16SMPS1 | 34000 | 16.5 | 8.5 | 32800 | 23400 | 71.34% | 2.1 | 0 | 9.5 |  |  |  |  | R-410A | 2.8333 | Residential & Commercial | USHP
213781014 | Central HP <5.4 tons | TEMPSTAR | HRCU-A-CB (Split System: Heat Pump with Remote Outdoor Unit-Air-Source) | TVH837GKA2* |  |  | EA*4X42L21A*+WALLCON | *80CTL1102120B* | 31800 | 17 | 8.1 | 32800 | 24200 | 73.78% | 1.88 | 0 | 11 |  |  |  |  | R-410A | 2.65 | Residential & Commercial | USHP | Ducted CEE Tier 1
214573641 | Central HP <5.4 tons | AIRQUEST | HRCU-A-CB (Split System: Heat Pump with Remote Outdoor Unit-Air-Source) | HVH837GKA2* |  |  | EA*4X36L21A*+WALLCON | *97CMN0602120B* | 31400 | 17 | 8.1 | 33200 | 24400 | 73.49% | 1.84 | 0 | 10.5 |  |  |  |  | R-410A | 2.6167 | Residential & Commercial | USHP | Ducted CEE Tier 1
211387760 | Central HP <5.4 tons | COLEMAN | HRCU-A-CB (Split System: Heat Pump with Remote Outdoor Unit-Air-Source) | HMH72B341 |  |  | XAHB36DBCN1 | TM9V080B12MP12 | 33200 | 16.5 | 8.1 | 33400 | 23600 | 70.66% | 2 | 0 | 9.5 |  |  |  |  | R-410A | 2.7667 | Residential & Commercial | USHP
211387796 | Central HP <5.4 tons | COLEMAN | HRCU-A-CB (Split System: Heat Pump with Remote Outdoor Unit-Air-Source) | HMH72B341 |  |  | XAHB30CXXN1+TXV | CP9C080B12MP13 | 32000 | 16.5 | 8.1 | 33400 | 23400 | 70.06% | 1.98 | 0 | 9 |  |  |  |  | R-410A | 2.6667 | Residential & Commercial | USHP
214574461 | Central HP <5.4 tons | AIRQUEST | HRCU-A-CB (Split System: Heat Pump with Remote Outdoor Unit-Air-Source) | HVH837GKA2* |  |  | EN(A,D)4X36L21**+WALLCON | *95CSU0802120B* | 31400 | 16.5 | 8.1 | 33200 | 24200 | 72.89% | 1.82 | 0 | 11 |  |  |  |  | R-410A | 2.6167 | Residential & Commercial | USHP | Ducted CEE Tier 1
214574561 | Central HP <5.4 tons | AIRQUEST | HRCU-A-CB (Split System: Heat Pump with Remote Outdoor Unit-Air-Source) | HVH837GKA2* |  |  | EN(A,D,W)4X42L21**+WALLCON | *96CTN0802120B* | 31800 | 17 | 8.1 | 33000 | 24400 | 73.94% | 1.9 | 0 | 11.5 |  |  |  |  | R-410A | 2.65 | Residential & Commercial | USHP | Ducted CEE Tier 1
211387191 | Central HP <5.4 tons | COLEMAN | HRCU-A-CB (Split System: Heat Pump with Remote Outdoor Unit-Air-Source) | HMH72B341 |  |  | XAFB36DXXN1+TXV | TM9Y060B12MP11 | 33600 | 16.5 | 8.5 | 33400 | 23600 | 70.66% | 2.04 | 0 | 9.5 |  |  |  |  | R-410A | 2.8 | Residential & Commercial | USHP
211387528 | Central HP <5.4 tons | COLEMAN | HRCU-A-CB (Split System: Heat Pump with Remote Outdoor Unit-Air-Source) | HMH72B341 |  |  | XAFC36DBCN1 | TM9V100C16MP12 | 34000 | 17.5 | 8.5 | 34000 | 24000 | 70.59% | 2.1 | 0 | 10 |  |  |  |  | R-410A | 2.8333 | Residential & Commercial | USHP | Ducted CEE Tier 1
211385837 | Central HP <5.4 tons | COLEMAN | HRCU-A-CB (Split System: Heat Pump with Remote Outdoor Unit-Air-Source) | HMH72B341 |  |  | XAFC48FXXN1+TXV | TMLE080C16MP11 | 33400 | 17 | 8.5 | 32200 | 23400 | 72.67% | 2.06 | 0 | 9.5 |  |  |  |  | R-410A | 2.7833 | Residential & Commercial | USHP
206788763 | Central HP <5.4 tons | CARRIER | HRCU-A-CB (Split System: Heat Pump with Remote Outdoor Unit-Air-Source) | 25VNA436A*031* |  |  | CSPH*4212AL*+UI | 59MN7B080C17**14 | 33800 | 18 | 9 | 35400 | 26200 | 74.01% | 2.02 | 12 | 11.5 |  |  |  |  | R-410A | 2.8167 | Residential & Commercial | USHP | Ducted CEE Tier 1
206788845 | Central HP <5.4 tons | CARRIER | HRCU-A-CB (Split System: Heat Pump with Remote Outdoor Unit-Air-Source) | 25VNA436A*031* |  |  | CAP**3721AL*+UI | 59CU5A100C21**22 | 34600 | 19.5 | 9.5 | 35000 | 25600 | 73.14% | 2.06 | 13 | 12.5 |  |  |  |  | R-410A | 2.8833 | Residential & Commercial | USHP | Ducted CEE Tier 1
206788854 | Central HP <5.4 tons | CARRIER | HRCU-A-CB (Split System: Heat Pump with Remote Outdoor Unit-Air-Source) | 25VNA436A*031* |  |  | CAP**4821AL*+UI | 59CU5A060C17**16 | 33400 | 19 | 9 | 35200 | 26000 | 73.86% | 2.02 | 12 | 11 |  |  |  |  | R-410A | 2.7833 | Residential & Commercial | USHP | Ducted CEE Tier 1
206788861 | Central HP <5.4 tons | CARRIER | HRCU-A-CB (Split System: Heat Pump with Remote Outdoor Unit-Air-Source) | 25VNA436A*031* |  |  | CNPV*4221AL*+UI | 59CU5A100C21**22 | 33200 | 19 | 9 | 35200 | 26600 | 75.57% | 2 | 13 | 12 |  |  |  |  | R-410A | 2.7667 | Residential & Commercial | USHP | Ducted CEE Tier 1
206788872 | Central HP <5.4 tons | CARRIER | HRCU-A-CB (Split System: Heat Pump with Remote Outdoor Unit-Air-Source) | 25VNA436A*031* |  |  | CSPH*4812AL*+UI | 59CU5A100C21**22 | 34200 | 19 | 9 | 35000 | 25800 | 73.71% | 2.06 | 12.5 | 12 |  |  |  |  | R-410A | 2.85 | Residential & Commercial | USHP | Ducted CEE Tier 1
213781064 | Central HP <5.4 tons | TEMPSTAR | HRCU-A-CB (Split System: Heat Pump with Remote Outdoor Unit-Air-Source) | TVH837GKA2* |  |  | EA*4X42L21A*+WALLCON | *96CTN0601714B* | 31600 | 16.5 | 8.1 | 33200 | 24600 | 74.1% | 1.86 | 0 | 10.5 |  |  |  |  | R-410A | 2.6333 | Residential & Commercial | USHP | Ducted CEE Tier 1
210598467 | Central HP <5.4 tons | HEIL | HRCU-A-CB (Split System: Heat Pump with Remote Outdoor Unit-Air-Source) | HVH825GKA2* |  |  | EN(A,D,W)4X48L21**+WALLCON | *80CSU0401712A* | 24200 | 17.5 | 8.1 | 21200 | 16600 | 78.3% | 2.02 | 0 | 11.5 |  |  |  |  | R-410A | 2.0167 | Residential & Commercial | USHP | Ducted CEE Tier 1
210598551 | Central HP <5.4 tons | HEIL | HRCU-A-CB (Split System: Heat Pump with Remote Outdoor Unit-Air-Source) | HVH825GKA2* |  |  | END4X42L17**+WALLCON | *80CTL0901716A* | 24000 | 17 | 8.1 | 21400 | 16600 | 77.57% | 2 | 0 | 11.5 |  |  |  |  | R-410A | 2 | Residential & Commercial | USHP | Ducted CEE Tier 1
213296904 | Central HP <5.4 tons | LUXAIRE | HRCU-A-CB (Split System: Heat Pump with Remote Outdoor Unit-Air-Source) | HMH72B341 |  |  | XAFC36DBCN1 | Z8ES100C16SMPS1 | 34000 | 18 | 8.5 | 33400 | 24400 | 73.05% | 2.12 | 0 | 9.5 |  |  |  |  | R-410A | 2.8333 | Residential & Commercial | USHP
213296949 | Central HP <5.4 tons | LUXAIRE | HRCU-A-CB (Split System: Heat Pump with Remote Outdoor Unit-Air-Source) | HMH72B341 |  |  | XAFC36DBCN1 | Z8ES080C20LMPS1 | 34000 | 18 | 8.5 | 33400 | 24400 | 73.05% | 2.12 | 0 | 10 |  |  |  |  | R-410A | 2.8333 | Residential & Commercial | USHP | Ducted CEE Tier 1
213297249 | Central HP <5.4 tons | LUXAIRE | HRCU-A-CB (Split System: Heat Pump with Remote Outdoor Unit-Air-Source) | HMH72B341 |  |  | XAFB36DBCN1 | Z9ET040A10SMPS1 | 33400 | 17.5 | 8.5 | 33000 | 23200 | 70.3% | 1.98 | 0 | 9.5 |  |  |  |  | R-410A | 2.7833 | Residential & Commercial | USHP
213296804 | Central HP <5.4 tons | LUXAIRE | HRCU-A-CB (Split System: Heat Pump with Remote Outdoor Unit-Air-Source) | HMH72B341 |  |  | XAFC36DXXN1+TXV | Z9ES100C16SMPS1 | 34000 | 16.5 | 8.1 | 33400 | 24000 | 71.86% | 2.08 | 0 | 9.5 |  |  |  |  | R-410A | 2.8333 | Residential & Commercial | USHP
210598064 | Central HP <5.4 tons | HEIL | HRCU-A-CB (Split System: Heat Pump with Remote Outdoor Unit-Air-Source) | HVH825GKA2* |  |  | EA*4X48L24A*+WALLCON | *80CTL1352422A* | 24200 | 17 | 8.1 | 21000 | 16500 | 78.57% | 2.02 | 0 | 11 |  |  |  |  | R-410A | 2.0167 | Residential & Commercial | USHP | Ducted CEE Tier 1
210598164 | Central HP <5.4 tons | HEIL | HRCU-A-CB (Split System: Heat Pump with Remote Outdoor Unit-Air-Source) | HVH825GKA2* |  |  | EHD4X42AAL+WALLCON | *80CSU1002120A* | 24200 | 16 | 8.1 | 21400 | 16700 | 78.04% | 2 | 0 | 10.5 |  |  |  |  | R-410A | 2.0167 | Residential & Commercial | USHP | Ducted CEE Tier 1
210598180 | Central HP <5.4 tons | HEIL | HRCU-A-CB (Split System: Heat Pump with Remote Outdoor Unit-Air-Source) | HVH825GKA2* |  |  | EHD4X42AAL+WALLCON | *80CTL0901716A* | 24200 | 16.5 | 8.1 | 21200 | 16500 | 77.83% | 2.02 | 0 | 11 |  |  |  |  | R-410A | 2.0167 | Residential & Commercial | USHP | Ducted CEE Tier 1
210598196 | Central HP <5.4 tons | HEIL | HRCU-A-CB (Split System: Heat Pump with Remote Outdoor Unit-Air-Source) | HVH825GKA2* |  |  | EHD4X42AAL+WALLCON | *95CSU1002122A* | 24200 | 16 | 8.1 | 21400 | 16600 | 77.57% | 2 | 0 | 11 |  |  |  |  | R-410A | 2.0167 | Residential & Commercial | USHP | Ducted CEE Tier 1
210598248 | Central HP <5.4 tons | HEIL | HRCU-A-CB (Split System: Heat Pump with Remote Outdoor Unit-Air-Source) | HVH825GKA2* |  |  | EHD4X48AAL+WALLCON | *80CTL0451712A* | 24200 | 16 | 8.1 | 21400 | 16700 | 78.04% | 2 | 0 | 10.5 |  |  |  |  | R-410A | 2.0167 | Residential & Commercial | USHP | Ducted CEE Tier 1
210598380 | Central HP <5.4 tons | HEIL | HRCU-A-CB (Split System: Heat Pump with Remote Outdoor Unit-Air-Source) | HVH825GKA2* |  |  | EN(A,D)4X48L24**+WALLCON | *97CMN0602120A* | 24000 | 16.5 | 8.1 | 21400 | 16700 | 78.04% | 2 | 0 | 11 |  |  |  |  | R-410A | 2 | Residential & Commercial | USHP | Ducted CEE Tier 1
210598499 | Central HP <5.4 tons | HEIL | HRCU-A-CB (Split System: Heat Pump with Remote Outdoor Unit-Air-Source) | HVH825GKA2* |  |  | EN(A,D,W)4X48L21**+WALLCON | *95CSU1002122A* | 24200 | 17 | 8.1 | 21200 | 16600 | 78.3% | 2.02 | 0 | 11.5 |  |  |  |  | R-410A | 2.0167 | Residential & Commercial | USHP | Ducted CEE Tier 1
212975110 | Central HP <5.4 tons | TEMPSTAR | HRCU-A-CB (Split System: Heat Pump with Remote Outdoor Unit-Air-Source) | DLCURAH18ABK |  |  | EA*4X30L17A* | *96VTN0401712B* | 17400 | 16 | 8.5 | 18000 | 19200 | 106.7% | 2.3 | 0 | 10.5 |  |  |  |  | R-410A | 1.45 | Residential & Commercial | USHP | Ducted CEE Tier 1
216679381 | Central HP <5.4 tons | DAY & NIGHT | HRCU-A-CB (Split System: Heat Pump with Remote Outdoor Unit-Air-Source) | DLCURAH24ABK |  |  | EA*4X24L17A* | *97VTN0601716A* | 23200 | 16.5 | 9.5 | 26400 | 25400 | 96.21% | 2.08 | 0 | 10 |  |  |  |  | R-410A | 1.9333 | Residential & Commercial | USHP | Ducted CEE Tier 1
216680533 | Central HP <5.4 tons | DAY & NIGHT | HRCU-A-CB (Split System: Heat Pump with Remote Outdoor Unit-Air-Source) | DLCURAH24ABK |  |  | EA*4X36L17A* | *97VTN0801716A* | 23400 | 17 | 9 | 25600 | 23400 | 91.41% | 1.84 | 0 | 10 |  |  |  |  | R-410A | 1.95 | Residential & Commercial | USHP | Ducted CEE Tier 1
211389315 | Central HP <5.4 tons | COLEMAN | HRCU-A-CB (Split System: Heat Pump with Remote Outdoor Unit-Air-Source) | HMH72B341 |  |  | XAHC36DBCN1 | TM8Y100C20MP11 | 34000 | 17 | 8.1 | 33800 | 24200 | 71.6% | 2.08 | 0 | 9.5 |  |  |  |  | R-410A | 2.8333 | Residential & Commercial | USHP
214398111 | Central HP <5.4 tons | LUXAIRE | HRCU-A-CB (Split System: Heat Pump with Remote Outdoor Unit-Air-Source) | HH836E2S11 |  |  | CTM36B5CDS1 | TM8V080B12MP12 | 32800 | 17 | 8.5 | 30800 | 25200 | 81.82% | 2 | 0 | 11 |  |  |  |  | R-454B | 2.7333 | Residential & Commercial | USHP | Ducted CEE Tier 1
214398143 | Central HP <5.4 tons | LUXAIRE | HRCU-A-CB (Split System: Heat Pump with Remote Outdoor Unit-Air-Source) | HH836E2S11 |  |  | CTM36C5CDS1 | TM9Y080C16MP11 | 33200 | 18 | 9 | 31200 | 25200 | 80.77% | 2 | 0 | 11 |  |  |  |  | R-454B | 2.7667 | Residential & Commercial | USHP | Ducted CEE Tier 1
206764318 | Central HP <5.4 tons | CARRIER | HRCU-A-CB (Split System: Heat Pump with Remote Outdoor Unit-Air-Source) | 25VNA825A*032* |  |  | CAP**3017AL*+UI | 59MN7B060C17**14 | 23200 | 16 | 8.1 | 21600 | 16900 | 78.24% | 1.9 | 11 | 10.5 |  |  |  |  | R-410A | 1.9333 | Residential & Commercial | USHP | Ducted CEE Tier 1
206764354 | Central HP <5.4 tons | CARRIER | HRCU-A-CB (Split System: Heat Pump with Remote Outdoor Unit-Air-Source) | 25VNA825A*032* |  |  | CAP**3721AL*+UI | 58TN*A070C17**16 | 24400 | 17 | 8.5 | 21200 | 16600 | 78.3% | 2.02 | 11 | 11 |  |  |  |  | R-410A | 2.0333 | Residential & Commercial | USHP | Ducted CEE Tier 1
206764463 | Central HP <5.4 tons | CARRIER | HRCU-A-CB (Split System: Heat Pump with Remote Outdoor Unit-Air-Source) | 25VNA825A*032* |  |  | CSPH*3612AL*+UI | 58TN*A090C17**16 | 24200 | 16.5 | 8.1 | 21400 | 16600 | 77.57% | 2 | 11 | 11 |  |  |  |  | R-410A | 2.0167 | Residential & Commercial | USHP | Ducted CEE Tier 1
206764527 | Central HP <5.4 tons | CARRIER | HRCU-A-CB (Split System: Heat Pump with Remote Outdoor Unit-Air-Source) | 25VNA825A*032* |  |  | CSPH*3012AL*+UI | 59CU5A080C21**20 | 23800 | 16 | 8.1 | 21800 | 16700 | 76.61% | 1.98 | 11 | 10.5 |  |  |  |  | R-410A | 1.9833 | Residential & Commercial | USHP | Ducted CEE Tier 1
211228095 | Central HP <5.4 tons | HEIL | HRCU-A-CB (Split System: Heat Pump with Remote Outdoor Unit-Air-Source) | DLCURAH36ABK |  |  | EA*4X42L24A* | *95ESU1002120A* | 35800 | 16 | 8.1 | 38500 | 35000 | 90.91% | 1.9 | 0 | 10 |  |  |  |  | R-410A | 2.9833 | Residential & Commercial | USHP | Ducted CEE Tier 1
211397468 | Central HP <5.4 tons | COLEMAN | HRCU-A-CB (Split System: Heat Pump with Remote Outdoor Unit-Air-Source) | HMH72B341 |  |  | XAHC48FBCN1 | TMLV100C16MP12 | 33600 | 16.5 | 8.5 | 32400 | 23800 | 73.46% | 2.06 | 0 | 9 |  |  |  |  | R-410A | 2.8 | Residential & Commercial | USHP
206788334 | Central HP <5.4 tons | CARRIER | HRCU-A-CB (Split System: Heat Pump with Remote Outdoor Unit-Air-Source) | 25VNA424A*031* |  |  | CAP**3617AL*+UI | 58TN*A070C14**12 | 23400 | 21 | 10.5 | 26600 | 19800 | 74.44% | 2.42 | 14 | 13.5 |  |  |  |  | R-410A | 1.95 | Residential & Commercial | USHP | Ducted CEE Tier 1
213781464 | Central HP <5.4 tons | TEMPSTAR | HRCU-A-CB (Split System: Heat Pump with Remote Outdoor Unit-Air-Source) | TVH837GKA2* |  |  | EA*4X48L24A*+WALLCON | *96CTN1202422B* | 32400 | 17 | 8.5 | 32400 | 24800 | 76.54% | 1.98 | 0 | 11 |  |  |  |  | R-410A | 2.7 | Residential & Commercial | USHP | Ducted CEE Tier 1
206764883 | Central HP <5.4 tons | CARRIER | HRCU-A-CB (Split System: Heat Pump with Remote Outdoor Unit-Air-Source) | 25VNA837A*031* |  |  | CAP**3617AL*+UI | 58TN*A070C14**12 | 31400 | 17.5 | 8.1 | 33400 | 24400 | 73.05% | 1.84 | 11.5 | 11 |  |  |  |  | R-410A | 2.6167 | Residential & Commercial | USHP | Ducted CEE Tier 1
206764884 | Central HP <5.4 tons | CARRIER | HRCU-A-CB (Split System: Heat Pump with Remote Outdoor Unit-Air-Source) | 25VNA837A*031* |  |  | CAP**3617AL*+UI | 58TN*A090C17**16 | 31600 | 17.5 | 8.1 | 33200 | 24200 | 72.89% | 1.86 | 11 | 11 |  |  |  |  | R-410A | 2.6333 | Residential & Commercial | USHP | Ducted CEE Tier 1
206764331 | Central HP <5.4 tons | CARRIER | HRCU-A-CB (Split System: Heat Pump with Remote Outdoor Unit-Air-Source) | 25VNA825A*032* |  |  | CAP**3621AL*+UI | 58TN*A070C17**16 | 23600 | 16.5 | 8.1 | 21400 | 16600 | 77.57% | 1.94 | 11 | 11 |  |  |  |  | R-410A | 1.9667 | Residential & Commercial | USHP | Ducted CEE Tier 1
206764367 | Central HP <5.4 tons | CARRIER | HRCU-A-CB (Split System: Heat Pump with Remote Outdoor Unit-Air-Source) | 25VNA825A*032* |  |  | CAP**3721AL*+UI | 59MN7B060C21**20 | 24400 | 16.5 | 8.1 | 21200 | 16700 | 78.77% | 2.02 | 11 | 11 |  |  |  |  | R-410A | 2.0333 | Residential & Commercial | USHP | Ducted CEE Tier 1
211387865 | Central HP <5.4 tons | COLEMAN | HRCU-A-CB (Split System: Heat Pump with Remote Outdoor Unit-Air-Source) | HMH72B341 |  |  | XAFC30CXXN1+TXV | CP9C080B12MP13 | 32800 | 17 | 8.1 | 33600 | 23600 | 70.24% | 2.02 | 0 | 9.5 |  |  |  |  | R-410A | 2.7333 | Residential & Commercial | USHP
214242511 | Central HP <5.4 tons | DAY & NIGHT | HRCU-A-CB (Split System: Heat Pump with Remote Outdoor Unit-Air-Source) | CVH825GKA2* |  |  | EN(A,D)4X24L17**+WALLCON | *96CTN0801714B* | 23200 | 16 | 8.1 | 22000 | 16900 | 76.82% | 1.92 | 0 | 10.5 |  |  |  |  | R-410A | 1.9333 | Residential & Commercial | USHP | Ducted CEE Tier 1
214242811 | Central HP <5.4 tons | DAY & NIGHT | HRCU-A-CB (Split System: Heat Pump with Remote Outdoor Unit-Air-Source) | CVH825GKA2* |  |  | EN(A,D)4X36L21**+WALLCON | *97CMN0801714B* | 23400 | 16.5 | 8.1 | 21600 | 16700 | 77.31% | 1.92 | 0 | 10.5 |  |  |  |  | R-410A | 1.95 | Residential & Commercial | USHP | Ducted CEE Tier 1
211206919 | Central HP <5.4 tons | COLEMAN | HRCU-A-CB (Split System: Heat Pump with Remote Outdoor Unit-Air-Source) | HC20B4821 |  |  | XAMC48HE3N1+CC | TP9C100C20MP13 | 43500 | 19 | 9 | 44500 | 36400 | 81.8% | 2.14 | 0 | 11.7 |  |  |  |  | R-410A | 3.625 | Residential & Commercial | USHP | Ducted CEE Tier 1
211206960 | Central HP <5.4 tons | COLEMAN | HRCU-A-CB (Split System: Heat Pump with Remote Outdoor Unit-Air-Source) | HC20B4821 |  |  | XAMC48HE3N1+CC | TMLV120C20MP12 | 43500 | 19 | 9 | 44500 | 36200 | 81.35% | 2.14 | 0 | 12 |  |  |  |  | R-410A | 3.625 | Residential & Commercial | USHP | Ducted CEE Tier 1
211206912 | Central HP <5.4 tons | COLEMAN | HRCU-A-CB (Split System: Heat Pump with Remote Outdoor Unit-Air-Source) | HC20B6021 |  |  | XAMC60HE4N1+CC | CP9C100C20MP13 | 52000 | 18 | 8.5 | 55000 | 42000 | 76.36% | 2.16 | 0 | 11 |  |  |  |  | R-410A | 4.3333 | Residential & Commercial | USHP | Ducted CEE Tier 1
206788904 | Central HP <5.4 tons | CARRIER | HRCU-A-CB (Split System: Heat Pump with Remote Outdoor Unit-Air-Source) | 25VNA448A*031* |  |  | CAP**6024AL*+UI | 58TN*A135C24**22 | 45000 | 21.5 | 9.5 | 45500 | 36000 | 79.12% | 2.36 | 12.5 | 12.5 |  |  |  |  | R-410A | 3.75 | Residential & Commercial | USHP | Ducted CEE Tier 1
211387740 | Central HP <5.4 tons | COLEMAN | HRCU-A-CB (Split System: Heat Pump with Remote Outdoor Unit-Air-Source) | HMH72B341 |  |  | XAHB36DXXN1+TXV | TM9V080B12MP12 | 33200 | 16.5 | 8.1 | 33400 | 23600 | 70.66% | 2 | 0 | 9.5 |  |  |  |  | R-410A | 2.7667 | Residential & Commercial | USHP
206788929 | Central HP <5.4 tons | CARRIER | HRCU-A-CB (Split System: Heat Pump with Remote Outdoor Unit-Air-Source) | 25VNA448A*031* |  |  | CAP**4824AL*+UI | 59TN6B120C24**22 | 44000 | 21 | 9.5 | 46500 | 36200 | 77.85% | 2.28 | 12.5 | 12 |  |  |  |  | R-410A | 3.6667 | Residential & Commercial | USHP | Ducted CEE Tier 1
213771721 | Central HP <5.4 tons | DAY & NIGHT | HRCU-A-CB (Split System: Heat Pump with Remote Outdoor Unit-Air-Source) | CVH825GKA2* |  |  | EA*4X48L24A*+WALLCON | *97CMN1202422B* | 24000 | 16.5 | 8.1 | 21000 | 16500 | 78.57% | 2.02 | 0 | 11 |  |  |  |  | R-410A | 2 | Residential & Commercial | USHP | Ducted CEE Tier 1
211390729 | Central HP <5.4 tons | COLEMAN | HRCU-A-CB (Split System: Heat Pump with Remote Outdoor Unit-Air-Source) | HMH72B341 |  |  | XAFB36DBCN1 | TM8V080B12MP12 | 33600 | 17 | 8.1 | 33600 | 23600 | 70.24% | 2.02 | 0 | 9.5 |  |  |  |  | R-410A | 2.8 | Residential & Commercial | USHP
211389908 | Central HP <5.4 tons | COLEMAN | HRCU-A-CB (Split System: Heat Pump with Remote Outdoor Unit-Air-Source) | HMH72B341 |  |  | XAHC36DXXN1+TXV | TM8V100C16MP12 | 34000 | 17 | 8.1 | 34000 | 24600 | 72.35% | 2.08 | 0 | 9.5 |  |  |  |  | R-410A | 2.8333 | Residential & Commercial | USHP
212973531 | Central HP <5.4 tons | TEMPSTAR | HRCU-A-CB (Split System: Heat Pump with Remote Outdoor Unit-Air-Source) | DLCURAH24ABK |  |  | EA*4X24L14A* | *96VSN0601412B* | 23200 | 16.5 | 8.5 | 26800 | 26800 | 100% | 2.28 | 0 | 10 |  |  |  |  | R-410A | 1.9333 | Residential & Commercial | USHP | Ducted CEE Tier 1
212973851 | Central HP <5.4 tons | TEMPSTAR | HRCU-A-CB (Split System: Heat Pump with Remote Outdoor Unit-Air-Source) | DLCURAH24ABK |  |  | EA*4X30L17A* | *96VSN0801716B* | 23400 | 17 | 8.5 | 26200 | 24200 | 92.37% | 2.02 | 0 | 10 |  |  |  |  | R-410A | 1.95 | Residential & Commercial | USHP | Ducted CEE Tier 1
211390375 | Central HP <5.4 tons | COLEMAN | HRCU-A-CB (Split System: Heat Pump with Remote Outdoor Unit-Air-Source) | HMH72B341 |  |  | XAFC30CXXN1+TXV | TPLC100C16MP13 | 33000 | 17.5 | 8.5 | 33000 | 23200 | 70.3% | 2.04 | 0 | 9.5 |  |  |  |  | R-410A | 2.75 | Residential & Commercial | USHP
211206948 | Central HP <5.4 tons | COLEMAN | HRCU-A-CB (Split System: Heat Pump with Remote Outdoor Unit-Air-Source) | HC20B4821 |  |  | XAMC48HE3N1+CC | CP9C080C16MP13 | 43500 | 18 | 8.5 | 45500 | 36800 | 80.88% | 2.14 | 0 | 11 |  |  |  |  | R-410A | 3.625 | Residential & Commercial | USHP | Ducted CEE Tier 1
210598012 | Central HP <5.4 tons | HEIL | HRCU-A-CB (Split System: Heat Pump with Remote Outdoor Unit-Air-Source) | HVH825GKA2* |  |  | EA*4X48L21A*+WALLCON | *80CTL0701716A* | 24000 | 17 | 8.1 | 21000 | 16600 | 79.05% | 2.02 | 0 | 11 |  |  |  |  | R-410A | 2 | Residential & Commercial | USHP | Ducted CEE Tier 1
210598212 | Central HP <5.4 tons | HEIL | HRCU-A-CB (Split System: Heat Pump with Remote Outdoor Unit-Air-Source) | HVH825GKA2* |  |  | EHD4X42AAL+WALLCON | *96CTN1202422A* | 24200 | 16 | 8.1 | 21400 | 16600 | 77.57% | 2 | 0 | 10.5 |  |  |  |  | R-410A | 2.0167 | Residential & Commercial | USHP | Ducted CEE Tier 1
210598232 | Central HP <5.4 tons | HEIL | HRCU-A-CB (Split System: Heat Pump with Remote Outdoor Unit-Air-Source) | HVH825GKA2* |  |  | EHD4X42AAL+WALLCON | *97CMN1202422A* | 24200 | 16 | 8.1 | 21400 | 16700 | 78.04% | 2 | 0 | 10.5 |  |  |  |  | R-410A | 2.0167 | Residential & Commercial | USHP | Ducted CEE Tier 1
210598312 | Central HP <5.4 tons | HEIL | HRCU-A-CB (Split System: Heat Pump with Remote Outdoor Unit-Air-Source) | HVH825GKA2* |  |  | EHD4X48AAL+WALLCON | *97CMN1202422A* | 24200 | 16 | 8.1 | 21200 | 16600 | 78.3% | 2.02 | 0 | 10.5 |  |  |  |  | R-410A | 2.0167 | Residential & Commercial | USHP | Ducted CEE Tier 1
210598364 | Central HP <5.4 tons | HEIL | HRCU-A-CB (Split System: Heat Pump with Remote Outdoor Unit-Air-Source) | HVH825GKA2* |  |  | EN(A,D)4X48L24**+WALLCON | *95CSU0802120A* | 24200 | 17 | 8.1 | 21200 | 16600 | 78.3% | 2.02 | 0 | 11.5 |  |  |  |  | R-410A | 2.0167 | Residential & Commercial | USHP | Ducted CEE Tier 1
206764919 | Central HP <5.4 tons | CARRIER | HRCU-A-CB (Split System: Heat Pump with Remote Outdoor Unit-Air-Source) | 25VNA837A*031* |  |  | CAP**3721AL*+UI | 59TN6B100C21**22 | 33000 | 17.5 | 8.5 | 33000 | 25200 | 76.36% | 2 | 12 | 11.7 |  |  |  |  | R-410A | 2.75 | Residential & Commercial | USHP | Ducted CEE Tier 1
206764932 | Central HP <5.4 tons | CARRIER | HRCU-A-CB (Split System: Heat Pump with Remote Outdoor Unit-Air-Source) | 25VNA837A*031* |  |  | CAP**4221AL*+UI | 59MN7B100C21**22 | 31800 | 17 | 8.1 | 33000 | 24400 | 73.94% | 1.9 | 11.5 | 11.5 |  |  |  |  | R-410A | 2.65 | Residential & Commercial | USHP | Ducted CEE Tier 1
206764950 | Central HP <5.4 tons | CARRIER | HRCU-A-CB (Split System: Heat Pump with Remote Outdoor Unit-Air-Source) | 25VNA837A*031* |  |  | CAP**4321AL*+UI | 58TN*A070C17**16 | 32800 | 17.5 | 8.5 | 33000 | 25200 | 76.36% | 1.98 | 11 | 11.7 |  |  |  |  | R-410A | 2.7333 | Residential & Commercial | USHP | Ducted CEE Tier 1
206764965 | Central HP <5.4 tons | CARRIER | HRCU-A-CB (Split System: Heat Pump with Remote Outdoor Unit-Air-Source) | 25VNA837A*031* |  |  | CAP**4821AL*+UI | 58TN*A070C17**16 | 32200 | 17.5 | 8.1 | 32600 | 25000 | 76.69% | 1.96 | 11 | 11.5 |  |  |  |  | R-410A | 2.6833 | Residential & Commercial | USHP | Ducted CEE Tier 1
211394031 | Central HP <5.4 tons | COLEMAN | HRCU-A-CB (Split System: Heat Pump with Remote Outdoor Unit-Air-Source) | HMH72B341 |  |  | XAHC48FBCN1 | TM9Y080C16MP11 | 33200 | 17 | 8.1 | 32400 | 23600 | 72.84% | 2.02 | 0 | 9 |  |  |  |  | R-410A | 2.7667 | Residential & Commercial | USHP
211394567 | Central HP <5.4 tons | COLEMAN | HRCU-A-CB (Split System: Heat Pump with Remote Outdoor Unit-Air-Source) | HMH72B341 |  |  | XAFD48FBCN1 | TP9C100C20MP13 | 34000 | 16.5 | 8.5 | 33000 | 24200 | 73.33% | 2.1 | 0 | 9 |  |  |  |  | R-410A | 2.8333 | Residential & Commercial | USHP
211395571 | Central HP <5.4 tons | COLEMAN | HRCU-A-CB (Split System: Heat Pump with Remote Outdoor Unit-Air-Source) | HMH72B341 |  |  | XAFC48FXXN1+TXV | TP9C080B12MP13 | 33400 | 16.5 | 8.5 | 32600 | 24000 | 73.62% | 2.06 | 0 | 9 |  |  |  |  | R-410A | 2.7833 | Residential & Commercial | USHP
211395435 | Central HP <5.4 tons | COLEMAN | HRCU-A-CB (Split System: Heat Pump with Remote Outdoor Unit-Air-Source) | HMH72B341 |  |  | XAUC48FXXN1+TXV | CP9C080C16MP13 | 33400 | 16.5 | 8.5 | 32400 | 23600 | 72.84% | 2.06 | 0 | 9.5 |  |  |  |  | R-410A | 2.7833 | Residential & Commercial | USHP
211386405 | Central HP <5.4 tons | COLEMAN | HRCU-A-CB (Split System: Heat Pump with Remote Outdoor Unit-Air-Source) | HMH72B341 |  |  | XAFD48FXXN1+TXV | TL8E100C20UH11 | 34000 | 16.5 | 8.5 | 32400 | 23800 | 73.46% | 2.1 | 0 | 9.5 |  |  |  |  | R-410A | 2.8333 | Residential & Commercial | USHP
211395250 | Central HP <5.4 tons | COLEMAN | HRCU-A-CB (Split System: Heat Pump with Remote Outdoor Unit-Air-Source) | HMH72B341 |  |  | XAFD48FBCN1 | TP9C080C16MP13 | 33400 | 16.5 | 8.5 | 32400 | 23600 | 72.84% | 2.06 | 0 | 9.5 |  |  |  |  | R-410A | 2.7833 | Residential & Commercial | USHP
211395965 | Central HP <5.4 tons | COLEMAN | HRCU-A-CB (Split System: Heat Pump with Remote Outdoor Unit-Air-Source) | HMH72B341 |  |  | XAHC48FBCN1 | TM9E100C16MP12 | 32800 | 16.5 | 8.5 | 31800 | 23200 | 72.96% | 2.02 | 0 | 9 |  |  |  |  | R-410A | 2.7333 | Residential & Commercial | USHP
210598264 | Central HP <5.4 tons | HEIL | HRCU-A-CB (Split System: Heat Pump with Remote Outdoor Unit-Air-Source) | HVH825GKA2* |  |  | EHD4X48AAL+WALLCON | *80CTL1352422A* | 24200 | 16 | 8.1 | 21200 | 16600 | 78.3% | 2.02 | 0 | 11 |  |  |  |  | R-410A | 2.0167 | Residential & Commercial | USHP | Ducted CEE Tier 1
210598008 | Central HP <5.4 tons | HEIL | HRCU-A-CB (Split System: Heat Pump with Remote Outdoor Unit-Air-Source) | HVH825GKA2* |  |  | EA*4X48L21A*+WALLCON | *80CTL0451712A* | 24000 | 16.5 | 8.1 | 21000 | 16700 | 79.52% | 2 | 0 | 11 |  |  |  |  | R-410A | 2 | Residential & Commercial | USHP | Ducted CEE Tier 1
210598044 | Central HP <5.4 tons | HEIL | HRCU-A-CB (Split System: Heat Pump with Remote Outdoor Unit-Air-Source) | HVH825GKA2* |  |  | EA*4X48L21A*+WALLCON | *97CMN0601714A* | 24000 | 16.5 | 8.1 | 21000 | 16700 | 79.52% | 2 | 0 | 11 |  |  |  |  | R-410A | 2 | Residential & Commercial | USHP | Ducted CEE Tier 1
210598060 | Central HP <5.4 tons | HEIL | HRCU-A-CB (Split System: Heat Pump with Remote Outdoor Unit-Air-Source) | HVH825GKA2* |  |  | EA*4X48L24A*+WALLCON | *80CSU1002120A* | 24000 | 16.5 | 8.1 | 21000 | 16600 | 79.05% | 2.02 | 0 | 11 |  |  |  |  | R-410A | 2 | Residential & Commercial | USHP | Ducted CEE Tier 1
211387648 | Central HP <5.4 tons | COLEMAN | HRCU-A-CB (Split System: Heat Pump with Remote Outdoor Unit-Air-Source) | HMH72B341 |  |  | XAFC36DBCN1 | TP9C080C16MP13 | 34000 | 17.5 | 8.1 | 33800 | 23800 | 70.41% | 2.08 | 0 | 10 |  |  |  |  | R-410A | 2.8333 | Residential & Commercial | USHP | Ducted CEE Tier 1
211386694 | Central HP <5.4 tons | COLEMAN | HRCU-A-CB (Split System: Heat Pump with Remote Outdoor Unit-Air-Source) | HMH72B341 |  |  | XAHC36DBCN1 | TM9Y100C20MP11 | 34000 | 15.5 | 8.1 | 34000 | 24400 | 71.76% | 2.06 | 0 | 9.5 |  |  |  |  | R-410A | 2.8333 | Residential & Commercial | USHP
211386721 | Central HP <5.4 tons | COLEMAN | HRCU-A-CB (Split System: Heat Pump with Remote Outdoor Unit-Air-Source) | HMH72B341 |  |  | XAHC36DBCN1 | TM9Y100C16MP11 | 33800 | 16.5 | 8.1 | 33600 | 24000 | 71.43% | 2.04 | 0 | 9.5 |  |  |  |  | R-410A | 2.8167 | Residential & Commercial | USHP
211387148 | Central HP <5.4 tons | COLEMAN | HRCU-A-CB (Split System: Heat Pump with Remote Outdoor Unit-Air-Source) | HMH72B341 |  |  | XAFC36DXXN1+TXV | TM9Y060B12MP11 | 34000 | 17.5 | 8.1 | 34000 | 24200 | 71.18% | 2.04 | 0 | 9.5 |  |  |  |  | R-410A | 2.8333 | Residential & Commercial | USHP
211387178 | Central HP <5.4 tons | COLEMAN | HRCU-A-CB (Split System: Heat Pump with Remote Outdoor Unit-Air-Source) | HMH72B341 |  |  | XAFC30CXXN1+TXV | TM9Y060B12MP11 | 32600 | 17.5 | 8.1 | 34000 | 23800 | 70% | 2 | 0 | 9.5 |  |  |  |  | R-410A | 2.7167 | Residential & Commercial | USHP
211387323 | Central HP <5.4 tons | COLEMAN | HRCU-A-CB (Split System: Heat Pump with Remote Outdoor Unit-Air-Source) | HMH72B341 |  |  | XAFC36DXXN1+TXV | CP9C100C20MP13 | 34000 | 17.5 | 8.1 | 34000 | 24800 | 72.94% | 2.12 | 0 | 9.5 |  |  |  |  | R-410A | 2.8333 | Residential & Commercial | USHP
212976977 | Central HP <5.4 tons | TEMPSTAR | HRCU-A-CB (Split System: Heat Pump with Remote Outdoor Unit-Air-Source) | DLCURAH24AAK |  |  | EN(A,D)4X36L21** | *96VTN1002122B* | 24000 | 16 | 8.1 | 25200 | 23200 | 92.06% | 1.92 | 0 | 9.5 |  |  |  |  | R-410A | 2 | Residential & Commercial | USHP
211390809 | Central HP <5.4 tons | COLEMAN | HRCU-A-CB (Split System: Heat Pump with Remote Outdoor Unit-Air-Source) | HMH72B341 |  |  | XAFB30CXXN1+TXV | TPLC080B12MP13 | 32400 | 17 | 8.1 | 33600 | 23600 | 70.24% | 2 | 0 | 9.5 |  |  |  |  | R-410A | 2.7 | Residential & Commercial | USHP
210595949 | Central HP <5.4 tons | CARRIER | HRCU-A-CB (Split System: Heat Pump with Remote Outdoor Unit-Air-Source) | 25VNA825A*031* |  |  | CAP**4221AL*+UI | 59TN6B080C17**14 | 23600 | 16.5 | 8.1 | 21400 | 16700 | 78.04% | 1.96 | 0 | 11 |  |  |  |  | R-410A | 1.9667 | Residential & Commercial | USHP | Ducted CEE Tier 1
210595984 | Central HP <5.4 tons | CARRIER | HRCU-A-CB (Split System: Heat Pump with Remote Outdoor Unit-Air-Source) | 25VNA825A*031* |  |  | CAP**4821AL*+UI | 59CU5A100C21**22 | 24200 | 17 | 8.1 | 21000 | 16500 | 78.57% | 2.02 | 0 | 11 |  |  |  |  | R-410A | 2.0167 | Residential & Commercial | USHP | Ducted CEE Tier 1
210595998 | Central HP <5.4 tons | CARRIER | HRCU-A-CB (Split System: Heat Pump with Remote Outdoor Unit-Air-Source) | 25VNA825A*031* |  |  | CAP**4824AL*+UI | 59MN7B120C24**22 | 24000 | 16.5 | 8.1 | 21000 | 16600 | 79.05% | 2.02 | 0 | 11 |  |  |  |  | R-410A | 2 | Residential & Commercial | USHP | Ducted CEE Tier 1
210596033 | Central HP <5.4 tons | CARRIER | HRCU-A-CB (Split System: Heat Pump with Remote Outdoor Unit-Air-Source) | 25VNA825A*031* |  |  | CNPV*4821AL*+UI | 58TN*A090C17**16 | 24200 | 17.5 | 8.1 | 21200 | 16500 | 77.83% | 2.02 | 0 | 11.7 |  |  |  |  | R-410A | 2.0167 | Residential & Commercial | USHP | Ducted CEE Tier 1
213297964 | Central HP <5.4 tons | LUXAIRE | HRCU-A-CB (Split System: Heat Pump with Remote Outdoor Unit-Air-Source) | HMH72B341 |  |  | XAHC36DXXN1+TXV | Z8ES100C16LMPS1 | 34000 | 17.5 | 8.1 | 33400 | 24000 | 71.86% | 2.08 | 0 | 9.5 |  |  |  |  | R-410A | 2.8333 | Residential & Commercial | USHP
213298064 | Central HP <5.4 tons | LUXAIRE | HRCU-A-CB (Split System: Heat Pump with Remote Outdoor Unit-Air-Source) | HMH72B341 |  |  | XAFB36DXXN1+TXV | Z8ES040A12LMPS1 | 34000 | 18 | 8.5 | 33400 | 24200 | 72.46% | 2.1 | 0 | 10 |  |  |  |  | R-410A | 2.8333 | Residential & Commercial | USHP | Ducted CEE Tier 1
213298079 | Central HP <5.4 tons | LUXAIRE | HRCU-A-CB (Split System: Heat Pump with Remote Outdoor Unit-Air-Source) | HMH72B341 |  |  | XAFB36DBCN1 | Z8ES040A12LMPS1 | 34000 | 18 | 8.5 | 33400 | 24200 | 72.46% | 2.1 | 0 | 10 |  |  |  |  | R-410A | 2.8333 | Residential & Commercial | USHP | Ducted CEE Tier 1
213297444 | Central HP <5.4 tons | LUXAIRE | HRCU-A-CB (Split System: Heat Pump with Remote Outdoor Unit-Air-Source) | HMH72B341 |  |  | XAFB36DBCN1 | Z9ET060B12SMPS1 | 33800 | 17.5 | 8.5 | 33400 | 23400 | 70.06% | 2 | 0 | 9.5 |  |  |  |  | R-410A | 2.8167 | Residential & Commercial | USHP
213297844 | Central HP <5.4 tons | LUXAIRE | HRCU-A-CB (Split System: Heat Pump with Remote Outdoor Unit-Air-Source) | HMH72B341 |  |  | XAHB36DBCN1+JMVT12BC2N1 | 0 | 33200 | 18 | 8.1 | 32200 | 22600 | 70.19% | 2.02 | 0 | 10 |  |  |  |  | R-410A | 2.7667 | Residential & Commercial | USHP | Ducted CEE Tier 1
213297279 | Central HP <5.4 tons | LUXAIRE | HRCU-A-CB (Split System: Heat Pump with Remote Outdoor Unit-Air-Source) | HMH72B341 |  |  | XAFB30CXXN1+TXV | Z9ES060B12SMPS1 | 32400 | 17 | 8.1 | 33000 | 23200 | 70.3% | 2.02 | 0 | 9.5 |  |  |  |  | R-410A | 2.7 | Residential & Commercial | USHP
211388798 | Central HP <5.4 tons | COLEMAN | HRCU-A-CB (Split System: Heat Pump with Remote Outdoor Unit-Air-Source) | HMH72B341 |  |  | XAHB36DBCN1 | TM9E080B12MP12 | 33200 | 17 | 8.1 | 33200 | 23400 | 70.48% | 2 | 0 | 9.5 |  |  |  |  | R-410A | 2.7667 | Residential & Commercial | USHP
211388495 | Central HP <5.4 tons | COLEMAN | HRCU-A-CB (Split System: Heat Pump with Remote Outdoor Unit-Air-Source) | HMH72B341 |  |  | XAFB36DXXN1+TXV | TM9V040A10MP12 | 33200 | 17 | 8.1 | 33200 | 23400 | 70.48% | 2 | 0 | 9.5 |  |  |  |  | R-410A | 2.7667 | Residential & Commercial | USHP
211391993 | Central HP <5.4 tons | COLEMAN | HRCU-A-CB (Split System: Heat Pump with Remote Outdoor Unit-Air-Source) | HMH72B341 |  |  | XAHC36DBCN1 | TM8E080C16MP11 | 33600 | 17.5 | 8.1 | 32800 | 23200 | 70.73% | 2.04 | 0 | 10 |  |  |  |  | R-410A | 2.8 | Residential & Commercial | USHP | Ducted CEE Tier 1
211392009 | Central HP <5.4 tons | COLEMAN | HRCU-A-CB (Split System: Heat Pump with Remote Outdoor Unit-Air-Source) | HMH72B341 |  |  | XAHC36DBCN1 | TMLE080C16MP11 | 33600 | 17.5 | 8.1 | 32800 | 23200 | 70.73% | 2.04 | 0 | 10 |  |  |  |  | R-410A | 2.8 | Residential & Commercial | USHP | Ducted CEE Tier 1
211392229 | Central HP <5.4 tons | COLEMAN | HRCU-A-CB (Split System: Heat Pump with Remote Outdoor Unit-Air-Source) | HMH72B341 |  |  | XAHB36DXXN1+TXV | TMLE080B12MP11 | 33200 | 17 | 8.1 | 33200 | 23400 | 70.48% | 2 | 0 | 9.5 |  |  |  |  | R-410A | 2.7667 | Residential & Commercial | USHP
211392334 | Central HP <5.4 tons | COLEMAN | HRCU-A-CB (Split System: Heat Pump with Remote Outdoor Unit-Air-Source) | HMH72B341 |  |  | XAFC36DBCN1 | TMLE080B12MP11 | 34000 | 18 | 8.1 | 34000 | 24400 | 71.76% | 2.06 | 0 | 9.5 |  |  |  |  | R-410A | 2.8333 | Residential & Commercial | USHP
206771022 | Central HP <5.4 tons | ARCOAIRE | HRCU-A-CB (Split System: Heat Pump with Remote Outdoor Unit-Air-Source) | HVH837GKA2* |  |  | EA*4X36L17A*+WALLCON | *80CTL0701412A* | 31400 | 17.5 | 8.1 | 33400 | 24400 | 73.05% | 1.84 | 11.5 | 11 |  |  |  |  | R-410A | 2.6167 | Residential & Commercial | USHP | Ducted CEE Tier 1
210470442 | Central HP <5.4 tons | HEIL | HRCU-A-CB (Split System: Heat Pump with Remote Outdoor Unit-Air-Source) | HVH837GKA2* |  |  | EA*4X61L21A*+WALLCON | *80CTL0902120A* | 33200 | 18 | 8.5 | 32000 | 25000 | 78.12% | 2 | 0 | 11.7 |  |  |  |  | R-410A | 2.7667 | Residential & Commercial | USHP | Ducted CEE Tier 1
211390827 | Central HP <5.4 tons | COLEMAN | HRCU-A-CB (Split System: Heat Pump with Remote Outdoor Unit-Air-Source) | HMH72B341 |  |  | XAUB30CXXN1+TXV | TM8V080B12MP12 | 32400 | 17 | 8.1 | 33600 | 23600 | 70.24% | 2 | 0 | 9.5 |  |  |  |  | R-410A | 2.7 | Residential & Commercial | USHP
211387886 | Central HP <5.4 tons | COLEMAN | HRCU-A-CB (Split System: Heat Pump with Remote Outdoor Unit-Air-Source) | HMH72B341 |  |  | XAFB36DXXN1+TXV | TP9C080B12MP13 | 33600 | 17.5 | 8.5 | 33400 | 23400 | 70.06% | 2.04 | 0 | 10 |  |  |  |  | R-410A | 2.8 | Residential & Commercial | USHP | Ducted CEE Tier 1
212974101 | Central HP <5.4 tons | TEMPSTAR | HRCU-A-CB (Split System: Heat Pump with Remote Outdoor Unit-Air-Source) | DLCURAH24ABK |  |  | EA*4X36L21A* | *96VSN0802120B* | 24000 | 17 | 8.5 | 26400 | 21400 | 81.06% | 1.8 | 0 | 10 |  |  |  |  | R-410A | 2 | Residential & Commercial | USHP | Ducted CEE Tier 1
214279946 | Central HP <5.4 tons | AIRQUEST | HRCU-A-CB (Split System: Heat Pump with Remote Outdoor Unit-Air-Source) | DLCURAH24ABK |  |  | EA*4X37L21A* | *96MSN0601716A* | 24600 | 17 | 9 | 25400 | 21200 | 83.46% | 1.78 | 0 | 10 |  |  |  |  | R-410A | 2.05 | Residential & Commercial | USHP | Ducted CEE Tier 1
210596034 | Central HP <5.4 tons | CARRIER | HRCU-A-CB (Split System: Heat Pump with Remote Outdoor Unit-Air-Source) | 25VNA825A*031* |  |  | CNPV*4821AL*+UI | 59CU5A060C17**16 | 24000 | 16.5 | 8.1 | 21400 | 16700 | 78.04% | 2 | 0 | 11 |  |  |  |  | R-410A | 2 | Residential & Commercial | USHP | Ducted CEE Tier 1
210596048 | Central HP <5.4 tons | CARRIER | HRCU-A-CB (Split System: Heat Pump with Remote Outdoor Unit-Air-Source) | 25VNA825A*031* |  |  | CNPV*4824AL*+UI | 59MN7B060C21**20 | 24000 | 16.5 | 8.1 | 21400 | 16700 | 78.04% | 2 | 0 | 11 |  |  |  |  | R-410A | 2 | Residential & Commercial | USHP | Ducted CEE Tier 1
210598076 | Central HP <5.4 tons | HEIL | HRCU-A-CB (Split System: Heat Pump with Remote Outdoor Unit-Air-Source) | HVH825GKA2* |  |  | EA*4X48L24A*+WALLCON | *96CTN1002122A* | 24200 | 16.5 | 8.1 | 21000 | 16500 | 78.57% | 2.02 | 0 | 11 |  |  |  |  | R-410A | 2.0167 | Residential & Commercial | USHP | Ducted CEE Tier 1
210598092 | Central HP <5.4 tons | HEIL | HRCU-A-CB (Split System: Heat Pump with Remote Outdoor Unit-Air-Source) | HVH825GKA2* |  |  | EA*4X48L24A*+WALLCON | *97CMN1202422A* | 24000 | 16.5 | 8.1 | 21000 | 16600 | 79.05% | 2.02 | 0 | 11 |  |  |  |  | R-410A | 2 | Residential & Commercial | USHP | Ducted CEE Tier 1
210598192 | Central HP <5.4 tons | HEIL | HRCU-A-CB (Split System: Heat Pump with Remote Outdoor Unit-Air-Source) | HVH825GKA2* |  |  | EHD4X42AAL+WALLCON | *95CSU0802120A* | 24200 | 16 | 8.1 | 21400 | 16600 | 77.57% | 2 | 0 | 11 |  |  |  |  | R-410A | 2.0167 | Residential & Commercial | USHP | Ducted CEE Tier 1
210598228 | Central HP <5.4 tons | HEIL | HRCU-A-CB (Split System: Heat Pump with Remote Outdoor Unit-Air-Source) | HVH825GKA2* |  |  | EHD4X42AAL+WALLCON | *97CMN1002122A* | 24200 | 16 | 8.1 | 21400 | 16600 | 77.57% | 2 | 0 | 10.5 |  |  |  |  | R-410A | 2.0167 | Residential & Commercial | USHP | Ducted CEE Tier 1
210598023 | Central HP <5.4 tons | ARCOAIRE | HRCU-A-CB (Split System: Heat Pump with Remote Outdoor Unit-Air-Source) | HVH825GKA2* |  |  | EA*4X48L21A*+WALLCON | *95CSU0601716A* | 24000 | 16.5 | 8.1 | 21000 | 16600 | 79.05% | 2 | 0 | 10.5 |  |  |  |  | R-410A | 2 | Residential & Commercial | USHP | Ducted CEE Tier 1
210598304 | Central HP <5.4 tons | HEIL | HRCU-A-CB (Split System: Heat Pump with Remote Outdoor Unit-Air-Source) | HVH825GKA2* |  |  | EHD4X48AAL+WALLCON | *97CMN0801714A* | 24200 | 16 | 8.1 | 21400 | 16700 | 78.04% | 2 | 0 | 10.5 |  |  |  |  | R-410A | 2.0167 | Residential & Commercial | USHP | Ducted CEE Tier 1
211387380 | Central HP <5.4 tons | COLEMAN | HRCU-A-CB (Split System: Heat Pump with Remote Outdoor Unit-Air-Source) | HMH72B341 |  |  | XAFC30CXXN1+TXV | TP9C100C20MP13 | 33400 | 17.5 | 8.1 | 33600 | 23600 | 70.24% | 2.06 | 0 | 9.5 |  |  |  |  | R-410A | 2.7833 | Residential & Commercial | USHP
210597884 | Central HP <5.4 tons | HEIL | HRCU-A-CB (Split System: Heat Pump with Remote Outdoor Unit-Air-Source) | HVH825GKA2* |  |  | EA*4X42L21A*+WALLCON | *97CMN0602120A* | 23600 | 16 | 8.1 | 21400 | 16700 | 78.04% | 1.94 | 0 | 11 |  |  |  |  | R-410A | 1.9667 | Residential & Commercial | USHP | Ducted CEE Tier 1
206788867 | Central HP <5.4 tons | CARRIER | HRCU-A-CB (Split System: Heat Pump with Remote Outdoor Unit-Air-Source) | 25VNA436A*031* |  |  | CSPH*4212AL*+UI | 59CU5A060C17**16 | 33600 | 18 | 9 | 35400 | 26200 | 74.01% | 2.02 | 12 | 11.5 |  |  |  |  | R-410A | 2.8 | Residential & Commercial | USHP | Ducted CEE Tier 1
216738150 | Central HP <5.4 tons | DAY & NIGHT | HRCU-A-CB (Split System: Heat Pump with Remote Outdoor Unit-Air-Source) | D5CUHAH24AAK |  |  | ESH5X36M12A* | *80VSL0701412B* | 22800 | 16 | 8.1 | 20800 | 18500 | 88.94% | 1.85 | 0 | 11 |  |  |  |  | R-454B | 1.9 | Residential & Commercial | USHP | Ducted CEE Tier 1
216738216 | Central HP <5.4 tons | DAY & NIGHT | HRCU-A-CB (Split System: Heat Pump with Remote Outdoor Unit-Air-Source) | D5CUHAH24AAK |  |  | ESH5X36M12A* | *80MSU0601716A* | 22600 | 16 | 8.1 | 20600 | 18400 | 89.32% | 1.85 | 0 | 10.5 |  |  |  |  | R-454B | 1.8833 | Residential & Commercial | USHP | Ducted CEE Tier 1
210598020 | Central HP <5.4 tons | HEIL | HRCU-A-CB (Split System: Heat Pump with Remote Outdoor Unit-Air-Source) | HVH825GKA2* |  |  | EA*4X48L21A*+WALLCON | *95CSU0601716A* | 24000 | 16.5 | 8.1 | 21000 | 16600 | 79.05% | 2 | 0 | 10.5 |  |  |  |  | R-410A | 2 | Residential & Commercial | USHP | Ducted CEE Tier 1
210598040 | Central HP <5.4 tons | HEIL | HRCU-A-CB (Split System: Heat Pump with Remote Outdoor Unit-Air-Source) | HVH825GKA2* |  |  | EA*4X48L21A*+WALLCON | *96CTN1002122A* | 24000 | 16.5 | 8.1 | 21000 | 16500 | 78.57% | 2.02 | 0 | 11 |  |  |  |  | R-410A | 2 | Residential & Commercial | USHP | Ducted CEE Tier 1
210598204 | Central HP <5.4 tons | HEIL | HRCU-A-CB (Split System: Heat Pump with Remote Outdoor Unit-Air-Source) | HVH825GKA2* |  |  | EHD4X42AAL+WALLCON | *96CTN0801714A* | 24000 | 16 | 8.1 | 21400 | 16700 | 78.04% | 2 | 0 | 10.5 |  |  |  |  | R-410A | 2 | Residential & Commercial | USHP | Ducted CEE Tier 1
210598240 | Central HP <5.4 tons | HEIL | HRCU-A-CB (Split System: Heat Pump with Remote Outdoor Unit-Air-Source) | HVH825GKA2* |  |  | EHD4X48AAL+WALLCON | *80CSU0601716A* | 24200 | 16.5 | 8.1 | 21200 | 16600 | 78.3% | 2.02 | 0 | 11 |  |  |  |  | R-410A | 2.0167 | Residential & Commercial | USHP | Ducted CEE Tier 1
210598523 | Central HP <5.4 tons | HEIL | HRCU-A-CB (Split System: Heat Pump with Remote Outdoor Unit-Air-Source) | HVH825GKA2* |  |  | EN(A,D,W)4X48L21**+WALLCON | *97CMN0801714A* | 24000 | 16.5 | 8.1 | 21400 | 16700 | 78.04% | 2 | 0 | 11 |  |  |  |  | R-410A | 2 | Residential & Commercial | USHP | Ducted CEE Tier 1
211385978 | Central HP <5.4 tons | COLEMAN | HRCU-A-CB (Split System: Heat Pump with Remote Outdoor Unit-Air-Source) | HMH72B341 |  |  | XAFC48FXXN1+TXV | TMLE080B12MP11 | 33400 | 17 | 8.5 | 32400 | 23800 | 73.46% | 2.04 | 0 | 9 |  |  |  |  | R-410A | 2.7833 | Residential & Commercial | USHP
213778734 | Central HP <5.4 tons | TEMPSTAR | HRCU-A-CB (Split System: Heat Pump with Remote Outdoor Unit-Air-Source) | TVH837GKA** |  |  | EA*4X36L17A*+WALLCON | *80CTL0451712B* | 31200 | 16.5 | 8.1 | 33400 | 24600 | 73.65% | 1.8 | 0 | 10.5 |  |  |  |  | R-410A | 2.6 | Residential & Commercial | USHP | Ducted CEE Tier 1
206788620 | Central HP <5.4 tons | CARRIER | HRCU-A-CB (Split System: Heat Pump with Remote Outdoor Unit-Air-Source) | 25VNA436A*031* |  |  | CAP**4321AL*+UI | 59MN7B080C17**14 | 34200 | 19 | 9.5 | 35400 | 25800 | 72.88% | 2.02 | 12.5 | 11.7 |  |  |  |  | R-410A | 2.85 | Residential & Commercial | USHP | Ducted CEE Tier 1
206788643 | Central HP <5.4 tons | CARRIER | HRCU-A-CB (Split System: Heat Pump with Remote Outdoor Unit-Air-Source) | 25VNA436A*031* |  |  | CAP**4824AL*+UI | 58TN*A135C24**22 | 33800 | 19.5 | 9.5 | 34800 | 25600 | 73.56% | 2.04 | 13 | 12.5 |  |  |  |  | R-410A | 2.8167 | Residential & Commercial | USHP | Ducted CEE Tier 1
206788654 | Central HP <5.4 tons | CARRIER | HRCU-A-CB (Split System: Heat Pump with Remote Outdoor Unit-Air-Source) | 25VNA436A*031* |  |  | CAP**6024AL*+UI | 58TN*A135C24**22 | 34400 | 20 | 9 | 34400 | 25000 | 72.67% | 2.02 | 13 | 12.5 |  |  |  |  | R-410A | 2.8667 | Residential & Commercial | USHP | Ducted CEE Tier 1
206788804 | Central HP <5.4 tons | CARRIER | HRCU-A-CB (Split System: Heat Pump with Remote Outdoor Unit-Air-Source) | 25VNA436A*031* |  |  | CAP**3717AL*+UI | 58CU*A040C17**12 | 34000 | 19 | 9.5 | 35200 | 26000 | 73.86% | 2.02 | 12 | 11.7 |  |  |  |  | R-410A | 2.8333 | Residential & Commercial | USHP | Ducted CEE Tier 1
211388581 | Central HP <5.4 tons | COLEMAN | HRCU-A-CB (Split System: Heat Pump with Remote Outdoor Unit-Air-Source) | HMH72B341 |  |  | XAHC36DBCN1 | TM9E100C16MP12 | 33600 | 17.5 | 8.1 | 33000 | 23200 | 70.3% | 2.04 | 0 | 10 |  |  |  |  | R-410A | 2.8 | Residential & Commercial | USHP | Ducted CEE Tier 1
215682597 | Central HP <5.4 tons | ARCOAIRE | HRCU-A-CB (Split System: Heat Pump with Remote Outdoor Unit-Air-Source) | H5H0V60*K*AAA* |  |  | EA*5X60M24A*+WALLCON | *80CSU1002120B* | 55000 | 18 | 8.5 | 59000 | 41500 | 70.34% | 2.02 | 0 | 9 |  |  |  |  | R-454B | 4.5833 | Residential & Commercial | USHP
211388012 | Central HP <5.4 tons | COLEMAN | HRCU-A-CB (Split System: Heat Pump with Remote Outdoor Unit-Air-Source) | HMH72B341 |  |  | XAUB30CXXN1+TXV | TP9C080B12MP13 | 32800 | 17 | 8.1 | 33600 | 23600 | 70.24% | 2.02 | 0 | 9.5 |  |  |  |  | R-410A | 2.7333 | Residential & Commercial | USHP
210598280 | Central HP <5.4 tons | HEIL | HRCU-A-CB (Split System: Heat Pump with Remote Outdoor Unit-Air-Source) | HVH825GKA2* |  |  | EHD4X48AAL+WALLCON | *96CTN0601714A* | 24200 | 16 | 8.1 | 21400 | 16700 | 78.04% | 2 | 0 | 10.5 |  |  |  |  | R-410A | 2.0167 | Residential & Commercial | USHP | Ducted CEE Tier 1
216643348 | Central HP <5.4 tons | AIRQUEST | HRCU-A-CB (Split System: Heat Pump with Remote Outdoor Unit-Air-Source) | D5CUHAH18AAK |  |  | EA*5X19M17A* | *80VSL0451412B* | 18300 | 15.2 | 9.5 | 20000 | 17800 | 89% | 2 | 0 | 11 |  |  |  |  | R-454B | 1.525 | Residential & Commercial | USHP | Ducted CEE Tier 1
211396065 | Central HP <5.4 tons | COLEMAN | HRCU-A-CB (Split System: Heat Pump with Remote Outdoor Unit-Air-Source) | HMH72B341 |  |  | XAHD48FBCN1 | TM9E080C16MP12 | 33600 | 16.5 | 8.1 | 32800 | 24200 | 73.78% | 2.04 | 0 | 9 |  |  |  |  | R-410A | 2.8 | Residential & Commercial | USHP
211395701 | Central HP <5.4 tons | COLEMAN | HRCU-A-CB (Split System: Heat Pump with Remote Outdoor Unit-Air-Source) | HMH72B341 |  |  | XAUC48FXXN1+TXV | CP9C080B12MP13 | 33400 | 16.5 | 8.5 | 32600 | 24000 | 73.62% | 2.06 | 0 | 9 |  |  |  |  | R-410A | 2.7833 | Residential & Commercial | USHP
210596167 | Central HP <5.4 tons | CARRIER | HRCU-A-CB (Split System: Heat Pump with Remote Outdoor Unit-Air-Source) | 25VNA837A*030* |  |  | CAP**4221AL*+UI | 59CU5A080C21**20 | 31800 | 17.5 | 8.1 | 33000 | 24400 | 73.94% | 1.9 | 0 | 11 |  |  |  |  | R-410A | 2.65 | Residential & Commercial | USHP | Ducted CEE Tier 1
210596217 | Central HP <5.4 tons | CARRIER | HRCU-A-CB (Split System: Heat Pump with Remote Outdoor Unit-Air-Source) | 25VNA837A*030* |  |  | CNPV*4821AL*+UI | 58CU*A040C17**12 | 32400 | 17.5 | 8.1 | 33000 | 24800 | 75.15% | 1.94 | 0 | 11.7 |  |  |  |  | R-410A | 2.7 | Residential & Commercial | USHP | Ducted CEE Tier 1
210596218 | Central HP <5.4 tons | CARRIER | HRCU-A-CB (Split System: Heat Pump with Remote Outdoor Unit-Air-Source) | 25VNA837A*030* |  |  | CNPV*4821AL*+UI | 58CU*A060C17**16 | 32400 | 17 | 8.1 | 33000 | 24800 | 75.15% | 1.94 | 0 | 11.7 |  |  |  |  | R-410A | 2.7 | Residential & Commercial | USHP | Ducted CEE Tier 1
210596232 | Central HP <5.4 tons | CARRIER | HRCU-A-CB (Split System: Heat Pump with Remote Outdoor Unit-Air-Source) | 25VNA837A*030* |  |  | CNPV*6024AL*+UI | 59TN6B100C21**22 | 32800 | 18 | 8.1 | 32200 | 24600 | 76.4% | 1.98 | 0 | 12 |  |  |  |  | R-410A | 2.7333 | Residential & Commercial | USHP | Ducted CEE Tier 1
210598531 | Central HP <5.4 tons | HEIL | HRCU-A-CB (Split System: Heat Pump with Remote Outdoor Unit-Air-Source) | HVH825GKA2* |  |  | END4X42L17**+WALLCON | *80CSU0401712A* | 24000 | 17 | 8.1 | 21400 | 16600 | 77.57% | 1.98 | 0 | 11 |  |  |  |  | R-410A | 2 | Residential & Commercial | USHP | Ducted CEE Tier 1
210597964 | Central HP <5.4 tons | HEIL | HRCU-A-CB (Split System: Heat Pump with Remote Outdoor Unit-Air-Source) | HVH825GKA2* |  |  | EA*4X43L21A*+WALLCON | *95CSU1002122A* | 24400 | 17 | 8.5 | 21200 | 16600 | 78.3% | 2.04 | 0 | 11 |  |  |  |  | R-410A | 2.0333 | Residential & Commercial | USHP | Ducted CEE Tier 1
215674325 | Central HP <5.4 tons | BRYANT HEATING AND COOLING SYSTEMS | HRCU-A-CB (Split System: Heat Pump with Remote Outdoor Unit-Air-Source) | 290VAN048**AA* |  |  | CAA**6121AM*+UI | 88*TB36045C17*** | 45500 | 17 | 9 | 48500 | 34600 | 71.34% | 2.06 | 0 | 9.5 |  |  |  |  | R-454B | 3.7917 | Residential & Commercial | USHP
216737268 | Central HP <5.4 tons | DAY & NIGHT | HRCU-A-CB (Split System: Heat Pump with Remote Outdoor Unit-Air-Source) | D5CUHAH24AAK |  |  | ESH5X30M12A* | *80CTL0701412B* | 22400 | 16 | 8.1 | 20800 | 18700 | 89.9% | 1.85 | 0 | 11 |  |  |  |  | R-454B | 1.8667 | Residential & Commercial | USHP | Ducted CEE Tier 1
206788818 | Central HP <5.4 tons | CARRIER | HRCU-A-CB (Split System: Heat Pump with Remote Outdoor Unit-Air-Source) | 25VNA436A*031* |  |  | CAP**4321AL*+UI | 58CU*A100C21**20 | 34000 | 19 | 9.5 | 35200 | 25800 | 73.3% | 2.02 | 12.5 | 12 |  |  |  |  | R-410A | 2.8333 | Residential & Commercial | USHP | Ducted CEE Tier 1
206788820 | Central HP <5.4 tons | CARRIER | HRCU-A-CB (Split System: Heat Pump with Remote Outdoor Unit-Air-Source) | 25VNA436A*031* |  |  | CAP**4821AL*+UI | 58CU*A060C17**16 | 33600 | 19.5 | 9.5 | 35000 | 25800 | 73.71% | 2.02 | 12.5 | 11.7 |  |  |  |  | R-410A | 2.8 | Residential & Commercial | USHP | Ducted CEE Tier 1
206788843 | Central HP <5.4 tons | CARRIER | HRCU-A-CB (Split System: Heat Pump with Remote Outdoor Unit-Air-Source) | 25VNA436A*031* |  |  | CAP**3721AL*+UI | 59CU5A060C17**16 | 34200 | 19 | 9 | 35400 | 26000 | 73.45% | 2.02 | 12 | 11.7 |  |  |  |  | R-410A | 2.85 | Residential & Commercial | USHP | Ducted CEE Tier 1
210597860 | Central HP <5.4 tons | HEIL | HRCU-A-CB (Split System: Heat Pump with Remote Outdoor Unit-Air-Source) | HVH825GKA2* |  |  | EA*4X42L21A*+WALLCON | *95CSU0802120A* | 23800 | 16.5 | 8.1 | 21400 | 16600 | 77.57% | 1.96 | 0 | 11 |  |  |  |  | R-410A | 1.9833 | Residential & Commercial | USHP | Ducted CEE Tier 1
210597892 | Central HP <5.4 tons | HEIL | HRCU-A-CB (Split System: Heat Pump with Remote Outdoor Unit-Air-Source) | HVH825GKA2* |  |  | EA*4X42L21A*+WALLCON | *97CMN1002122A* | 23800 | 16.5 | 8.1 | 21400 | 16600 | 77.57% | 1.96 | 0 | 11 |  |  |  |  | R-410A | 1.9833 | Residential & Commercial | USHP | Ducted CEE Tier 1
210597908 | Central HP <5.4 tons | HEIL | HRCU-A-CB (Split System: Heat Pump with Remote Outdoor Unit-Air-Source) | HVH825GKA2* |  |  | EA*4X42L24A*+WALLCON | *95CSU1002122A* | 23800 | 17 | 8.1 | 21400 | 16600 | 77.57% | 1.96 | 0 | 11 |  |  |  |  | R-410A | 1.9833 | Residential & Commercial | USHP | Ducted CEE Tier 1
210597952 | Central HP <5.4 tons | HEIL | HRCU-A-CB (Split System: Heat Pump with Remote Outdoor Unit-Air-Source) | HVH825GKA2* |  |  | EA*4X43L21A*+WALLCON | *80CTL0901716A* | 24600 | 17.5 | 8.5 | 21000 | 16500 | 78.57% | 2.04 | 0 | 11.7 |  |  |  |  | R-410A | 2.05 | Residential & Commercial | USHP | Ducted CEE Tier 1
210597968 | Central HP <5.4 tons | HEIL | HRCU-A-CB (Split System: Heat Pump with Remote Outdoor Unit-Air-Source) | HVH825GKA2* |  |  | EA*4X43L21A*+WALLCON | *96CTN0601714A* | 24400 | 16.5 | 8.1 | 21200 | 16700 | 78.77% | 2.02 | 0 | 11 |  |  |  |  | R-410A | 2.0333 | Residential & Commercial | USHP | Ducted CEE Tier 1
210598084 | Central HP <5.4 tons | HEIL | HRCU-A-CB (Split System: Heat Pump with Remote Outdoor Unit-Air-Source) | HVH825GKA2* |  |  | EA*4X48L24A*+WALLCON | *97CMN0602120A* | 24000 | 16.5 | 8.1 | 21000 | 16600 | 79.05% | 2 | 0 | 11 |  |  |  |  | R-410A | 2 | Residential & Commercial | USHP | Ducted CEE Tier 1
210598184 | Central HP <5.4 tons | HEIL | HRCU-A-CB (Split System: Heat Pump with Remote Outdoor Unit-Air-Source) | HVH825GKA2* |  |  | EHD4X42AAL+WALLCON | *80CTL1352422A* | 24200 | 16 | 8.1 | 21400 | 16600 | 77.57% | 2 | 0 | 10.5 |  |  |  |  | R-410A | 2.0167 | Residential & Commercial | USHP | Ducted CEE Tier 1
210598511 | Central HP <5.4 tons | HEIL | HRCU-A-CB (Split System: Heat Pump with Remote Outdoor Unit-Air-Source) | HVH825GKA2* |  |  | EN(A,D,W)4X48L21**+WALLCON | *96CTN1002122A* | 24200 | 17 | 8.1 | 21400 | 16600 | 77.57% | 2.02 | 0 | 11.5 |  |  |  |  | R-410A | 2.0167 | Residential & Commercial | USHP | Ducted CEE Tier 1
211387396 | Central HP <5.4 tons | COLEMAN | HRCU-A-CB (Split System: Heat Pump with Remote Outdoor Unit-Air-Source) | HMH72B341 |  |  | XAFC30CXXN1+TXV | CP9C100C20MP13 | 33400 | 17.5 | 8.1 | 33600 | 23600 | 70.24% | 2.06 | 0 | 9.5 |  |  |  |  | R-410A | 2.7833 | Residential & Commercial | USHP
211386528 | Central HP <5.4 tons | COLEMAN | HRCU-A-CB (Split System: Heat Pump with Remote Outdoor Unit-Air-Source) | HMH72B341 |  |  | XAFD48FXXN1+TXV | TL8E080C16UH11 | 34000 | 16.5 | 8.5 | 32600 | 24000 | 73.62% | 2.08 | 0 | 9.5 |  |  |  |  | R-410A | 2.8333 | Residential & Commercial | USHP
213297359 | Central HP <5.4 tons | LUXAIRE | HRCU-A-CB (Split System: Heat Pump with Remote Outdoor Unit-Air-Source) | HMH72B341 |  |  | XAHC30CXXN1+TXV | Z8ES100B12LMPS1 | 32000 | 17.5 | 8.1 | 32200 | 22600 | 70.19% | 2 | 0 | 9.5 |  |  |  |  | R-410A | 2.6667 | Residential & Commercial | USHP
213297479 | Central HP <5.4 tons | LUXAIRE | HRCU-A-CB (Split System: Heat Pump with Remote Outdoor Unit-Air-Source) | HMH72B341 |  |  | XAUB36DXXN1+TXV | Z9ES060B12SMPS1 | 34000 | 17 | 8.1 | 33400 | 23800 | 71.26% | 2.04 | 0 | 9.5 |  |  |  |  | R-410A | 2.8333 | Residential & Commercial | USHP
213297594 | Central HP <5.4 tons | LUXAIRE | HRCU-A-CB (Split System: Heat Pump with Remote Outdoor Unit-Air-Source) | HMH72B341 |  |  | XAUB36DXXN1+TXV | Z8ES100B12SMPS1 | 34000 | 18 | 8.1 | 34000 | 24600 | 72.35% | 2.1 | 0 | 9.5 |  |  |  |  | R-410A | 2.8333 | Residential & Commercial | USHP
213297629 | Central HP <5.4 tons | LUXAIRE | HRCU-A-CB (Split System: Heat Pump with Remote Outdoor Unit-Air-Source) | HMH72B341 |  |  | XAHB36DXXN1+TXV | Z8ES080B12SMPS1 | 33200 | 17.5 | 8.1 | 32800 | 23000 | 70.12% | 2 | 0 | 10 |  |  |  |  | R-410A | 2.7667 | Residential & Commercial | USHP | Ducted CEE Tier 1
213297779 | Central HP <5.4 tons | LUXAIRE | HRCU-A-CB (Split System: Heat Pump with Remote Outdoor Unit-Air-Source) | HMH72B341 |  |  | XAFC30CXXN1+TXV | Z8ES100C16SMPS1 | 33600 | 18 | 8.5 | 33000 | 23400 | 70.91% | 2.06 | 0 | 9.5 |  |  |  |  | R-410A | 2.8 | Residential & Commercial | USHP
213297829 | Central HP <5.4 tons | LUXAIRE | HRCU-A-CB (Split System: Heat Pump with Remote Outdoor Unit-Air-Source) | HMH72B341 |  |  | XAUB30CXXN1+TXV | Z8ES080B12SMPS1 | 33000 | 18 | 8.5 | 33000 | 23400 | 70.91% | 2.04 | 0 | 9.5 |  |  |  |  | R-410A | 2.75 | Residential & Commercial | USHP
211388394 | Central HP <5.4 tons | COLEMAN | HRCU-A-CB (Split System: Heat Pump with Remote Outdoor Unit-Air-Source) | HMH72B341 |  |  | XAFB30CXXN1+TXV | TM9V060B12MP12 | 32600 | 17 | 8.1 | 33600 | 23600 | 70.24% | 2.02 | 0 | 9.5 |  |  |  |  | R-410A | 2.7167 | Residential & Commercial | USHP
211388528 | Central HP <5.4 tons | COLEMAN | HRCU-A-CB (Split System: Heat Pump with Remote Outdoor Unit-Air-Source) | HMH72B341 |  |  | XAFB30CXXN1+TXV | TM9V040A10MP12 | 32000 | 16.5 | 8.1 | 33400 | 23400 | 70.06% | 2 | 0 | 9.5 |  |  |  |  | R-410A | 2.6667 | Residential & Commercial | USHP
216738321 | Central HP <5.4 tons | DAY & NIGHT | HRCU-A-CB (Split System: Heat Pump with Remote Outdoor Unit-Air-Source) | D5CUHAH24AAK |  |  | ESH5X36M12A* | *80VTL0451412B* | 22600 | 16 | 8.1 | 20800 | 18400 | 88.46% | 1.85 | 0 | 11 |  |  |  |  | R-454B | 1.8833 | Residential & Commercial | USHP | Ducted CEE Tier 1
216738605 | Central HP <5.4 tons | DAY & NIGHT | HRCU-A-CB (Split System: Heat Pump with Remote Outdoor Unit-Air-Source) | D5CUHAH24AAK |  |  | ESH5X36M12A* | *96MSN1202422A* | 23000 | 15.2 | 8.1 | 21000 | 18700 | 89.05% | 1.9 | 0 | 10.5 |  |  |  |  | R-454B | 1.9167 | Residential & Commercial | USHP | Ducted CEE Tier 1
216738669 | Central HP <5.4 tons | DAY & NIGHT | HRCU-A-CB (Split System: Heat Pump with Remote Outdoor Unit-Air-Source) | D5CUHAH24AAK |  |  | ESH5X36M12A* | *96VSN0802120B* | 22800 | 16 | 8.1 | 21000 | 18600 | 88.57% | 1.85 | 0 | 11 |  |  |  |  | R-454B | 1.9 | Residential & Commercial | USHP | Ducted CEE Tier 1
216738687 | Central HP <5.4 tons | DAY & NIGHT | HRCU-A-CB (Split System: Heat Pump with Remote Outdoor Unit-Air-Source) | D5CUHAH24AAK |  |  | ESH5X36M12A* | *96VSN1202422B* | 22600 | 15.5 | 8.1 | 20800 | 18400 | 88.46% | 1.85 | 0 | 10.5 |  |  |  |  | R-454B | 1.8833 | Residential & Commercial | USHP | Ducted CEE Tier 1
216734018 | Central HP <5.4 tons | AIRQUEST | HRCU-A-CB (Split System: Heat Pump with Remote Outdoor Unit-Air-Source) | D5CUHAH24AAK |  |  | EA*5X30M17A* | *97CMN0601714B* | 22000 | 16 | 8.1 | 20800 | 18800 | 90.38% | 1.85 | 0 | 10.5 |  |  |  |  | R-454B | 1.8333 | Residential & Commercial | USHP | Ducted CEE Tier 1
211386789 | Central HP <5.4 tons | COLEMAN | HRCU-A-CB (Split System: Heat Pump with Remote Outdoor Unit-Air-Source) | HMH72B341 |  |  | XAHC36DXXN1+TXV | TM9Y080C16MP11 | 33800 | 16.5 | 8.1 | 33600 | 24000 | 71.43% | 2.04 | 0 | 9.5 |  |  |  |  | R-410A | 2.8167 | Residential & Commercial | USHP
215935507 | Central HP <5.4 tons | AIRQUEST | HRCU-A-CB (Split System: Heat Pump with Remote Outdoor Unit-Air-Source) | H5H3V36*K*AAA* |  |  | EVD5X25M17A*+WALLCON | *97CMN0601714B* | 34000 | 20 | 8.1 | 38000 | 27200 | 71.58% | 2 | 0 | 11 |  |  |  |  | R-454B | 2.8333 | Residential & Commercial | USHP | Ducted CEE Tier 1
215935977 | Central HP <5.4 tons | AIRQUEST | HRCU-A-CB (Split System: Heat Pump with Remote Outdoor Unit-Air-Source) | H5H3V36*K*AAA* |  |  | EVD5X42M21A*+WALLCON | *80CTL0451712B* | 34000 | 20 | 8.5 | 39500 | 29000 | 73.42% | 2.02 | 0 | 11 |  |  |  |  | R-454B | 2.8333 | Residential & Commercial | USHP | Ducted CEE Tier 1
215936177 | Central HP <5.4 tons | AIRQUEST | HRCU-A-CB (Split System: Heat Pump with Remote Outdoor Unit-Air-Source) | H5H3V36*K*AAA* |  |  | EVD5X42M24A*+WALLCON | *80CTL1102120B* | 35600 | 22 | 8.5 | 38500 | 28400 | 73.77% | 2.04 | 0 | 12.5 |  |  |  |  | R-454B | 2.9667 | Residential & Commercial | USHP | Ducted CEE Tier 1
215936627 | Central HP <5.4 tons | AIRQUEST | HRCU-A-CB (Split System: Heat Pump with Remote Outdoor Unit-Air-Source) | H5H3V36*K*AAA* |  |  | EVD5X60M21A*+WALLCON | *80CTL0902120B* | 35600 | 22 | 8.5 | 38000 | 28400 | 74.74% | 2.02 | 0 | 12.5 |  |  |  |  | R-454B | 2.9667 | Residential & Commercial | USHP | Ducted CEE Tier 1
210597992 | Central HP <5.4 tons | HEIL | HRCU-A-CB (Split System: Heat Pump with Remote Outdoor Unit-Air-Source) | HVH825GKA2* |  |  | EA*4X43L21A*+WALLCON | *97CMN1002122A* | 24400 | 16.5 | 8.5 | 21200 | 16600 | 78.3% | 2.04 | 0 | 11 |  |  |  |  | R-410A | 2.0333 | Residential & Commercial | USHP | Ducted CEE Tier 1
210598276 | Central HP <5.4 tons | HEIL | HRCU-A-CB (Split System: Heat Pump with Remote Outdoor Unit-Air-Source) | HVH825GKA2* |  |  | EHD4X48AAL+WALLCON | *95CSU1002122A* | 24200 | 16.5 | 8.1 | 21200 | 16600 | 78.3% | 2.02 | 0 | 11 |  |  |  |  | R-410A | 2.0167 | Residential & Commercial | USHP | Ducted CEE Tier 1
210598376 | Central HP <5.4 tons | HEIL | HRCU-A-CB (Split System: Heat Pump with Remote Outdoor Unit-Air-Source) | HVH825GKA2* |  |  | EN(A,D)4X48L24**+WALLCON | *96CTN1202422A* | 24200 | 17 | 8.1 | 21200 | 16600 | 78.3% | 2.02 | 0 | 11.5 |  |  |  |  | R-410A | 2.0167 | Residential & Commercial | USHP | Ducted CEE Tier 1
210598503 | Central HP <5.4 tons | HEIL | HRCU-A-CB (Split System: Heat Pump with Remote Outdoor Unit-Air-Source) | HVH825GKA2* |  |  | EN(A,D,W)4X48L21**+WALLCON | *96CTN0601714A* | 24000 | 16.5 | 8.1 | 21400 | 16700 | 78.04% | 2 | 0 | 11 |  |  |  |  | R-410A | 2 | Residential & Commercial | USHP | Ducted CEE Tier 1
206788847 | Central HP <5.4 tons | CARRIER | HRCU-A-CB (Split System: Heat Pump with Remote Outdoor Unit-Air-Source) | 25VNA436A*031* |  |  | CAP**4221AL*+UI | 59CU5A080C21**20 | 33000 | 19.45 | 9.5 | 35400 | 26600 | 75.14% | 2 | 12 | 12 |  |  |  |  | R-410A | 2.75 | Residential & Commercial | USHP | Ducted CEE Tier 1
206788852 | Central HP <5.4 tons | CARRIER | HRCU-A-CB (Split System: Heat Pump with Remote Outdoor Unit-Air-Source) | 25VNA436A*031* |  |  | CAP**4321AL*+UI | 59CU5A080C21**20 | 34600 | 19.5 | 9.5 | 35000 | 25600 | 73.14% | 2.06 | 12.5 | 12.5 |  |  |  |  | R-410A | 2.8833 | Residential & Commercial | USHP | Ducted CEE Tier 1
206788863 | Central HP <5.4 tons | CARRIER | HRCU-A-CB (Split System: Heat Pump with Remote Outdoor Unit-Air-Source) | 25VNA436A*031* |  |  | CNPV*4821AL*+UI | 59CU5A100C21**22 | 33800 | 19.5 | 9 | 35000 | 26000 | 74.29% | 2.04 | 13 | 12.5 |  |  |  |  | R-410A | 2.8167 | Residential & Commercial | USHP | Ducted CEE Tier 1
211387963 | Central HP <5.4 tons | COLEMAN | HRCU-A-CB (Split System: Heat Pump with Remote Outdoor Unit-Air-Source) | HMH72B341 |  |  | XAUB36DXXN1+TXV | CP9C080B12MP13 | 33600 | 17.5 | 8.5 | 33400 | 23400 | 70.06% | 2.04 | 0 | 10 |  |  |  |  | R-410A | 2.8 | Residential & Commercial | USHP | Ducted CEE Tier 1
211387979 | Central HP <5.4 tons | COLEMAN | HRCU-A-CB (Split System: Heat Pump with Remote Outdoor Unit-Air-Source) | HMH72B341 |  |  | XAFB30CXXN1+TXV | TP9C080B12MP13 | 32800 | 17 | 8.1 | 33600 | 23600 | 70.24% | 2.02 | 0 | 9.5 |  |  |  |  | R-410A | 2.7333 | Residential & Commercial | USHP
213297059 | Central HP <5.4 tons | LUXAIRE | HRCU-A-CB (Split System: Heat Pump with Remote Outdoor Unit-Air-Source) | HMH72B341 |  |  | XAFB30CXXN1+TXV | Z9ES060A10SMPS1 | 32400 | 18.5 | 8.1 | 33000 | 23200 | 70.3% | 2.02 | 0 | 9.5 |  |  |  |  | R-410A | 2.7 | Residential & Commercial | USHP
213297159 | Central HP <5.4 tons | LUXAIRE | HRCU-A-CB (Split System: Heat Pump with Remote Outdoor Unit-Air-Source) | HMH72B341 |  |  | XAHC30CXXN1+TXV | Z8ES080C20SMPS1 | 32800 | 17.5 | 8.5 | 32000 | 22800 | 71.25% | 2.02 | 0 | 9.5 |  |  |  |  | R-410A | 2.7333 | Residential & Commercial | USHP
213297294 | Central HP <5.4 tons | LUXAIRE | HRCU-A-CB (Split System: Heat Pump with Remote Outdoor Unit-Air-Source) | HMH72B341 |  |  | XAHC36DBCN1 | Z8ET100C20LMPS1 | 33400 | 18.5 | 8.5 | 32200 | 22600 | 70.19% | 2.04 | 0 | 10.5 |  |  |  |  | R-410A | 2.7833 | Residential & Commercial | USHP | Ducted CEE Tier 1
213297344 | Central HP <5.4 tons | LUXAIRE | HRCU-A-CB (Split System: Heat Pump with Remote Outdoor Unit-Air-Source) | HMH72B341 |  |  | XAFC36DBCN1 | Z8ES100C20SMPS1 | 34000 | 17.5 | 8.5 | 33400 | 24200 | 72.46% | 2.14 | 0 | 9.5 |  |  |  |  | R-410A | 2.8333 | Residential & Commercial | USHP
213296944 | Central HP <5.4 tons | LUXAIRE | HRCU-A-CB (Split System: Heat Pump with Remote Outdoor Unit-Air-Source) | HMH72B341 |  |  | XAFC36DBCN1 | Z8ES080C20SMPS1 | 34000 | 18 | 8.5 | 33400 | 24400 | 73.05% | 2.12 | 0 | 10 |  |  |  |  | R-410A | 2.8333 | Residential & Commercial | USHP | Ducted CEE Tier 1
213297109 | Central HP <5.4 tons | LUXAIRE | HRCU-A-CB (Split System: Heat Pump with Remote Outdoor Unit-Air-Source) | HMH72B341 |  |  | XAFC48FXXN1+TXV | Z8ES120C16SMPS1 | 34000 | 16.5 | 8.5 | 32800 | 23400 | 71.34% | 2.1 | 0 | 9.5 |  |  |  |  | R-410A | 2.8333 | Residential & Commercial | USHP
210597856 | Central HP <5.4 tons | HEIL | HRCU-A-CB (Split System: Heat Pump with Remote Outdoor Unit-Air-Source) | HVH825GKA2* |  |  | EA*4X42L21A*+WALLCON | *95CSU0601716A* | 23600 | 16.5 | 8.1 | 21400 | 16700 | 78.04% | 1.94 | 0 | 10.5 |  |  |  |  | R-410A | 1.9667 | Residential & Commercial | USHP | Ducted CEE Tier 1
210597888 | Central HP <5.4 tons | HEIL | HRCU-A-CB (Split System: Heat Pump with Remote Outdoor Unit-Air-Source) | HVH825GKA2* |  |  | EA*4X42L21A*+WALLCON | *97CMN0801714A* | 23600 | 16.5 | 8.1 | 21400 | 16700 | 78.04% | 1.96 | 0 | 11 |  |  |  |  | R-410A | 1.9667 | Residential & Commercial | USHP | Ducted CEE Tier 1
210597936 | Central HP <5.4 tons | HEIL | HRCU-A-CB (Split System: Heat Pump with Remote Outdoor Unit-Air-Source) | HVH825GKA2* |  |  | EA*4X43L21A*+WALLCON | *80CSU0601716A* | 24400 | 17 | 8.5 | 21200 | 16600 | 78.3% | 2.02 | 0 | 11 |  |  |  |  | R-410A | 2.0333 | Residential & Commercial | USHP | Ducted CEE Tier 1
216739101 | Central HP <5.4 tons | DAY & NIGHT | HRCU-A-CB (Split System: Heat Pump with Remote Outdoor Unit-Air-Source) | D5CUHAH24AAK |  |  | FM(C,U)5Z30**AL* | 0 | 23200 | 17 | 9 | 21400 | 19300 | 90.19% | 2.08 | 0 | 11 |  |  |  |  | R-454B | 1.9333 | Residential & Commercial | USHP | Ducted CEE Tier 1
210598244 | Central HP <5.4 tons | HEIL | HRCU-A-CB (Split System: Heat Pump with Remote Outdoor Unit-Air-Source) | HVH825GKA2* |  |  | EHD4X48AAL+WALLCON | *80CSU1002120A* | 24200 | 16 | 8.1 | 21200 | 16600 | 78.3% | 2 | 0 | 10.5 |  |  |  |  | R-410A | 2.0167 | Residential & Commercial | USHP | Ducted CEE Tier 1
213353851 | Central HP <5.4 tons | HEIL | HRCU-A-CB (Split System: Heat Pump with Remote Outdoor Unit-Air-Source) | DLCURAH36ABK |  |  | F5MA4*36L*B* | 0 | 35800 | 16 | 9 | 38500 | 35000 | 90.91% | 1.94 | 0 | 10 |  |  |  |  | R-410A | 2.9833 | Residential & Commercial | USHP | Ducted CEE Tier 1
210471157 | Central HP <5.4 tons | HEIL | HRCU-A-CB (Split System: Heat Pump with Remote Outdoor Unit-Air-Source) | HVH837GKA2* |  |  | EHD4X60AAL+WALLCON | *80CSU1002120A* | 32800 | 16.5 | 8.1 | 32200 | 24800 | 77.02% | 1.98 | 0 | 11 |  |  |  |  | R-410A | 2.7333 | Residential & Commercial | USHP | Ducted CEE Tier 1
216739055 | Central HP <5.4 tons | DAY & NIGHT | HRCU-A-CB (Split System: Heat Pump with Remote Outdoor Unit-Air-Source) | D5CUHAH24AAK |  |  | F5MA5*30L*B* | 0 | 23400 | 16 | 8.5 | 21200 | 18800 | 88.68% | 1.96 | 0 | 11 |  |  |  |  | R-454B | 1.95 | Residential & Commercial | USHP | Ducted CEE Tier 1
213781074 | Central HP <5.4 tons | TEMPSTAR | HRCU-A-CB (Split System: Heat Pump with Remote Outdoor Unit-Air-Source) | TVH837GKA2* |  |  | EA*4X42L21A*+WALLCON | *96CTN0801714B* | 31600 | 17 | 8.1 | 33000 | 24600 | 74.55% | 1.86 | 0 | 10.5 |  |  |  |  | R-410A | 2.6333 | Residential & Commercial | USHP | Ducted CEE Tier 1
206788337 | Central HP <5.4 tons | CARRIER | HRCU-A-CB (Split System: Heat Pump with Remote Outdoor Unit-Air-Source) | 25VNA424A*031* |  |  | CAP**3621AL*+UI | 59MN7B080C17**14 | 23200 | 20 | 10 | 26600 | 19900 | 74.81% | 2.4 | 13 | 13 |  |  |  |  | R-410A | 1.9333 | Residential & Commercial | USHP | Ducted CEE Tier 1
206788392 | Central HP <5.4 tons | CARRIER | HRCU-A-CB (Split System: Heat Pump with Remote Outdoor Unit-Air-Source) | 25VNA424A*031* |  |  | CNPV*4221AL*+UI | 58TN*A090C17**16 | 23600 | 21.5 | 10 | 26600 | 19700 | 74.06% | 2.48 | 14 | 13.5 |  |  |  |  | R-410A | 1.9667 | Residential & Commercial | USHP | Ducted CEE Tier 1
206788601 | Central HP <5.4 tons | CARRIER | HRCU-A-CB (Split System: Heat Pump with Remote Outdoor Unit-Air-Source) | 25VNA436A*031* |  |  | CAP**4221AL*+UI | 58TN*A090C17**16 | 33200 | 20 | 9.5 | 35400 | 26400 | 74.58% | 2 | 12 | 12 |  |  |  |  | R-410A | 2.7667 | Residential & Commercial | USHP | Ducted CEE Tier 1
206788644 | Central HP <5.4 tons | CARRIER | HRCU-A-CB (Split System: Heat Pump with Remote Outdoor Unit-Air-Source) | 25VNA436A*031* |  |  | CAP**4824AL*+UI | 59TN6B120C24**22 | 33800 | 19.5 | 9.5 | 34800 | 25800 | 74.14% | 2.04 | 12.5 | 12.5 |  |  |  |  | R-410A | 2.8167 | Residential & Commercial | USHP | Ducted CEE Tier 1
206788462 | Central HP <5.4 tons | CARRIER | HRCU-A-CB (Split System: Heat Pump with Remote Outdoor Unit-Air-Source) | 25VNA424A*031* |  |  | CAP**4221AL*+UI | 59TN6B080C17**14 | 23400 | 20 | 10.5 | 26600 | 19900 | 74.81% | 2.44 | 14 | 13 |  |  |  |  | R-410A | 1.95 | Residential & Commercial | USHP | Ducted CEE Tier 1
206788492 | Central HP <5.4 tons | CARRIER | HRCU-A-CB (Split System: Heat Pump with Remote Outdoor Unit-Air-Source) | 25VNA424A*031* |  |  | CNPV*4217AL*+UI | 58TN*A070C17**16 | 23600 | 20.5 | 10 | 26600 | 19800 | 74.44% | 2.48 | 14 | 13.5 |  |  |  |  | R-410A | 1.9667 | Residential & Commercial | USHP | Ducted CEE Tier 1
206788910 | Central HP <5.4 tons | CARRIER | HRCU-A-CB (Split System: Heat Pump with Remote Outdoor Unit-Air-Source) | 25VNA448A*031* |  |  | CSPH*6012AL*+UI | 58TN*A090C21**20 | 45000 | 20.5 | 9 | 46000 | 36200 | 78.7% | 2.36 | 12.5 | 11.7 |  |  |  |  | R-410A | 3.75 | Residential & Commercial | USHP | Ducted CEE Tier 1
206788960 | Central HP <5.4 tons | CARRIER | HRCU-A-CB (Split System: Heat Pump with Remote Outdoor Unit-Air-Source) | 25VNA448A*031* |  |  | CAP**6024AL*+UI | 59CU5A080C21**20 | 44500 | 21 | 9.5 | 46000 | 36200 | 78.7% | 2.34 | 12 | 11.7 |  |  |  |  | R-410A | 3.7083 | Residential & Commercial | USHP | Ducted CEE Tier 1
211388871 | Central HP <5.4 tons | COLEMAN | HRCU-A-CB (Split System: Heat Pump with Remote Outdoor Unit-Air-Source) | HMH72B341 |  |  | XAFB36DXXN1+TXV | TM9E080B12MP12 | 34000 | 17.5 | 8.1 | 33800 | 24000 | 71.01% | 2.06 | 0 | 10 |  |  |  |  | R-410A | 2.8333 | Residential & Commercial | USHP | Ducted CEE Tier 1
211387921 | Central HP <5.4 tons | COLEMAN | HRCU-A-CB (Split System: Heat Pump with Remote Outdoor Unit-Air-Source) | HMH72B341 |  |  | XAUB36DXXN1+TXV | TM9V080B12MP12 | 33600 | 17.5 | 8.5 | 33400 | 23400 | 70.06% | 2.04 | 0 | 10 |  |  |  |  | R-410A | 2.8 | Residential & Commercial | USHP | Ducted CEE Tier 1
211388185 | Central HP <5.4 tons | COLEMAN | HRCU-A-CB (Split System: Heat Pump with Remote Outdoor Unit-Air-Source) | HMH72B341 |  |  | XAHB30CXXN1+TXV | TM9V060B12MP12 | 31600 | 16.5 | 8.1 | 32800 | 23000 | 70.12% | 1.96 | 0 | 9 |  |  |  |  | R-410A | 2.6333 | Residential & Commercial | USHP
212975638 | Central HP <5.4 tons | TEMPSTAR | HRCU-A-CB (Split System: Heat Pump with Remote Outdoor Unit-Air-Source) | DLCURAH24ABK |  |  | EA*4X24L14A* | *96VTN0601412B* | 23200 | 16.5 | 8.5 | 26800 | 26800 | 100% | 2.28 | 0 | 10 |  |  |  |  | R-410A | 1.9333 | Residential & Commercial | USHP | Ducted CEE Tier 1
212971653 | Central HP <5.4 tons | TEMPSTAR | HRCU-A-CB (Split System: Heat Pump with Remote Outdoor Unit-Air-Source) | DLCURAH24ABK |  |  | EA*4X30L17A* | *80VTL0701716B* | 23600 | 17 | 8.5 | 26000 | 23800 | 91.54% | 1.98 | 0 | 10 |  |  |  |  | R-410A | 1.9667 | Residential & Commercial | USHP | Ducted CEE Tier 1
212970465 | Central HP <5.4 tons | TEMPSTAR | HRCU-A-CB (Split System: Heat Pump with Remote Outdoor Unit-Air-Source) | DLCURAH36ABK |  |  | END4X42L17** | *80VSL0701716B* | 35600 | 15.5 | 8.1 | 38500 | 35200 | 91.43% | 1.88 | 0 | 10 |  |  |  |  | R-410A | 2.9667 | Residential & Commercial | USHP | Ducted CEE Tier 1
214398410 | Central HP <5.4 tons | LUXAIRE | HRCU-A-CB (Split System: Heat Pump with Remote Outdoor Unit-Air-Source) | HH860E2S11 |  |  | CTF60D5CHS1 | TM9V120D20MP12 | 54000 | 19 | 9 | 54500 | 39500 | 72.48% | 2 | 0 | 11 |  |  |  |  | R-454B | 4.5 | Residential & Commercial | USHP | Ducted CEE Tier 1
216679441 | Central HP <5.4 tons | DAY & NIGHT | HRCU-A-CB (Split System: Heat Pump with Remote Outdoor Unit-Air-Source) | DLCURAH24ABK |  |  | EA*4X37L17A* | *97VTN0601716A* | 24000 | 17 | 9 | 25200 | 22000 | 87.3% | 1.76 | 0 | 10 |  |  |  |  | R-410A | 2 | Residential & Commercial | USHP | Ducted CEE Tier 1
213778834 | Central HP <5.4 tons | TEMPSTAR | HRCU-A-CB (Split System: Heat Pump with Remote Outdoor Unit-Air-Source) | TVH837GKA** |  |  | EA*4X36L21A*+WALLCON | *80CTL0701716B* | 31400 | 16.5 | 8.1 | 33000 | 24400 | 73.94% | 1.84 | 0 | 10.5 |  |  |  |  | R-410A | 2.6167 | Residential & Commercial | USHP | Ducted CEE Tier 1
213779434 | Central HP <5.4 tons | TEMPSTAR | HRCU-A-CB (Split System: Heat Pump with Remote Outdoor Unit-Air-Source) | TVH837GKA** |  |  | EA*4X48L21A*+WALLCON | *97CMN0601714B* | 32000 | 16.5 | 8.1 | 32800 | 25200 | 76.83% | 1.94 | 0 | 10.5 |  |  |  |  | R-410A | 2.6667 | Residential & Commercial | USHP | Ducted CEE Tier 1
214397895 | Central HP <5.4 tons | LUXAIRE | HRCU-A-CB (Split System: Heat Pump with Remote Outdoor Unit-Air-Source) | HH860E2S11 |  |  | CTM60C5CGS1 | TPLC100C20MP13 | 44000 | 18 | 9 | 44500 | 33600 | 75.51% | 2 | 0 | 11.7 |  |  |  |  | R-454B | 3.6667 | Residential & Commercial | USHP | Ducted CEE Tier 1
211397338 | Central HP <5.4 tons | COLEMAN | HRCU-A-CB (Split System: Heat Pump with Remote Outdoor Unit-Air-Source) | HMH72B341 |  |  | XAHD48FBCN1 | TPLC100C16MP13 | 33600 | 16 | 8.5 | 32400 | 23800 | 73.46% | 2.06 | 0 | 9 |  |  |  |  | R-410A | 2.8 | Residential & Commercial | USHP
211397403 | Central HP <5.4 tons | COLEMAN | HRCU-A-CB (Split System: Heat Pump with Remote Outdoor Unit-Air-Source) | HMH72B341 |  |  | XAHC48FXXN1+TXV | TPLC080C16MP13 | 33600 | 16.5 | 8.5 | 32400 | 23800 | 73.46% | 2.06 | 0 | 9 |  |  |  |  | R-410A | 2.8 | Residential & Commercial | USHP
211397789 | Central HP <5.4 tons | COLEMAN | HRCU-A-CB (Split System: Heat Pump with Remote Outdoor Unit-Air-Source) | HMH72B341 |  |  | XAUC48FXXN1+TXV | TM8V100C16MP12 | 34000 | 16.5 | 8.5 | 33200 | 24400 | 73.49% | 2.1 | 0 | 9 |  |  |  |  | R-410A | 2.8333 | Residential & Commercial | USHP
211397871 | Central HP <5.4 tons | COLEMAN | HRCU-A-CB (Split System: Heat Pump with Remote Outdoor Unit-Air-Source) | HMH72B341 |  |  | XAUC48FXXN1+TXV | TPLC080C16MP13 | 34000 | 16.5 | 8.5 | 33200 | 24400 | 73.49% | 2.1 | 0 | 9 |  |  |  |  | R-410A | 2.8333 | Residential & Commercial | USHP
213781704 | Central HP <5.4 tons | TEMPSTAR | HRCU-A-CB (Split System: Heat Pump with Remote Outdoor Unit-Air-Source) | TVH837GKA2* |  |  | EA*4X61L24A*+WALLCON | *97CMN1202422B* | 33200 | 17.5 | 8.5 | 32000 | 24800 | 77.5% | 1.98 | 0 | 11.7 |  |  |  |  | R-410A | 2.7667 | Residential & Commercial | USHP | Ducted CEE Tier 1
213782004 | Central HP <5.4 tons | TEMPSTAR | HRCU-A-CB (Split System: Heat Pump with Remote Outdoor Unit-Air-Source) | TVH837GKA2* |  |  | EHD4X42AAL+WALLCON | *97CMN1202422B* | 32400 | 16.5 | 8.1 | 32800 | 24800 | 75.61% | 1.94 | 0 | 11 |  |  |  |  | R-410A | 2.7 | Residential & Commercial | USHP | Ducted CEE Tier 1
213782104 | Central HP <5.4 tons | TEMPSTAR | HRCU-A-CB (Split System: Heat Pump with Remote Outdoor Unit-Air-Source) | TVH837GKA2* |  |  | EHD4X48AAL+WALLCON | *80CTL1102120B* | 32600 | 16.5 | 8.1 | 32800 | 24800 | 75.61% | 1.96 | 0 | 11 |  |  |  |  | R-410A | 2.7167 | Residential & Commercial | USHP | Ducted CEE Tier 1
213782204 | Central HP <5.4 tons | TEMPSTAR | HRCU-A-CB (Split System: Heat Pump with Remote Outdoor Unit-Air-Source) | TVH837GKA2* |  |  | EHD4X48AAL+WALLCON | *96CTN1202422B* | 32600 | 16.5 | 8.1 | 33000 | 24800 | 75.15% | 1.96 | 0 | 11 |  |  |  |  | R-410A | 2.7167 | Residential & Commercial | USHP | Ducted CEE Tier 1
214397776 | Central HP <5.4 tons | LUXAIRE | HRCU-A-CB (Split System: Heat Pump with Remote Outdoor Unit-Air-Source) | HH836E2S11 |  |  | CTM48C5CFS1 | TMLE100C20MP11 | 34400 | 17 | 8.5 | 32600 | 25800 | 79.14% | 2 | 0 | 11 |  |  |  |  | R-454B | 2.8667 | Residential & Commercial | USHP | Ducted CEE Tier 1
214397660 | Central HP <5.4 tons | LUXAIRE | HRCU-A-CB (Split System: Heat Pump with Remote Outdoor Unit-Air-Source) | HH836E2S11 |  |  | JHC36B5CD2SS1 | 0 | 33000 | 19 | 8.5 | 30200 | 24800 | 82.12% | 2 | 0 | 11.7 |  |  |  |  | R-454B | 2.75 | Residential & Commercial | USHP | Ducted CEE Tier 1
214397727 | Central HP <5.4 tons | LUXAIRE | HRCU-A-CB (Split System: Heat Pump with Remote Outdoor Unit-Air-Source) | HH836E2S11 |  |  | CTM36C5CDS1 | TM9E100C16MP12 | 33800 | 18 | 8.5 | 31600 | 25800 | 81.65% | 2 | 0 | 11 |  |  |  |  | R-454B | 2.8167 | Residential & Commercial | USHP | Ducted CEE Tier 1
214397492 | Central HP <5.4 tons | LUXAIRE | HRCU-A-CB (Split System: Heat Pump with Remote Outdoor Unit-Air-Source) | HH860E2S11 |  |  | CTM60C5CGS1 | TM9E080C20MP12 | 44500 | 17 | 9 | 45000 | 33800 | 75.11% | 2 | 0 | 11.7 |  |  |  |  | R-454B | 3.7083 | Residential & Commercial | USHP | Ducted CEE Tier 1
214398043 | Central HP <5.4 tons | LUXAIRE | HRCU-A-CB (Split System: Heat Pump with Remote Outdoor Unit-Air-Source) | HH860E2S11 |  |  | CTM60C5CHS1 | TMLV120C20MP12 | 53500 | 19 | 9 | 54000 | 39000 | 72.22% | 2 | 0 | 11 |  |  |  |  | R-454B | 4.4583 | Residential & Commercial | USHP | Ducted CEE Tier 1
214397742 | Central HP <5.4 tons | LUXAIRE | HRCU-A-CB (Split System: Heat Pump with Remote Outdoor Unit-Air-Source) | HH836E2S11 |  |  | CTF36C5CDS1 | TM8V100C16MP12 | 34000 | 18 | 8.5 | 31600 | 26000 | 82.28% | 2 | 0 | 11 |  |  |  |  | R-454B | 2.8333 | Residential & Commercial | USHP | Ducted CEE Tier 1
211398105 | Central HP <5.4 tons | COLEMAN | HRCU-A-CB (Split System: Heat Pump with Remote Outdoor Unit-Air-Source) | HMH72B341 |  |  | XAHD48FXXN1+TXV | TMLE120C16MP11 | 33000 | 16.5 | 8.5 | 31800 | 23200 | 72.96% | 2.04 | 0 | 9.5 |  |  |  |  | R-410A | 2.75 | Residential & Commercial | USHP
211396051 | Central HP <5.4 tons | COLEMAN | HRCU-A-CB (Split System: Heat Pump with Remote Outdoor Unit-Air-Source) | HMH72B341 |  |  | XAHD48FXXN1+TXV | TM9E080C16MP12 | 33600 | 16.5 | 8.1 | 32800 | 24200 | 73.78% | 2.04 | 0 | 9 |  |  |  |  | R-410A | 2.8 | Residential & Commercial | USHP
211396533 | Central HP <5.4 tons | COLEMAN | HRCU-A-CB (Split System: Heat Pump with Remote Outdoor Unit-Air-Source) | HMH72B341 |  |  | XAHC48FXXN1+TXV | TM8Y100C20MP11 | 33800 | 16.5 | 8.5 | 32400 | 23800 | 73.46% | 2.06 | 0 | 9 |  |  |  |  | R-410A | 2.8167 | Residential & Commercial | USHP
211396620 | Central HP <5.4 tons | COLEMAN | HRCU-A-CB (Split System: Heat Pump with Remote Outdoor Unit-Air-Source) | HMH72B341 |  |  | XAFD48FBCN1 | TM8Y100C20MP11 | 34000 | 16.5 | 8.5 | 34000 | 24200 | 71.18% | 2.1 | 0 | 9.5 |  |  |  |  | R-410A | 2.8333 | Residential & Commercial | USHP
211396903 | Central HP <5.4 tons | COLEMAN | HRCU-A-CB (Split System: Heat Pump with Remote Outdoor Unit-Air-Source) | HMH72B341 |  |  | XAFC48FXXN1+TXV | TM8Y080C16MP11 | 34000 | 17.5 | 8.5 | 33200 | 24400 | 73.49% | 2.08 | 0 | 9 |  |  |  |  | R-410A | 2.8333 | Residential & Commercial | USHP
211395798 | Central HP <5.4 tons | COLEMAN | HRCU-A-CB (Split System: Heat Pump with Remote Outdoor Unit-Air-Source) | HMH72B341 |  |  | XAHC48FBCN1 | CP9C060B12MP13 | 32400 | 16 | 8.1 | 32000 | 23400 | 73.12% | 2 | 0 | 9 |  |  |  |  | R-410A | 2.7 | Residential & Commercial | USHP
211397152 | Central HP <5.4 tons | COLEMAN | HRCU-A-CB (Split System: Heat Pump with Remote Outdoor Unit-Air-Source) | HMH72B341 |  |  | XAHC48FBCN1 | TMLV120C20MP12 | 33800 | 16.5 | 8.5 | 32400 | 23800 | 73.46% | 2.06 | 0 | 9 |  |  |  |  | R-410A | 2.8167 | Residential & Commercial | USHP
211394862 | Central HP <5.4 tons | COLEMAN | HRCU-A-CB (Split System: Heat Pump with Remote Outdoor Unit-Air-Source) | HMH72B341 |  |  | XAFD48FBCN1 | TM9V100C16MP12 | 33800 | 16.5 | 8.5 | 32400 | 23600 | 72.84% | 2.08 | 0 | 9.5 |  |  |  |  | R-410A | 2.8167 | Residential & Commercial | USHP
211395030 | Central HP <5.4 tons | COLEMAN | HRCU-A-CB (Split System: Heat Pump with Remote Outdoor Unit-Air-Source) | HMH72B341 |  |  | XAHD48FBCN1 | TM9V080C16MP12 | 32600 | 16 | 8.1 | 31800 | 23200 | 72.96% | 2.02 | 0 | 9 |  |  |  |  | R-410A | 2.7167 | Residential & Commercial | USHP
211395381 | Central HP <5.4 tons | COLEMAN | HRCU-A-CB (Split System: Heat Pump with Remote Outdoor Unit-Air-Source) | HMH72B341 |  |  | XAFC48FBCN1 | TP9C080C16MP13 | 33400 | 16.5 | 8.5 | 32400 | 23600 | 72.84% | 2.06 | 0 | 9.5 |  |  |  |  | R-410A | 2.7833 | Residential & Commercial | USHP
211395549 | Central HP <5.4 tons | COLEMAN | HRCU-A-CB (Split System: Heat Pump with Remote Outdoor Unit-Air-Source) | HMH72B341 |  |  | XAFC48FXXN1+TXV | TM9V080B12MP12 | 33400 | 16.5 | 8.5 | 32600 | 24000 | 73.62% | 2.06 | 0 | 9 |  |  |  |  | R-410A | 2.7833 | Residential & Commercial | USHP
212971719 | Central HP <5.4 tons | TEMPSTAR | HRCU-A-CB (Split System: Heat Pump with Remote Outdoor Unit-Air-Source) | DLCURAH24ABK |  |  | EN(A,D)4X30L17** | *80VTL0701716B* | 23600 | 17 | 8.5 | 26400 | 24200 | 91.67% | 2.02 | 0 | 10.5 |  |  |  |  | R-410A | 1.9667 | Residential & Commercial | USHP | Ducted CEE Tier 1
214279868 | Central HP <5.4 tons | AIRQUEST | HRCU-A-CB (Split System: Heat Pump with Remote Outdoor Unit-Air-Source) | DLCURAH24ABK |  |  | EA*4X24L17A* | *96MSN0601716A* | 23600 | 16.5 | 9.5 | 26600 | 24800 | 93.23% | 2.04 | 0 | 10 |  |  |  |  | R-410A | 1.9667 | Residential & Commercial | USHP | Ducted CEE Tier 1
216738893 | Central HP <5.4 tons | AIRQUEST | HRCU-A-CB (Split System: Heat Pump with Remote Outdoor Unit-Air-Source) | D5CUHAH24AAK |  |  | ESH5X36M12A* | *97VTN0601716A* | 22600 | 16 | 8.1 | 20800 | 18500 | 88.94% | 1.85 | 0 | 11 |  |  |  |  | R-454B | 1.8833 | Residential & Commercial | USHP | Ducted CEE Tier 1
216738925 | Central HP <5.4 tons | AIRQUEST | HRCU-A-CB (Split System: Heat Pump with Remote Outdoor Unit-Air-Source) | D5CUHAH24AAK |  |  | ESH5X36M12A* | *97VTN1002120A* | 22600 | 16 | 8.1 | 20800 | 18400 | 88.46% | 1.85 | 0 | 11 |  |  |  |  | R-454B | 1.8833 | Residential & Commercial | USHP | Ducted CEE Tier 1
216739026 | Central HP <5.4 tons | AIRQUEST | HRCU-A-CB (Split System: Heat Pump with Remote Outdoor Unit-Air-Source) | D5CUHAH24AAK |  |  | FHMA5*24L*B* | 0 | 23000 | 15.5 | 8.5 | 21400 | 19200 | 89.72% | 1.98 | 0 | 11 |  |  |  |  | R-454B | 1.9167 | Residential & Commercial | USHP | Ducted CEE Tier 1
211394662 | Central HP <5.4 tons | COLEMAN | HRCU-A-CB (Split System: Heat Pump with Remote Outdoor Unit-Air-Source) | HMH72B341 |  |  | XAUC48FXXN1+TXV | TP9C100C20MP13 | 34000 | 16.5 | 8.5 | 33000 | 24200 | 73.33% | 2.1 | 0 | 9 |  |  |  |  | R-410A | 2.8333 | Residential & Commercial | USHP
211393896 | Central HP <5.4 tons | COLEMAN | HRCU-A-CB (Split System: Heat Pump with Remote Outdoor Unit-Air-Source) | HMH72B341 |  |  | XAHC48FBCN1 | TM9Y100C16MP11 | 33200 | 17 | 8.1 | 32400 | 23600 | 72.84% | 2.02 | 0 | 9 |  |  |  |  | R-410A | 2.7667 | Residential & Commercial | USHP
216739027 | Central HP <5.4 tons | AIRQUEST | HRCU-A-CB (Split System: Heat Pump with Remote Outdoor Unit-Air-Source) | D5CUHAH24AAK |  |  | F5MA5*24L*B* | 0 | 23000 | 15.5 | 8.5 | 21400 | 19200 | 89.72% | 1.98 | 0 | 11 |  |  |  |  | R-454B | 1.9167 | Residential & Commercial | USHP | Ducted CEE Tier 1
214398296 | Central HP <5.4 tons | LUXAIRE | HRCU-A-CB (Split System: Heat Pump with Remote Outdoor Unit-Air-Source) | HH860E2S11 |  |  | CTM60C5CGS1 | TM9Y100C20MP11 | 44500 | 17 | 9 | 46500 | 34800 | 74.84% | 2 | 0 | 11 |  |  |  |  | R-454B | 3.7083 | Residential & Commercial | USHP | Ducted CEE Tier 1
206788341 | Central HP <5.4 tons | CARRIER | HRCU-A-CB (Split System: Heat Pump with Remote Outdoor Unit-Air-Source) | 25VNA424A*031* |  |  | CAP**3621AL*+UI | 58TN*A090C17**16 | 23400 | 21.5 | 10.5 | 26600 | 19700 | 74.06% | 2.46 | 14 | 13.5 |  |  |  |  | R-410A | 1.95 | Residential & Commercial | USHP | Ducted CEE Tier 1
206788456 | Central HP <5.4 tons | CARRIER | HRCU-A-CB (Split System: Heat Pump with Remote Outdoor Unit-Air-Source) | 25VNA424A*031* |  |  | CAP**3621AL*+UI | 59TN6B080C17**14 | 23200 | 20 | 10 | 26600 | 19900 | 74.81% | 2.42 | 14 | 13 |  |  |  |  | R-410A | 1.9333 | Residential & Commercial | USHP | Ducted CEE Tier 1
206788457 | Central HP <5.4 tons | CARRIER | HRCU-A-CB (Split System: Heat Pump with Remote Outdoor Unit-Air-Source) | 25VNA424A*031* |  |  | CAP**4221AL*+UI | 58TN*A045C17**12 | 23400 | 20 | 10.5 | 26600 | 20000 | 75.19% | 2.42 | 14 | 13 |  |  |  |  | R-410A | 1.95 | Residential & Commercial | USHP | Ducted CEE Tier 1
206788458 | Central HP <5.4 tons | CARRIER | HRCU-A-CB (Split System: Heat Pump with Remote Outdoor Unit-Air-Source) | 25VNA424A*031* |  |  | CAP**4221AL*+UI | 58TN*A070C17**16 | 23400 | 20.5 | 10.5 | 26600 | 19800 | 74.44% | 2.46 | 14 | 13.5 |  |  |  |  | R-410A | 1.95 | Residential & Commercial | USHP | Ducted CEE Tier 1
206788555 | Central HP <5.4 tons | CARRIER | HRCU-A-CB (Split System: Heat Pump with Remote Outdoor Unit-Air-Source) | 25VNA424A*031* |  |  | CNPV*3621AL*+UI | 58CU*A040C17**12 | 23200 | 20 | 9.5 | 26600 | 19900 | 74.81% | 2.38 | 14 | 13 |  |  |  |  | R-410A | 1.9333 | Residential & Commercial | USHP | Ducted CEE Tier 1
206788589 | Central HP <5.4 tons | CARRIER | HRCU-A-CB (Split System: Heat Pump with Remote Outdoor Unit-Air-Source) | 25VNA436A*031* |  |  | CAP**3721AL*+UI | 58TN*A090C17**16 | 34600 | 20 | 9.5 | 35000 | 25600 | 73.14% | 2.06 | 13 | 12 |  |  |  |  | R-410A | 2.8833 | Residential & Commercial | USHP | Ducted CEE Tier 1
206788606 | Central HP <5.4 tons | CARRIER | HRCU-A-CB (Split System: Heat Pump with Remote Outdoor Unit-Air-Source) | 25VNA436A*031* |  |  | CAP**4224AL*+UI | 58TN*A135C24**22 | 33200 | 19.5 | 9.5 | 35400 | 26400 | 74.58% | 2 | 12.5 | 12 |  |  |  |  | R-410A | 2.7667 | Residential & Commercial | USHP | Ducted CEE Tier 1
213297544 | Central HP <5.4 tons | LUXAIRE | HRCU-A-CB (Split System: Heat Pump with Remote Outdoor Unit-Air-Source) | HMH72B341 |  |  | XAHC36DXXN1+TXV | Z8ES100C20LMPS1 | 34000 | 17 | 8.5 | 33400 | 23600 | 70.66% | 2.08 | 0 | 9.5 |  |  |  |  | R-410A | 2.8333 | Residential & Commercial | USHP
213779084 | Central HP <5.4 tons | TEMPSTAR | HRCU-A-CB (Split System: Heat Pump with Remote Outdoor Unit-Air-Source) | TVH837GKA** |  |  | EA*4X42L21A*+WALLCON | *80CTL0901716B* | 31800 | 17 | 8.1 | 33000 | 24400 | 73.94% | 1.88 | 0 | 11 |  |  |  |  | R-410A | 2.65 | Residential & Commercial | USHP | Ducted CEE Tier 1
211385951 | Central HP <5.4 tons | COLEMAN | HRCU-A-CB (Split System: Heat Pump with Remote Outdoor Unit-Air-Source) | HMH72B341 |  |  | XAHC48FBCN1 | TMLE080B12MP11 | 32800 | 16.5 | 8.1 | 32400 | 23800 | 73.46% | 2 | 0 | 9 |  |  |  |  | R-410A | 2.7333 | Residential & Commercial | USHP
211394091 | Central HP <5.4 tons | COLEMAN | HRCU-A-CB (Split System: Heat Pump with Remote Outdoor Unit-Air-Source) | HMH72B341 |  |  | XAFC48FBCN1 | TM9Y080C16MP11 | 33800 | 17.5 | 8.5 | 32800 | 24200 | 73.78% | 2.06 | 0 | 9 |  |  |  |  | R-410A | 2.8167 | Residential & Commercial | USHP
211394677 | Central HP <5.4 tons | COLEMAN | HRCU-A-CB (Split System: Heat Pump with Remote Outdoor Unit-Air-Source) | HMH72B341 |  |  | XAFC48FBCN1 | CP9C100C20MP13 | 34000 | 16.5 | 8.5 | 33000 | 24200 | 73.33% | 2.1 | 0 | 9 |  |  |  |  | R-410A | 2.8333 | Residential & Commercial | USHP
211386653 | Central HP <5.4 tons | COLEMAN | HRCU-A-CB (Split System: Heat Pump with Remote Outdoor Unit-Air-Source) | HMH72B341 |  |  | JHVTC42FBCC2N1 | 0 | 34000 | 17.5 | 8.5 | 32400 | 23400 | 72.22% | 2.12 | 0 | 10 |  |  |  |  | R-410A | 2.8333 | Residential & Commercial | USHP | Ducted CEE Tier 1
211386805 | Central HP <5.4 tons | COLEMAN | HRCU-A-CB (Split System: Heat Pump with Remote Outdoor Unit-Air-Source) | HMH72B341 |  |  | XAHC36DBCN1 | TM9Y080C16MP11 | 33800 | 16.5 | 8.1 | 33600 | 24000 | 71.43% | 2.04 | 0 | 9.5 |  |  |  |  | R-410A | 2.8167 | Residential & Commercial | USHP
211387591 | Central HP <5.4 tons | COLEMAN | HRCU-A-CB (Split System: Heat Pump with Remote Outdoor Unit-Air-Source) | HMH72B341 |  |  | XAHC36DBCN1 | TP9C080C16MP13 | 33400 | 17 | 8.1 | 33200 | 23400 | 70.48% | 2.04 | 0 | 9.5 |  |  |  |  | R-410A | 2.7833 | Residential & Commercial | USHP
213779184 | Central HP <5.4 tons | TEMPSTAR | HRCU-A-CB (Split System: Heat Pump with Remote Outdoor Unit-Air-Source) | TVH837GKA** |  |  | EA*4X42L24A*+WALLCON | *80CTL0902120B* | 31800 | 17 | 8.1 | 32800 | 24200 | 73.78% | 1.88 | 0 | 11 |  |  |  |  | R-410A | 2.65 | Residential & Commercial | USHP | Ducted CEE Tier 1
213779404 | Central HP <5.4 tons | TEMPSTAR | HRCU-A-CB (Split System: Heat Pump with Remote Outdoor Unit-Air-Source) | TVH837GKA** |  |  | EA*4X48L21A*+WALLCON | *80CTL0902120B* | 32200 | 17 | 8.1 | 32600 | 24800 | 76.07% | 1.98 | 0 | 11 |  |  |  |  | R-410A | 2.6833 | Residential & Commercial | USHP | Ducted CEE Tier 1
213779454 | Central HP <5.4 tons | TEMPSTAR | HRCU-A-CB (Split System: Heat Pump with Remote Outdoor Unit-Air-Source) | TVH837GKA** |  |  | EA*4X48L21A*+WALLCON | *97CMN1002122B* | 32400 | 17 | 8.1 | 32600 | 24800 | 76.07% | 1.98 | 0 | 11 |  |  |  |  | R-410A | 2.7 | Residential & Commercial | USHP | Ducted CEE Tier 1
213779704 | Central HP <5.4 tons | TEMPSTAR | HRCU-A-CB (Split System: Heat Pump with Remote Outdoor Unit-Air-Source) | TVH837GKA** |  |  | EA*4X61L21A*+WALLCON | *97CMN0801714B* | 33000 | 17 | 8.1 | 32200 | 25000 | 77.64% | 1.96 | 0 | 11 |  |  |  |  | R-410A | 2.75 | Residential & Commercial | USHP | Ducted CEE Tier 1
212977704 | Central HP <5.4 tons | TEMPSTAR | HRCU-A-CB (Split System: Heat Pump with Remote Outdoor Unit-Air-Source) | DLCURAH24ABK |  |  | EN(A,D,W)4X36L17** | *80MS(N,L)0451412A* | 23600 | 17 | 8.5 | 26400 | 24200 | 91.67% | 2 | 0 | 10.5 |  |  |  |  | R-410A | 1.9667 | Residential & Commercial | USHP | Ducted CEE Tier 1
210470277 | Central HP <5.4 tons | HEIL | HRCU-A-CB (Split System: Heat Pump with Remote Outdoor Unit-Air-Source) | HVH837GKA2* |  |  | EA*4X60L24A*+WALLCON | *80CTL1352422A* | 32800 | 18 | 8.5 | 31800 | 24800 | 77.99% | 2 | 0 | 12 |  |  |  |  | R-410A | 2.7333 | Residential & Commercial | USHP | Ducted CEE Tier 1
216738571 | Central HP <5.4 tons | AIRQUEST | HRCU-A-CB (Split System: Heat Pump with Remote Outdoor Unit-Air-Source) | D5CUHAH24AAK |  |  | ESH5X36M12A* | *96MSN0802120A* | 22800 | 15.5 | 8.1 | 20800 | 18500 | 88.94% | 1.85 | 0 | 10.5 |  |  |  |  | R-454B | 1.9 | Residential & Commercial | USHP | Ducted CEE Tier 1
215864487 | Central HP <5.4 tons | TRANE | HRCU-A-CB (Split System: Heat Pump with Remote Outdoor Unit-Air-Source) | 5TWV8X36A1 |  |  | 5PX*B004AS3 | S9V2B040U3PSC+LRP | 31600 | 18.1 | 8.5 | 32800 | 25600 | 78.05% | 2 | 0 | 10 |  |  |  |  | R-454B | 2.6333 | Residential & Commercial | USHP | Ducted CEE Tier 1
206772787 | Central HP <5.4 tons | ARCOAIRE | HRCU-A-CB (Split System: Heat Pump with Remote Outdoor Unit-Air-Source) | HVH837GKA2* |  |  | EHD4X42AAL+WALLCON | *97CMN1002122A* | 32600 | 16.5 | 8.1 | 33000 | 24800 | 75.15% | 1.96 | 12 | 11 |  |  |  |  | R-410A | 2.7167 | Residential & Commercial | USHP | Ducted CEE Tier 1
215864571 | Central HP <5.4 tons | TRANE | HRCU-A-CB (Split System: Heat Pump with Remote Outdoor Unit-Air-Source) | 5TWV8X36A1 |  |  | 5TXCB004AS3 | S9V2B040U3VSB+LRP | 31600 | 18.1 | 8.5 | 32800 | 25400 | 77.44% | 2 | 0 | 10 |  |  |  |  | R-454B | 2.6333 | Residential & Commercial | USHP | Ducted CEE Tier 1
216738821 | Central HP <5.4 tons | AIRQUEST | HRCU-A-CB (Split System: Heat Pump with Remote Outdoor Unit-Air-Source) | D5CUHAH24AAK |  |  | ESH5X36M12A* | *96VTN0601412B* | 22600 | 16 | 8.1 | 20800 | 18500 | 88.94% | 1.85 | 0 | 11 |  |  |  |  | R-454B | 1.8833 | Residential & Commercial | USHP | Ducted CEE Tier 1
213780654 | Central HP <5.4 tons | TEMPSTAR | HRCU-A-CB (Split System: Heat Pump with Remote Outdoor Unit-Air-Source) | TVH837GKA2* |  |  | EA*4X36L17A*+WALLCON | *80CTL0701412B* | 31400 | 16.5 | 8.1 | 33400 | 24400 | 73.05% | 1.82 | 0 | 10.5 |  |  |  |  | R-410A | 2.6167 | Residential & Commercial | USHP | Ducted CEE Tier 1
206788335 | Central HP <5.4 tons | CARRIER | HRCU-A-CB (Split System: Heat Pump with Remote Outdoor Unit-Air-Source) | 25VNA424A*031* |  |  | CAP**3617AL*+UI | 58TN*A090C17**16 | 23400 | 21.5 | 10.5 | 26600 | 19700 | 74.06% | 2.44 | 14 | 13.5 |  |  |  |  | R-410A | 1.95 | Residential & Commercial | USHP | Ducted CEE Tier 1
206788962 | Central HP <5.4 tons | CARRIER | HRCU-A-CB (Split System: Heat Pump with Remote Outdoor Unit-Air-Source) | 25VNA448A*031* |  |  | CAP**6121AL*+UI | 59CU5A080C21**20 | 45500 | 21 | 9.5 | 46000 | 36400 | 79.13% | 2.36 | 12.5 | 12 |  |  |  |  | R-410A | 3.7917 | Residential & Commercial | USHP | Ducted CEE Tier 1
206788687 | Central HP <5.4 tons | CARRIER | HRCU-A-CB (Split System: Heat Pump with Remote Outdoor Unit-Air-Source) | 25VNA436A*031* |  |  | CNPV*4217AL*+UI | 58TN*A070C17**16 | 33400 | 19.5 | 9 | 35400 | 26400 | 74.58% | 2 | 12.5 | 12 |  |  |  |  | R-410A | 2.7833 | Residential & Commercial | USHP | Ducted CEE Tier 1
206788828 | Central HP <5.4 tons | CARRIER | HRCU-A-CB (Split System: Heat Pump with Remote Outdoor Unit-Air-Source) | 25VNA436A*031* |  |  | CNPV*4221AL*+UI | 58CU*A100C21**20 | 33000 | 18.5 | 9 | 35400 | 26600 | 75.14% | 1.98 | 12.5 | 11.7 |  |  |  |  | R-410A | 2.75 | Residential & Commercial | USHP | Ducted CEE Tier 1
212975671 | Central HP <5.4 tons | TEMPSTAR | HRCU-A-CB (Split System: Heat Pump with Remote Outdoor Unit-Air-Source) | DLCURAH24ABK |  |  | EA*4X30L14A* | *96VTN0601412B* | 23400 | 16.5 | 8.5 | 26200 | 24800 | 94.66% | 2.06 | 0 | 10 |  |  |  |  | R-410A | 1.95 | Residential & Commercial | USHP | Ducted CEE Tier 1
214398087 | Central HP <5.4 tons | LUXAIRE | HRCU-A-CB (Split System: Heat Pump with Remote Outdoor Unit-Air-Source) | HH836E2S11 |  |  | CTM48C5CFS1 | LP9C100C16MP13 | 33200 | 19 | 9 | 31200 | 25200 | 80.77% | 2 | 0 | 11 |  |  |  |  | R-454B | 2.7667 | Residential & Commercial | USHP | Ducted CEE Tier 1
214398101 | Central HP <5.4 tons | LUXAIRE | HRCU-A-CB (Split System: Heat Pump with Remote Outdoor Unit-Air-Source) | HH836E2S11 |  |  | CTF36C5CDS1+JMET12CS2N1 | 0 | 34400 | 19 | 9 | 31800 | 25600 | 80.5% | 2 | 0 | 11.7 |  |  |  |  | R-454B | 2.8667 | Residential & Commercial | USHP | Ducted CEE Tier 1
213297754 | Central HP <5.4 tons | LUXAIRE | HRCU-A-CB (Split System: Heat Pump with Remote Outdoor Unit-Air-Source) | HMH72B341 |  |  | XAHB30CXXN1+TXV | Z8ET080B12LMPS1 | 31800 | 18 | 8.1 | 32200 | 22600 | 70.19% | 2 | 0 | 9.5 |  |  |  |  | R-410A | 2.65 | Residential & Commercial | USHP
213297769 | Central HP <5.4 tons | LUXAIRE | HRCU-A-CB (Split System: Heat Pump with Remote Outdoor Unit-Air-Source) | HMH72B341 |  |  | XAFC30CXXN1+TXV | Z8ES120C16SMPS1 | 33600 | 18 | 8.5 | 33000 | 23400 | 70.91% | 2.06 | 0 | 9.5 |  |  |  |  | R-410A | 2.8 | Residential & Commercial | USHP
213297484 | Central HP <5.4 tons | LUXAIRE | HRCU-A-CB (Split System: Heat Pump with Remote Outdoor Unit-Air-Source) | HMH72B341 |  |  | XAFC30CXXN1+TXV | Z8ET120C20LMPS1 | 33600 | 18.5 | 8.5 | 33000 | 23400 | 70.91% | 2.06 | 0 | 9.5 |  |  |  |  | R-410A | 2.8 | Residential & Commercial | USHP
213296799 | Central HP <5.4 tons | LUXAIRE | HRCU-A-CB (Split System: Heat Pump with Remote Outdoor Unit-Air-Source) | HMH72B341 |  |  | XAUB30CXXN1+TXV | Z9ET080B12SMPS1 | 32600 | 18.5 | 8.1 | 33000 | 23400 | 70.91% | 2.02 | 0 | 9.5 |  |  |  |  | R-410A | 2.7167 | Residential & Commercial | USHP
214280284 | Central HP <5.4 tons | AIRQUEST | HRCU-A-CB (Split System: Heat Pump with Remote Outdoor Unit-Air-Source) | DLCURAH36ABK |  |  | EA*4X42L21A* | *96MSN0601716A* | 35200 | 15.5 | 8.5 | 38500 | 35200 | 91.43% | 1.88 | 0 | 9.5 |  |  |  |  | R-410A | 2.9333 | Residential & Commercial | USHP
206788888 | Central HP <5.4 tons | CARRIER | HRCU-A-CB (Split System: Heat Pump with Remote Outdoor Unit-Air-Source) | 25VNA436A*031* |  |  | CNPV*4821AL*+UI | 59MN7B060C17**14 | 33400 | 18 | 9 | 35600 | 26400 | 74.16% | 2 | 12 | 11.7 |  |  |  |  | R-410A | 2.7833 | Residential & Commercial | USHP | Ducted CEE Tier 1
212974662 | Central HP <5.4 tons | TEMPSTAR | HRCU-A-CB (Split System: Heat Pump with Remote Outdoor Unit-Air-Source) | DLCURAH18ABK |  |  | EA*4X25L17A* | *96VTN0401410B* | 17700 | 16 | 8.1 | 17700 | 17900 | 101.1% | 2.14 | 0 | 10.5 |  |  |  |  | R-410A | 1.475 | Residential & Commercial | USHP | Ducted CEE Tier 1
212975782 | Central HP <5.4 tons | TEMPSTAR | HRCU-A-CB (Split System: Heat Pump with Remote Outdoor Unit-Air-Source) | DLCURAH18ABK |  |  | EA*4X19L17A* | *96VTN0801716B* | 17700 | 16.5 | 8.1 | 17700 | 17900 | 101.1% | 2.16 | 0 | 10.5 |  |  |  |  | R-410A | 1.475 | Residential & Commercial | USHP | Ducted CEE Tier 1
212975834 | Central HP <5.4 tons | TEMPSTAR | HRCU-A-CB (Split System: Heat Pump with Remote Outdoor Unit-Air-Source) | DLCURAH18ABK |  |  | EN(A,D)4X24L17** | *96VTN0801716B* | 17700 | 16 | 8.5 | 18700 | 19100 | 102.1% | 2.3 | 0 | 11 |  |  |  |  | R-410A | 1.475 | Residential & Commercial | USHP | Ducted CEE Tier 1
212977824 | Central HP <5.4 tons | TEMPSTAR | HRCU-A-CB (Split System: Heat Pump with Remote Outdoor Unit-Air-Source) | DLCURAH18ABK |  |  | EN(A,D)4X30L14** | *80MS(N,L)0451412A* | 17700 | 16.5 | 8.1 | 18200 | 18600 | 102.2% | 2.24 | 0 | 11 |  |  |  |  | R-410A | 1.475 | Residential & Commercial | USHP | Ducted CEE Tier 1
216643615 | Central HP <5.4 tons | AIRQUEST | HRCU-A-CB (Split System: Heat Pump with Remote Outdoor Unit-Air-Source) | D5CUHAH18AAK |  |  | EA*5X30M17A* | *80MSU0601716A* | 18000 | 15.2 | 9.5 | 20200 | 18200 | 90.1% | 1.92 | 0 | 11 |  |  |  |  | R-454B | 1.5 | Residential & Commercial | USHP | Ducted CEE Tier 1
214570501 | Central HP <5.4 tons | AIRQUEST | HRCU-A-CB (Split System: Heat Pump with Remote Outdoor Unit-Air-Source) | HVH825GKA3* |  |  | EA*4X42L21A*+WALLCON | *95CSU0802120B* | 23800 | 16.5 | 8.1 | 21400 | 16700 | 78.04% | 1.96 | 0 | 10.5 |  |  |  |  | R-410A | 1.9833 | Residential & Commercial | USHP | Ducted CEE Tier 1
215864787 | Central HP <5.4 tons | TRANE | HRCU-A-CB (Split System: Heat Pump with Remote Outdoor Unit-Air-Source) | 5TWV8X36A1 |  |  | 5PX*BD06AS3 | S8V2B060M4PCB | 32800 | 18.1 | 8.5 | 34400 | 26000 | 75.58% | 2 | 0 | 10 |  |  |  |  | R-454B | 2.7333 | Residential & Commercial | USHP | Ducted CEE Tier 1
215864803 | Central HP <5.4 tons | TRANE | HRCU-A-CB (Split System: Heat Pump with Remote Outdoor Unit-Air-Source) | 5TWV8X36A1 |  |  | 5PX*CD07AS3 | S8V2C080M5PCB | 32800 | 18.1 | 8.5 | 34000 | 25600 | 75.29% | 2.1 | 0 | 10 |  |  |  |  | R-454B | 2.7333 | Residential & Commercial | USHP | Ducted CEE Tier 1
215864821 | Central HP <5.4 tons | TRANE | HRCU-A-CB (Split System: Heat Pump with Remote Outdoor Unit-Air-Source) | 5TWV8X48A1 |  |  | 5PX*B006AS3 | S8V2B060M4PDB | 44500 | 18.1 | 8.5 | 46000 | 35400 | 76.96% | 2.1 | 0 | 10 |  |  |  |  | R-454B | 3.7083 | Residential & Commercial | USHP | Ducted CEE Tier 1
215864837 | Central HP <5.4 tons | TRANE | HRCU-A-CB (Split System: Heat Pump with Remote Outdoor Unit-Air-Source) | 5TWV8X48A1 |  |  | 5PX*C009AS3 | S8V2C080M5PCB | 46000 | 18.1 | 8.5 | 45000 | 34800 | 77.33% | 2.1 | 0 | 10.5 |  |  |  |  | R-454B | 3.8333 | Residential & Commercial | USHP | Ducted CEE Tier 1
215864839 | Central HP <5.4 tons | TRANE | HRCU-A-CB (Split System: Heat Pump with Remote Outdoor Unit-Air-Source) | 5TWV8X48A1 |  |  | 5PX*C009AS3 | L8V1C100U5VSB+LRP | 46500 | 18.1 | 8.5 | 45000 | 34800 | 77.33% | 2.2 | 0 | 10.5 |  |  |  |  | R-454B | 3.875 | Residential & Commercial | USHP | Ducted CEE Tier 1
211260662 | Central HP <5.4 tons | AIRQUEST | HRCU-A-CB (Split System: Heat Pump with Remote Outdoor Unit-Air-Source) | DLCURAH18ABK |  |  | EA*4X24L17A* | OLV098A12* | 18000 | 15.5 | 8.5 | 19000 | 18900 | 99.47% | 2.26 | 0 | 10.5 |  |  |  |  | R-410A | 1.5 | Residential & Commercial | USHP | Ducted CEE Tier 1
211260978 | Central HP <5.4 tons | AIRQUEST | HRCU-A-CB (Split System: Heat Pump with Remote Outdoor Unit-Air-Source) | DLCURAH18ABK |  |  | EA*4X25L17A* | *80ES(N,L)0451412A* | 18600 | 16.5 | 8.5 | 18400 | 17400 | 94.57% | 2.12 | 0 | 11 |  |  |  |  | R-410A | 1.55 | Residential & Commercial | USHP | Ducted CEE Tier 1
211261279 | Central HP <5.4 tons | AIRQUEST | HRCU-A-CB (Split System: Heat Pump with Remote Outdoor Unit-Air-Source) | DLCURAH18ABK |  |  | EA*4X30L14A* | *96VSN0601412A* | 18000 | 16 | 8.5 | 18500 | 18500 | 100% | 2.22 | 0 | 10.5 |  |  |  |  | R-410A | 1.5 | Residential & Commercial | USHP | Ducted CEE Tier 1
211261497 | Central HP <5.4 tons | AIRQUEST | HRCU-A-CB (Split System: Heat Pump with Remote Outdoor Unit-Air-Source) | DLCURAH18ABK |  |  | EA*4X30L14A* | *80ES(N,L)0701412A* | 17700 | 16.5 | 8.5 | 18200 | 18500 | 101.6% | 2.22 | 0 | 10.5 |  |  |  |  | R-410A | 1.475 | Residential & Commercial | USHP | Ducted CEE Tier 1
211261916 | Central HP <5.4 tons | AIRQUEST | HRCU-A-CB (Split System: Heat Pump with Remote Outdoor Unit-Air-Source) | DLCURAH18ABK |  |  | EA*4X30L17A* | *96VTN0401410A* | 17500 | 16 | 8.5 | 18100 | 18600 | 102.8% | 2.24 | 0 | 10.5 |  |  |  |  | R-410A | 1.4583 | Residential & Commercial | USHP | Ducted CEE Tier 1
214570651 | Central HP <5.4 tons | AIRQUEST | HRCU-A-CB (Split System: Heat Pump with Remote Outdoor Unit-Air-Source) | HVH825GKA3* |  |  | EA*4X43L21A*+WALLCON | *97CMN0802120B* | 24400 | 16.5 | 8.5 | 21200 | 16600 | 78.3% | 2.04 | 0 | 11 |  |  |  |  | R-410A | 2.0333 | Residential & Commercial | USHP | Ducted CEE Tier 1
214572691 | Central HP <5.4 tons | AIRQUEST | HRCU-A-CB (Split System: Heat Pump with Remote Outdoor Unit-Air-Source) | HVH837GKA** |  |  | EA*4X42L24A*+WALLCON | *97CMN0802120B* | 31800 | 17 | 8.5 | 32800 | 24400 | 74.39% | 1.9 | 0 | 11 |  |  |  |  | R-410A | 2.65 | Residential & Commercial | USHP | Ducted CEE Tier 1
214572821 | Central HP <5.4 tons | AIRQUEST | HRCU-A-CB (Split System: Heat Pump with Remote Outdoor Unit-Air-Source) | HVH837GKA** |  |  | EA*4X48L21A*+WALLCON | *96CTN0802120B* | 32400 | 17.5 | 8.5 | 32400 | 24800 | 76.54% | 2 | 0 | 11.5 |  |  |  |  | R-410A | 2.7 | Residential & Commercial | USHP | Ducted CEE Tier 1
213297234 | Central HP <5.4 tons | LUXAIRE | HRCU-A-CB (Split System: Heat Pump with Remote Outdoor Unit-Air-Source) | HMH72B341 |  |  | XAFC36DXXN1+TXV | Z9ET080B12SMPS1 | 34000 | 18.5 | 8.1 | 33400 | 24200 | 72.46% | 2.08 | 0 | 10 |  |  |  |  | R-410A | 2.8333 | Residential & Commercial | USHP | Ducted CEE Tier 1
213297284 | Central HP <5.4 tons | LUXAIRE | HRCU-A-CB (Split System: Heat Pump with Remote Outdoor Unit-Air-Source) | HMH72B341 |  |  | XAUB30CXXN1+TXV | Z9ES060B12SMPS1 | 32400 | 17 | 8.1 | 33000 | 23200 | 70.3% | 2.02 | 0 | 9.5 |  |  |  |  | R-410A | 2.7 | Residential & Commercial | USHP
213297404 | Central HP <5.4 tons | LUXAIRE | HRCU-A-CB (Split System: Heat Pump with Remote Outdoor Unit-Air-Source) | HMH72B341 |  |  | XAHB30CXXN1+TXV | Z8ES040A12SMPS1 | 31800 | 17 | 8.1 | 32200 | 22600 | 70.19% | 2 | 0 | 10 |  |  |  |  | R-410A | 2.65 | Residential & Commercial | USHP | Ducted CEE Tier 1
213297084 | Central HP <5.4 tons | LUXAIRE | HRCU-A-CB (Split System: Heat Pump with Remote Outdoor Unit-Air-Source) | HMH72B341 |  |  | XAHC36DBCN1 | Z8ET080C16LMPS1 | 34000 | 18.5 | 8.5 | 33400 | 24000 | 71.86% | 2.1 | 0 | 9.5 |  |  |  |  | R-410A | 2.8333 | Residential & Commercial | USHP
213297569 | Central HP <5.4 tons | LUXAIRE | HRCU-A-CB (Split System: Heat Pump with Remote Outdoor Unit-Air-Source) | HMH72B341 |  |  | XAHC36DBCN1 | Z8ES100B12SMPS1 | 33400 | 17.5 | 8.1 | 32800 | 23200 | 70.73% | 2.02 | 0 | 9.5 |  |  |  |  | R-410A | 2.7833 | Residential & Commercial | USHP
214397986 | Central HP <5.4 tons | LUXAIRE | HRCU-A-CB (Split System: Heat Pump with Remote Outdoor Unit-Air-Source) | HH824E2S11 |  |  | CTF30B5ACS1 | LP9C080B12MP13 | 23000 | 17 | 9.5 | 23000 | 18200 | 79.13% | 2 | 0 | 12 |  |  |  |  | R-454B | 1.9167 | Residential & Commercial | USHP | Ducted CEE Tier 1
212973331 | Central HP <5.4 tons | TEMPSTAR | HRCU-A-CB (Split System: Heat Pump with Remote Outdoor Unit-Air-Source) | DLCURAH18ABK |  |  | EA*4X25L17A* | *96VSN0601412B* | 17800 | 16.5 | 8.1 | 17600 | 18900 | 107.4% | 2.28 | 0 | 10.5 |  |  |  |  | R-410A | 1.4833 | Residential & Commercial | USHP | Ducted CEE Tier 1
216675434 | Central HP <5.4 tons | AIRQUEST | HRCU-A-CB (Split System: Heat Pump with Remote Outdoor Unit-Air-Source) | D5CURAH24AAK |  |  | ESH5X30M12A* | *80CSU0401712A* | 24600 | 16 | 9 | 24600 | 19600 | 79.67% | 2.02 | 0 | 10 |  |  |  |  | R-454B | 2.05 | Residential & Commercial | USHP | Ducted CEE Tier 1
214280287 | Central HP <5.4 tons | DAY & NIGHT | HRCU-A-CB (Split System: Heat Pump with Remote Outdoor Unit-Air-Source) | DLCURAH36ABK |  |  | EA*4X42L21A* | *96MSN0601716A* | 35200 | 15.5 | 8.5 | 38500 | 35200 | 91.43% | 1.88 | 0 | 9.5 |  |  |  |  | R-410A | 2.9333 | Residential & Commercial | USHP
211396790 | Central HP <5.4 tons | COLEMAN | HRCU-A-CB (Split System: Heat Pump with Remote Outdoor Unit-Air-Source) | HMH72B341 |  |  | XAHC48FXXN1+TXV | TM8Y080C16MP11 | 33600 | 17 | 8.1 | 32600 | 24000 | 73.62% | 2.04 | 0 | 9 |  |  |  |  | R-410A | 2.8 | Residential & Commercial | USHP
211396888 | Central HP <5.4 tons | COLEMAN | HRCU-A-CB (Split System: Heat Pump with Remote Outdoor Unit-Air-Source) | HMH72B341 |  |  | XAFC48FXXN1+TXV | TM8Y100C16MP11 | 34000 | 17.5 | 8.5 | 33200 | 24400 | 73.49% | 2.08 | 0 | 9 |  |  |  |  | R-410A | 2.8333 | Residential & Commercial | USHP
211396972 | Central HP <5.4 tons | COLEMAN | HRCU-A-CB (Split System: Heat Pump with Remote Outdoor Unit-Air-Source) | HMH72B341 |  |  | XAHC48FXXN1+TXV | TM8Y080B12MP11 | 32600 | 17 | 8.1 | 31600 | 23000 | 72.78% | 2.02 | 0 | 9 |  |  |  |  | R-410A | 2.7167 | Residential & Commercial | USHP
213079655 | Central HP <5.4 tons | DAY & NIGHT | HRCU-A-CB (Split System: Heat Pump with Remote Outdoor Unit-Air-Source) | DLCURAH36ABK |  |  | EA*4X37L21A* | *92MSN0802120A* | 36800 | 16.5 | 8.5 | 38500 | 34800 | 90.39% | 2.08 | 0 | 10 |  |  |  |  | R-410A | 3.0667 | Residential & Commercial | USHP | Ducted CEE Tier 1
213080542 | Central HP <5.4 tons | DAY & NIGHT | HRCU-A-CB (Split System: Heat Pump with Remote Outdoor Unit-Air-Source) | DLCURAH36ABK |  |  | EA*4X37L21A* | *95MSU0401712A* | 36200 | 15.2 | 8.5 | 38000 | 35000 | 92.11% | 2.04 | 0 | 10 |  |  |  |  | R-410A | 3.0167 | Residential & Commercial | USHP | Ducted CEE Tier 1
210599210 | Central HP <5.4 tons | HEIL | HRCU-A-CB (Split System: Heat Pump with Remote Outdoor Unit-Air-Source) | HVH837GKA** |  |  | EA*4X60L24A*+WALLCON | *97CMN1002122A* | 32800 | 17.5 | 8.5 | 31800 | 24800 | 77.99% | 2 | 0 | 11.7 |  |  |  |  | R-410A | 2.7333 | Residential & Commercial | USHP | Ducted CEE Tier 1
206136340 | Central HP <5.4 tons | CARRIER | HRCU-A-CB (Split System: Heat Pump with Remote Outdoor Unit-Air-Source) | 25VNA837A*030* |  |  | CSPH*4212AL*+UI | 59CU5A100C21**22 | 32600 | 17 | 8.1 | 33000 | 24800 | 75.15% | 1.96 | 11.5 | 11 |  |  |  |  | R-410A | 2.7167 | Residential & Commercial | USHP | Ducted CEE Tier 1
210599238 | Central HP <5.4 tons | HEIL | HRCU-A-CB (Split System: Heat Pump with Remote Outdoor Unit-Air-Source) | HVH837GKA** |  |  | EA*4X61L21A*+WALLCON | *80CTL0902120A* | 33200 | 18 | 8.5 | 32000 | 25000 | 78.12% | 2 | 0 | 11.7 |  |  |  |  | R-410A | 2.7667 | Residential & Commercial | USHP | Ducted CEE Tier 1
210599395 | Central HP <5.4 tons | HEIL | HRCU-A-CB (Split System: Heat Pump with Remote Outdoor Unit-Air-Source) | HVH837GKA** |  |  | EHD4X60AAL+WALLCON | *80CSU1002120A* | 32800 | 16.5 | 8.1 | 32200 | 24800 | 77.02% | 1.98 | 0 | 11 |  |  |  |  | R-410A | 2.7333 | Residential & Commercial | USHP | Ducted CEE Tier 1
210599411 | Central HP <5.4 tons | HEIL | HRCU-A-CB (Split System: Heat Pump with Remote Outdoor Unit-Air-Source) | HVH837GKA** |  |  | EHD4X60AAL+WALLCON | *80CTL0902120A* | 33000 | 17 | 8.1 | 32200 | 25000 | 77.64% | 2 | 0 | 11.5 |  |  |  |  | R-410A | 2.75 | Residential & Commercial | USHP | Ducted CEE Tier 1
211261932 | Central HP <5.4 tons | AIRQUEST | HRCU-A-CB (Split System: Heat Pump with Remote Outdoor Unit-Air-Source) | DLCURAH18ABK |  |  | EA*4X30L17A* | *96VTN0601412A* | 18000 | 16 | 8.5 | 18600 | 18500 | 99.46% | 2.22 | 0 | 10.5 |  |  |  |  | R-410A | 1.5 | Residential & Commercial | USHP | Ducted CEE Tier 1
211262116 | Central HP <5.4 tons | AIRQUEST | HRCU-A-CB (Split System: Heat Pump with Remote Outdoor Unit-Air-Source) | DLCURAH18ABK |  |  | EA*4X30L17A* | *92ESN0401410A* | 18000 | 15.5 | 8.5 | 18700 | 18500 | 98.93% | 2.22 | 0 | 10.5 |  |  |  |  | R-410A | 1.5 | Residential & Commercial | USHP | Ducted CEE Tier 1
210599302 | Central HP <5.4 tons | HEIL | HRCU-A-CB (Split System: Heat Pump with Remote Outdoor Unit-Air-Source) | HVH837GKA** |  |  | EA*4X61L24A*+WALLCON | *96CTN1202422A* | 33200 | 18 | 8.5 | 32000 | 24800 | 77.5% | 2 | 0 | 12 |  |  |  |  | R-410A | 2.7667 | Residential & Commercial | USHP | Ducted CEE Tier 1
210599451 | Central HP <5.4 tons | HEIL | HRCU-A-CB (Split System: Heat Pump with Remote Outdoor Unit-Air-Source) | HVH837GKA** |  |  | EHD4X60AAL+WALLCON | *97CMN0801714A* | 32800 | 16.5 | 8.1 | 32600 | 25200 | 77.3% | 1.98 | 0 | 11 |  |  |  |  | R-410A | 2.7333 | Residential & Commercial | USHP | Ducted CEE Tier 1
211389171 | Central HP <5.4 tons | COLEMAN | HRCU-A-CB (Split System: Heat Pump with Remote Outdoor Unit-Air-Source) | HMH72B341 |  |  | XAHB30CXXN1+TXV | TM9E060A10MP12 | 31600 | 16.5 | 8.1 | 33000 | 23200 | 70.3% | 1.96 | 0 | 9 |  |  |  |  | R-410A | 2.6333 | Residential & Commercial | USHP
210599290 | Central HP <5.4 tons | HEIL | HRCU-A-CB (Split System: Heat Pump with Remote Outdoor Unit-Air-Source) | HVH837GKA** |  |  | EA*4X61L24A*+WALLCON | *95CSU1002122A* | 33200 | 18 | 8.5 | 32000 | 24800 | 77.5% | 2.02 | 0 | 11.5 |  |  |  |  | R-410A | 2.7667 | Residential & Commercial | USHP | Ducted CEE Tier 1
210599340 | Central HP <5.4 tons | HEIL | HRCU-A-CB (Split System: Heat Pump with Remote Outdoor Unit-Air-Source) | HVH837GKA** |  |  | EHD4X36AAL+WALLCON | *95CSU0802120A* | 32200 | 16.5 | 8.1 | 33200 | 24600 | 74.1% | 1.94 | 0 | 11 |  |  |  |  | R-410A | 2.6833 | Residential & Commercial | USHP | Ducted CEE Tier 1
210599509 | Central HP <5.4 tons | HEIL | HRCU-A-CB (Split System: Heat Pump with Remote Outdoor Unit-Air-Source) | HVH837GKA** |  |  | EN(A,D)4X48L24**+WALLCON | *95CSU1002122A* | 32400 | 17.5 | 8.1 | 32800 | 24600 | 75% | 1.98 | 0 | 11.7 |  |  |  |  | R-410A | 2.7 | Residential & Commercial | USHP | Ducted CEE Tier 1
210599576 | Central HP <5.4 tons | HEIL | HRCU-A-CB (Split System: Heat Pump with Remote Outdoor Unit-Air-Source) | HVH837GKA** |  |  | EN(A,D,W)4X60L24**+WALLCON | *80CTL0902120A* | 32800 | 18 | 8.1 | 32200 | 24800 | 77.02% | 1.98 | 0 | 12 |  |  |  |  | R-410A | 2.7333 | Residential & Commercial | USHP | Ducted CEE Tier 1
210599222 | Central HP <5.4 tons | HEIL | HRCU-A-CB (Split System: Heat Pump with Remote Outdoor Unit-Air-Source) | HVH837GKA** |  |  | EA*4X61L21A*+WALLCON | *80CSU0601716A* | 33200 | 17.5 | 8.1 | 32200 | 25000 | 77.64% | 1.98 | 0 | 11.5 |  |  |  |  | R-410A | 2.7667 | Residential & Commercial | USHP | Ducted CEE Tier 1
213781264 | Central HP <5.4 tons | TEMPSTAR | HRCU-A-CB (Split System: Heat Pump with Remote Outdoor Unit-Air-Source) | TVH837GKA2* |  |  | EA*4X43L21A*+WALLCON | *96CTN0801714B* | 32800 | 17 | 8.5 | 32800 | 25200 | 76.83% | 1.96 | 0 | 11 |  |  |  |  | R-410A | 2.7333 | Residential & Commercial | USHP | Ducted CEE Tier 1
213781334 | Central HP <5.4 tons | TEMPSTAR | HRCU-A-CB (Split System: Heat Pump with Remote Outdoor Unit-Air-Source) | TVH837GKA2* |  |  | EA*4X48L21A*+WALLCON | *95CSU0601716B* | 32200 | 17 | 8.1 | 32600 | 25000 | 76.69% | 1.94 | 0 | 11 |  |  |  |  | R-410A | 2.6833 | Residential & Commercial | USHP | Ducted CEE Tier 1
213781434 | Central HP <5.4 tons | TEMPSTAR | HRCU-A-CB (Split System: Heat Pump with Remote Outdoor Unit-Air-Source) | TVH837GKA2* |  |  | EA*4X48L24A*+WALLCON | *97CMN1002122B* | 32400 | 17 | 8.5 | 32200 | 24800 | 77.02% | 1.98 | 0 | 11 |  |  |  |  | R-410A | 2.7 | Residential & Commercial | USHP | Ducted CEE Tier 1
213781534 | Central HP <5.4 tons | TEMPSTAR | HRCU-A-CB (Split System: Heat Pump with Remote Outdoor Unit-Air-Source) | TVH837GKA2* |  |  | EA*4X60L24A*+WALLCON | *96CTN1202422B* | 32800 | 17.5 | 8.1 | 31800 | 24600 | 77.36% | 1.98 | 0 | 11.5 |  |  |  |  | R-410A | 2.7333 | Residential & Commercial | USHP | Ducted CEE Tier 1
213781584 | Central HP <5.4 tons | TEMPSTAR | HRCU-A-CB (Split System: Heat Pump with Remote Outdoor Unit-Air-Source) | TVH837GKA2* |  |  | EA*4X61L21A*+WALLCON | *80CTL1102120B* | 33200 | 17.5 | 8.5 | 32000 | 24800 | 77.5% | 1.98 | 0 | 11.5 |  |  |  |  | R-410A | 2.7667 | Residential & Commercial | USHP | Ducted CEE Tier 1
213781684 | Central HP <5.4 tons | TEMPSTAR | HRCU-A-CB (Split System: Heat Pump with Remote Outdoor Unit-Air-Source) | TVH837GKA2* |  |  | EA*4X61L24A*+WALLCON | *80CTL1352422B* | 33200 | 17.5 | 8.5 | 32000 | 24800 | 77.5% | 2 | 0 | 11.7 |  |  |  |  | R-410A | 2.7667 | Residential & Commercial | USHP | Ducted CEE Tier 1
214572921 | Central HP <5.4 tons | AIRQUEST | HRCU-A-CB (Split System: Heat Pump with Remote Outdoor Unit-Air-Source) | HVH837GKA** |  |  | EA*4X60L24A*+WALLCON | *97CMN0602120B* | 32600 | 17.5 | 8.5 | 31800 | 25000 | 78.62% | 1.96 | 0 | 11 |  |  |  |  | R-410A | 2.7167 | Residential & Commercial | USHP | Ducted CEE Tier 1
214573441 | Central HP <5.4 tons | AIRQUEST | HRCU-A-CB (Split System: Heat Pump with Remote Outdoor Unit-Air-Source) | HVH837GKA** |  |  | EN(A,D,W)4X48L21**+WALLCON | *95CSU0802120B* | 32400 | 17.5 | 8.1 | 32800 | 24800 | 75.61% | 1.96 | 0 | 11.5 |  |  |  |  | R-410A | 2.7 | Residential & Commercial | USHP | Ducted CEE Tier 1
210599250 | Central HP <5.4 tons | HEIL | HRCU-A-CB (Split System: Heat Pump with Remote Outdoor Unit-Air-Source) | HVH837GKA** |  |  | EA*4X61L21A*+WALLCON | *95CSU1002122A* | 33200 | 18 | 8.5 | 32000 | 24800 | 77.5% | 2 | 0 | 11.5 |  |  |  |  | R-410A | 2.7667 | Residential & Commercial | USHP | Ducted CEE Tier 1
210599266 | Central HP <5.4 tons | HEIL | HRCU-A-CB (Split System: Heat Pump with Remote Outdoor Unit-Air-Source) | HVH837GKA** |  |  | EA*4X61L21A*+WALLCON | *97CMN1002122A* | 33200 | 17.5 | 8.5 | 32000 | 24800 | 77.5% | 2 | 0 | 12 |  |  |  |  | R-410A | 2.7667 | Residential & Commercial | USHP | Ducted CEE Tier 1
210599600 | Central HP <5.4 tons | HEIL | HRCU-A-CB (Split System: Heat Pump with Remote Outdoor Unit-Air-Source) | HVH837GKA** |  |  | EN(A,D,W)4X60L24**+WALLCON | *96CTN1002122A* | 32800 | 18 | 8.1 | 32200 | 24600 | 76.4% | 1.98 | 0 | 12 |  |  |  |  | R-410A | 2.7333 | Residential & Commercial | USHP | Ducted CEE Tier 1
211394061 | Central HP <5.4 tons | COLEMAN | HRCU-A-CB (Split System: Heat Pump with Remote Outdoor Unit-Air-Source) | HMH72B341 |  |  | XAFD48FBCN1 | TM9Y080C16MP11 | 33400 | 17.5 | 8.5 | 32400 | 23600 | 72.84% | 2.06 | 0 | 9.5 |  |  |  |  | R-410A | 2.7833 | Residential & Commercial | USHP
215864855 | Central HP <5.4 tons | TRANE | HRCU-A-CB (Split System: Heat Pump with Remote Outdoor Unit-Air-Source) | 5TWV8X48A1 |  |  | 5PX*CD09AS3 | S8V2C100M5PDB | 46000 | 18.1 | 8.5 | 45000 | 35000 | 77.78% | 2.1 | 0 | 10 |  |  |  |  | R-454B | 3.8333 | Residential & Commercial | USHP | Ducted CEE Tier 1
215864871 | Central HP <5.4 tons | TRANE | HRCU-A-CB (Split System: Heat Pump with Remote Outdoor Unit-Air-Source) | 5TWV8X48A1 |  |  | 5PX*D008AS3 | S8V2D120M5PCB | 45500 | 18.1 | 8.5 | 45500 | 35200 | 77.36% | 2.1 | 0 | 10 |  |  |  |  | R-454B | 3.7917 | Residential & Commercial | USHP | Ducted CEE Tier 1
210472928 | Central HP <5.4 tons | TEMPSTAR | HRCU-A-CB (Split System: Heat Pump with Remote Outdoor Unit-Air-Source) | TVH825GKA3* |  |  | EA*4X42L21A*+WALLCON | *97CMN0601714A* | 23600 | 16 | 8.1 | 21600 | 16800 | 77.78% | 1.94 | 0 | 10.5 |  |  |  |  | R-410A | 1.9667 | Residential & Commercial | USHP | Ducted CEE Tier 1
215864453 | Central HP <5.4 tons | TRANE | HRCU-A-CB (Split System: Heat Pump with Remote Outdoor Unit-Air-Source) | 5TWV8X24A1 |  |  | 5PX*B003AS3 | *DHMB080CCV3+LRP | 20000 | 18.1 | 8.5 | 23200 | 18500 | 79.74% | 2.1 | 0 | 10.5 |  |  |  |  | R-454B | 1.6667 | Residential & Commercial | USHP | Ducted CEE Tier 1
204299727 | Central HP <5.4 tons | HEIL | HRCU-A-CB (Split System: Heat Pump with Remote Outdoor Unit-Air-Source) | HVH837GKA** |  |  | EN(A,D,W)4X48L21**+WALLCON | *80CTL0701716A* | 32400 | 17.5 | 8.1 | 33000 | 25000 | 75.76% | 1.94 | 12 | 11.5 |  |  |  |  | R-410A | 2.7 | Residential & Commercial | USHP | Ducted CEE Tier 1
213782034 | Central HP <5.4 tons | TEMPSTAR | HRCU-A-CB (Split System: Heat Pump with Remote Outdoor Unit-Air-Source) | TVH837GKA2* |  |  | EHD4X42AAL+WALLCON | *96CTN1002122B* | 32600 | 16.5 | 8.1 | 33000 | 24600 | 74.55% | 1.94 | 0 | 11 |  |  |  |  | R-410A | 2.7167 | Residential & Commercial | USHP | Ducted CEE Tier 1
213782084 | Central HP <5.4 tons | TEMPSTAR | HRCU-A-CB (Split System: Heat Pump with Remote Outdoor Unit-Air-Source) | TVH837GKA2* |  |  | EHD4X48AAL+WALLCON | *80CTL0901716B* | 32400 | 16.5 | 8.1 | 33000 | 24800 | 75.15% | 1.96 | 0 | 11 |  |  |  |  | R-410A | 2.7 | Residential & Commercial | USHP | Ducted CEE Tier 1
213780404 | Central HP <5.4 tons | TEMPSTAR | HRCU-A-CB (Split System: Heat Pump with Remote Outdoor Unit-Air-Source) | TVH837GKA** |  |  | EHD4X60AAL+WALLCON | *97CMN1002122B* | 33000 | 16.5 | 8.1 | 32200 | 24800 | 77.02% | 2 | 0 | 11.5 |  |  |  |  | R-410A | 2.75 | Residential & Commercial | USHP | Ducted CEE Tier 1
213780454 | Central HP <5.4 tons | TEMPSTAR | HRCU-A-CB (Split System: Heat Pump with Remote Outdoor Unit-Air-Source) | TVH837GKA** |  |  | EHD4X60AAL+WALLCON | *96CTN1202422B* | 33000 | 16.5 | 8.1 | 32200 | 24800 | 77.02% | 2 | 0 | 11.5 |  |  |  |  | R-410A | 2.75 | Residential & Commercial | USHP | Ducted CEE Tier 1
216681345 | Central HP <5.4 tons | DAY & NIGHT | HRCU-A-CB (Split System: Heat Pump with Remote Outdoor Unit-Air-Source) | DLCURAH30ABK |  |  | EA*4X43L21A* | *97VTN0802120A* | 30600 | 15.2 | 9 | 33000 | 26000 | 78.79% | 1.78 | 0 | 9 |  |  |  |  | R-410A | 2.55 | Residential & Commercial | USHP
212977788 | Central HP <5.4 tons | TEMPSTAR | HRCU-A-CB (Split System: Heat Pump with Remote Outdoor Unit-Air-Source) | DLCURAH18ABK |  |  | EN(A,D)4X18L14** | *80MS(N,L)0451412A* | 17200 | 16 | 8.5 | 18400 | 19800 | 107.6% | 2.4 | 0 | 10.5 |  |  |  |  | R-410A | 1.4333 | Residential & Commercial | USHP | Ducted CEE Tier 1
211245550 | Central HP <5.4 tons | HEIL | HRCU-A-CB (Split System: Heat Pump with Remote Outdoor Unit-Air-Source) | DLCURAH24ABK |  |  | EN(A,D)4X36L21** | *96VTN0601714A* | 24000 | 16.5 | 8.1 | 26200 | 23200 | 88.55% | 1.92 | 0 | 10 |  |  |  |  | R-410A | 2 | Residential & Commercial | USHP | Ducted CEE Tier 1
214279907 | Central HP <5.4 tons | AIRQUEST | HRCU-A-CB (Split System: Heat Pump with Remote Outdoor Unit-Air-Source) | DLCURAH24ABK |  |  | EA*4X36L17A* | *96MSN0601716A* | 23400 | 16.5 | 9 | 25600 | 23800 | 92.97% | 1.96 | 0 | 10 |  |  |  |  | R-410A | 1.95 | Residential & Commercial | USHP | Ducted CEE Tier 1
214397529 | Central HP <5.4 tons | LUXAIRE | HRCU-A-CB (Split System: Heat Pump with Remote Outdoor Unit-Air-Source) | HH824E2S11 |  |  | CTF30A5ADS1 | TM9V040A10MP12 | 23000 | 17 | 9 | 23000 | 17800 | 77.39% | 2 | 0 | 12 |  |  |  |  | R-454B | 1.9167 | Residential & Commercial | USHP | Ducted CEE Tier 1
216738547 | Central HP <5.4 tons | AIRQUEST | HRCU-A-CB (Split System: Heat Pump with Remote Outdoor Unit-Air-Source) | D5CUHAH24AAK |  |  | ESH5X36M12A* | *96MSN0601716A* | 22400 | 15.2 | 8.1 | 20800 | 18400 | 88.46% | 1.85 | 0 | 10.5 |  |  |  |  | R-454B | 1.8667 | Residential & Commercial | USHP | Ducted CEE Tier 1
216738572 | Central HP <5.4 tons | AIRQUEST | HRCU-A-CB (Split System: Heat Pump with Remote Outdoor Unit-Air-Source) | D5CUHAH24AAK |  |  | ESH5X36M12A* | *96MSM0802120A* | 22800 | 15.5 | 8.1 | 20800 | 18500 | 88.94% | 1.85 | 0 | 10.5 |  |  |  |  | R-454B | 1.9 | Residential & Commercial | USHP | Ducted CEE Tier 1
213297099 | Central HP <5.4 tons | LUXAIRE | HRCU-A-CB (Split System: Heat Pump with Remote Outdoor Unit-Air-Source) | HMH72B341 |  |  | XAFB30CXXN1+TXV | Z8ET080B12LMPS1 | 33000 | 18.5 | 8.1 | 33000 | 23400 | 70.91% | 2.04 | 0 | 9.5 |  |  |  |  | R-410A | 2.75 | Residential & Commercial | USHP
213297174 | Central HP <5.4 tons | LUXAIRE | HRCU-A-CB (Split System: Heat Pump with Remote Outdoor Unit-Air-Source) | HMH72B341 |  |  | XAFC30CXXN1+TXV | Z8ES080C16LMPS1 | 33600 | 18 | 8.5 | 33000 | 23200 | 70.3% | 2.08 | 0 | 10 |  |  |  |  | R-410A | 2.8 | Residential & Commercial | USHP | Ducted CEE Tier 1
213297274 | Central HP <5.4 tons | LUXAIRE | HRCU-A-CB (Split System: Heat Pump with Remote Outdoor Unit-Air-Source) | HMH72B341 |  |  | XAUB36DXXN1+TXV | Z9ES080B12SMPS1 | 34000 | 17 | 8.1 | 33400 | 23800 | 71.26% | 2.06 | 0 | 9.5 |  |  |  |  | R-410A | 2.8333 | Residential & Commercial | USHP
213297424 | Central HP <5.4 tons | LUXAIRE | HRCU-A-CB (Split System: Heat Pump with Remote Outdoor Unit-Air-Source) | HMH72B341 |  |  | XAUB36DXXN1+JMVT12BC2N1+TXV | 0 | 34000 | 18.5 | 8.5 | 33600 | 23600 | 70.24% | 2.1 | 0 | 10 |  |  |  |  | R-410A | 2.8333 | Residential & Commercial | USHP | Ducted CEE Tier 1
206788947 | Central HP <5.4 tons | CARRIER | HRCU-A-CB (Split System: Heat Pump with Remote Outdoor Unit-Air-Source) | 25VNA448A*031* |  |  | CAP**6024AL*+UI | 58CU*A100C21**20 | 44500 | 21 | 9 | 46000 | 36200 | 78.7% | 2.32 | 12.5 | 11.7 |  |  |  |  | R-410A | 3.7083 | Residential & Commercial | USHP | Ducted CEE Tier 1
206788386 | Central HP <5.4 tons | CARRIER | HRCU-A-CB (Split System: Heat Pump with Remote Outdoor Unit-Air-Source) | 25VNA424A*031* |  |  | CNPV*4217AL*+UI | 58TN*A090C17**16 | 23800 | 21.5 | 10 | 26400 | 19700 | 74.62% | 2.52 | 14 | 13.5 |  |  |  |  | R-410A | 1.9833 | Residential & Commercial | USHP | Ducted CEE Tier 1
216738763 | Central HP <5.4 tons | AIRQUEST | HRCU-A-CB (Split System: Heat Pump with Remote Outdoor Unit-Air-Source) | D5CUHAH24AAK |  |  | ESH5X36M12A* | *96CTN0801714B* | 22600 | 16 | 8.1 | 20800 | 18400 | 88.46% | 1.85 | 0 | 10.5 |  |  |  |  | R-454B | 1.8833 | Residential & Commercial | USHP | Ducted CEE Tier 1
216738772 | Central HP <5.4 tons | AIRQUEST | HRCU-A-CB (Split System: Heat Pump with Remote Outdoor Unit-Air-Source) | D5CUHAH24AAK |  |  | ESH5X36M12A* | *96CTN0802120B* | 23000 | 15.2 | 8.1 | 21000 | 18700 | 89.05% | 1.9 | 0 | 10.5 |  |  |  |  | R-454B | 1.9167 | Residential & Commercial | USHP | Ducted CEE Tier 1
216682307 | Central HP <5.4 tons | TEMPSTAR | HRCU-A-CB (Split System: Heat Pump with Remote Outdoor Unit-Air-Source) | DLCURAH24ABK |  |  | EA*4X36L21A* | *97VTN1002120A* | 23600 | 17 | 9 | 25600 | 23200 | 90.62% | 1.82 | 0 | 10 |  |  |  |  | R-410A | 1.9667 | Residential & Commercial | USHP | Ducted CEE Tier 1
211392545 | Central HP <5.4 tons | COLEMAN | HRCU-A-CB (Split System: Heat Pump with Remote Outdoor Unit-Air-Source) | HMH72B341 |  |  | XAHB36DBCN1 | TM8E060A12MP11 | 33200 | 17 | 8.1 | 33200 | 23400 | 70.48% | 2 | 0 | 9.5 |  |  |  |  | R-410A | 2.7667 | Residential & Commercial | USHP
211391098 | Central HP <5.4 tons | COLEMAN | HRCU-A-CB (Split System: Heat Pump with Remote Outdoor Unit-Air-Source) | HMH72B341 |  |  | XAFB36DBCN1 | TPLC060A12MP13 | 34000 | 17.5 | 8.1 | 34000 | 24200 | 71.18% | 2.06 | 0 | 9.5 |  |  |  |  | R-410A | 2.8333 | Residential & Commercial | USHP
206133776 | Central HP <5.4 tons | CARRIER | HRCU-A-CB (Split System: Heat Pump with Remote Outdoor Unit-Air-Source) | 25VNA825A*031* |  |  | CAP**3621AL*+UI | 59CU5A080C21**20 | 23600 | 16.5 | 8.1 | 21400 | 16600 | 77.57% | 1.94 | 11 | 11 |  |  |  |  | R-410A | 1.9667 | Residential & Commercial | USHP | Ducted CEE Tier 1
216374774 | Central HP <5.4 tons | LUXAIRE | HRCU-A-CB (Split System: Heat Pump with Remote Outdoor Unit-Air-Source) | HH860E2S11 |  |  | CTM60C5CGS1 | Z9ET100C20SMPS1 | 45000 | 18 | 9 | 46500 | 33800 | 72.69% | 2 | 0 | 11 |  |  |  |  | R-454B | 3.75 | Residential & Commercial | USHP | Ducted CEE Tier 1
214398058 | Central HP <5.4 tons | LUXAIRE | HRCU-A-CB (Split System: Heat Pump with Remote Outdoor Unit-Air-Source) | HH860E2S11 |  |  | CTM60C5CHS1 | LPLC100C20MP13 | 53500 | 19 | 9 | 54000 | 39000 | 72.22% | 2 | 0 | 11 |  |  |  |  | R-454B | 4.4583 | Residential & Commercial | USHP | Ducted CEE Tier 1
206788879 | Central HP <5.4 tons | CARRIER | HRCU-A-CB (Split System: Heat Pump with Remote Outdoor Unit-Air-Source) | 25VNA436A*031* |  |  | CSPH*3612AL*+UI | 58TN*A045C17**12 | 33200 | 17.5 | 9 | 35600 | 26600 | 74.72% | 1.98 | 11.5 | 11 |  |  |  |  | R-410A | 2.7667 | Residential & Commercial | USHP | Ducted CEE Tier 1
206788911 | Central HP <5.4 tons | CARRIER | HRCU-A-CB (Split System: Heat Pump with Remote Outdoor Unit-Air-Source) | 25VNA448A*031* |  |  | CSPH*6012AL*+UI | 58TN*A135C24**22 | 45500 | 20.5 | 9 | 46000 | 36000 | 78.26% | 2.38 | 12.5 | 12.3 |  |  |  |  | R-410A | 3.7917 | Residential & Commercial | USHP | Ducted CEE Tier 1
214279725 | Central HP <5.4 tons | AIRQUEST | HRCU-A-CB (Split System: Heat Pump with Remote Outdoor Unit-Air-Source) | DLCURAH18ABK |  |  | EA*4X19L17A* | *96MSN0601716A* | 17700 | 16.5 | 8.5 | 17700 | 17900 | 101.1% | 2.16 | 0 | 10.5 |  |  |  |  | R-410A | 1.475 | Residential & Commercial | USHP | Ducted CEE Tier 1
210599094 | Central HP <5.4 tons | HEIL | HRCU-A-CB (Split System: Heat Pump with Remote Outdoor Unit-Air-Source) | HVH837GKA** |  |  | EA*4X42L21A*+WALLCON | *80CSU1002120A* | 31800 | 17 | 8.1 | 33200 | 24400 | 73.49% | 1.88 | 0 | 11 |  |  |  |  | R-410A | 2.65 | Residential & Commercial | USHP | Ducted CEE Tier 1
210599246 | Central HP <5.4 tons | HEIL | HRCU-A-CB (Split System: Heat Pump with Remote Outdoor Unit-Air-Source) | HVH837GKA** |  |  | EA*4X61L21A*+WALLCON | *95CSU0802120A* | 33200 | 18 | 8.5 | 32000 | 24800 | 77.5% | 2 | 0 | 11.5 |  |  |  |  | R-410A | 2.7667 | Residential & Commercial | USHP | Ducted CEE Tier 1
210599314 | Central HP <5.4 tons | HEIL | HRCU-A-CB (Split System: Heat Pump with Remote Outdoor Unit-Air-Source) | HVH837GKA** |  |  | EA*4X61L24A*+WALLCON | *97CMN1002122A* | 33200 | 18 | 8.5 | 32000 | 24800 | 77.5% | 2 | 0 | 12 |  |  |  |  | R-410A | 2.7667 | Residential & Commercial | USHP | Ducted CEE Tier 1
214279764 | Central HP <5.4 tons | AIRQUEST | HRCU-A-CB (Split System: Heat Pump with Remote Outdoor Unit-Air-Source) | DLCURAH18ABK |  |  | EA*4X30L17A* | *96MSN0601716A* | 17400 | 16 | 8.5 | 18000 | 18700 | 103.9% | 2.24 | 0 | 10.5 |  |  |  |  | R-410A | 1.45 | Residential & Commercial | USHP | Ducted CEE Tier 1
210599178 | Central HP <5.4 tons | HEIL | HRCU-A-CB (Split System: Heat Pump with Remote Outdoor Unit-Air-Source) | HVH837GKA** |  |  | EA*4X60L24A*+WALLCON | *80CTL1352422A* | 32800 | 18 | 8.5 | 31800 | 24800 | 77.99% | 2 | 0 | 12 |  |  |  |  | R-410A | 2.7333 | Residential & Commercial | USHP | Ducted CEE Tier 1
210599194 | Central HP <5.4 tons | HEIL | HRCU-A-CB (Split System: Heat Pump with Remote Outdoor Unit-Air-Source) | HVH837GKA** |  |  | EA*4X60L24A*+WALLCON | *96CTN1002122A* | 32800 | 17.5 | 8.5 | 31800 | 24800 | 77.99% | 2 | 0 | 11.7 |  |  |  |  | R-410A | 2.7333 | Residential & Commercial | USHP | Ducted CEE Tier 1
214397924 | Central HP <5.4 tons | LUXAIRE | HRCU-A-CB (Split System: Heat Pump with Remote Outdoor Unit-Air-Source) | HH824E2S11 |  |  | CTF36B5ADS1+JMVT12BC2N1 | 0 | 23000 | 19 | 9.5 | 23000 | 18500 | 80.43% | 2 | 0 | 12 |  |  |  |  | R-454B | 1.9167 | Residential & Commercial | USHP | Ducted CEE Tier 1
214397747 | Central HP <5.4 tons | LUXAIRE | HRCU-A-CB (Split System: Heat Pump with Remote Outdoor Unit-Air-Source) | HH836E2S11 |  |  | CTF36C5CDS1 | TM8V080C16MP12 | 34000 | 18 | 8.5 | 31600 | 26000 | 82.28% | 2 | 0 | 11 |  |  |  |  | R-454B | 2.8333 | Residential & Commercial | USHP | Ducted CEE Tier 1
214398072 | Central HP <5.4 tons | LUXAIRE | HRCU-A-CB (Split System: Heat Pump with Remote Outdoor Unit-Air-Source) | HH836E2S11 |  |  | CTM48C5CFS1 | TM9E100C16MP12 | 33400 | 19 | 9 | 31400 | 25400 | 80.89% | 2 | 0 | 11 |  |  |  |  | R-454B | 2.7833 | Residential & Commercial | USHP | Ducted CEE Tier 1
206788493 | Central HP <5.4 tons | CARRIER | HRCU-A-CB (Split System: Heat Pump with Remote Outdoor Unit-Air-Source) | 25VNA424A*031* |  |  | CNPV*4217AL*+UI | 59TN6B060C17**14 | 23600 | 20 | 10 | 26600 | 19900 | 74.81% | 2.46 | 14 | 13 |  |  |  |  | R-410A | 1.9667 | Residential & Commercial | USHP | Ducted CEE Tier 1
214397840 | Central HP <5.4 tons | LUXAIRE | HRCU-A-CB (Split System: Heat Pump with Remote Outdoor Unit-Air-Source) | HH860E2S11 |  |  | CTF60D5CGS1+JMET18DS2N1 | 0 | 45500 | 19 | 9.5 | 45500 | 33800 | 74.29% | 2 | 0 | 12 |  |  |  |  | R-454B | 3.7917 | Residential & Commercial | USHP | Ducted CEE Tier 1
214398106 | Central HP <5.4 tons | LUXAIRE | HRCU-A-CB (Split System: Heat Pump with Remote Outdoor Unit-Air-Source) | HH836E2S11 |  |  | CTF36C5CDS1+JMC16C2SN1 | 0 | 34800 | 19 | 9 | 32200 | 25800 | 80.12% | 2 | 0 | 11.7 |  |  |  |  | R-454B | 2.9 | Residential & Commercial | USHP | Ducted CEE Tier 1
214398192 | Central HP <5.4 tons | LUXAIRE | HRCU-A-CB (Split System: Heat Pump with Remote Outdoor Unit-Air-Source) | HH836E2S11 |  |  | JHE42C5CF2SS1 | 0 | 34000 | 19 | 9 | 31400 | 25200 | 80.25% | 2 | 0 | 11.7 |  |  |  |  | R-454B | 2.8333 | Residential & Commercial | USHP | Ducted CEE Tier 1
214398492 | Central HP <5.4 tons | LUXAIRE | HRCU-A-CB (Split System: Heat Pump with Remote Outdoor Unit-Air-Source) | HH836E2S11 |  |  | CTF36C5CDS1 | TM9E100C16MP12 | 33800 | 18 | 8.5 | 31600 | 25800 | 81.65% | 2 | 0 | 11 |  |  |  |  | R-454B | 2.8167 | Residential & Commercial | USHP | Ducted CEE Tier 1
213779504 | Central HP <5.4 tons | TEMPSTAR | HRCU-A-CB (Split System: Heat Pump with Remote Outdoor Unit-Air-Source) | TVH837GKA** |  |  | EA*4X48L24A*+WALLCON | *80CTL1102120B* | 32400 | 17.5 | 8.5 | 32200 | 24800 | 77.02% | 1.98 | 0 | 11.5 |  |  |  |  | R-410A | 2.7 | Residential & Commercial | USHP | Ducted CEE Tier 1
210599226 | Central HP <5.4 tons | HEIL | HRCU-A-CB (Split System: Heat Pump with Remote Outdoor Unit-Air-Source) | HVH837GKA** |  |  | EA*4X61L21A*+WALLCON | *80CSU1002120A* | 33200 | 17 | 8.1 | 32200 | 24800 | 77.02% | 1.98 | 0 | 11.5 |  |  |  |  | R-410A | 2.7667 | Residential & Commercial | USHP | Ducted CEE Tier 1
210599391 | Central HP <5.4 tons | HEIL | HRCU-A-CB (Split System: Heat Pump with Remote Outdoor Unit-Air-Source) | HVH837GKA** |  |  | EHD4X60AAL+WALLCON | *80CSU0601716A* | 33000 | 16.5 | 8.1 | 32400 | 24800 | 76.54% | 1.98 | 0 | 11 |  |  |  |  | R-410A | 2.75 | Residential & Commercial | USHP | Ducted CEE Tier 1
210599407 | Central HP <5.4 tons | HEIL | HRCU-A-CB (Split System: Heat Pump with Remote Outdoor Unit-Air-Source) | HVH837GKA** |  |  | EHD4X60AAL+WALLCON | *80CTL0901716A* | 33000 | 17.5 | 8.1 | 32200 | 24800 | 77.02% | 2.02 | 0 | 11.5 |  |  |  |  | R-410A | 2.75 | Residential & Commercial | USHP | Ducted CEE Tier 1
210599459 | Central HP <5.4 tons | HEIL | HRCU-A-CB (Split System: Heat Pump with Remote Outdoor Unit-Air-Source) | HVH837GKA** |  |  | EHD4X60AAL+WALLCON | *97CMN1002122A* | 33000 | 17 | 8.1 | 32200 | 24800 | 77.02% | 2.02 | 0 | 11.5 |  |  |  |  | R-410A | 2.75 | Residential & Commercial | USHP | Ducted CEE Tier 1
214279897 | Central HP <5.4 tons | DAY & NIGHT | HRCU-A-CB (Split System: Heat Pump with Remote Outdoor Unit-Air-Source) | DLCURAH24ABK |  |  | EA*4X30L17A* | *96MSN0601716A* | 23400 | 16.5 | 9 | 25800 | 24400 | 94.57% | 2.02 | 0 | 10 |  |  |  |  | R-410A | 1.95 | Residential & Commercial | USHP | Ducted CEE Tier 1
212977776 | Central HP <5.4 tons | TEMPSTAR | HRCU-A-CB (Split System: Heat Pump with Remote Outdoor Unit-Air-Source) | DLCURAH18ABK |  |  | EA*4X30L17A* | *80MS(N,L)0451412A* | 17700 | 16.5 | 8.5 | 18200 | 18800 | 103.3% | 2.26 | 0 | 10.5 |  |  |  |  | R-410A | 1.475 | Residential & Commercial | USHP | Ducted CEE Tier 1
210599258 | Central HP <5.4 tons | HEIL | HRCU-A-CB (Split System: Heat Pump with Remote Outdoor Unit-Air-Source) | HVH837GKA** |  |  | EA*4X61L21A*+WALLCON | *96CTN1002122A* | 33200 | 17.5 | 8.5 | 32000 | 24800 | 77.5% | 2 | 0 | 12 |  |  |  |  | R-410A | 2.7667 | Residential & Commercial | USHP | Ducted CEE Tier 1
210599427 | Central HP <5.4 tons | HEIL | HRCU-A-CB (Split System: Heat Pump with Remote Outdoor Unit-Air-Source) | HVH837GKA** |  |  | EHD4X60AAL+WALLCON | *95CSU1002122A* | 33000 | 17 | 8.1 | 32200 | 24800 | 77.02% | 2.02 | 0 | 11.5 |  |  |  |  | R-410A | 2.75 | Residential & Commercial | USHP | Ducted CEE Tier 1
210599423 | Central HP <5.4 tons | HEIL | HRCU-A-CB (Split System: Heat Pump with Remote Outdoor Unit-Air-Source) | HVH837GKA** |  |  | EHD4X60AAL+WALLCON | *95CSU0802120A* | 33000 | 17 | 8.1 | 32200 | 24800 | 77.02% | 2.02 | 0 | 11.5 |  |  |  |  | R-410A | 2.75 | Residential & Commercial | USHP | Ducted CEE Tier 1
210599498 | Central HP <5.4 tons | HEIL | HRCU-A-CB (Split System: Heat Pump with Remote Outdoor Unit-Air-Source) | HVH837GKA** |  |  | EN(A,D)4X48L24**+WALLCON | *80CSU1002120A* | 32400 | 17 | 8.1 | 33000 | 24800 | 75.15% | 1.94 | 0 | 11.5 |  |  |  |  | R-410A | 2.7 | Residential & Commercial | USHP | Ducted CEE Tier 1
212974701 | Central HP <5.4 tons | TEMPSTAR | HRCU-A-CB (Split System: Heat Pump with Remote Outdoor Unit-Air-Source) | DLCURAH18ABK |  |  | EN(A,D)4X18L14** | *96VTN0401410B* | 17100 | 15.5 | 8.1 | 18400 | 19800 | 107.6% | 2.38 | 0 | 10.5 |  |  |  |  | R-410A | 1.425 | Residential & Commercial | USHP | Ducted CEE Tier 1
214397850 | Central HP <5.4 tons | LUXAIRE | HRCU-A-CB (Split System: Heat Pump with Remote Outdoor Unit-Air-Source) | HH860E2S11 |  |  | CTF60C5CGS1 | TMLE120C16MP11 | 44500 | 18 | 9 | 45500 | 34200 | 75.16% | 2 | 0 | 11 |  |  |  |  | R-454B | 3.7083 | Residential & Commercial | USHP | Ducted CEE Tier 1
214397835 | Central HP <5.4 tons | LUXAIRE | HRCU-A-CB (Split System: Heat Pump with Remote Outdoor Unit-Air-Source) | HH860E2S11 |  |  | CTF60C5CGS1+JMVT17CC2N1 | 0 | 44500 | 18 | 9 | 44000 | 33000 | 75% | 2 | 0 | 12 |  |  |  |  | R-454B | 3.7083 | Residential & Commercial | USHP | Ducted CEE Tier 1
210596233 | Central HP <5.4 tons | CARRIER | HRCU-A-CB (Split System: Heat Pump with Remote Outdoor Unit-Air-Source) | 25VNA837A*030* |  |  | CNPV*6024AL*+UI | 59TN6B120C24**22 | 32800 | 18 | 8.1 | 32200 | 24600 | 76.4% | 1.98 | 0 | 12 |  |  |  |  | R-410A | 2.7333 | Residential & Commercial | USHP | Ducted CEE Tier 1
212971686 | Central HP <5.4 tons | TEMPSTAR | HRCU-A-CB (Split System: Heat Pump with Remote Outdoor Unit-Air-Source) | DLCURAH24ABK |  |  | EA*4X37L17A* | *80VTL0701716B* | 24000 | 17 | 8.5 | 25200 | 21600 | 85.71% | 1.82 | 0 | 10 |  |  |  |  | R-410A | 2 | Residential & Commercial | USHP | Ducted CEE Tier 1
212970665 | Central HP <5.4 tons | TEMPSTAR | HRCU-A-CB (Split System: Heat Pump with Remote Outdoor Unit-Air-Source) | DLCURAH36ABK |  |  | EA*4X42L21A* | *80VSL0902120B* | 35200 | 16 | 8.1 | 38500 | 35000 | 90.91% | 1.88 | 0 | 9.5 |  |  |  |  | R-410A | 2.9333 | Residential & Commercial | USHP
210599550 | Central HP <5.4 tons | HEIL | HRCU-A-CB (Split System: Heat Pump with Remote Outdoor Unit-Air-Source) | HVH837GKA** |  |  | EN(A,D,W)4X48L21**+WALLCON | *80CSU0401712A* | 32400 | 17.5 | 8.1 | 33000 | 24800 | 75.15% | 1.94 | 0 | 11.7 |  |  |  |  | R-410A | 2.7 | Residential & Commercial | USHP | Ducted CEE Tier 1
210599584 | Central HP <5.4 tons | HEIL | HRCU-A-CB (Split System: Heat Pump with Remote Outdoor Unit-Air-Source) | HVH837GKA** |  |  | EN(A,D,W)4X60L24**+WALLCON | *80CTL1352422A* | 32800 | 18 | 8.1 | 32200 | 24600 | 76.4% | 1.98 | 0 | 12 |  |  |  |  | R-410A | 2.7333 | Residential & Commercial | USHP | Ducted CEE Tier 1
210599270 | Central HP <5.4 tons | HEIL | HRCU-A-CB (Split System: Heat Pump with Remote Outdoor Unit-Air-Source) | HVH837GKA** |  |  | EA*4X61L24A*+WALLCON | *80CSU1002120A* | 33200 | 17.5 | 8.1 | 32000 | 24800 | 77.5% | 1.98 | 0 | 11.5 |  |  |  |  | R-410A | 2.7667 | Residential & Commercial | USHP | Ducted CEE Tier 1
210599431 | Central HP <5.4 tons | HEIL | HRCU-A-CB (Split System: Heat Pump with Remote Outdoor Unit-Air-Source) | HVH837GKA** |  |  | EHD4X60AAL+WALLCON | *96CTN0801714A* | 32800 | 16.5 | 8.1 | 32600 | 25200 | 77.3% | 1.98 | 0 | 11 |  |  |  |  | R-410A | 2.7333 | Residential & Commercial | USHP | Ducted CEE Tier 1
214398472 | Central HP <5.4 tons | LUXAIRE | HRCU-A-CB (Split System: Heat Pump with Remote Outdoor Unit-Air-Source) | HH836E2S11 |  |  | CTF48C5CFS1+JMVT16CC2N1 | 0 | 34400 | 19 | 9 | 32000 | 25200 | 78.75% | 2 | 0 | 11.7 |  |  |  |  | R-454B | 2.8667 | Residential & Commercial | USHP | Ducted CEE Tier 1
214398390 | Central HP <5.4 tons | LUXAIRE | HRCU-A-CB (Split System: Heat Pump with Remote Outdoor Unit-Air-Source) | HH824E2S11 |  |  | CTF30B5ACS1 | TMLE100B12MP11 | 23000 | 17 | 9.5 | 23000 | 18400 | 80% | 2 | 0 | 12 |  |  |  |  | R-454B | 1.9167 | Residential & Commercial | USHP | Ducted CEE Tier 1
214397949 | Central HP <5.4 tons | LUXAIRE | HRCU-A-CB (Split System: Heat Pump with Remote Outdoor Unit-Air-Source) | HH824E2S11 |  |  | CTF36B5ADS1 | TM9V060B12MP12 | 23000 | 18 | 9.5 | 23000 | 18800 | 81.74% | 2 | 0 | 12 |  |  |  |  | R-454B | 1.9167 | Residential & Commercial | USHP | Ducted CEE Tier 1
214398242 | Central HP <5.4 tons | LUXAIRE | HRCU-A-CB (Split System: Heat Pump with Remote Outdoor Unit-Air-Source) | HH860E2S11 |  |  | CTM60C5CGS1 | TM8Y120C20MP11 | 44500 | 18 | 9 | 45000 | 33800 | 75.11% | 2 | 0 | 11.7 |  |  |  |  | R-454B | 3.7083 | Residential & Commercial | USHP | Ducted CEE Tier 1
214397588 | Central HP <5.4 tons | LUXAIRE | HRCU-A-CB (Split System: Heat Pump with Remote Outdoor Unit-Air-Source) | HH860E2S11 |  |  | CTF60D5CHS1+JMET18DS2N1 | 0 | 54000 | 19 | 9 | 53500 | 38500 | 71.96% | 2 | 0 | 12 |  |  |  |  | R-454B | 4.5 | Residential & Commercial | USHP | Ducted CEE Tier 1
214398165 | Central HP <5.4 tons | LUXAIRE | HRCU-A-CB (Split System: Heat Pump with Remote Outdoor Unit-Air-Source) | HH836E2S11 |  |  | CTM36C5CDS1 | TP9C100C16MP13 | 33800 | 18 | 8.5 | 31400 | 25800 | 82.17% | 2 | 0 | 11 |  |  |  |  | R-454B | 2.8167 | Residential & Commercial | USHP | Ducted CEE Tier 1
213297399 | Central HP <5.4 tons | LUXAIRE | HRCU-A-CB (Split System: Heat Pump with Remote Outdoor Unit-Air-Source) | HMH72B341 |  |  | XAHB30CXXN1+TXV | Z8ES080B12LMPS1 | 31800 | 17 | 8.1 | 32200 | 22600 | 70.19% | 2 | 0 | 10 |  |  |  |  | R-410A | 2.65 | Residential & Commercial | USHP | Ducted CEE Tier 1
213297449 | Central HP <5.4 tons | LUXAIRE | HRCU-A-CB (Split System: Heat Pump with Remote Outdoor Unit-Air-Source) | HMH72B341 |  |  | XAUB36DXXN1+TXV | Z9ET060B12SMPS1 | 34000 | 18.5 | 8.1 | 33400 | 24000 | 71.86% | 2.06 | 0 | 9.5 |  |  |  |  | R-410A | 2.8333 | Residential & Commercial | USHP
214398524 | Central HP <5.4 tons | LUXAIRE | HRCU-A-CB (Split System: Heat Pump with Remote Outdoor Unit-Air-Source) | HH836E2S11 |  |  | CTF36C5CDS1 | TL9E100C20UH11 | 34200 | 17 | 8.5 | 32000 | 26200 | 81.88% | 2 | 0 | 11 |  |  |  |  | R-454B | 2.85 | Residential & Commercial | USHP | Ducted CEE Tier 1
214398551 | Central HP <5.4 tons | LUXAIRE | HRCU-A-CB (Split System: Heat Pump with Remote Outdoor Unit-Air-Source) | HH836E2S11 |  |  | CTF36C5CDS1 | TM9Y080C16MP11 | 34200 | 18 | 8.5 | 31600 | 25800 | 81.65% | 2 | 0 | 11 |  |  |  |  | R-454B | 2.85 | Residential & Commercial | USHP | Ducted CEE Tier 1
214398576 | Central HP <5.4 tons | LUXAIRE | HRCU-A-CB (Split System: Heat Pump with Remote Outdoor Unit-Air-Source) | HH836E2S11 |  |  | CTM48C5CFS1 | TM9V100C20MP12 | 34200 | 19 | 9 | 32600 | 25800 | 79.14% | 2 | 0 | 11 |  |  |  |  | R-454B | 2.85 | Residential & Commercial | USHP | Ducted CEE Tier 1
216599665 | Central HP <5.4 tons | TRANE | HRCU-A-CB (Split System: Heat Pump with Remote Outdoor Unit-Air-Source) | 5TWV8X36A1 |  |  | 5TXCB004AS3+P0V0B000M40SD+LRP | 0 | 32000 | 18.1 | 8.5 | 32600 | 25400 | 77.91% | 2.1 | 0 | 10 |  |  |  |  | R-454B | 2.6667 | Residential & Commercial | USHP | Ducted CEE Tier 1
214398333 | Central HP <5.4 tons | LUXAIRE | HRCU-A-CB (Split System: Heat Pump with Remote Outdoor Unit-Air-Source) | HH860E2S11 |  |  | CTF60C5CGS1 | TM9E080C16MP12 | 44500 | 18 | 9 | 45500 | 34400 | 75.6% | 2 | 0 | 11 |  |  |  |  | R-454B | 3.7083 | Residential & Commercial | USHP | Ducted CEE Tier 1
214398633 | Central HP <5.4 tons | LUXAIRE | HRCU-A-CB (Split System: Heat Pump with Remote Outdoor Unit-Air-Source) | HH860E2S11 |  |  | JHE48D5CG2SS1 | 0 | 45000 | 19 | 9 | 44500 | 33400 | 75.06% | 2 | 0 | 12 |  |  |  |  | R-454B | 3.75 | Residential & Commercial | USHP | Ducted CEE Tier 1
214398172 | Central HP <5.4 tons | LUXAIRE | HRCU-A-CB (Split System: Heat Pump with Remote Outdoor Unit-Air-Source) | HH836E2S11 |  |  | CTM36C5CDS1 | TM8E100C16MP11 | 33800 | 18 | 8.5 | 31600 | 25800 | 81.65% | 2 | 0 | 11 |  |  |  |  | R-454B | 2.8167 | Residential & Commercial | USHP | Ducted CEE Tier 1
211395085 | Central HP <5.4 tons | COLEMAN | HRCU-A-CB (Split System: Heat Pump with Remote Outdoor Unit-Air-Source) | HMH72B341 |  |  | XAHC48FXXN1+TXV | TP9C080C16MP13 | 32800 | 16.5 | 8.5 | 31800 | 23200 | 72.96% | 2.02 | 0 | 9 |  |  |  |  | R-410A | 2.7333 | Residential & Commercial | USHP
211396080 | Central HP <5.4 tons | COLEMAN | HRCU-A-CB (Split System: Heat Pump with Remote Outdoor Unit-Air-Source) | HMH72B341 |  |  | XAHC48FXXN1+TXV | TM9E080C16MP12 | 33600 | 17 | 8.1 | 32800 | 24200 | 73.78% | 2.04 | 0 | 9 |  |  |  |  | R-410A | 2.8 | Residential & Commercial | USHP
211396439 | Central HP <5.4 tons | COLEMAN | HRCU-A-CB (Split System: Heat Pump with Remote Outdoor Unit-Air-Source) | HMH72B341 |  |  | XAHD48FXXN1+TXV | TM8Y100C20MP11 | 33800 | 16.5 | 8.5 | 32400 | 23800 | 73.46% | 2.06 | 0 | 9 |  |  |  |  | R-410A | 2.8167 | Residential & Commercial | USHP
211396464 | Central HP <5.4 tons | COLEMAN | HRCU-A-CB (Split System: Heat Pump with Remote Outdoor Unit-Air-Source) | HMH72B341 |  |  | XAHD48FBCN1 | TM8Y120C20MP11 | 33800 | 16.5 | 8.5 | 32400 | 23800 | 73.46% | 2.06 | 0 | 9 |  |  |  |  | R-410A | 2.8167 | Residential & Commercial | USHP
211396562 | Central HP <5.4 tons | COLEMAN | HRCU-A-CB (Split System: Heat Pump with Remote Outdoor Unit-Air-Source) | HMH72B341 |  |  | XAHC48FBCN1 | TM8Y100C20MP11 | 33800 | 16.5 | 8.5 | 32400 | 23800 | 73.46% | 2.06 | 0 | 9 |  |  |  |  | R-410A | 2.8167 | Residential & Commercial | USHP
212977037 | Central HP <5.4 tons | TEMPSTAR | HRCU-A-CB (Split System: Heat Pump with Remote Outdoor Unit-Air-Source) | DLCURAH30ABK |  |  | EA*4X42L21A* | *96VTN1002122B* | 30000 | 15.2 | 8.1 | 34200 | 27600 | 80.7% | 1.8 | 0 | 9 |  |  |  |  | R-410A | 2.5 | Residential & Commercial | USHP
213771481 | Central HP <5.4 tons | DAY & NIGHT | HRCU-A-CB (Split System: Heat Pump with Remote Outdoor Unit-Air-Source) | CVH825GKA2* |  |  | EA*4X43L21A*+WALLCON | *80CTL1102120B* | 24400 | 17 | 8.5 | 21200 | 16600 | 78.3% | 2.04 | 0 | 11 |  |  |  |  | R-410A | 2.0333 | Residential & Commercial | USHP | Ducted CEE Tier 1
213771581 | Central HP <5.4 tons | DAY & NIGHT | HRCU-A-CB (Split System: Heat Pump with Remote Outdoor Unit-Air-Source) | CVH825GKA2* |  |  | EA*4X48L21A*+WALLCON | *80CTL0901716B* | 24200 | 17 | 8.1 | 20800 | 16500 | 79.33% | 2.02 | 0 | 11 |  |  |  |  | R-410A | 2.0167 | Residential & Commercial | USHP | Ducted CEE Tier 1
213771631 | Central HP <5.4 tons | DAY & NIGHT | HRCU-A-CB (Split System: Heat Pump with Remote Outdoor Unit-Air-Source) | CVH825GKA2* |  |  | EA*4X48L21A*+WALLCON | *97CMN0801714B* | 24000 | 16.5 | 8.1 | 21000 | 16600 | 79.05% | 2 | 0 | 11 |  |  |  |  | R-410A | 2 | Residential & Commercial | USHP | Ducted CEE Tier 1
211391441 | Central HP <5.4 tons | COLEMAN | HRCU-A-CB (Split System: Heat Pump with Remote Outdoor Unit-Air-Source) | HMH72B341 |  |  | XAHC36DBCN1 | TMLE100C16MP11 | 33600 | 17.5 | 8.1 | 33000 | 23200 | 70.3% | 2.04 | 0 | 10 |  |  |  |  | R-410A | 2.8 | Residential & Commercial | USHP | Ducted CEE Tier 1
211391500 | Central HP <5.4 tons | COLEMAN | HRCU-A-CB (Split System: Heat Pump with Remote Outdoor Unit-Air-Source) | HMH72B341 |  |  | XAFC36DXXN1+TXV | TMLE100C16MP11 | 34000 | 17.5 | 8.1 | 33600 | 23800 | 70.83% | 2.08 | 0 | 10 |  |  |  |  | R-410A | 2.8333 | Residential & Commercial | USHP | Ducted CEE Tier 1
214398272 | Central HP <5.4 tons | LUXAIRE | HRCU-A-CB (Split System: Heat Pump with Remote Outdoor Unit-Air-Source) | HH860E2S11 |  |  | CTF60C5CGS1 | TPLC100C20MP13 | 44500 | 18 | 9 | 45000 | 33800 | 75.11% | 2 | 0 | 11 |  |  |  |  | R-454B | 3.7083 | Residential & Commercial | USHP | Ducted CEE Tier 1
210599554 | Central HP <5.4 tons | HEIL | HRCU-A-CB (Split System: Heat Pump with Remote Outdoor Unit-Air-Source) | HVH837GKA** |  |  | EN(A,D,W)4X48L21**+WALLCON | *80CSU0601716A* | 32400 | 17 | 8.1 | 33000 | 24800 | 75.15% | 1.94 | 0 | 11.7 |  |  |  |  | R-410A | 2.7 | Residential & Commercial | USHP | Ducted CEE Tier 1
210599588 | Central HP <5.4 tons | HEIL | HRCU-A-CB (Split System: Heat Pump with Remote Outdoor Unit-Air-Source) | HVH837GKA** |  |  | EN(A,D,W)4X60L24**+WALLCON | *95CSU0802120A* | 32800 | 18 | 8.1 | 32200 | 24600 | 76.4% | 1.98 | 0 | 12 |  |  |  |  | R-410A | 2.7333 | Residential & Commercial | USHP | Ducted CEE Tier 1
210599613 | Central HP <5.4 tons | HEIL | HRCU-A-CB (Split System: Heat Pump with Remote Outdoor Unit-Air-Source) | HVH837GKA** |  |  | EN(A,D,W)4X60L24**+WALLCON | *97CMN1002122A* | 32800 | 18 | 8.1 | 32200 | 24600 | 76.4% | 1.98 | 0 | 12 |  |  |  |  | R-410A | 2.7333 | Residential & Commercial | USHP | Ducted CEE Tier 1
211262047 | Central HP <5.4 tons | PAYNE HEATING AND COOLING | HRCU-A-CB (Split System: Heat Pump with Remote Outdoor Unit-Air-Source) | 38MURAQ18AB3* |  |  | CAP**3017AL* | PG80ES(A,L)A36070B** | 18200 | 16.5 | 8.5 | 18700 | 18400 | 98.4% | 2.22 | 0 | 10.5 |  |  |  |  | R-410A | 1.5167 | Residential & Commercial | USHP | Ducted CEE Tier 1
214398447 | Central HP <5.4 tons | LUXAIRE | HRCU-A-CB (Split System: Heat Pump with Remote Outdoor Unit-Air-Source) | HH860E2S11 |  |  | CTM60C5CHS1 | TMLE100C20MP11 | 53500 | 19 | 8.5 | 55000 | 39000 | 70.91% | 2 | 0 | 11 |  |  |  |  | R-454B | 4.4583 | Residential & Commercial | USHP | Ducted CEE Tier 1
216374708 | Central HP <5.4 tons | LUXAIRE | HRCU-A-CB (Split System: Heat Pump with Remote Outdoor Unit-Air-Source) | HH836E2S11 |  |  | CTF36B5CDS1 | Z9ET060B12SMPS1 | 33400 | 18 | 8.5 | 31600 | 24200 | 76.58% | 2 | 0 | 11 |  |  |  |  | R-454B | 2.7833 | Residential & Commercial | USHP | Ducted CEE Tier 1
214398608 | Central HP <5.4 tons | LUXAIRE | HRCU-A-CB (Split System: Heat Pump with Remote Outdoor Unit-Air-Source) | HH836E2S11 |  |  | CTF48C5CFS1 | TL9E100C20UH11 | 34000 | 18 | 9 | 32000 | 25600 | 80% | 2 | 0 | 11 |  |  |  |  | R-454B | 2.8333 | Residential & Commercial | USHP | Ducted CEE Tier 1
214398138 | Central HP <5.4 tons | LUXAIRE | HRCU-A-CB (Split System: Heat Pump with Remote Outdoor Unit-Air-Source) | HH836E2S11 |  |  | CTM36B5CDS1 | TM9Y060B12MP11 | 33000 | 17 | 8.5 | 31200 | 25600 | 82.05% | 2 | 0 | 11 |  |  |  |  | R-454B | 2.75 | Residential & Commercial | USHP | Ducted CEE Tier 1
214398158 | Central HP <5.4 tons | LUXAIRE | HRCU-A-CB (Split System: Heat Pump with Remote Outdoor Unit-Air-Source) | HH836E2S11 |  |  | CTM36C5CDS1 | LP9C080C16MP13 | 33800 | 17 | 8.5 | 31800 | 26000 | 81.76% | 2 | 0 | 11 |  |  |  |  | R-454B | 2.8167 | Residential & Commercial | USHP | Ducted CEE Tier 1
216374581 | Central HP <5.4 tons | LUXAIRE | HRCU-A-CB (Split System: Heat Pump with Remote Outdoor Unit-Air-Source) | HH824E2S11 |  |  | CTF30B5ACS1 | Z9ET060B12SMPS1 | 23000 | 18 | 9.5 | 23000 | 18500 | 80.43% | 2 | 0 | 11.7 |  |  |  |  | R-454B | 1.9167 | Residential & Commercial | USHP | Ducted CEE Tier 1
214398358 | Central HP <5.4 tons | LUXAIRE | HRCU-A-CB (Split System: Heat Pump with Remote Outdoor Unit-Air-Source) | HH824E2S11 |  |  | CTF36B5ADS1 | TM9V080B12MP12 | 23000 | 18 | 9.5 | 23000 | 18400 | 80% | 2 | 0 | 12 |  |  |  |  | R-454B | 1.9167 | Residential & Commercial | USHP | Ducted CEE Tier 1
206135732 | Central HP <5.4 tons | CARRIER | HRCU-A-CB (Split System: Heat Pump with Remote Outdoor Unit-Air-Source) | 25VNA837A*030* |  |  | CAP**4321AL*+UI | 58CU*A060C17**16 | 32800 | 17 | 8.5 | 33000 | 25200 | 76.36% | 1.96 | 12 | 11 |  |  |  |  | R-410A | 2.7333 | Residential & Commercial | USHP | Ducted CEE Tier 1
213297799 | Central HP <5.4 tons | LUXAIRE | HRCU-A-CB (Split System: Heat Pump with Remote Outdoor Unit-Air-Source) | HMH72B341 |  |  | XAFC30CXXN1+TXV | Z8ES080C20SMPS1 | 33600 | 18 | 8.5 | 33000 | 23200 | 70.3% | 2.08 | 0 | 10 |  |  |  |  | R-410A | 2.8 | Residential & Commercial | USHP | Ducted CEE Tier 1
213297899 | Central HP <5.4 tons | LUXAIRE | HRCU-A-CB (Split System: Heat Pump with Remote Outdoor Unit-Air-Source) | HMH72B341 |  |  | XAFB36DBCN1 | Z9ES060A10SMPS1 | 33400 | 18.5 | 8.1 | 32800 | 23200 | 70.73% | 2.02 | 0 | 9.5 |  |  |  |  | R-410A | 2.7833 | Residential & Commercial | USHP
214397665 | Central HP <5.4 tons | LUXAIRE | HRCU-A-CB (Split System: Heat Pump with Remote Outdoor Unit-Air-Source) | HH836E2S11 |  |  | CTF36C5CDS1 | TM8E080C16MP11 | 33800 | 18 | 8.5 | 31400 | 25600 | 81.53% | 2 | 0 | 11 |  |  |  |  | R-454B | 2.8167 | Residential & Commercial | USHP | Ducted CEE Tier 1
214397690 | Central HP <5.4 tons | LUXAIRE | HRCU-A-CB (Split System: Heat Pump with Remote Outdoor Unit-Air-Source) | HH836E2S11 |  |  | CTF36C5CDS1 | TMLE120C20MP11 | 34600 | 17 | 8.5 | 32600 | 26600 | 81.6% | 2 | 0 | 11 |  |  |  |  | R-454B | 2.8833 | Residential & Commercial | USHP | Ducted CEE Tier 1
213297079 | Central HP <5.4 tons | LUXAIRE | HRCU-A-CB (Split System: Heat Pump with Remote Outdoor Unit-Air-Source) | HMH72B341 |  |  | XAHC36DXXN1+TXV | Z8ET080C16LMPS1 | 34000 | 18.5 | 8.5 | 33400 | 24000 | 71.86% | 2.1 | 0 | 9.5 |  |  |  |  | R-410A | 2.8333 | Residential & Commercial | USHP
213297104 | Central HP <5.4 tons | LUXAIRE | HRCU-A-CB (Split System: Heat Pump with Remote Outdoor Unit-Air-Source) | HMH72B341 |  |  | XAUB30CXXN1+TXV | Z8ET080B12LMPS1 | 33000 | 18.5 | 8.1 | 33000 | 23400 | 70.91% | 2.04 | 0 | 9.5 |  |  |  |  | R-410A | 2.75 | Residential & Commercial | USHP
213297124 | Central HP <5.4 tons | LUXAIRE | HRCU-A-CB (Split System: Heat Pump with Remote Outdoor Unit-Air-Source) | HMH72B341 |  |  | XAUC48FXXN1+TXV | Z8ES120C16SMPS1 | 34000 | 16.5 | 8.5 | 32800 | 23400 | 71.34% | 2.1 | 0 | 9.5 |  |  |  |  | R-410A | 2.8333 | Residential & Commercial | USHP
213297349 | Central HP <5.4 tons | LUXAIRE | HRCU-A-CB (Split System: Heat Pump with Remote Outdoor Unit-Air-Source) | HMH72B341 |  |  | XAFC36DBCN1 | Z8ES100C20LMPS1 | 34000 | 17.5 | 8.5 | 33400 | 24200 | 72.46% | 2.14 | 0 | 9.5 |  |  |  |  | R-410A | 2.8333 | Residential & Commercial | USHP
213780004 | Central HP <5.4 tons | TEMPSTAR | HRCU-A-CB (Split System: Heat Pump with Remote Outdoor Unit-Air-Source) | TVH837GKA** |  |  | EHD4X42AAL+WALLCON | *80CTL0701716B* | 32400 | 16 | 8.1 | 33200 | 24800 | 74.7% | 1.92 | 0 | 11 |  |  |  |  | R-410A | 2.7 | Residential & Commercial | USHP | Ducted CEE Tier 1
213780704 | Central HP <5.4 tons | TEMPSTAR | HRCU-A-CB (Split System: Heat Pump with Remote Outdoor Unit-Air-Source) | TVH837GKA2* |  |  | EA*4X36L17A*+WALLCON | *97CMN0801714B* | 31400 | 16.5 | 8.1 | 33200 | 24400 | 73.49% | 1.82 | 0 | 10.5 |  |  |  |  | R-410A | 2.6167 | Residential & Commercial | USHP | Ducted CEE Tier 1
213780774 | Central HP <5.4 tons | TEMPSTAR | HRCU-A-CB (Split System: Heat Pump with Remote Outdoor Unit-Air-Source) | TVH837GKA2* |  |  | EA*4X36L21A*+WALLCON | *80CTL1102120B* | 31600 | 17 | 8.1 | 32800 | 24200 | 73.78% | 1.86 | 0 | 11 |  |  |  |  | R-410A | 2.6333 | Residential & Commercial | USHP | Ducted CEE Tier 1
213780924 | Central HP <5.4 tons | TEMPSTAR | HRCU-A-CB (Split System: Heat Pump with Remote Outdoor Unit-Air-Source) | TVH837GKA2* |  |  | EA*4X37L21A*+WALLCON | *97CMN0801714B* | 32800 | 17 | 8.1 | 33000 | 25200 | 76.36% | 1.96 | 0 | 11 |  |  |  |  | R-410A | 2.7333 | Residential & Commercial | USHP | Ducted CEE Tier 1
213298004 | Central HP <5.4 tons | LUXAIRE | HRCU-A-CB (Split System: Heat Pump with Remote Outdoor Unit-Air-Source) | HMH72B341 |  |  | XAHC36DXXN1+TXV | Z8ES080C20LMPS1 | 34000 | 17.5 | 8.1 | 33400 | 23600 | 70.66% | 2.08 | 0 | 9.5 |  |  |  |  | R-410A | 2.8333 | Residential & Commercial | USHP
213297954 | Central HP <5.4 tons | LUXAIRE | HRCU-A-CB (Split System: Heat Pump with Remote Outdoor Unit-Air-Source) | HMH72B341 |  |  | XAFD48FBCN1 | Z8ES120C16LMPS1 | 34000 | 16.5 | 8.5 | 32800 | 23400 | 71.34% | 2.1 | 0 | 9.5 |  |  |  |  | R-410A | 2.8333 | Residential & Commercial | USHP
214279910 | Central HP <5.4 tons | DAY & NIGHT | HRCU-A-CB (Split System: Heat Pump with Remote Outdoor Unit-Air-Source) | DLCURAH24ABK |  |  | EA*4X36L17A* | *96MSN0601716A* | 23400 | 16.5 | 9 | 25600 | 23800 | 92.97% | 1.96 | 0 | 10 |  |  |  |  | R-410A | 1.95 | Residential & Commercial | USHP | Ducted CEE Tier 1
214279894 | Central HP <5.4 tons | AIRQUEST | HRCU-A-CB (Split System: Heat Pump with Remote Outdoor Unit-Air-Source) | DLCURAH24ABK |  |  | EA*4X30L17A* | *96MSN0601716A* | 23400 | 16.5 | 9 | 25800 | 24400 | 94.57% | 2.02 | 0 | 10 |  |  |  |  | R-410A | 1.95 | Residential & Commercial | USHP | Ducted CEE Tier 1
216640207 | Central HP <5.4 tons | BRYANT HEATING AND COOLING SYSTEMS | HRCU-A-CB (Split System: Heat Pump with Remote Outdoor Unit-Air-Source) | 37MUHAQ18AA3 |  |  | FG5ANXB24L* | 0 | 18400 | 15.5 | 9.5 | 20400 | 18300 | 89.71% | 1.98 | 0 | 11.5 |  |  |  |  | R-454B | 1.5333 | Residential & Commercial | USHP | Ducted CEE Tier 1
215936605 | Central HP <5.4 tons | BRYANT HEATING AND COOLING SYSTEMS | HRCU-A-CB (Split System: Heat Pump with Remote Outdoor Unit-Air-Source) | 293VAN036**AA* |  |  | CVAVA6021XMA*+UI | 88*TB60070C21*** | 35600 | 21.5 | 8.5 | 38000 | 28600 | 75.26% | 2.04 | 0 | 12 |  |  |  |  | R-454B | 2.9667 | Residential & Commercial | USHP | Ducted CEE Tier 1
216581441 | Central HP <5.4 tons | BRYANT HEATING AND COOLING SYSTEMS | HRCU-A-CB (Split System: Heat Pump with Remote Outdoor Unit-Air-Source) | 284ANV048*0**B* |  |  | CAP**4821AL*+UI | 987TA66100C21*** | 43500 | 21 | 9 | 46500 | 36000 | 77.42% | 2.1 | 0 | 10.5 |  |  |  |  | R-410A | 3.625 | Residential & Commercial | USHP | Ducted CEE Tier 1
214397865 | Central HP <5.4 tons | LUXAIRE | HRCU-A-CB (Split System: Heat Pump with Remote Outdoor Unit-Air-Source) | HH860E2S11 |  |  | CTM60C5CGS1 | TMLE120C16MP11 | 44500 | 18 | 9 | 45500 | 34200 | 75.16% | 2 | 0 | 11 |  |  |  |  | R-454B | 3.7083 | Residential & Commercial | USHP | Ducted CEE Tier 1
214398306 | Central HP <5.4 tons | LUXAIRE | HRCU-A-CB (Split System: Heat Pump with Remote Outdoor Unit-Air-Source) | HH860E2S11 |  |  | CTF60C5CGS1 | TMLE080C20MP11 | 44500 | 17 | 9 | 45000 | 33800 | 75.11% | 2 | 0 | 11.7 |  |  |  |  | R-454B | 3.7083 | Residential & Commercial | USHP | Ducted CEE Tier 1
214397929 | Central HP <5.4 tons | LUXAIRE | HRCU-A-CB (Split System: Heat Pump with Remote Outdoor Unit-Air-Source) | HH824E2S11 |  |  | CTF36B5ADS1+JME12B2SN1 | 0 | 23000 | 19 | 9.5 | 23000 | 18500 | 80.43% | 2 | 0 | 12 |  |  |  |  | R-454B | 1.9167 | Residential & Commercial | USHP | Ducted CEE Tier 1
214397988 | Central HP <5.4 tons | LUXAIRE | HRCU-A-CB (Split System: Heat Pump with Remote Outdoor Unit-Air-Source) | HH824E2S11 |  |  | CTM30B5ACS1 | TM9E080B12MP12 | 23000 | 17 | 9.5 | 23000 | 18600 | 80.87% | 2 | 0 | 12 |  |  |  |  | R-454B | 1.9167 | Residential & Commercial | USHP | Ducted CEE Tier 1
213297774 | Central HP <5.4 tons | LUXAIRE | HRCU-A-CB (Split System: Heat Pump with Remote Outdoor Unit-Air-Source) | HMH72B341 |  |  | XAFC30CXXN1+TXV | Z8ES120C16LMPS1 | 33600 | 18 | 8.5 | 33000 | 23400 | 70.91% | 2.06 | 0 | 9.5 |  |  |  |  | R-410A | 2.8 | Residential & Commercial | USHP
213297524 | Central HP <5.4 tons | LUXAIRE | HRCU-A-CB (Split System: Heat Pump with Remote Outdoor Unit-Air-Source) | HMH72B341 |  |  | XAHC36DXXN1+TXV | Z8ES120C16LMPS1 | 34000 | 17.5 | 8.1 | 33400 | 24000 | 71.86% | 2.08 | 0 | 9.5 |  |  |  |  | R-410A | 2.8333 | Residential & Commercial | USHP
213297499 | Central HP <5.4 tons | LUXAIRE | HRCU-A-CB (Split System: Heat Pump with Remote Outdoor Unit-Air-Source) | HMH72B341 |  |  | XAFC48FBCN1 | Z8ET080C16LMPS1 | 33600 | 17.5 | 8.5 | 32800 | 23200 | 70.73% | 2.08 | 0 | 9.5 |  |  |  |  | R-410A | 2.8 | Residential & Commercial | USHP
206136114 | Central HP <5.4 tons | CARRIER | HRCU-A-CB (Split System: Heat Pump with Remote Outdoor Unit-Air-Source) | 25VNA837A*030* |  |  | CAP**4224AL*+UI | 59CU5A080C21**20 | 31800 | 17.5 | 8.1 | 33000 | 24400 | 73.94% | 1.9 | 11.5 | 11 |  |  |  |  | R-410A | 2.65 | Residential & Commercial | USHP | Ducted CEE Tier 1
214397695 | Central HP <5.4 tons | LUXAIRE | HRCU-A-CB (Split System: Heat Pump with Remote Outdoor Unit-Air-Source) | HH836E2S11 |  |  | CTF36C5CDS1 | TM8E100C16MP11 | 34000 | 18 | 8.5 | 31600 | 25800 | 81.65% | 2 | 0 | 11 |  |  |  |  | R-454B | 2.8333 | Residential & Commercial | USHP | Ducted CEE Tier 1
213296954 | Central HP <5.4 tons | LUXAIRE | HRCU-A-CB (Split System: Heat Pump with Remote Outdoor Unit-Air-Source) | HMH72B341 |  |  | XAHC36DXXN1+TXV | Z8ES080B12SMPS1 | 33400 | 17.5 | 8.1 | 32800 | 23000 | 70.12% | 2.02 | 0 | 10 |  |  |  |  | R-410A | 2.7833 | Residential & Commercial | USHP | Ducted CEE Tier 1
213297049 | Central HP <5.4 tons | LUXAIRE | HRCU-A-CB (Split System: Heat Pump with Remote Outdoor Unit-Air-Source) | HMH72B341 |  |  | XAHC36DXXN1+TXV | Z9ES060B12SMPS1 | 33000 | 16.5 | 8.1 | 32200 | 22800 | 70.81% | 2 | 0 | 9.5 |  |  |  |  | R-410A | 2.75 | Residential & Commercial | USHP
213297374 | Central HP <5.4 tons | LUXAIRE | HRCU-A-CB (Split System: Heat Pump with Remote Outdoor Unit-Air-Source) | HMH72B341 |  |  | XAUB30CXXN1+TXV | Z8ES100B12SMPS1 | 32800 | 18 | 8.5 | 33000 | 23200 | 70.3% | 2.04 | 0 | 9.5 |  |  |  |  | R-410A | 2.7333 | Residential & Commercial | USHP
213297724 | Central HP <5.4 tons | LUXAIRE | HRCU-A-CB (Split System: Heat Pump with Remote Outdoor Unit-Air-Source) | HMH72B341 |  |  | XAFC36DXXN1+TXV | Z8ET120C20LMPS1 | 34000 | 18.5 | 8.5 | 33400 | 24200 | 72.46% | 2.12 | 0 | 9.5 |  |  |  |  | R-410A | 2.8333 | Residential & Commercial | USHP
213297874 | Central HP <5.4 tons | LUXAIRE | HRCU-A-CB (Split System: Heat Pump with Remote Outdoor Unit-Air-Source) | HMH72B341 |  |  | XAFC36DXXN1+TXV | Z9ES080C16SMPS1 | 34000 | 17.5 | 8.1 | 33400 | 23800 | 71.26% | 2.06 | 0 | 9.5 |  |  |  |  | R-410A | 2.8333 | Residential & Commercial | USHP
213297999 | Central HP <5.4 tons | LUXAIRE | HRCU-A-CB (Split System: Heat Pump with Remote Outdoor Unit-Air-Source) | HMH72B341 |  |  | XAHC36DXXN1+TXV | Z8ES080C20SMPS1 | 34000 | 17.5 | 8.1 | 33400 | 23600 | 70.66% | 2.08 | 0 | 9.5 |  |  |  |  | R-410A | 2.8333 | Residential & Commercial | USHP
214574611 | Central HP <5.4 tons | AIRQUEST | HRCU-A-CB (Split System: Heat Pump with Remote Outdoor Unit-Air-Source) | HVH837GKA2* |  |  | EN(A,D,W)4X48L21**+WALLCON | *97CMN0802120B* | 32400 | 17.5 | 8.5 | 32800 | 24800 | 75.61% | 1.96 | 0 | 11.5 |  |  |  |  | R-410A | 2.7 | Residential & Commercial | USHP | Ducted CEE Tier 1
215869142 | Central HP <5.4 tons | TRANE | HRCU-A-CB (Split System: Heat Pump with Remote Outdoor Unit-Air-Source) | 5TWV8X60A1 |  |  | 5TXCC007AS3 | S9V2C080U5VSB+LRP | 53000 | 18.1 | 8.5 | 56000 | 40000 | 71.43% | 2 | 0 | 10 |  |  |  |  | R-454B | 4.4167 | Residential & Commercial | USHP | Ducted CEE Tier 1
215935107 | Central HP <5.4 tons | AIRQUEST | HRCU-A-CB (Split System: Heat Pump with Remote Outdoor Unit-Air-Source) | H5H3V36*K*AAA* |  |  | EVM5X49M21A*+WALLCON | *97CMN0802120B* | 35600 | 21.5 | 8.5 | 38000 | 28600 | 75.26% | 2.04 | 0 | 12 |  |  |  |  | R-454B | 2.9667 | Residential & Commercial | USHP | Ducted CEE Tier 1
213296999 | Central HP <5.4 tons | LUXAIRE | HRCU-A-CB (Split System: Heat Pump with Remote Outdoor Unit-Air-Source) | HMH72B341 |  |  | XAUB36DXXN1+TXV | Z8ES080B12LMPS1 | 34000 | 18 | 8.1 | 33400 | 24000 | 71.86% | 2.08 | 0 | 10 |  |  |  |  | R-410A | 2.8333 | Residential & Commercial | USHP | Ducted CEE Tier 1
213297004 | Central HP <5.4 tons | LUXAIRE | HRCU-A-CB (Split System: Heat Pump with Remote Outdoor Unit-Air-Source) | HMH72B341 |  |  | XAFA30DXXN1+TXV | Z8ES040A12SMPS1 | 33800 | 17.5 | 8.1 | 33400 | 23400 | 70.06% | 2.04 | 0 | 10 |  |  |  |  | R-410A | 2.8167 | Residential & Commercial | USHP | Ducted CEE Tier 1
213297149 | Central HP <5.4 tons | LUXAIRE | HRCU-A-CB (Split System: Heat Pump with Remote Outdoor Unit-Air-Source) | HMH72B341 |  |  | XAHB30CXXN1+TXV | Z8ES100B12SMPS1 | 32000 | 17 | 8.1 | 32200 | 22600 | 70.19% | 2 | 0 | 9.5 |  |  |  |  | R-410A | 2.6667 | Residential & Commercial | USHP
213297179 | Central HP <5.4 tons | LUXAIRE | HRCU-A-CB (Split System: Heat Pump with Remote Outdoor Unit-Air-Source) | HMH72B341 |  |  | XAFC30CXXN1+TXV | Z8ES080B12SMPS1 | 33200 | 18 | 8.5 | 33000 | 23400 | 70.91% | 2.04 | 0 | 10 |  |  |  |  | R-410A | 2.7667 | Residential & Commercial | USHP | Ducted CEE Tier 1
213297299 | Central HP <5.4 tons | LUXAIRE | HRCU-A-CB (Split System: Heat Pump with Remote Outdoor Unit-Air-Source) | HMH72B341 |  |  | XAFC36DXXN1+TXV | Z8ET100C16LMPS1 | 34000 | 18 | 8.5 | 33400 | 24200 | 72.46% | 2.12 | 0 | 9.5 |  |  |  |  | R-410A | 2.8333 | Residential & Commercial | USHP
211394624 | Central HP <5.4 tons | COLEMAN | HRCU-A-CB (Split System: Heat Pump with Remote Outdoor Unit-Air-Source) | HMH72B341 |  |  | XAFC48FBCN1 | TM9V100C20MP12 | 34000 | 16.5 | 8.5 | 33000 | 24200 | 73.33% | 2.1 | 0 | 9 |  |  |  |  | R-410A | 2.8333 | Residential & Commercial | USHP
211394735 | Central HP <5.4 tons | COLEMAN | HRCU-A-CB (Split System: Heat Pump with Remote Outdoor Unit-Air-Source) | HMH72B341 |  |  | XAHD48FBCN1 | TP9C100C16MP13 | 33000 | 16 | 8.5 | 31800 | 23200 | 72.96% | 2.04 | 0 | 9 |  |  |  |  | R-410A | 2.75 | Residential & Commercial | USHP
211395042 | Central HP <5.4 tons | COLEMAN | HRCU-A-CB (Split System: Heat Pump with Remote Outdoor Unit-Air-Source) | HMH72B341 |  |  | XAHD48FBCN1 | TP9C080C16MP13 | 32600 | 16 | 8.1 | 31800 | 23200 | 72.96% | 2.02 | 0 | 9 |  |  |  |  | R-410A | 2.7167 | Residential & Commercial | USHP
211393260 | Central HP <5.4 tons | COLEMAN | HRCU-A-CB (Split System: Heat Pump with Remote Outdoor Unit-Air-Source) | HMH72B341 |  |  | XAUB36DXXN1+TXV | TL9E060B12UH11 | 33400 | 17.5 | 8.1 | 33000 | 23200 | 70.3% | 2.02 | 0 | 10 |  |  |  |  | R-410A | 2.7833 | Residential & Commercial | USHP | Ducted CEE Tier 1
211390904 | Central HP <5.4 tons | COLEMAN | HRCU-A-CB (Split System: Heat Pump with Remote Outdoor Unit-Air-Source) | HMH72B341 |  |  | XAHB36DBCN1 | TM8V060A12MP12 | 33400 | 16.5 | 8.1 | 33600 | 23800 | 70.83% | 2.02 | 0 | 9.5 |  |  |  |  | R-410A | 2.7833 | Residential & Commercial | USHP
212973221 | Central HP <5.4 tons | TEMPSTAR | HRCU-A-CB (Split System: Heat Pump with Remote Outdoor Unit-Air-Source) | DLCURAH24ABK |  |  | EA*4X36L17A* | *96VSN0401712B* | 23400 | 16.5 | 8.5 | 26200 | 24200 | 92.37% | 2 | 0 | 10 |  |  |  |  | R-410A | 1.95 | Residential & Commercial | USHP | Ducted CEE Tier 1
212973641 | Central HP <5.4 tons | TEMPSTAR | HRCU-A-CB (Split System: Heat Pump with Remote Outdoor Unit-Air-Source) | DLCURAH24ABK |  |  | EN(A,D,W)4X36L17** | *96VSN0601412B* | 23400 | 16.5 | 8.1 | 26200 | 27400 | 104.6% | 1.8 | 0 | 10 |  |  |  |  | R-410A | 1.95 | Residential & Commercial | USHP | Ducted CEE Tier 1
212974961 | Central HP <5.4 tons | TEMPSTAR | HRCU-A-CB (Split System: Heat Pump with Remote Outdoor Unit-Air-Source) | DLCURAH24ABK |  |  | EA*4X30L14A* | *96VTN0401410B* | 23200 | 16 | 8.5 | 26400 | 25000 | 94.7% | 2.08 | 0 | 10 |  |  |  |  | R-410A | 1.9333 | Residential & Commercial | USHP | Ducted CEE Tier 1
212975026 | Central HP <5.4 tons | TEMPSTAR | HRCU-A-CB (Split System: Heat Pump with Remote Outdoor Unit-Air-Source) | DLCURAH24ABK |  |  | EN(A,D)4X24L17** | *96VTN0401410B* | 23200 | 15.5 | 8.5 | 27000 | 25000 | 92.59% | 2.06 | 0 | 10 |  |  |  |  | R-410A | 1.9333 | Residential & Commercial | USHP | Ducted CEE Tier 1
213781224 | Central HP <5.4 tons | TEMPSTAR | HRCU-A-CB (Split System: Heat Pump with Remote Outdoor Unit-Air-Source) | TVH837GKA2* |  |  | EA*4X43L21A*+WALLCON | *97CMN0601714B* | 32600 | 16.5 | 8.1 | 33000 | 25400 | 76.97% | 1.94 | 0 | 11 |  |  |  |  | R-410A | 2.7167 | Residential & Commercial | USHP | Ducted CEE Tier 1
213781274 | Central HP <5.4 tons | TEMPSTAR | HRCU-A-CB (Split System: Heat Pump with Remote Outdoor Unit-Air-Source) | TVH837GKA2* |  |  | EA*4X43L21A*+WALLCON | *96CTN1002122B* | 33000 | 17 | 8.5 | 32600 | 25000 | 76.69% | 1.98 | 0 | 11.5 |  |  |  |  | R-410A | 2.75 | Residential & Commercial | USHP | Ducted CEE Tier 1
213781524 | Central HP <5.4 tons | TEMPSTAR | HRCU-A-CB (Split System: Heat Pump with Remote Outdoor Unit-Air-Source) | TVH837GKA2* |  |  | EA*4X60L24A*+WALLCON | *96CTN1002122B* | 32800 | 17.5 | 8.1 | 31800 | 24600 | 77.36% | 1.98 | 0 | 11.7 |  |  |  |  | R-410A | 2.7333 | Residential & Commercial | USHP | Ducted CEE Tier 1
212976738 | Central HP <5.4 tons | TEMPSTAR | HRCU-A-CB (Split System: Heat Pump with Remote Outdoor Unit-Air-Source) | DLCURAH30ABK |  |  | EA*4X42L21A* | *96VTN1002120B* | 30200 | 15.2 | 8.5 | 34200 | 27600 | 80.7% | 1.8 | 0 | 9 |  |  |  |  | R-410A | 2.5167 | Residential & Commercial | USHP
212977047 | Central HP <5.4 tons | TEMPSTAR | HRCU-A-CB (Split System: Heat Pump with Remote Outdoor Unit-Air-Source) | DLCURAH30ABK |  |  | EA*4X42L24A* | *96VTN1002122B* | 30000 | 15.2 | 8.1 | 34200 | 26400 | 77.19% | 1.84 | 0 | 9 |  |  |  |  | R-410A | 2.5 | Residential & Commercial | USHP
213297989 | Central HP <5.4 tons | LUXAIRE | HRCU-A-CB (Split System: Heat Pump with Remote Outdoor Unit-Air-Source) | HMH72B341 |  |  | XAHB36DBCN1 | Z8ES100B12SMPS1 | 33400 | 17.5 | 8.1 | 32800 | 23200 | 70.73% | 2.02 | 0 | 9.5 |  |  |  |  | R-410A | 2.7833 | Residential & Commercial | USHP
211387821 | Central HP <5.4 tons | COLEMAN | HRCU-A-CB (Split System: Heat Pump with Remote Outdoor Unit-Air-Source) | HMH72B341 |  |  | XAFC36DBCN1 | TM9V080B12MP12 | 34000 | 17 | 8.1 | 34000 | 24400 | 71.76% | 2.06 | 0 | 9.5 |  |  |  |  | R-410A | 2.8333 | Residential & Commercial | USHP
211391023 | Central HP <5.4 tons | COLEMAN | HRCU-A-CB (Split System: Heat Pump with Remote Outdoor Unit-Air-Source) | HMH72B341 |  |  | XAFB36DXXN1+TXV | TPLC060A12MP13 | 34000 | 17.5 | 8.1 | 34000 | 24200 | 71.18% | 2.06 | 0 | 9.5 |  |  |  |  | R-410A | 2.8333 | Residential & Commercial | USHP
216738245 | Central HP <5.4 tons | AIRQUEST | HRCU-A-CB (Split System: Heat Pump with Remote Outdoor Unit-Air-Source) | D5CUHAH24AAK |  |  | ESH5X36M12A* | *80CTL0451712B* | 22600 | 15.2 | 8.1 | 20800 | 18500 | 88.94% | 1.85 | 0 | 10.5 |  |  |  |  | R-454B | 1.8833 | Residential & Commercial | USHP | Ducted CEE Tier 1
211390048 | Central HP <5.4 tons | COLEMAN | HRCU-A-CB (Split System: Heat Pump with Remote Outdoor Unit-Air-Source) | HMH72B341 |  |  | XAHC36DBCN1 | TPLC100C16MP13 | 34000 | 17 | 8.1 | 34000 | 24600 | 72.35% | 2.08 | 0 | 9.5 |  |  |  |  | R-410A | 2.8333 | Residential & Commercial | USHP
213296924 | Central HP <5.4 tons | LUXAIRE | HRCU-A-CB (Split System: Heat Pump with Remote Outdoor Unit-Air-Source) | HMH72B341 |  |  | XAFC36DBCN1 | Z8ES100B12SMPS1 | 34000 | 18.5 | 8.1 | 34000 | 24600 | 72.35% | 2.12 | 0 | 9.5 |  |  |  |  | R-410A | 2.8333 | Residential & Commercial | USHP
213297074 | Central HP <5.4 tons | LUXAIRE | HRCU-A-CB (Split System: Heat Pump with Remote Outdoor Unit-Air-Source) | HMH72B341 |  |  | XAFC36DBCN1 | Z8ET100C20LMPS1 | 34800 | 18.5 | 8.5 | 33400 | 23400 | 70.06% | 2.08 | 0 | 10 |  |  |  |  | R-410A | 2.9 | Residential & Commercial | USHP | Ducted CEE Tier 1
213297574 | Central HP <5.4 tons | LUXAIRE | HRCU-A-CB (Split System: Heat Pump with Remote Outdoor Unit-Air-Source) | HMH72B341 |  |  | XAHC36DBCN1 | Z8ES100B12LMPS1 | 33400 | 17.5 | 8.1 | 32800 | 23200 | 70.73% | 2.02 | 0 | 9.5 |  |  |  |  | R-410A | 2.7833 | Residential & Commercial | USHP
213297599 | Central HP <5.4 tons | LUXAIRE | HRCU-A-CB (Split System: Heat Pump with Remote Outdoor Unit-Air-Source) | HMH72B341 |  |  | XAFB36DBCN1 | Z8ES100B12LMPS1 | 34000 | 18 | 8.1 | 34000 | 24600 | 72.35% | 2.1 | 0 | 9.5 |  |  |  |  | R-410A | 2.8333 | Residential & Commercial | USHP
213298104 | Central HP <5.4 tons | LUXAIRE | HRCU-A-CB (Split System: Heat Pump with Remote Outdoor Unit-Air-Source) | HMH72B341 |  |  | XAFB36DBCN1+JMET12BS2N1 | 0 | 34000 | 18.5 | 8.5 | 33800 | 23800 | 70.41% | 2.12 | 0 | 10.5 |  |  |  |  | R-410A | 2.8333 | Residential & Commercial | USHP | Ducted CEE Tier 1
213297334 | Central HP <5.4 tons | LUXAIRE | HRCU-A-CB (Split System: Heat Pump with Remote Outdoor Unit-Air-Source) | HMH72B341 |  |  | XAFC36DXXN1+TXV | Z8ES100C20SMPS1 | 34000 | 17.5 | 8.5 | 33400 | 24200 | 72.46% | 2.14 | 0 | 9.5 |  |  |  |  | R-410A | 2.8333 | Residential & Commercial | USHP
213297369 | Central HP <5.4 tons | LUXAIRE | HRCU-A-CB (Split System: Heat Pump with Remote Outdoor Unit-Air-Source) | HMH72B341 |  |  | XAFB30CXXN1+TXV | Z8ES100B12LMPS1 | 32800 | 18 | 8.5 | 33000 | 23200 | 70.3% | 2.04 | 0 | 9.5 |  |  |  |  | R-410A | 2.7333 | Residential & Commercial | USHP
213297384 | Central HP <5.4 tons | LUXAIRE | HRCU-A-CB (Split System: Heat Pump with Remote Outdoor Unit-Air-Source) | HMH72B341 |  |  | XAHC30CXXN1+TXV | Z8ES080C16SMPS1 | 32800 | 17.5 | 8.5 | 32000 | 22800 | 71.25% | 2.04 | 0 | 9.5 |  |  |  |  | R-410A | 2.7333 | Residential & Commercial | USHP
213297454 | Central HP <5.4 tons | LUXAIRE | HRCU-A-CB (Split System: Heat Pump with Remote Outdoor Unit-Air-Source) | HMH72B341 |  |  | XAFC36DXXN1+TXV | Z9ES080C20SMPS1 | 34000 | 17.5 | 8.5 | 33400 | 24000 | 71.86% | 2.1 | 0 | 9.5 |  |  |  |  | R-410A | 2.8333 | Residential & Commercial | USHP
213297419 | Central HP <5.4 tons | LUXAIRE | HRCU-A-CB (Split System: Heat Pump with Remote Outdoor Unit-Air-Source) | HMH72B341 |  |  | XAFB36DBCN1+JMVT12BC2N1 | 0 | 34000 | 18.5 | 8.5 | 33600 | 23600 | 70.24% | 2.1 | 0 | 10 |  |  |  |  | R-410A | 2.8333 | Residential & Commercial | USHP | Ducted CEE Tier 1
213297469 | Central HP <5.4 tons | LUXAIRE | HRCU-A-CB (Split System: Heat Pump with Remote Outdoor Unit-Air-Source) | HMH72B341 |  |  | XAFB36DXXN1+TXV | Z9ES060B12SMPS1 | 34000 | 17 | 8.1 | 33400 | 23800 | 71.26% | 2.04 | 0 | 9.5 |  |  |  |  | R-410A | 2.8333 | Residential & Commercial | USHP
213297619 | Central HP <5.4 tons | LUXAIRE | HRCU-A-CB (Split System: Heat Pump with Remote Outdoor Unit-Air-Source) | HMH72B341 |  |  | XAHC36DBCN1 | Z8ES080C16SMPS1 | 34000 | 17.5 | 8.5 | 33400 | 23600 | 70.66% | 2.08 | 0 | 10 |  |  |  |  | R-410A | 2.8333 | Residential & Commercial | USHP | Ducted CEE Tier 1
211387728 | Central HP <5.4 tons | COLEMAN | HRCU-A-CB (Split System: Heat Pump with Remote Outdoor Unit-Air-Source) | HMH72B341 |  |  | XAHC30CXXN1+TXV | TP9C080B12MP13 | 32000 | 16.5 | 8.1 | 33000 | 23200 | 70.3% | 1.98 | 0 | 9 |  |  |  |  | R-410A | 2.6667 | Residential & Commercial | USHP
211387777 | Central HP <5.4 tons | COLEMAN | HRCU-A-CB (Split System: Heat Pump with Remote Outdoor Unit-Air-Source) | HMH72B341 |  |  | XAHB36DBCN1 | CP9C080B12MP13 | 33200 | 16.5 | 8.1 | 33400 | 23600 | 70.66% | 2 | 0 | 9.5 |  |  |  |  | R-410A | 2.7667 | Residential & Commercial | USHP
215681437 | Central HP <5.4 tons | ARCOAIRE | HRCU-A-CB (Split System: Heat Pump with Remote Outdoor Unit-Air-Source) | H5H0V48*K*AAA* |  |  | EA*5X61M21A*+WALLCON | *96CTN0802120B* | 46000 | 18 | 9 | 48000 | 33800 | 70.42% | 2.08 | 0 | 10 |  |  |  |  | R-454B | 3.8333 | Residential & Commercial | USHP | Ducted CEE Tier 1
210598356 | Central HP <5.4 tons | HEIL | HRCU-A-CB (Split System: Heat Pump with Remote Outdoor Unit-Air-Source) | HVH825GKA2* |  |  | EN(A,D)4X48L24**+WALLCON | *80CSU1002120A* | 24000 | 16.5 | 8.1 | 21400 | 16600 | 77.57% | 2 | 0 | 11 |  |  |  |  | R-410A | 2 | Residential & Commercial | USHP | Ducted CEE Tier 1
214810230 | Central HP <5.4 tons | LUXAIRE | HRCU-A-CB (Split System: Heat Pump with Remote Outdoor Unit-Air-Source) | HH824E2S11 |  |  | CTM36B5ADS1 | TM8E080B12MP11 | 23000 | 18 | 9.5 | 23000 | 18600 | 80.87% | 2 | 0 | 12 |  |  |  |  | R-454B | 1.9167 | Residential & Commercial | USHP | Ducted CEE Tier 1
214807827 | Central HP <5.4 tons | LUXAIRE | HRCU-A-CB (Split System: Heat Pump with Remote Outdoor Unit-Air-Source) | HH824E2S11 |  |  | CTU30B5XCS1+JMET12BS2N1+TXV | 0 | 23000 | 18 | 9.5 | 23000 | 18500 | 80.43% | 2 | 0 | 12 |  |  |  |  | R-454B | 1.9167 | Residential & Commercial | USHP | Ducted CEE Tier 1
214807807 | Central HP <5.4 tons | LUXAIRE | HRCU-A-CB (Split System: Heat Pump with Remote Outdoor Unit-Air-Source) | HH824E2S11 |  |  | CTU30B5XCS1+JMET08BS2N1+TXV | 0 | 23000 | 18 | 9.5 | 23000 | 18200 | 79.13% | 2 | 0 | 12 |  |  |  |  | R-454B | 1.9167 | Residential & Commercial | USHP | Ducted CEE Tier 1
211243372 | Central HP <5.4 tons | HEIL | HRCU-A-CB (Split System: Heat Pump with Remote Outdoor Unit-Air-Source) | DLCURAH24ABK |  |  | EA*4X37L21A* | *95ESU0601716A* | 25000 | 17 | 8.5 | 25600 | 20800 | 81.25% | 1.76 | 0 | 10.5 |  |  |  |  | R-410A | 2.0833 | Residential & Commercial | USHP | Ducted CEE Tier 1
213778971 | Central HP <5.4 tons | DAY & NIGHT | HRCU-A-CB (Split System: Heat Pump with Remote Outdoor Unit-Air-Source) | CVH837GKA** |  |  | EA*4X37L21A*+WALLCON | *80CTL0902120B* | 32800 | 17 | 8.5 | 33000 | 25000 | 75.76% | 1.98 | 0 | 11 |  |  |  |  | R-410A | 2.7333 | Residential & Commercial | USHP | Ducted CEE Tier 1
212976068 | Central HP <5.4 tons | TEMPSTAR | HRCU-A-CB (Split System: Heat Pump with Remote Outdoor Unit-Air-Source) | DLCURAH24ABK |  |  | EA*4X37L17A* | *96VTN0801716B* | 24200 | 17 | 8.5 | 25800 | 22200 | 86.05% | 1.84 | 0 | 10 |  |  |  |  | R-410A | 2.0167 | Residential & Commercial | USHP | Ducted CEE Tier 1
212976686 | Central HP <5.4 tons | TEMPSTAR | HRCU-A-CB (Split System: Heat Pump with Remote Outdoor Unit-Air-Source) | DLCURAH24ABK |  |  | EA*4X37L21A* | *96VTN1002120B* | 24000 | 17.5 | 8.5 | 25200 | 21800 | 86.51% | 1.82 | 0 | 10 |  |  |  |  | R-410A | 2 | Residential & Commercial | USHP | Ducted CEE Tier 1
216679477 | Central HP <5.4 tons | DAY & NIGHT | HRCU-A-CB (Split System: Heat Pump with Remote Outdoor Unit-Air-Source) | DLCURAH24ABK |  |  | EHD4X30AAL | *97VTN0601716A* | 23600 | 16 | 9 | 25800 | 23200 | 89.92% | 1.8 | 0 | 10 |  |  |  |  | R-410A | 1.9667 | Residential & Commercial | USHP | Ducted CEE Tier 1
216680545 | Central HP <5.4 tons | DAY & NIGHT | HRCU-A-CB (Split System: Heat Pump with Remote Outdoor Unit-Air-Source) | DLCURAH24ABK |  |  | EA*4X36L21A* | *97VTN0801716A* | 23600 | 17 | 9 | 25600 | 23200 | 90.62% | 1.84 | 0 | 10 |  |  |  |  | R-410A | 1.9667 | Residential & Commercial | USHP | Ducted CEE Tier 1
216680593 | Central HP <5.4 tons | DAY & NIGHT | HRCU-A-CB (Split System: Heat Pump with Remote Outdoor Unit-Air-Source) | DLCURAH24ABK |  |  | EHD4X30AAL | *97VTN0801716A* | 23800 | 16 | 9 | 26000 | 22800 | 87.69% | 1.76 | 0 | 10 |  |  |  |  | R-410A | 1.9833 | Residential & Commercial | USHP | Ducted CEE Tier 1
216680629 | Central HP <5.4 tons | DAY & NIGHT | HRCU-A-CB (Split System: Heat Pump with Remote Outdoor Unit-Air-Source) | DLCURAH24ABK |  |  | EN(A,D)4X30L17** | *97VTN0801716A* | 23400 | 16.5 | 9 | 25800 | 23800 | 92.25% | 1.78 | 0 | 10 |  |  |  |  | R-410A | 1.95 | Residential & Commercial | USHP | Ducted CEE Tier 1
216453125 | Central HP <5.4 tons | TRANE | HRCU-A-CB (Split System: Heat Pump with Remote Outdoor Unit-Air-Source) | 5TWV0X36A1 |  |  | 5TXCB006AS3 | S8V2B060M4PCB | 35200 | 20 | 9.7 | 32400 | 25000 | 77.16% | 2.1 | 0 | 12.5 |  |  |  |  | R-454B | 2.9333 | Residential & Commercial | USHP | Ducted CEE Tier 1
211390416 | Central HP <5.4 tons | COLEMAN | HRCU-A-CB (Split System: Heat Pump with Remote Outdoor Unit-Air-Source) | HMH72B341 |  |  | XAHC36DXXN1+TXV | TPLC080B12MP13 | 32800 | 16.5 | 8.1 | 32800 | 23200 | 70.73% | 1.98 | 0 | 9.5 |  |  |  |  | R-410A | 2.7333 | Residential & Commercial | USHP
213297704 | Central HP <5.4 tons | LUXAIRE | HRCU-A-CB (Split System: Heat Pump with Remote Outdoor Unit-Air-Source) | HMH72B341 |  |  | XAHC36DBCN1 | Z9ES080C20SMPS1 | 33800 | 17 | 8.5 | 32800 | 23000 | 70.12% | 1.8 | 0 | 10 |  |  |  |  | R-410A | 2.8167 | Residential & Commercial | USHP | Ducted CEE Tier 1
213297119 | Central HP <5.4 tons | LUXAIRE | HRCU-A-CB (Split System: Heat Pump with Remote Outdoor Unit-Air-Source) | HMH72B341 |  |  | XAFC48FBCN1 | Z8ES120C16SMPS1 | 34000 | 16.5 | 8.5 | 32800 | 23400 | 71.34% | 2.1 | 0 | 9.5 |  |  |  |  | R-410A | 2.8333 | Residential & Commercial | USHP
213296919 | Central HP <5.4 tons | LUXAIRE | HRCU-A-CB (Split System: Heat Pump with Remote Outdoor Unit-Air-Source) | HMH72B341 |  |  | XAFC36DXXN1+TXV | Z8ES100B12LMPS1 | 34000 | 18.5 | 8.1 | 34000 | 24600 | 72.35% | 2.12 | 0 | 9.5 |  |  |  |  | R-410A | 2.8333 | Residential & Commercial | USHP
213297034 | Central HP <5.4 tons | LUXAIRE | HRCU-A-CB (Split System: Heat Pump with Remote Outdoor Unit-Air-Source) | HMH72B341 |  |  | XAFC36DBCN1 | Z9ES100C20SMPS1 | 34000 | 17.5 | 8.5 | 33400 | 24000 | 71.86% | 2.1 | 0 | 9.5 |  |  |  |  | R-410A | 2.8333 | Residential & Commercial | USHP
216440534 | Central HP <5.4 tons | TRANE | HRCU-A-CB (Split System: Heat Pump with Remote Outdoor Unit-Air-Source) | 5TWV0X60A1 |  |  | 5TXCD008AS3 | S9V2C100U5PSC+LRP | 52000 | 18.6 | 9 | 54500 | 38500 | 70.64% | 2 | 0 | 10 |  |  |  |  | R-454B | 4.3333 | Residential & Commercial | USHP | Ducted CEE Tier 1
212976454 | Central HP <5.4 tons | TEMPSTAR | HRCU-A-CB (Split System: Heat Pump with Remote Outdoor Unit-Air-Source) | DLCURAH30ABK |  |  | EA*4X37L21A* | *96VTN0802120B* | 30400 | 15.2 | 8.5 | 33400 | 27600 | 82.63% | 1.8 | 0 | 9 |  |  |  |  | R-410A | 2.5333 | Residential & Commercial | USHP
213779041 | Central HP <5.4 tons | DAY & NIGHT | HRCU-A-CB (Split System: Heat Pump with Remote Outdoor Unit-Air-Source) | CVH837GKA** |  |  | EA*4X37L21A*+WALLCON | *96CTN0801714B* | 32800 | 17 | 8.5 | 33000 | 25200 | 76.36% | 1.96 | 0 | 11 |  |  |  |  | R-410A | 2.7333 | Residential & Commercial | USHP | Ducted CEE Tier 1
213779141 | Central HP <5.4 tons | DAY & NIGHT | HRCU-A-CB (Split System: Heat Pump with Remote Outdoor Unit-Air-Source) | CVH837GKA** |  |  | EA*4X42L21A*+WALLCON | *97CMN1002122B* | 31800 | 17 | 8.1 | 33000 | 24400 | 73.94% | 1.88 | 0 | 11 |  |  |  |  | R-410A | 2.65 | Residential & Commercial | USHP | Ducted CEE Tier 1
213781011 | Central HP <5.4 tons | DAY & NIGHT | HRCU-A-CB (Split System: Heat Pump with Remote Outdoor Unit-Air-Source) | CVH837GKA2* |  |  | EA*4X42L21A*+WALLCON | *80CTL1102120B* | 31800 | 17 | 8.1 | 32800 | 24200 | 73.78% | 1.88 | 0 | 11 |  |  |  |  | R-410A | 2.65 | Residential & Commercial | USHP | Ducted CEE Tier 1
211393366 | Central HP <5.4 tons | COLEMAN | HRCU-A-CB (Split System: Heat Pump with Remote Outdoor Unit-Air-Source) | HMH72B341 |  |  | XAFC36DBCN1 | TL8E100C20UH11 | 34000 | 17.5 | 8.5 | 34000 | 24000 | 70.59% | 2.12 | 0 | 10 |  |  |  |  | R-410A | 2.8333 | Residential & Commercial | USHP | Ducted CEE Tier 1
211396139 | Central HP <5.4 tons | COLEMAN | HRCU-A-CB (Split System: Heat Pump with Remote Outdoor Unit-Air-Source) | HMH72B341 |  |  | XAFC48FXXN1+TXV | TM9E080C16MP12 | 34000 | 17 | 8.1 | 33400 | 24600 | 73.65% | 2.08 | 0 | 9 |  |  |  |  | R-410A | 2.8333 | Residential & Commercial | USHP
213296979 | Central HP <5.4 tons | LUXAIRE | HRCU-A-CB (Split System: Heat Pump with Remote Outdoor Unit-Air-Source) | HMH72B341 |  |  | XAFB36DXXN1+TXV | Z8ES080B12LMPS1 | 34000 | 18 | 8.1 | 33400 | 24000 | 71.86% | 2.08 | 0 | 10 |  |  |  |  | R-410A | 2.8333 | Residential & Commercial | USHP | Ducted CEE Tier 1
213297054 | Central HP <5.4 tons | LUXAIRE | HRCU-A-CB (Split System: Heat Pump with Remote Outdoor Unit-Air-Source) | HMH72B341 |  |  | XAHC36DBCN1 | Z9ES060B12SMPS1 | 33000 | 16.5 | 8.5 | 32000 | 22400 | 70% | 1.8 | 0 | 10 |  |  |  |  | R-410A | 2.75 | Residential & Commercial | USHP | Ducted CEE Tier 1
213297129 | Central HP <5.4 tons | LUXAIRE | HRCU-A-CB (Split System: Heat Pump with Remote Outdoor Unit-Air-Source) | HMH72B341 |  |  | XAFC48FBCN1 | Z8ES120C16LMPS1 | 34000 | 16.5 | 8.5 | 32800 | 23400 | 71.34% | 2.1 | 0 | 9.5 |  |  |  |  | R-410A | 2.8333 | Residential & Commercial | USHP
211393747 | Central HP <5.4 tons | COLEMAN | HRCU-A-CB (Split System: Heat Pump with Remote Outdoor Unit-Air-Source) | HMH72B341 |  |  | XAFA30DXXN1+TXV | TM8E040A12MP11 | 33800 | 18 | 8.1 | 33600 | 23600 | 70.24% | 2.04 | 0 | 10 |  |  |  |  | R-410A | 2.8167 | Residential & Commercial | USHP | Ducted CEE Tier 1
211391172 | Central HP <5.4 tons | COLEMAN | HRCU-A-CB (Split System: Heat Pump with Remote Outdoor Unit-Air-Source) | HMH72B341 |  |  | XAUB30CXXN1+TXV | TM8V060A12MP12 | 32800 | 17.5 | 8.1 | 33400 | 23400 | 70.06% | 2.02 | 0 | 9.5 |  |  |  |  | R-410A | 2.7333 | Residential & Commercial | USHP
213780041 | Central HP <5.4 tons | DAY & NIGHT | HRCU-A-CB (Split System: Heat Pump with Remote Outdoor Unit-Air-Source) | CVH837GKA** |  |  | EHD4X42AAL+WALLCON | *80CTL1352422B* | 32600 | 16.5 | 8.1 | 33000 | 24600 | 74.55% | 1.96 | 0 | 11 |  |  |  |  | R-410A | 2.7167 | Residential & Commercial | USHP | Ducted CEE Tier 1
213780341 | Central HP <5.4 tons | DAY & NIGHT | HRCU-A-CB (Split System: Heat Pump with Remote Outdoor Unit-Air-Source) | CVH837GKA** |  |  | EHD4X60AAL+WALLCON | *80CTL0902120B* | 33000 | 16.5 | 8.1 | 32200 | 24800 | 77.02% | 2 | 0 | 11.5 |  |  |  |  | R-410A | 2.75 | Residential & Commercial | USHP | Ducted CEE Tier 1
212976038 | Central HP <5.4 tons | DAY & NIGHT | HRCU-A-CB (Split System: Heat Pump with Remote Outdoor Unit-Air-Source) | DLCURAH24ABK |  |  | EA*4X36L17A* | *96VTN0801716B* | 23600 | 17 | 8.5 | 26000 | 24200 | 93.08% | 2.02 | 0 | 10 |  |  |  |  | R-410A | 1.9667 | Residential & Commercial | USHP | Ducted CEE Tier 1
212976090 | Central HP <5.4 tons | DAY & NIGHT | HRCU-A-CB (Split System: Heat Pump with Remote Outdoor Unit-Air-Source) | DLCURAH24ABK |  |  | EN(A,D)4X24L17** | *96VTN0801716B* | 23400 | 16.5 | 8.5 | 27000 | 24800 | 91.85% | 2.04 | 0 | 10 |  |  |  |  | R-410A | 1.95 | Residential & Commercial | USHP | Ducted CEE Tier 1
212976993 | Central HP <5.4 tons | DAY & NIGHT | HRCU-A-CB (Split System: Heat Pump with Remote Outdoor Unit-Air-Source) | DLCURAH24ABK |  |  | EA*4X37L21A* | *96VTN1002122B* | 24600 | 17.5 | 8.5 | 25200 | 21200 | 84.13% | 1.78 | 0 | 10.5 |  |  |  |  | R-410A | 2.05 | Residential & Commercial | USHP | Ducted CEE Tier 1
212977628 | Central HP <5.4 tons | DAY & NIGHT | HRCU-A-CB (Split System: Heat Pump with Remote Outdoor Unit-Air-Source) | DLCURAH24ABK |  |  | EA*4X36L17A* | *80MS(N,L)0451412A* | 23800 | 17 | 8.5 | 26200 | 23800 | 90.84% | 1.96 | 0 | 10 |  |  |  |  | R-410A | 1.9833 | Residential & Commercial | USHP | Ducted CEE Tier 1
211228552 | Central HP <5.4 tons | HEIL | HRCU-A-CB (Split System: Heat Pump with Remote Outdoor Unit-Air-Source) | DLCURAH36ABK |  |  | EA*4X43L21A* | *96VSN0801716A* | 36800 | 15.5 | 8.5 | 38500 | 35000 | 90.91% | 2.1 | 0 | 10 |  |  |  |  | R-410A | 3.0667 | Residential & Commercial | USHP | Ducted CEE Tier 1
216681791 | Central HP <5.4 tons | TEMPSTAR | HRCU-A-CB (Split System: Heat Pump with Remote Outdoor Unit-Air-Source) | DLCURAH36ABK |  |  | EA*4X42L24A* | *97VTN1002120A* | 35400 | 16 | 8.5 | 38500 | 34600 | 89.87% | 1.76 | 0 | 10 |  |  |  |  | R-410A | 2.95 | Residential & Commercial | USHP | Ducted CEE Tier 1
216682091 | Central HP <5.4 tons | TEMPSTAR | HRCU-A-CB (Split System: Heat Pump with Remote Outdoor Unit-Air-Source) | DLCURAH30ABK |  |  | EA*4X42L21A* | *97VTN1002120A* | 30000 | 15.2 | 8.5 | 34000 | 27000 | 79.41% | 1.75 | 0 | 9 |  |  |  |  | R-410A | 2.5 | Residential & Commercial | USHP
216682784 | Central HP <5.4 tons | TEMPSTAR | HRCU-A-CB (Split System: Heat Pump with Remote Outdoor Unit-Air-Source) | DLCURAH30ABK |  |  | EA*4X36L21A* | *97VTN1002122A* | 29800 | 15.2 | 8.5 | 34000 | 27600 | 81.18% | 1.75 | 0 | 9 |  |  |  |  | R-410A | 2.4833 | Residential & Commercial | USHP
213298049 | Central HP <5.4 tons | LUXAIRE | HRCU-A-CB (Split System: Heat Pump with Remote Outdoor Unit-Air-Source) | HMH72B341 |  |  | XAFC36DBCN1 | Z8ES080B12SMPS1 | 34000 | 18 | 8.1 | 33400 | 24000 | 71.86% | 2.08 | 0 | 10 |  |  |  |  | R-410A | 2.8333 | Residential & Commercial | USHP | Ducted CEE Tier 1
214397954 | Central HP <5.4 tons | LUXAIRE | HRCU-A-CB (Split System: Heat Pump with Remote Outdoor Unit-Air-Source) | HH824E2S11 |  |  | CTF36B5ADS1 | TP9C060B12MP13 | 23000 | 18 | 9.5 | 23000 | 18800 | 81.74% | 2 | 0 | 12 |  |  |  |  | R-454B | 1.9167 | Residential & Commercial | USHP | Ducted CEE Tier 1
214397981 | Central HP <5.4 tons | LUXAIRE | HRCU-A-CB (Split System: Heat Pump with Remote Outdoor Unit-Air-Source) | HH824E2S11 |  |  | CTF30B5ACS1 | TP9C080B12MP13 | 23000 | 17 | 9.5 | 23000 | 18200 | 79.13% | 2 | 0 | 12 |  |  |  |  | R-454B | 1.9167 | Residential & Commercial | USHP | Ducted CEE Tier 1
211390155 | Central HP <5.4 tons | COLEMAN | HRCU-A-CB (Split System: Heat Pump with Remote Outdoor Unit-Air-Source) | HMH72B341 |  |  | XAFC36DXXN1+TXV | TM8V100C16MP12 | 34000 | 17.5 | 8.5 | 33800 | 23800 | 70.41% | 2.08 | 0 | 10 |  |  |  |  | R-410A | 2.8333 | Residential & Commercial | USHP | Ducted CEE Tier 1
211390580 | Central HP <5.4 tons | COLEMAN | HRCU-A-CB (Split System: Heat Pump with Remote Outdoor Unit-Air-Source) | HMH72B341 |  |  | XAHB30CXXN1+TXV | TPLC080B12MP13 | 31600 | 16.5 | 8.1 | 32800 | 23000 | 70.12% | 1.96 | 0 | 9 |  |  |  |  | R-410A | 2.6333 | Residential & Commercial | USHP
214398422 | Central HP <5.4 tons | LUXAIRE | HRCU-A-CB (Split System: Heat Pump with Remote Outdoor Unit-Air-Source) | HH860E2S11 |  |  | CTF60C5CHS1+JME16C2SN1 | 0 | 54000 | 19 | 9 | 53500 | 38500 | 71.96% | 2 | 0 | 12 |  |  |  |  | R-454B | 4.5 | Residential & Commercial | USHP | Ducted CEE Tier 1
214398667 | Central HP <5.4 tons | LUXAIRE | HRCU-A-CB (Split System: Heat Pump with Remote Outdoor Unit-Air-Source) | HH860E2S11 |  |  | CTM60C5CGS1+JMC16C2SN1 | 0 | 45000 | 19 | 9 | 44500 | 33600 | 75.51% | 2 | 0 | 12 |  |  |  |  | R-454B | 3.75 | Residential & Commercial | USHP | Ducted CEE Tier 1
211387756 | Central HP <5.4 tons | COLEMAN | HRCU-A-CB (Split System: Heat Pump with Remote Outdoor Unit-Air-Source) | HMH72B341 |  |  | XAHB36DXXN1+TXV | CP9C080B12MP13 | 33200 | 16.5 | 8.1 | 33400 | 23600 | 70.66% | 2 | 0 | 9.5 |  |  |  |  | R-410A | 2.7667 | Residential & Commercial | USHP
213296879 | Central HP <5.4 tons | LUXAIRE | HRCU-A-CB (Split System: Heat Pump with Remote Outdoor Unit-Air-Source) | HMH72B341 |  |  | XAFC36DXXN1+TXV | Z8ES120C16LMPS1 | 34000 | 18 | 8.5 | 33400 | 24400 | 73.05% | 2.12 | 0 | 9.5 |  |  |  |  | R-410A | 2.8333 | Residential & Commercial | USHP
211392557 | Central HP <5.4 tons | COLEMAN | HRCU-A-CB (Split System: Heat Pump with Remote Outdoor Unit-Air-Source) | HMH72B341 |  |  | XAHB36DBCN1 | TMLE060A12MP11 | 33200 | 17 | 8.1 | 33200 | 23400 | 70.48% | 2 | 0 | 9.5 |  |  |  |  | R-410A | 2.7667 | Residential & Commercial | USHP
210598483 | Central HP <5.4 tons | HEIL | HRCU-A-CB (Split System: Heat Pump with Remote Outdoor Unit-Air-Source) | HVH825GKA2* |  |  | EN(A,D,W)4X48L21**+WALLCON | *80CTL0701716A* | 24200 | 17 | 8.1 | 21400 | 16600 | 77.57% | 2.02 | 0 | 11 |  |  |  |  | R-410A | 2.0167 | Residential & Commercial | USHP | Ducted CEE Tier 1
213781261 | Central HP <5.4 tons | DAY & NIGHT | HRCU-A-CB (Split System: Heat Pump with Remote Outdoor Unit-Air-Source) | CVH837GKA2* |  |  | EA*4X43L21A*+WALLCON | *96CTN0801714B* | 32800 | 17 | 8.5 | 32800 | 25200 | 76.83% | 1.96 | 0 | 11 |  |  |  |  | R-410A | 2.7333 | Residential & Commercial | USHP | Ducted CEE Tier 1
213781581 | Central HP <5.4 tons | DAY & NIGHT | HRCU-A-CB (Split System: Heat Pump with Remote Outdoor Unit-Air-Source) | CVH837GKA2* |  |  | EA*4X61L21A*+WALLCON | *80CTL1102120B* | 33200 | 17.5 | 8.5 | 32000 | 24800 | 77.5% | 1.98 | 0 | 11.5 |  |  |  |  | R-410A | 2.7667 | Residential & Commercial | USHP | Ducted CEE Tier 1
214807842 | Central HP <5.4 tons | LUXAIRE | HRCU-A-CB (Split System: Heat Pump with Remote Outdoor Unit-Air-Source) | HH860E2S11 |  |  | CTU60D5XHS1+JMC20D2SN1+TXV | 0 | 53000 | 19 | 8.5 | 53000 | 38000 | 71.7% | 2 | 0 | 12 |  |  |  |  | R-454B | 4.4167 | Residential & Commercial | USHP | Ducted CEE Tier 1
211394370 | Central HP <5.4 tons | COLEMAN | HRCU-A-CB (Split System: Heat Pump with Remote Outdoor Unit-Air-Source) | HMH72B341 |  |  | XAFD48FBCN1 | TP9C120D20MP13 | 34000 | 17 | 8.5 | 32400 | 23800 | 73.46% | 2.1 | 0 | 9.5 |  |  |  |  | R-410A | 2.8333 | Residential & Commercial | USHP
211394437 | Central HP <5.4 tons | COLEMAN | HRCU-A-CB (Split System: Heat Pump with Remote Outdoor Unit-Air-Source) | HMH72B341 |  |  | XAHD48FBCN1 | TP9C100C20MP13 | 33600 | 16.5 | 8.5 | 32400 | 23800 | 73.46% | 2.06 | 0 | 9 |  |  |  |  | R-410A | 2.8 | Residential & Commercial | USHP
212976120 | Central HP <5.4 tons | TEMPSTAR | HRCU-A-CB (Split System: Heat Pump with Remote Outdoor Unit-Air-Source) | DLCURAH24ABK |  |  | EN(A,D,W)4X36L17** | *96VTN0801716B* | 23400 | 16.5 | 8.1 | 25800 | 24200 | 93.8% | 2 | 0 | 10 |  |  |  |  | R-410A | 1.95 | Residential & Commercial | USHP | Ducted CEE Tier 1
212969805 | Central HP <5.4 tons | TEMPSTAR | HRCU-A-CB (Split System: Heat Pump with Remote Outdoor Unit-Air-Source) | DLCURAH24ABK |  |  | EN(A,D)4X24L14** | *80VSL0451412B* | 23400 | 17 | 8.5 | 27000 | 25000 | 92.59% | 2.08 | 0 | 10 |  |  |  |  | R-410A | 1.95 | Residential & Commercial | USHP | Ducted CEE Tier 1
216679873 | Central HP <5.4 tons | DAY & NIGHT | HRCU-A-CB (Split System: Heat Pump with Remote Outdoor Unit-Air-Source) | DLCURAH36ABK |  |  | EA*4X43L21A* | *97VTN0801716A* | 36400 | 15.5 | 9 | 38500 | 34400 | 89.35% | 1.96 | 0 | 10 |  |  |  |  | R-410A | 3.0333 | Residential & Commercial | USHP | Ducted CEE Tier 1
212970425 | Central HP <5.4 tons | TEMPSTAR | HRCU-A-CB (Split System: Heat Pump with Remote Outdoor Unit-Air-Source) | DLCURAH36ABK |  |  | EA*4X43L21A* | *80VSL0701716B* | 36400 | 16 | 8.5 | 39000 | 34800 | 89.23% | 2.02 | 0 | 10 |  |  |  |  | R-410A | 3.0333 | Residential & Commercial | USHP | Ducted CEE Tier 1
211394504 | Central HP <5.4 tons | COLEMAN | HRCU-A-CB (Split System: Heat Pump with Remote Outdoor Unit-Air-Source) | HMH72B341 |  |  | XAHC48FBCN1 | TP9C100C20MP13 | 33200 | 17 | 8.5 | 32000 | 23400 | 73.12% | 2.04 | 0 | 9 |  |  |  |  | R-410A | 2.7667 | Residential & Commercial | USHP
211390210 | Central HP <5.4 tons | COLEMAN | HRCU-A-CB (Split System: Heat Pump with Remote Outdoor Unit-Air-Source) | HMH72B341 |  |  | XAFC36DXXN1+TXV | TPLC100C16MP13 | 34000 | 17.5 | 8.5 | 33800 | 23800 | 70.41% | 2.08 | 0 | 10 |  |  |  |  | R-410A | 2.8333 | Residential & Commercial | USHP | Ducted CEE Tier 1
211390963 | Central HP <5.4 tons | COLEMAN | HRCU-A-CB (Split System: Heat Pump with Remote Outdoor Unit-Air-Source) | HMH72B341 |  |  | XAHB30CXXN1+TXV | TMLV060A12MP12 | 32000 | 17 | 8.1 | 32800 | 23000 | 70.12% | 1.98 | 0 | 9.5 |  |  |  |  | R-410A | 2.6667 | Residential & Commercial | USHP
211391128 | Central HP <5.4 tons | COLEMAN | HRCU-A-CB (Split System: Heat Pump with Remote Outdoor Unit-Air-Source) | HMH72B341 |  |  | XAFB30CXXN1+TXV | TM8V060A12MP12 | 32800 | 17.5 | 8.1 | 33400 | 23400 | 70.06% | 2.02 | 0 | 9.5 |  |  |  |  | R-410A | 2.7333 | Residential & Commercial | USHP
216681070 | Central HP <5.4 tons | DAY & NIGHT | HRCU-A-CB (Split System: Heat Pump with Remote Outdoor Unit-Air-Source) | DLCURAH36ABK |  |  | EA*4X48L21A* | *97VTN0802120A* | 36200 | 16 | 9 | 38000 | 34400 | 90.53% | 1.96 | 0 | 10 |  |  |  |  | R-410A | 3.0167 | Residential & Commercial | USHP | Ducted CEE Tier 1
211396238 | Central HP <5.4 tons | COLEMAN | HRCU-A-CB (Split System: Heat Pump with Remote Outdoor Unit-Air-Source) | HMH72B341 |  |  | XAFC48FXXN1+TXV | TM9E080B12MP12 | 33200 | 16.5 | 8.5 | 32400 | 23800 | 73.46% | 2.04 | 0 | 9 |  |  |  |  | R-410A | 2.7667 | Residential & Commercial | USHP
211395170 | Central HP <5.4 tons | COLEMAN | HRCU-A-CB (Split System: Heat Pump with Remote Outdoor Unit-Air-Source) | HMH72B341 |  |  | XAFD48FXXN1+TXV | TM9V080C16MP12 | 33400 | 16.5 | 8.5 | 32400 | 23600 | 72.84% | 2.06 | 0 | 9.5 |  |  |  |  | R-410A | 2.7833 | Residential & Commercial | USHP
211395195 | Central HP <5.4 tons | COLEMAN | HRCU-A-CB (Split System: Heat Pump with Remote Outdoor Unit-Air-Source) | HMH72B341 |  |  | XAFD48FXXN1+TXV | TP9C080C16MP13 | 33400 | 16.5 | 8.5 | 32400 | 23600 | 72.84% | 2.06 | 0 | 9.5 |  |  |  |  | R-410A | 2.7833 | Residential & Commercial | USHP
211395445 | Central HP <5.4 tons | COLEMAN | HRCU-A-CB (Split System: Heat Pump with Remote Outdoor Unit-Air-Source) | HMH72B341 |  |  | XAHC48FXXN1+TXV | TM9V080B12MP12 | 32800 | 16 | 8.1 | 32200 | 23600 | 73.29% | 2.02 | 0 | 9 |  |  |  |  | R-410A | 2.7333 | Residential & Commercial | USHP
213780354 | Central HP <5.4 tons | TEMPSTAR | HRCU-A-CB (Split System: Heat Pump with Remote Outdoor Unit-Air-Source) | TVH837GKA** |  |  | EHD4X60AAL+WALLCON | *80CTL1102120B* | 33000 | 16.5 | 8.1 | 32200 | 25400 | 78.88% | 2.04 | 0 | 11.5 |  |  |  |  | R-410A | 2.75 | Residential & Commercial | USHP | Ducted CEE Tier 1
213779291 | Central HP <5.4 tons | DAY & NIGHT | HRCU-A-CB (Split System: Heat Pump with Remote Outdoor Unit-Air-Source) | CVH837GKA** |  |  | EA*4X43L21A*+WALLCON | *80CTL1102120B* | 33000 | 17 | 8.5 | 32600 | 25000 | 76.69% | 1.98 | 0 | 11.5 |  |  |  |  | R-410A | 2.75 | Residential & Commercial | USHP | Ducted CEE Tier 1
213779341 | Central HP <5.4 tons | DAY & NIGHT | HRCU-A-CB (Split System: Heat Pump with Remote Outdoor Unit-Air-Source) | CVH837GKA** |  |  | EA*4X43L21A*+WALLCON | *96CTN0601714B* | 32800 | 17 | 8.1 | 33000 | 25400 | 76.97% | 1.96 | 0 | 11 |  |  |  |  | R-410A | 2.7333 | Residential & Commercial | USHP | Ducted CEE Tier 1
210598272 | Central HP <5.4 tons | HEIL | HRCU-A-CB (Split System: Heat Pump with Remote Outdoor Unit-Air-Source) | HVH825GKA2* |  |  | EHD4X48AAL+WALLCON | *95CSU0802120A* | 24200 | 16.5 | 8.1 | 21200 | 16600 | 78.3% | 2.02 | 0 | 11 |  |  |  |  | R-410A | 2.0167 | Residential & Commercial | USHP | Ducted CEE Tier 1
213780234 | Central HP <5.4 tons | TEMPSTAR | HRCU-A-CB (Split System: Heat Pump with Remote Outdoor Unit-Air-Source) | TVH837GKA** |  |  | EHD4X48AAL+WALLCON | *97CMN0801714B* | 32400 | 16.5 | 8.1 | 33000 | 25000 | 75.76% | 1.94 | 0 | 11 |  |  |  |  | R-410A | 2.7 | Residential & Commercial | USHP | Ducted CEE Tier 1
213780284 | Central HP <5.4 tons | TEMPSTAR | HRCU-A-CB (Split System: Heat Pump with Remote Outdoor Unit-Air-Source) | TVH837GKA** |  |  | EHD4X48AAL+WALLCON | *96CTN1002122B* | 32600 | 16.5 | 8.1 | 33000 | 24800 | 75.15% | 1.96 | 0 | 11 |  |  |  |  | R-410A | 2.7167 | Residential & Commercial | USHP | Ducted CEE Tier 1
215669045 | Central HP <5.4 tons | AIRQUEST | HRCU-A-CB (Split System: Heat Pump with Remote Outdoor Unit-Air-Source) | H5H0V36*K*AAA* |  |  | EA*5X43M21A*+WALLCON | *97CMN0601714B* | 34200 | 17.5 | 9 | 35600 | 25400 | 71.35% | 1.88 | 0 | 9.5 |  |  |  |  | R-454B | 2.85 | Residential & Commercial | USHP
213781104 | Central HP <5.4 tons | TEMPSTAR | HRCU-A-CB (Split System: Heat Pump with Remote Outdoor Unit-Air-Source) | TVH837GKA2* |  |  | EA*4X42L24A*+WALLCON | *80CTL1102120B* | 31800 | 17 | 8.1 | 32800 | 24200 | 73.78% | 1.88 | 0 | 11 |  |  |  |  | R-410A | 2.65 | Residential & Commercial | USHP | Ducted CEE Tier 1
204451231 | Central HP <5.4 tons | CARRIER | HRCU-A-CB (Split System: Heat Pump with Remote Outdoor Unit-Air-Source) | 25VNA825A*031* |  |  | CAP**3621AL*+UI | 59MN7B060C17**14 | 23400 | 16 | 8.1 | 21600 | 16800 | 77.78% | 1.92 | 11 | 10.5 |  |  |  |  | R-410A | 1.95 | Residential & Commercial | USHP | Ducted CEE Tier 1
215936405 | Central HP <5.4 tons | BRYANT HEATING AND COOLING SYSTEMS | HRCU-A-CB (Split System: Heat Pump with Remote Outdoor Unit-Air-Source) | 293VAN036**AA* |  |  | CVAVA4824XMA*+UI | 986TD66100C21*** | 35000 | 21.5 | 8.5 | 38000 | 28200 | 74.21% | 2.02 | 0 | 12 |  |  |  |  | R-454B | 2.9167 | Residential & Commercial | USHP | Ducted CEE Tier 1
211387965 | Central HP <5.4 tons | COLEMAN | HRCU-A-CB (Split System: Heat Pump with Remote Outdoor Unit-Air-Source) | HMH72B341 |  |  | XAFB30CXXN1+TXV | TM9V080B12MP12 | 32800 | 17 | 8.1 | 33600 | 23600 | 70.24% | 2.02 | 0 | 9.5 |  |  |  |  | R-410A | 2.7333 | Residential & Commercial | USHP
216678304 | Central HP <5.4 tons | CARRIER | HRCU-A-CB (Split System: Heat Pump with Remote Outdoor Unit-Air-Source) | 37MURAQ24AA3 |  |  | CAA**3617AM* | 59TP7A080V17**16 | 23600 | 15.2 | 8.5 | 24000 | 19400 | 80.83% | 1.9 | 0 | 9.8 |  |  |  |  | R-454B | 1.9667 | Residential & Commercial | USHP
213297864 | Central HP <5.4 tons | LUXAIRE | HRCU-A-CB (Split System: Heat Pump with Remote Outdoor Unit-Air-Source) | HMH72B341 |  |  | XAHC36DXXN1+TXV | Z9ES100C20SMPS1 | 34000 | 17 | 8.1 | 33400 | 23600 | 70.66% | 2.06 | 0 | 9.5 |  |  |  |  | R-410A | 2.8333 | Residential & Commercial | USHP
213297944 | Central HP <5.4 tons | LUXAIRE | HRCU-A-CB (Split System: Heat Pump with Remote Outdoor Unit-Air-Source) | HMH72B341 |  |  | XAFD48FXXN1+TXV | Z8ES120C16LMPS1 | 34000 | 16.5 | 8.5 | 32800 | 23400 | 71.34% | 2.1 | 0 | 9.5 |  |  |  |  | R-410A | 2.8333 | Residential & Commercial | USHP
213298094 | Central HP <5.4 tons | LUXAIRE | HRCU-A-CB (Split System: Heat Pump with Remote Outdoor Unit-Air-Source) | HMH72B341 |  |  | XAUB30CXXN1+JMVT12BC2N1+TXV | 0 | 33400 | 18.5 | 8.5 | 33400 | 23400 | 70.06% | 2.06 | 0 | 10 |  |  |  |  | R-410A | 2.7833 | Residential & Commercial | USHP | Ducted CEE Tier 1
211394160 | Central HP <5.4 tons | COLEMAN | HRCU-A-CB (Split System: Heat Pump with Remote Outdoor Unit-Air-Source) | HMH72B341 |  |  | XAFC48FBCN1 | TM9Y080B12MP11 | 33400 | 17 | 8.1 | 32800 | 24200 | 73.78% | 2.04 | 0 | 9 |  |  |  |  | R-410A | 2.7833 | Residential & Commercial | USHP
211393544 | Central HP <5.4 tons | COLEMAN | HRCU-A-CB (Split System: Heat Pump with Remote Outdoor Unit-Air-Source) | HMH72B341 |  |  | XAFB36DBCN1 | TL8E060A12UH11 | 34000 | 18 | 8.1 | 33800 | 23800 | 70.41% | 2.06 | 0 | 10 |  |  |  |  | R-410A | 2.8333 | Residential & Commercial | USHP | Ducted CEE Tier 1
213296859 | Central HP <5.4 tons | LUXAIRE | HRCU-A-CB (Split System: Heat Pump with Remote Outdoor Unit-Air-Source) | HMH72B341 |  |  | XAFC36DXXN1+TXV | Z8ES120C20LMPS1 | 34000 | 17.5 | 8.5 | 34000 | 24600 | 72.35% | 2.12 | 0 | 9.5 |  |  |  |  | R-410A | 2.8333 | Residential & Commercial | USHP
213296959 | Central HP <5.4 tons | LUXAIRE | HRCU-A-CB (Split System: Heat Pump with Remote Outdoor Unit-Air-Source) | HMH72B341 |  |  | XAHC36DXXN1+TXV | Z8ES080B12LMPS1 | 33400 | 17.5 | 8.1 | 32800 | 23000 | 70.12% | 2.02 | 0 | 10 |  |  |  |  | R-410A | 2.7833 | Residential & Commercial | USHP | Ducted CEE Tier 1
213297209 | Central HP <5.4 tons | LUXAIRE | HRCU-A-CB (Split System: Heat Pump with Remote Outdoor Unit-Air-Source) | HMH72B341 |  |  | XAHC30CXXN1+JMET12CS2N1+TXV | 0 | 32800 | 18 | 8.5 | 32400 | 22800 | 70.37% | 2.04 | 0 | 10 |  |  |  |  | R-410A | 2.7333 | Residential & Commercial | USHP | Ducted CEE Tier 1
213297229 | Central HP <5.4 tons | LUXAIRE | HRCU-A-CB (Split System: Heat Pump with Remote Outdoor Unit-Air-Source) | HMH72B341 |  |  | XAUB30CXXN1+JMET12BS2N1+TXV | 0 | 33200 | 18.5 | 8.5 | 33000 | 23200 | 70.3% | 2.06 | 0 | 10 |  |  |  |  | R-410A | 2.7667 | Residential & Commercial | USHP | Ducted CEE Tier 1
213297329 | Central HP <5.4 tons | LUXAIRE | HRCU-A-CB (Split System: Heat Pump with Remote Outdoor Unit-Air-Source) | HMH72B341 |  |  | XAHC30CXXN1+TXV | Z8ES120C16LMPS1 | 32600 | 17 | 8.5 | 32000 | 22600 | 70.62% | 2.04 | 0 | 9.5 |  |  |  |  | R-410A | 2.7167 | Residential & Commercial | USHP
213297394 | Central HP <5.4 tons | LUXAIRE | HRCU-A-CB (Split System: Heat Pump with Remote Outdoor Unit-Air-Source) | HMH72B341 |  |  | XAHB30CXXN1+TXV | Z8ES080B12SMPS1 | 31800 | 17 | 8.1 | 32200 | 22600 | 70.19% | 2 | 0 | 10 |  |  |  |  | R-410A | 2.65 | Residential & Commercial | USHP | Ducted CEE Tier 1
213297579 | Central HP <5.4 tons | LUXAIRE | HRCU-A-CB (Split System: Heat Pump with Remote Outdoor Unit-Air-Source) | HMH72B341 |  |  | XAFB36DXXN1+TXV | Z8ES100B12SMPS1 | 34000 | 18 | 8.1 | 34000 | 24600 | 72.35% | 2.1 | 0 | 9.5 |  |  |  |  | R-410A | 2.8333 | Residential & Commercial | USHP
213297694 | Central HP <5.4 tons | LUXAIRE | HRCU-A-CB (Split System: Heat Pump with Remote Outdoor Unit-Air-Source) | HMH72B341 |  |  | XAFC36DBCN1 | Z9ET060B12SMPS1 | 33800 | 17.5 | 8.5 | 33400 | 23400 | 70.06% | 2 | 0 | 9.5 |  |  |  |  | R-410A | 2.8167 | Residential & Commercial | USHP
213297729 | Central HP <5.4 tons | LUXAIRE | HRCU-A-CB (Split System: Heat Pump with Remote Outdoor Unit-Air-Source) | HMH72B341 |  |  | XAFC36DBCN1 | Z8ET120C20LMPS1 | 35200 | 18.5 | 8.5 | 34000 | 23800 | 70% | 2.1 | 0 | 10 |  |  |  |  | R-410A | 2.9333 | Residential & Commercial | USHP | Ducted CEE Tier 1
213297894 | Central HP <5.4 tons | LUXAIRE | HRCU-A-CB (Split System: Heat Pump with Remote Outdoor Unit-Air-Source) | HMH72B341 |  |  | XAFB36DXXN1+TXV | Z9ES060A10SMPS1 | 33400 | 18.5 | 8.1 | 32800 | 23200 | 70.73% | 2.02 | 0 | 9.5 |  |  |  |  | R-410A | 2.7833 | Residential & Commercial | USHP
212973071 | Central HP <5.4 tons | TEMPSTAR | HRCU-A-CB (Split System: Heat Pump with Remote Outdoor Unit-Air-Source) | DLCURAH18ABK |  |  | EN(A,D)4X30L17** | *96VSN0401712B* | 17300 | 16 | 8.1 | 17900 | 16300 | 91.06% | 1.84 | 0 | 10.5 |  |  |  |  | R-410A | 1.4417 | Residential & Commercial | USHP | Ducted CEE Tier 1
214279738 | Central HP <5.4 tons | AIRQUEST | HRCU-A-CB (Split System: Heat Pump with Remote Outdoor Unit-Air-Source) | DLCURAH18ABK |  |  | EA*4X24L17A* | *96MSN0601716A* | 17200 | 16 | 8.5 | 18100 | 19400 | 107.2% | 2.32 | 0 | 10.5 |  |  |  |  | R-410A | 1.4333 | Residential & Commercial | USHP | Ducted CEE Tier 1
216057006 | Central HP <5.4 tons | TRANE | HRCU-A-CB (Split System: Heat Pump with Remote Outdoor Unit-Air-Source) | 5TWV8X36A1 |  |  | 5TAMXD06AV41 | 0 | 33200 | 17.5 | 8.5 | 33400 | 25400 | 76.05% | 2.1 | 0 | 10.5 |  |  |  |  | R-454B | 2.7667 | Residential & Commercial | USHP | Ducted CEE Tier 1
216057008 | Central HP <5.4 tons | TRANE | HRCU-A-CB (Split System: Heat Pump with Remote Outdoor Unit-Air-Source) | 5TWV8X36A1 |  |  | 5TAMXD07AV51 | 0 | 32800 | 17.5 | 8.5 | 32200 | 24800 | 77.02% | 2.1 | 0 | 10.5 |  |  |  |  | R-454B | 2.7333 | Residential & Commercial | USHP | Ducted CEE Tier 1
210599065 | Central HP <5.4 tons | HEIL | HRCU-A-CB (Split System: Heat Pump with Remote Outdoor Unit-Air-Source) | HVH837GKA** |  |  | EA*4X36L21A*+WALLCON | *95CSU1002122A* | 31600 | 17.5 | 8.1 | 33000 | 24200 | 73.33% | 1.86 | 0 | 11 |  |  |  |  | R-410A | 2.6333 | Residential & Commercial | USHP | Ducted CEE Tier 1
210599182 | Central HP <5.4 tons | HEIL | HRCU-A-CB (Split System: Heat Pump with Remote Outdoor Unit-Air-Source) | HVH837GKA** |  |  | EA*4X60L24A*+WALLCON | *95CSU0802120A* | 32800 | 17.5 | 8.5 | 31800 | 24800 | 77.99% | 2 | 0 | 11.5 |  |  |  |  | R-410A | 2.7333 | Residential & Commercial | USHP | Ducted CEE Tier 1
210599198 | Central HP <5.4 tons | HEIL | HRCU-A-CB (Split System: Heat Pump with Remote Outdoor Unit-Air-Source) | HVH837GKA** |  |  | EA*4X60L24A*+WALLCON | *96CTN1202422A* | 32800 | 18 | 8.5 | 31800 | 24800 | 77.99% | 2 | 0 | 11.7 |  |  |  |  | R-410A | 2.7333 | Residential & Commercial | USHP | Ducted CEE Tier 1
210599218 | Central HP <5.4 tons | HEIL | HRCU-A-CB (Split System: Heat Pump with Remote Outdoor Unit-Air-Source) | HVH837GKA** |  |  | EA*4X61L21A*+WALLCON | *80CSU0401712A* | 33200 | 17.5 | 8.1 | 32000 | 24800 | 77.5% | 1.98 | 0 | 11.5 |  |  |  |  | R-410A | 2.7667 | Residential & Commercial | USHP | Ducted CEE Tier 1
213297929 | Central HP <5.4 tons | LUXAIRE | HRCU-A-CB (Split System: Heat Pump with Remote Outdoor Unit-Air-Source) | HMH72B341 |  |  | XAFB36DBCN1 | Z8ET080B12LMPS1 | 34000 | 18.5 | 8.1 | 33400 | 24000 | 71.86% | 2.08 | 0 | 9.5 |  |  |  |  | R-410A | 2.8333 | Residential & Commercial | USHP
206788655 | Central HP <5.4 tons | CARRIER | HRCU-A-CB (Split System: Heat Pump with Remote Outdoor Unit-Air-Source) | 25VNA436A*031* |  |  | CAP**6024AL*+UI | 59TN6B120C24**22 | 34400 | 20 | 9 | 34400 | 25000 | 72.67% | 2.02 | 13 | 12.5 |  |  |  |  | R-410A | 2.8667 | Residential & Commercial | USHP | Ducted CEE Tier 1
211206865 | Central HP <5.4 tons | COLEMAN | HRCU-A-CB (Split System: Heat Pump with Remote Outdoor Unit-Air-Source) | HC20B3621 |  |  | XAMC36DE2N1+CC | CP9C100C16MP13 | 33000 | 18 | 8.5 | 34000 | 29200 | 85.88% | 1.96 | 0 | 12 |  |  |  |  | R-410A | 2.75 | Residential & Commercial | USHP | Ducted CEE Tier 1
206788709 | Central HP <5.4 tons | CARRIER | HRCU-A-CB (Split System: Heat Pump with Remote Outdoor Unit-Air-Source) | 25VNA436A*031* |  |  | CNPV*4821AL*+UI | 59TN6B080C17**14 | 33600 | 19 | 9 | 35400 | 26200 | 74.01% | 2.02 | 12.5 | 12 |  |  |  |  | R-410A | 2.8 | Residential & Commercial | USHP | Ducted CEE Tier 1
211393911 | Central HP <5.4 tons | COLEMAN | HRCU-A-CB (Split System: Heat Pump with Remote Outdoor Unit-Air-Source) | HMH72B341 |  |  | XAFD48FXXN1+TXV | TM9Y100C16MP11 | 33400 | 17 | 8.5 | 32400 | 23600 | 72.84% | 2.06 | 0 | 9.5 |  |  |  |  | R-410A | 2.7833 | Residential & Commercial | USHP
206788756 | Central HP <5.4 tons | CARRIER | HRCU-A-CB (Split System: Heat Pump with Remote Outdoor Unit-Air-Source) | 25VNA436A*031* |  |  | CSPH*4212AL*+UI | 58TN*A070C17**16 | 33800 | 18.5 | 9 | 35200 | 26000 | 73.86% | 2.02 | 12 | 11.7 |  |  |  |  | R-410A | 2.8167 | Residential & Commercial | USHP | Ducted CEE Tier 1
206788776 | Central HP <5.4 tons | CARRIER | HRCU-A-CB (Split System: Heat Pump with Remote Outdoor Unit-Air-Source) | 25VNA436A*031* |  |  | CSPH*4812AL*+UI | 59TN6B060C17**14 | 33800 | 18 | 9 | 35400 | 26200 | 74.01% | 2.02 | 12 | 11.5 |  |  |  |  | R-410A | 2.8167 | Residential & Commercial | USHP | Ducted CEE Tier 1
206788792 | Central HP <5.4 tons | CARRIER | HRCU-A-CB (Split System: Heat Pump with Remote Outdoor Unit-Air-Source) | 25VNA436A*031* |  |  | CSPH*6012AL*+UI | 59TN6B060C17**14 | 34200 | 18 | 9 | 35000 | 25600 | 73.14% | 2 | 12 | 11.7 |  |  |  |  | R-410A | 2.85 | Residential & Commercial | USHP | Ducted CEE Tier 1
206788839 | Central HP <5.4 tons | CARRIER | HRCU-A-CB (Split System: Heat Pump with Remote Outdoor Unit-Air-Source) | 25VNA436A*031* |  |  | CSPH*4812AL*+UI | 58CU*A060C17**16 | 34000 | 19 | 9 | 35000 | 26000 | 74.29% | 2.02 | 12.5 | 11.7 |  |  |  |  | R-410A | 2.8333 | Residential & Commercial | USHP | Ducted CEE Tier 1
211392308 | Central HP <5.4 tons | COLEMAN | HRCU-A-CB (Split System: Heat Pump with Remote Outdoor Unit-Air-Source) | HMH72B341 |  |  | XAFC36DXXN1+TXV | TMLE080B12MP11 | 34000 | 18 | 8.1 | 34000 | 24400 | 71.76% | 2.06 | 0 | 9.5 |  |  |  |  | R-410A | 2.8333 | Residential & Commercial | USHP
211392474 | Central HP <5.4 tons | COLEMAN | HRCU-A-CB (Split System: Heat Pump with Remote Outdoor Unit-Air-Source) | HMH72B341 |  |  | XAFB30CXXN1+TXV | TMLE080B12MP11 | 32800 | 17.5 | 8.1 | 34000 | 23800 | 70% | 2.02 | 0 | 9.5 |  |  |  |  | R-410A | 2.7333 | Residential & Commercial | USHP
211392489 | Central HP <5.4 tons | COLEMAN | HRCU-A-CB (Split System: Heat Pump with Remote Outdoor Unit-Air-Source) | HMH72B341 |  |  | XAUB30CXXN1+TXV | TM8E080B12MP11 | 32800 | 17.5 | 8.1 | 34000 | 23800 | 70% | 2.02 | 0 | 9.5 |  |  |  |  | R-410A | 2.7333 | Residential & Commercial | USHP
211392675 | Central HP <5.4 tons | COLEMAN | HRCU-A-CB (Split System: Heat Pump with Remote Outdoor Unit-Air-Source) | HMH72B341 |  |  | XAUB36DXXN1+TXV | TMLE060A12MP11 | 34000 | 18 | 8.1 | 33800 | 23800 | 70.41% | 2.06 | 0 | 10 |  |  |  |  | R-410A | 2.8333 | Residential & Commercial | USHP | Ducted CEE Tier 1
211392690 | Central HP <5.4 tons | COLEMAN | HRCU-A-CB (Split System: Heat Pump with Remote Outdoor Unit-Air-Source) | HMH72B341 |  |  | XAFB30CXXN1+TXV | TM8E060A12MP11 | 32800 | 17.5 | 8.1 | 33400 | 23400 | 70.06% | 2.02 | 0 | 9.5 |  |  |  |  | R-410A | 2.7333 | Residential & Commercial | USHP
211392842 | Central HP <5.4 tons | COLEMAN | HRCU-A-CB (Split System: Heat Pump with Remote Outdoor Unit-Air-Source) | HMH72B341 |  |  | XAFB36DXXN1+TXV | TMLE040A12MP11 | 34000 | 18 | 8.1 | 33600 | 23800 | 70.83% | 2.06 | 0 | 10 |  |  |  |  | R-410A | 2.8333 | Residential & Commercial | USHP | Ducted CEE Tier 1
206788857 | Central HP <5.4 tons | CARRIER | HRCU-A-CB (Split System: Heat Pump with Remote Outdoor Unit-Air-Source) | 25VNA436A*031* |  |  | CAP**4824AL*+UI | 59CU5A080C21**20 | 33800 | 19.5 | 9.5 | 34800 | 25800 | 74.14% | 2.04 | 12.5 | 12 |  |  |  |  | R-410A | 2.8167 | Residential & Commercial | USHP | Ducted CEE Tier 1
206788890 | Central HP <5.4 tons | CARRIER | HRCU-A-CB (Split System: Heat Pump with Remote Outdoor Unit-Air-Source) | 25VNA436A*031* |  |  | CSPH*4212AL*+UI | 59MN7B060C17**14 | 33600 | 17.5 | 9 | 35600 | 26400 | 74.16% | 2 | 12 | 11 |  |  |  |  | R-410A | 2.8 | Residential & Commercial | USHP | Ducted CEE Tier 1
211206860 | Central HP <5.4 tons | COLEMAN | HRCU-A-CB (Split System: Heat Pump with Remote Outdoor Unit-Air-Source) | HC20B3621 |  |  | XAMC36DE2N1+CC | TP9C100C16MP13 | 33000 | 18 | 8.5 | 34000 | 29200 | 85.88% | 1.96 | 0 | 12 |  |  |  |  | R-410A | 2.75 | Residential & Commercial | USHP | Ducted CEE Tier 1
204299927 | Central HP <5.4 tons | HEIL | HRCU-A-CB (Split System: Heat Pump with Remote Outdoor Unit-Air-Source) | HVH837GKA** |  |  | EN(A,D)4X48L24**+WALLCON | *97CMN1202422A* | 32400 | 17.5 | 8.1 | 33000 | 24800 | 75.15% | 1.96 | 12 | 11.5 |  |  |  |  | R-410A | 2.7 | Residential & Commercial | USHP | Ducted CEE Tier 1
215864805 | Central HP <5.4 tons | TRANE | HRCU-A-CB (Split System: Heat Pump with Remote Outdoor Unit-Air-Source) | 5TWV8X36A1 |  |  | 5PX*CD07AS3 | S8V2C100M5PDB | 33000 | 18.1 | 8.5 | 34200 | 25800 | 75.44% | 2.1 | 0 | 10 |  |  |  |  | R-454B | 2.75 | Residential & Commercial | USHP | Ducted CEE Tier 1
212974133 | Central HP <5.4 tons | BRYANT HEATING AND COOLING SYSTEMS | HRCU-A-CB (Split System: Heat Pump with Remote Outdoor Unit-Air-Source) | 38MURAQ30AB3* |  |  | CAP**3721AL* | 926SB60080V21*** | 30400 | 15.2 | 8.1 | 33400 | 26400 | 79.04% | 1.86 | 0 | 9 |  |  |  |  | R-410A | 2.5333 | Residential & Commercial | USHP
216599667 | Central HP <5.4 tons | TRANE | HRCU-A-CB (Split System: Heat Pump with Remote Outdoor Unit-Air-Source) | 5TWV8X36A1 |  |  | 5TXCB006AS3+P0V0B000M40SD+LRP | 0 | 33000 | 18.1 | 8.5 | 33200 | 25400 | 76.51% | 2.1 | 0 | 10.5 |  |  |  |  | R-454B | 2.75 | Residential & Commercial | USHP | Ducted CEE Tier 1
213779441 | Central HP <5.4 tons | DAY & NIGHT | HRCU-A-CB (Split System: Heat Pump with Remote Outdoor Unit-Air-Source) | CVH837GKA** |  |  | EA*4X48L21A*+WALLCON | *97CMN0801714B* | 32200 | 17 | 8.1 | 32600 | 25000 | 76.69% | 1.94 | 0 | 11 |  |  |  |  | R-410A | 2.6833 | Residential & Commercial | USHP | Ducted CEE Tier 1
213779491 | Central HP <5.4 tons | DAY & NIGHT | HRCU-A-CB (Split System: Heat Pump with Remote Outdoor Unit-Air-Source) | CVH837GKA** |  |  | EA*4X48L24A*+WALLCON | *80CTL0902120B* | 32400 | 17 | 8.5 | 32200 | 24800 | 77.02% | 1.98 | 0 | 11.5 |  |  |  |  | R-410A | 2.7 | Residential & Commercial | USHP | Ducted CEE Tier 1
213779691 | Central HP <5.4 tons | DAY & NIGHT | HRCU-A-CB (Split System: Heat Pump with Remote Outdoor Unit-Air-Source) | CVH837GKA** |  |  | EA*4X61L21A*+WALLCON | *97CMN0601714B* | 33000 | 17 | 8.1 | 32200 | 25200 | 78.26% | 1.94 | 0 | 11 |  |  |  |  | R-410A | 2.75 | Residential & Commercial | USHP | Ducted CEE Tier 1
213779741 | Central HP <5.4 tons | DAY & NIGHT | HRCU-A-CB (Split System: Heat Pump with Remote Outdoor Unit-Air-Source) | CVH837GKA** |  |  | EA*4X61L21A*+WALLCON | *96CTN1002122B* | 33200 | 17.5 | 8.5 | 32000 | 24800 | 77.5% | 1.98 | 0 | 11.7 |  |  |  |  | R-410A | 2.7667 | Residential & Commercial | USHP | Ducted CEE Tier 1
206136164 | Central HP <5.4 tons | CARRIER | HRCU-A-CB (Split System: Heat Pump with Remote Outdoor Unit-Air-Source) | 25VNA837A*030* |  |  | CAP**4821AL*+UI | 59CU5A080C21**20 | 32400 | 17.5 | 8.5 | 32600 | 25000 | 76.69% | 1.98 | 12 | 11.5 |  |  |  |  | R-410A | 2.7 | Residential & Commercial | USHP | Ducted CEE Tier 1
210595952 | Central HP <5.4 tons | CARRIER | HRCU-A-CB (Split System: Heat Pump with Remote Outdoor Unit-Air-Source) | 25VNA825A*031* |  |  | CAP**4224AL*+UI | 58TN*A135C24**22 | 23800 | 16.5 | 8.1 | 21400 | 16600 | 77.57% | 1.96 | 0 | 11 |  |  |  |  | R-410A | 1.9833 | Residential & Commercial | USHP | Ducted CEE Tier 1
210596052 | Central HP <5.4 tons | CARRIER | HRCU-A-CB (Split System: Heat Pump with Remote Outdoor Unit-Air-Source) | 25VNA825A*031* |  |  | CNPV*4824AL*+UI | 59TN6B120C24**22 | 24200 | 17 | 8.1 | 21200 | 16600 | 78.3% | 2.02 | 0 | 11.5 |  |  |  |  | R-410A | 2.0167 | Residential & Commercial | USHP | Ducted CEE Tier 1
210596054 | Central HP <5.4 tons | CARRIER | HRCU-A-CB (Split System: Heat Pump with Remote Outdoor Unit-Air-Source) | 25VNA825A*031* |  |  | CSPH*4212AL*+UI | 58CU*A060C17**16 | 24200 | 16 | 8.1 | 21400 | 16600 | 77.57% | 2 | 0 | 10.5 |  |  |  |  | R-410A | 2.0167 | Residential & Commercial | USHP | Ducted CEE Tier 1
210596088 | Central HP <5.4 tons | CARRIER | HRCU-A-CB (Split System: Heat Pump with Remote Outdoor Unit-Air-Source) | 25VNA825A*031* |  |  | CSPH*4812AL*+UI | 59MN7B120C24**22 | 24200 | 16 | 8.1 | 21200 | 16600 | 78.3% | 2.02 | 0 | 10.5 |  |  |  |  | R-410A | 2.0167 | Residential & Commercial | USHP | Ducted CEE Tier 1
210596177 | Central HP <5.4 tons | CARRIER | HRCU-A-CB (Split System: Heat Pump with Remote Outdoor Unit-Air-Source) | 25VNA837A*030* |  |  | CAP**6024AL*+UI | 59MN7B120C24**22 | 32800 | 17.5 | 8.5 | 32000 | 24800 | 77.5% | 1.98 | 0 | 11.7 |  |  |  |  | R-410A | 2.7333 | Residential & Commercial | USHP | Ducted CEE Tier 1
210596179 | Central HP <5.4 tons | CARRIER | HRCU-A-CB (Split System: Heat Pump with Remote Outdoor Unit-Air-Source) | 25VNA837A*030* |  |  | CAP**6024AL*+UI | 59TN6B100C21**22 | 32800 | 17.5 | 8.5 | 31800 | 24800 | 77.99% | 2 | 0 | 11.7 |  |  |  |  | R-410A | 2.7333 | Residential & Commercial | USHP | Ducted CEE Tier 1
210596229 | Central HP <5.4 tons | CARRIER | HRCU-A-CB (Split System: Heat Pump with Remote Outdoor Unit-Air-Source) | 25VNA837A*030* |  |  | CNPV*6024AL*+UI | 59MN7B100C21**22 | 32800 | 18 | 8.1 | 32200 | 24600 | 76.4% | 1.98 | 0 | 12 |  |  |  |  | R-410A | 2.7333 | Residential & Commercial | USHP | Ducted CEE Tier 1
210596254 | Central HP <5.4 tons | CARRIER | HRCU-A-CB (Split System: Heat Pump with Remote Outdoor Unit-Air-Source) | 25VNA837A*030* |  |  | CSPH*6012AL*+UI | 59TN6B080C17**14 | 32800 | 16.5 | 8.1 | 32600 | 25200 | 77.3% | 1.98 | 0 | 11 |  |  |  |  | R-410A | 2.7333 | Residential & Commercial | USHP | Ducted CEE Tier 1
210596256 | Central HP <5.4 tons | CARRIER | HRCU-A-CB (Split System: Heat Pump with Remote Outdoor Unit-Air-Source) | 25VNA837A*030* |  |  | CSPH*6012AL*+UI | 59TN6B100C21**22 | 33000 | 17 | 8.1 | 32200 | 24800 | 77.02% | 2.02 | 0 | 11.5 |  |  |  |  | R-410A | 2.75 | Residential & Commercial | USHP | Ducted CEE Tier 1
213774411 | Central HP <5.4 tons | DAY & NIGHT | HRCU-A-CB (Split System: Heat Pump with Remote Outdoor Unit-Air-Source) | CVH825GKA3* |  |  | EHD4X42AAL+WALLCON | *80CTL0701716B* | 24200 | 16 | 8.1 | 21400 | 16600 | 77.57% | 1.98 | 0 | 10.5 |  |  |  |  | R-410A | 2.0167 | Residential & Commercial | USHP | Ducted CEE Tier 1
213774441 | Central HP <5.4 tons | DAY & NIGHT | HRCU-A-CB (Split System: Heat Pump with Remote Outdoor Unit-Air-Source) | CVH825GKA3* |  |  | EHD4X42AAL+WALLCON | *80CTL1102120B* | 24200 | 16 | 8.1 | 21400 | 16600 | 77.57% | 2 | 0 | 10.5 |  |  |  |  | R-410A | 2.0167 | Residential & Commercial | USHP | Ducted CEE Tier 1
211391261 | Central HP <5.4 tons | COLEMAN | HRCU-A-CB (Split System: Heat Pump with Remote Outdoor Unit-Air-Source) | HMH72B341 |  |  | XAHC36DBCN1 | TMLE120C16MP11 | 33600 | 17.5 | 8.1 | 33000 | 23200 | 70.3% | 2.04 | 0 | 10 |  |  |  |  | R-410A | 2.8 | Residential & Commercial | USHP | Ducted CEE Tier 1
211393821 | Central HP <5.4 tons | COLEMAN | HRCU-A-CB (Split System: Heat Pump with Remote Outdoor Unit-Air-Source) | HMH72B341 |  |  | XAFD48FXXN1+TXV | TM9Y120D20MP11 | 34000 | 16.5 | 8.5 | 32400 | 23800 | 73.46% | 2.08 | 0 | 9.5 |  |  |  |  | R-410A | 2.8333 | Residential & Commercial | USHP
211393971 | Central HP <5.4 tons | COLEMAN | HRCU-A-CB (Split System: Heat Pump with Remote Outdoor Unit-Air-Source) | HMH72B341 |  |  | XAUC48FXXN1+TXV | TM9Y100C16MP11 | 33800 | 17.5 | 8.5 | 32800 | 24200 | 73.78% | 2.06 | 0 | 9 |  |  |  |  | R-410A | 2.8167 | Residential & Commercial | USHP
211393986 | Central HP <5.4 tons | COLEMAN | HRCU-A-CB (Split System: Heat Pump with Remote Outdoor Unit-Air-Source) | HMH72B341 |  |  | XAHD48FXXN1+TXV | TM9Y080C16MP11 | 32800 | 17 | 8.1 | 31800 | 23200 | 72.96% | 2.02 | 0 | 9 |  |  |  |  | R-410A | 2.7333 | Residential & Commercial | USHP
211394188 | Central HP <5.4 tons | COLEMAN | HRCU-A-CB (Split System: Heat Pump with Remote Outdoor Unit-Air-Source) | HMH72B341 |  |  | XAHC48FXXN1+TXV | TM9Y060B12MP11 | 32400 | 16.5 | 8.1 | 32200 | 23600 | 73.29% | 1.98 | 0 | 9 |  |  |  |  | R-410A | 2.7 | Residential & Commercial | USHP
211394288 | Central HP <5.4 tons | COLEMAN | HRCU-A-CB (Split System: Heat Pump with Remote Outdoor Unit-Air-Source) | HMH72B341 |  |  | XAHD48FXXN1+TXV | CP9C120D20MP13 | 33400 | 16.5 | 8.5 | 32000 | 23200 | 72.5% | 2.06 | 0 | 9.5 |  |  |  |  | R-410A | 2.7833 | Residential & Commercial | USHP
213781154 | Central HP <5.4 tons | TEMPSTAR | HRCU-A-CB (Split System: Heat Pump with Remote Outdoor Unit-Air-Source) | TVH837GKA2* |  |  | EA*4X42L24A*+WALLCON | *96CTN1202422B* | 31800 | 17 | 8.1 | 33000 | 24200 | 73.33% | 1.88 | 0 | 11 |  |  |  |  | R-410A | 2.65 | Residential & Commercial | USHP | Ducted CEE Tier 1
213781454 | Central HP <5.4 tons | TEMPSTAR | HRCU-A-CB (Split System: Heat Pump with Remote Outdoor Unit-Air-Source) | TVH837GKA2* |  |  | EA*4X48L24A*+WALLCON | *96CTN1002122B* | 32400 | 17 | 8.5 | 32200 | 24800 | 77.02% | 1.98 | 0 | 11 |  |  |  |  | R-410A | 2.7 | Residential & Commercial | USHP | Ducted CEE Tier 1
215936505 | Central HP <5.4 tons | BRYANT HEATING AND COOLING SYSTEMS | HRCU-A-CB (Split System: Heat Pump with Remote Outdoor Unit-Air-Source) | 293VAN036**AA* |  |  | CVAVA4924XMA*+UI | 987MC60080C21*** | 35400 | 21.5 | 8.5 | 38000 | 28400 | 74.74% | 2.04 | 0 | 12 |  |  |  |  | R-454B | 2.95 | Residential & Commercial | USHP | Ducted CEE Tier 1
215936825 | Central HP <5.4 tons | BRYANT HEATING AND COOLING SYSTEMS | HRCU-A-CB (Split System: Heat Pump with Remote Outdoor Unit-Air-Source) | 293VAN036**AA* |  |  | CVAVA6024XMA*+UI | 987MC66100C21*** | 35600 | 22 | 8.5 | 38000 | 28400 | 74.74% | 2.04 | 0 | 12.5 |  |  |  |  | R-454B | 2.9667 | Residential & Commercial | USHP | Ducted CEE Tier 1
215936905 | Central HP <5.4 tons | BRYANT HEATING AND COOLING SYSTEMS | HRCU-A-CB (Split System: Heat Pump with Remote Outdoor Unit-Air-Source) | 293VAN036**AA* |  |  | CVAVA6121XMA*+UI | 987MC42080C17*** | 35600 | 21.5 | 8.5 | 38000 | 28800 | 75.79% | 2.04 | 0 | 12 |  |  |  |  | R-454B | 2.9667 | Residential & Commercial | USHP | Ducted CEE Tier 1
204451338 | Central HP <5.4 tons | CARRIER | HRCU-A-CB (Split System: Heat Pump with Remote Outdoor Unit-Air-Source) | 25VNA825A*031* |  |  | CSPH*3012AL*+UI | 58TN*A070C14**12 | 23800 | 16 | 8.1 | 21800 | 16700 | 76.61% | 1.98 | 11 | 10.5 |  |  |  |  | R-410A | 1.9833 | Residential & Commercial | USHP | Ducted CEE Tier 1
211394308 | Central HP <5.4 tons | COLEMAN | HRCU-A-CB (Split System: Heat Pump with Remote Outdoor Unit-Air-Source) | HMH72B341 |  |  | XAHD48FBCN1 | TP9C120D20MP13 | 33400 | 16.5 | 8.5 | 32000 | 23200 | 72.5% | 2.06 | 0 | 9.5 |  |  |  |  | R-410A | 2.7833 | Residential & Commercial | USHP
211392752 | Central HP <5.4 tons | COLEMAN | HRCU-A-CB (Split System: Heat Pump with Remote Outdoor Unit-Air-Source) | HMH72B341 |  |  | XAHB36DXXN1+TXV | TMLE040A12MP11 | 33200 | 17.5 | 8.1 | 33000 | 23200 | 70.3% | 2.02 | 0 | 9.5 |  |  |  |  | R-410A | 2.7667 | Residential & Commercial | USHP
211393304 | Central HP <5.4 tons | COLEMAN | HRCU-A-CB (Split System: Heat Pump with Remote Outdoor Unit-Air-Source) | HMH72B341 |  |  | XAHC36DXXN1+TXV | TL8E100C20UH11 | 34000 | 17 | 8.1 | 34000 | 24400 | 71.76% | 2.1 | 0 | 9.5 |  |  |  |  | R-410A | 2.8333 | Residential & Commercial | USHP
211393381 | Central HP <5.4 tons | COLEMAN | HRCU-A-CB (Split System: Heat Pump with Remote Outdoor Unit-Air-Source) | HMH72B341 |  |  | XAFC30CXXN1+TXV | TL8E100C20UH11 | 33400 | 17.5 | 8.5 | 33000 | 23200 | 70.3% | 2.06 | 0 | 10 |  |  |  |  | R-410A | 2.7833 | Residential & Commercial | USHP | Ducted CEE Tier 1
214280297 | Central HP <5.4 tons | AIRQUEST | HRCU-A-CB (Split System: Heat Pump with Remote Outdoor Unit-Air-Source) | DLCURAH36ABK |  |  | EA*4X43L21A* | *96MSN0601716A* | 36000 | 15.5 | 8.5 | 38000 | 34800 | 91.58% | 2.06 | 0 | 10 |  |  |  |  | R-410A | 3 | Residential & Commercial | USHP | Ducted CEE Tier 1
213780711 | Central HP <5.4 tons | DAY & NIGHT | HRCU-A-CB (Split System: Heat Pump with Remote Outdoor Unit-Air-Source) | CVH837GKA2* |  |  | EA*4X36L17A*+WALLCON | *96CTN0601714B* | 31200 | 16.5 | 8.1 | 33400 | 24600 | 73.65% | 1.82 | 0 | 10.5 |  |  |  |  | R-410A | 2.6 | Residential & Commercial | USHP | Ducted CEE Tier 1
213779791 | Central HP <5.4 tons | DAY & NIGHT | HRCU-A-CB (Split System: Heat Pump with Remote Outdoor Unit-Air-Source) | CVH837GKA** |  |  | EA*4X61L24A*+WALLCON | *97CMN1202422B* | 33200 | 17.5 | 8.5 | 32000 | 24800 | 77.5% | 1.98 | 0 | 11.7 |  |  |  |  | R-410A | 2.7667 | Residential & Commercial | USHP | Ducted CEE Tier 1
213780361 | Central HP <5.4 tons | DAY & NIGHT | HRCU-A-CB (Split System: Heat Pump with Remote Outdoor Unit-Air-Source) | CVH837GKA** |  |  | EHD4X60AAL+WALLCON | *80CTL1352422B* | 33000 | 16.5 | 8.1 | 32200 | 24800 | 77.02% | 2 | 0 | 11.5 |  |  |  |  | R-410A | 2.75 | Residential & Commercial | USHP | Ducted CEE Tier 1
213780961 | Central HP <5.4 tons | DAY & NIGHT | HRCU-A-CB (Split System: Heat Pump with Remote Outdoor Unit-Air-Source) | CVH837GKA2* |  |  | EA*4X37L21A*+WALLCON | *96CTN1002122B* | 33000 | 17 | 8.5 | 32600 | 25000 | 76.69% | 1.98 | 0 | 11.5 |  |  |  |  | R-410A | 2.75 | Residential & Commercial | USHP | Ducted CEE Tier 1
213781211 | Central HP <5.4 tons | DAY & NIGHT | HRCU-A-CB (Split System: Heat Pump with Remote Outdoor Unit-Air-Source) | CVH837GKA2* |  |  | EA*4X43L21A*+WALLCON | *95CSU0601716B* | 32800 | 17 | 8.5 | 33000 | 25200 | 76.36% | 1.96 | 0 | 11 |  |  |  |  | R-410A | 2.7333 | Residential & Commercial | USHP | Ducted CEE Tier 1
213781311 | Central HP <5.4 tons | DAY & NIGHT | HRCU-A-CB (Split System: Heat Pump with Remote Outdoor Unit-Air-Source) | CVH837GKA2* |  |  | EA*4X48L21A*+WALLCON | *80CTL0902120B* | 32200 | 17 | 8.1 | 32600 | 24800 | 76.07% | 1.98 | 0 | 11 |  |  |  |  | R-410A | 2.6833 | Residential & Commercial | USHP | Ducted CEE Tier 1
211390034 | Central HP <5.4 tons | COLEMAN | HRCU-A-CB (Split System: Heat Pump with Remote Outdoor Unit-Air-Source) | HMH72B341 |  |  | XAHC36DBCN1 | TPLC080C16MP13 | 34000 | 17 | 8.1 | 34000 | 24600 | 72.35% | 2.08 | 0 | 9.5 |  |  |  |  | R-410A | 2.8333 | Residential & Commercial | USHP
211390067 | Central HP <5.4 tons | COLEMAN | HRCU-A-CB (Split System: Heat Pump with Remote Outdoor Unit-Air-Source) | HMH72B341 |  |  | XAHC36DBCN1 | CPLC100C16MP13 | 34000 | 17 | 8.1 | 34000 | 24600 | 72.35% | 2.08 | 0 | 9.5 |  |  |  |  | R-410A | 2.8333 | Residential & Commercial | USHP
211390169 | Central HP <5.4 tons | COLEMAN | HRCU-A-CB (Split System: Heat Pump with Remote Outdoor Unit-Air-Source) | HMH72B341 |  |  | XAFC36DXXN1+TXV | TM8V080C16MP12 | 34000 | 17.5 | 8.5 | 33800 | 23800 | 70.41% | 2.08 | 0 | 10 |  |  |  |  | R-410A | 2.8333 | Residential & Commercial | USHP | Ducted CEE Tier 1
211387961 | Central HP <5.4 tons | COLEMAN | HRCU-A-CB (Split System: Heat Pump with Remote Outdoor Unit-Air-Source) | HMH72B341 |  |  | XAFB36DBCN1 | CP9C080B12MP13 | 33600 | 17.5 | 8.5 | 33400 | 23400 | 70.06% | 2.04 | 0 | 10 |  |  |  |  | R-410A | 2.8 | Residential & Commercial | USHP | Ducted CEE Tier 1
212969595 | Central HP <5.4 tons | TEMPSTAR | HRCU-A-CB (Split System: Heat Pump with Remote Outdoor Unit-Air-Source) | DLCURAH18ABK |  |  | EN(A,D)4X30L14** | *80VSL0451412B* | 17400 | 16.5 | 8.1 | 17900 | 18600 | 103.9% | 2.24 | 0 | 11 |  |  |  |  | R-410A | 1.45 | Residential & Commercial | USHP | Ducted CEE Tier 1
212972671 | Central HP <5.4 tons | TEMPSTAR | HRCU-A-CB (Split System: Heat Pump with Remote Outdoor Unit-Air-Source) | DLCURAH18ABK |  |  | EA*4X19L17A* | *96VSN0401410B* | 17700 | 16 | 8.1 | 17800 | 19400 | 109% | 2.34 | 0 | 10.5 |  |  |  |  | R-410A | 1.475 | Residential & Commercial | USHP | Ducted CEE Tier 1
212974675 | Central HP <5.4 tons | TEMPSTAR | HRCU-A-CB (Split System: Heat Pump with Remote Outdoor Unit-Air-Source) | DLCURAH18ABK |  |  | EA*4X30L14A* | *96VTN0401410B* | 17300 | 16 | 8.1 | 17900 | 18700 | 104.5% | 2.24 | 0 | 10.5 |  |  |  |  | R-410A | 1.4417 | Residential & Commercial | USHP | Ducted CEE Tier 1
211395488 | Central HP <5.4 tons | COLEMAN | HRCU-A-CB (Split System: Heat Pump with Remote Outdoor Unit-Air-Source) | HMH72B341 |  |  | XAHC48FXXN1+TXV | CP9C080B12MP13 | 32800 | 16 | 8.1 | 32200 | 23600 | 73.29% | 2.02 | 0 | 9 |  |  |  |  | R-410A | 2.7333 | Residential & Commercial | USHP
211394339 | Central HP <5.4 tons | COLEMAN | HRCU-A-CB (Split System: Heat Pump with Remote Outdoor Unit-Air-Source) | HMH72B341 |  |  | XAFD48FXXN1+TXV | TP9C120D20MP13 | 34000 | 17 | 8.5 | 32400 | 23800 | 73.46% | 2.1 | 0 | 9.5 |  |  |  |  | R-410A | 2.8333 | Residential & Commercial | USHP
211392982 | Central HP <5.4 tons | COLEMAN | HRCU-A-CB (Split System: Heat Pump with Remote Outdoor Unit-Air-Source) | HMH72B341 |  |  | XAHC36DBCN1 | TL9E100C20UH11 | 34000 | 16.5 | 8.1 | 34000 | 24600 | 72.35% | 2.08 | 0 | 9.5 |  |  |  |  | R-410A | 2.8333 | Residential & Commercial | USHP
211393319 | Central HP <5.4 tons | COLEMAN | HRCU-A-CB (Split System: Heat Pump with Remote Outdoor Unit-Air-Source) | HMH72B341 |  |  | XAHC36DBCN1 | TL8E100C20UH11 | 34000 | 17 | 8.1 | 34000 | 24400 | 71.76% | 2.1 | 0 | 9.5 |  |  |  |  | R-410A | 2.8333 | Residential & Commercial | USHP
211391530 | Central HP <5.4 tons | COLEMAN | HRCU-A-CB (Split System: Heat Pump with Remote Outdoor Unit-Air-Source) | HMH72B341 |  |  | XAFC36DBCN1 | TMLE100C16MP11 | 34000 | 17.5 | 8.1 | 33600 | 23800 | 70.83% | 2.08 | 0 | 10 |  |  |  |  | R-410A | 2.8333 | Residential & Commercial | USHP | Ducted CEE Tier 1
211391698 | Central HP <5.4 tons | COLEMAN | HRCU-A-CB (Split System: Heat Pump with Remote Outdoor Unit-Air-Source) | HMH72B341 |  |  | XAHB36DBCN1 | TMLE100B12MP11 | 33200 | 17.5 | 8.1 | 33000 | 23400 | 70.91% | 2.02 | 0 | 9.5 |  |  |  |  | R-410A | 2.7667 | Residential & Commercial | USHP
211391815 | Central HP <5.4 tons | COLEMAN | HRCU-A-CB (Split System: Heat Pump with Remote Outdoor Unit-Air-Source) | HMH72B341 |  |  | XAFB36DXXN1+TXV | TM8E100B12MP11 | 34000 | 18 | 8.1 | 33800 | 23800 | 70.41% | 2.06 | 0 | 10 |  |  |  |  | R-410A | 2.8333 | Residential & Commercial | USHP | Ducted CEE Tier 1
211391948 | Central HP <5.4 tons | COLEMAN | HRCU-A-CB (Split System: Heat Pump with Remote Outdoor Unit-Air-Source) | HMH72B341 |  |  | XAUB30CXXN1+TXV | TMLE100B12MP11 | 32800 | 17.5 | 8.1 | 33400 | 23400 | 70.06% | 2.04 | 0 | 9.5 |  |  |  |  | R-410A | 2.7333 | Residential & Commercial | USHP
211391963 | Central HP <5.4 tons | COLEMAN | HRCU-A-CB (Split System: Heat Pump with Remote Outdoor Unit-Air-Source) | HMH72B341 |  |  | XAHC36DXXN1+TXV | TM8E080C16MP11 | 33600 | 17.5 | 8.1 | 32800 | 23200 | 70.73% | 2.04 | 0 | 10 |  |  |  |  | R-410A | 2.8 | Residential & Commercial | USHP | Ducted CEE Tier 1
210474137 | Central HP <5.4 tons | HEIL | HRCU-A-CB (Split System: Heat Pump with Remote Outdoor Unit-Air-Source) | HVH825GKA3* |  |  | EN(A,D)4X48L24**+WALLCON | *96CTN1002122A* | 24200 | 17 | 8.1 | 21400 | 16600 | 77.57% | 2.02 | 0 | 11.5 |  |  |  |  | R-410A | 2.0167 | Residential & Commercial | USHP | Ducted CEE Tier 1
210474230 | Central HP <5.4 tons | HEIL | HRCU-A-CB (Split System: Heat Pump with Remote Outdoor Unit-Air-Source) | HVH825GKA3* |  |  | EHD4X42AAL+WALLCON | *95CSU0802120A* | 24200 | 16 | 8.1 | 21400 | 16600 | 77.57% | 2 | 0 | 11 |  |  |  |  | R-410A | 2.0167 | Residential & Commercial | USHP | Ducted CEE Tier 1
210474296 | Central HP <5.4 tons | HEIL | HRCU-A-CB (Split System: Heat Pump with Remote Outdoor Unit-Air-Source) | HVH825GKA3* |  |  | EHD4X42AAL+WALLCON | *80CTL0701716A* | 24200 | 16 | 8.1 | 21400 | 16600 | 77.57% | 2 | 0 | 10.5 |  |  |  |  | R-410A | 2.0167 | Residential & Commercial | USHP | Ducted CEE Tier 1
216738394 | Central HP <5.4 tons | AIRQUEST | HRCU-A-CB (Split System: Heat Pump with Remote Outdoor Unit-Air-Source) | D5CUHAH24AAK |  |  | ESH5X36M12A* | *97CMN0601714B* | 22600 | 15.5 | 8.1 | 20800 | 18500 | 88.94% | 1.85 | 0 | 10.5 |  |  |  |  | R-454B | 1.8833 | Residential & Commercial | USHP | Ducted CEE Tier 1
206788385 | Central HP <5.4 tons | CARRIER | HRCU-A-CB (Split System: Heat Pump with Remote Outdoor Unit-Air-Source) | 25VNA424A*031* |  |  | CNPV*4217AL*+UI | 58TN*A070C14**12 | 23800 | 21.5 | 10 | 26600 | 19700 | 74.06% | 2.5 | 14 | 13.5 |  |  |  |  | R-410A | 1.9833 | Residential & Commercial | USHP | Ducted CEE Tier 1
206788569 | Central HP <5.4 tons | CARRIER | HRCU-A-CB (Split System: Heat Pump with Remote Outdoor Unit-Air-Source) | 25VNA424A*031* |  |  | CNPV*3621AL*+UI | 59CU5A080C21**20 | 23200 | 20.5 | 10 | 26600 | 19800 | 74.44% | 2.4 | 14 | 13 |  |  |  |  | R-410A | 1.9333 | Residential & Commercial | USHP | Ducted CEE Tier 1
216679729 | Central HP <5.4 tons | DAY & NIGHT | HRCU-A-CB (Split System: Heat Pump with Remote Outdoor Unit-Air-Source) | DLCURAH18ABK |  |  | EA*4X30L17A* | *97VTN0601716A* | 17600 | 16 | 8.5 | 18100 | 18300 | 101.1% | 2.12 | 0 | 10.5 |  |  |  |  | R-410A | 1.4667 | Residential & Commercial | USHP | Ducted CEE Tier 1
212977752 | Central HP <5.4 tons | TEMPSTAR | HRCU-A-CB (Split System: Heat Pump with Remote Outdoor Unit-Air-Source) | DLCURAH18ABK |  |  | EA*4X25L17A* | *80MS(N,L)0451412A* | 18000 | 16.5 | 8.5 | 17900 | 17700 | 98.88% | 2.14 | 0 | 11 |  |  |  |  | R-410A | 1.5 | Residential & Commercial | USHP | Ducted CEE Tier 1
216599681 | Central HP <5.4 tons | TRANE | HRCU-A-CB (Split System: Heat Pump with Remote Outdoor Unit-Air-Source) | 5TWV8X24A1 |  |  | 5PX*BD06AS3 | S9V2B080D4PSC+LRP | 22000 | 18.1 | 8.5 | 23600 | 18700 | 79.24% | 2.2 | 0 | 11.5 |  |  |  |  | R-454B | 1.8333 | Residential & Commercial | USHP | Ducted CEE Tier 1
214491655 | Central HP <5.4 tons | DAIKIN | HRCU-A-CB (Split System: Heat Pump with Remote Outdoor Unit-Air-Source) | DZ6VSA1810A* |  |  | CA*EA2422*4B* | D*97MC0803BNA* | 16600 | 17.5 | 8.5 | 17400 | 13000 | 74.71% | 2.1 | 0 | 10.9 |  |  |  |  | R-410A | 1.3833 | Residential & Commercial | USHP | Ducted CEE Tier 1
211388022 | Central HP <5.4 tons | COLEMAN | HRCU-A-CB (Split System: Heat Pump with Remote Outdoor Unit-Air-Source) | HMH72B341 |  |  | XAUB30CXXN1+TXV | CP9C080B12MP13 | 32800 | 17 | 8.1 | 33600 | 23600 | 70.24% | 2.02 | 0 | 9.5 |  |  |  |  | R-410A | 2.7333 | Residential & Commercial | USHP
211388994 | Central HP <5.4 tons | COLEMAN | HRCU-A-CB (Split System: Heat Pump with Remote Outdoor Unit-Air-Source) | HMH72B341 |  |  | XAHB36DBCN1 | TM9E060B12MP12 | 33200 | 17 | 8.1 | 33200 | 23600 | 71.08% | 2 | 0 | 9.5 |  |  |  |  | R-410A | 2.7667 | Residential & Commercial | USHP
211386344 | Central HP <5.4 tons | COLEMAN | HRCU-A-CB (Split System: Heat Pump with Remote Outdoor Unit-Air-Source) | HMH72B341 |  |  | XAUC48FXXN1+TXV | TL9E060B12UH11 | 33200 | 17 | 8.1 | 32600 | 24000 | 73.62% | 2.02 | 0 | 9 |  |  |  |  | R-410A | 2.7667 | Residential & Commercial | USHP
206788619 | Central HP <5.4 tons | CARRIER | HRCU-A-CB (Split System: Heat Pump with Remote Outdoor Unit-Air-Source) | 25VNA436A*031* |  |  | CAP**4321AL*+UI | 59TN6B080C17**14 | 34200 | 19 | 9.5 | 35200 | 25800 | 73.3% | 2.02 | 12 | 11.7 |  |  |  |  | R-410A | 2.85 | Residential & Commercial | USHP | Ducted CEE Tier 1
213780974 | Central HP <5.4 tons | TEMPSTAR | HRCU-A-CB (Split System: Heat Pump with Remote Outdoor Unit-Air-Source) | TVH837GKA2* |  |  | EA*4X42L21A*+WALLCON | *80CTL0451712B* | 31600 | 16.5 | 8.1 | 33400 | 24800 | 74.25% | 1.84 | 0 | 10.5 |  |  |  |  | R-410A | 2.6333 | Residential & Commercial | USHP | Ducted CEE Tier 1
213781474 | Central HP <5.4 tons | TEMPSTAR | HRCU-A-CB (Split System: Heat Pump with Remote Outdoor Unit-Air-Source) | TVH837GKA2* |  |  | EA*4X60L24A*+WALLCON | *80CTL0902120B* | 32800 | 17.5 | 8.1 | 31800 | 24600 | 77.36% | 1.98 | 0 | 11.5 |  |  |  |  | R-410A | 2.7333 | Residential & Commercial | USHP | Ducted CEE Tier 1
214397976 | Central HP <5.4 tons | LUXAIRE | HRCU-A-CB (Split System: Heat Pump with Remote Outdoor Unit-Air-Source) | HH824E2S11 |  |  | CTF30B5ACS1 | TM9V080B12MP12 | 23000 | 17 | 9.5 | 23000 | 18200 | 79.13% | 2 | 0 | 12 |  |  |  |  | R-454B | 1.9167 | Residential & Commercial | USHP | Ducted CEE Tier 1
213780871 | Central HP <5.4 tons | DAY & NIGHT | HRCU-A-CB (Split System: Heat Pump with Remote Outdoor Unit-Air-Source) | CVH837GKA2* |  |  | EA*4X37L21A*+WALLCON | *80CTL0901716B* | 32600 | 17 | 8.5 | 32800 | 25000 | 76.22% | 1.98 | 0 | 11 |  |  |  |  | R-410A | 2.7167 | Residential & Commercial | USHP | Ducted CEE Tier 1
213780921 | Central HP <5.4 tons | DAY & NIGHT | HRCU-A-CB (Split System: Heat Pump with Remote Outdoor Unit-Air-Source) | CVH837GKA2* |  |  | EA*4X37L21A*+WALLCON | *97CMN0801714B* | 32800 | 17 | 8.1 | 33000 | 25200 | 76.36% | 1.96 | 0 | 11 |  |  |  |  | R-410A | 2.7333 | Residential & Commercial | USHP | Ducted CEE Tier 1
206788651 | Central HP <5.4 tons | CARRIER | HRCU-A-CB (Split System: Heat Pump with Remote Outdoor Unit-Air-Source) | 25VNA436A*031* |  |  | CAP**4824AL*+UI | 59MN7B060C21**20 | 33600 | 19 | 9 | 35000 | 26000 | 74.29% | 2.02 | 12.5 | 11.7 |  |  |  |  | R-410A | 2.8 | Residential & Commercial | USHP | Ducted CEE Tier 1
206788678 | Central HP <5.4 tons | CARRIER | HRCU-A-CB (Split System: Heat Pump with Remote Outdoor Unit-Air-Source) | 25VNA436A*031* |  |  | CAP**6124AL*+UI | 58TN*A135C24**22 | 34800 | 20 | 9 | 34400 | 25000 | 72.67% | 2.02 | 13 | 12.5 |  |  |  |  | R-410A | 2.9 | Residential & Commercial | USHP | Ducted CEE Tier 1
206788705 | Central HP <5.4 tons | CARRIER | HRCU-A-CB (Split System: Heat Pump with Remote Outdoor Unit-Air-Source) | 25VNA436A*031* |  |  | CNPV*4821AL*+UI | 58TN*A070C17**16 | 33800 | 19.5 | 9 | 35200 | 26000 | 73.86% | 2.04 | 12.5 | 12 |  |  |  |  | R-410A | 2.8167 | Residential & Commercial | USHP | Ducted CEE Tier 1
206788710 | Central HP <5.4 tons | CARRIER | HRCU-A-CB (Split System: Heat Pump with Remote Outdoor Unit-Air-Source) | 25VNA436A*031* |  |  | CNPV*4821AL*+UI | 59MN7B080C17**14 | 33600 | 19 | 9 | 35400 | 26200 | 74.01% | 2.02 | 12.5 | 12 |  |  |  |  | R-410A | 2.8 | Residential & Commercial | USHP | Ducted CEE Tier 1
206788787 | Central HP <5.4 tons | CARRIER | HRCU-A-CB (Split System: Heat Pump with Remote Outdoor Unit-Air-Source) | 25VNA436A*031* |  |  | CSPH*4812AL*+UI | 59MN7B060C21**20 | 34000 | 18 | 9 | 35200 | 26000 | 73.86% | 2.02 | 12 | 11.7 |  |  |  |  | R-410A | 2.8333 | Residential & Commercial | USHP | Ducted CEE Tier 1
206788803 | Central HP <5.4 tons | CARRIER | HRCU-A-CB (Split System: Heat Pump with Remote Outdoor Unit-Air-Source) | 25VNA436A*031* |  |  | CSPH*6012AL*+UI | 59MN7B060C21**20 | 34400 | 18 | 9 | 34800 | 25400 | 72.99% | 2.02 | 12.5 | 11.7 |  |  |  |  | R-410A | 2.8667 | Residential & Commercial | USHP | Ducted CEE Tier 1
212975374 | Central HP <5.4 tons | TEMPSTAR | HRCU-A-CB (Split System: Heat Pump with Remote Outdoor Unit-Air-Source) | DLCURAH24ABK |  |  | EN(A,D)4X36L21** | *96VTN0401712B* | 23200 | 16 | 8.1 | 26200 | 35000 | 133.6% | 1.98 | 0 | 10 |  |  |  |  | R-410A | 1.9333 | Residential & Commercial | USHP | Ducted CEE Tier 1
212977764 | Central HP <5.4 tons | TEMPSTAR | HRCU-A-CB (Split System: Heat Pump with Remote Outdoor Unit-Air-Source) | DLCURAH18ABK |  |  | EA*4X30L14A* | *80MS(N,L)0451412A* | 17600 | 16.5 | 8.5 | 18100 | 18700 | 103.3% | 2.24 | 0 | 10.5 |  |  |  |  | R-410A | 1.4667 | Residential & Commercial | USHP | Ducted CEE Tier 1
212974740 | Central HP <5.4 tons | TEMPSTAR | HRCU-A-CB (Split System: Heat Pump with Remote Outdoor Unit-Air-Source) | DLCURAH18ABK |  |  | EN(A,D)4X30L14** | *96VTN0401410B* | 17400 | 16 | 8.1 | 18000 | 18600 | 103.3% | 2.22 | 0 | 10.5 |  |  |  |  | R-410A | 1.45 | Residential & Commercial | USHP | Ducted CEE Tier 1
206788805 | Central HP <5.4 tons | CARRIER | HRCU-A-CB (Split System: Heat Pump with Remote Outdoor Unit-Air-Source) | 25VNA436A*031* |  |  | CAP**3717AL*+UI | 58CU*A060C17**16 | 33800 | 19 | 9.5 | 35400 | 26200 | 74.01% | 2 | 12 | 11.5 |  |  |  |  | R-410A | 2.8167 | Residential & Commercial | USHP | Ducted CEE Tier 1
206788819 | Central HP <5.4 tons | CARRIER | HRCU-A-CB (Split System: Heat Pump with Remote Outdoor Unit-Air-Source) | 25VNA436A*031* |  |  | CAP**4821AL*+UI | 58CU*A040C17**12 | 33400 | 19.5 | 9.5 | 34800 | 25800 | 74.14% | 2.02 | 12.5 | 12 |  |  |  |  | R-410A | 2.7833 | Residential & Commercial | USHP | Ducted CEE Tier 1
206788846 | Central HP <5.4 tons | CARRIER | HRCU-A-CB (Split System: Heat Pump with Remote Outdoor Unit-Air-Source) | 25VNA436A*031* |  |  | CAP**4221AL*+UI | 59CU5A060C17**16 | 32800 | 19 | 9 | 35800 | 26800 | 74.86% | 1.96 | 12 | 11 |  |  |  |  | R-410A | 2.7333 | Residential & Commercial | USHP | Ducted CEE Tier 1
206788860 | Central HP <5.4 tons | CARRIER | HRCU-A-CB (Split System: Heat Pump with Remote Outdoor Unit-Air-Source) | 25VNA436A*031* |  |  | CNPV*4221AL*+UI | 59CU5A080C21**20 | 33200 | 19 | 9 | 35200 | 26600 | 75.57% | 2 | 12.5 | 12 |  |  |  |  | R-410A | 2.7667 | Residential & Commercial | USHP | Ducted CEE Tier 1
206788919 | Central HP <5.4 tons | CARRIER | HRCU-A-CB (Split System: Heat Pump with Remote Outdoor Unit-Air-Source) | 25VNA448A*031* |  |  | CAP**6121AL*+UI | 59MN7B100C21**22 | 45500 | 21 | 9.5 | 46000 | 36400 | 79.13% | 2.36 | 12.5 | 12 |  |  |  |  | R-410A | 3.7917 | Residential & Commercial | USHP | Ducted CEE Tier 1
206788969 | Central HP <5.4 tons | CARRIER | HRCU-A-CB (Split System: Heat Pump with Remote Outdoor Unit-Air-Source) | 25VNA448A*031* |  |  | CAP**6024AL*+UI | 59TN6B100C21**22 | 44500 | 21 | 9.5 | 46000 | 36200 | 78.7% | 2.34 | 12.5 | 12 |  |  |  |  | R-410A | 3.7083 | Residential & Commercial | USHP | Ducted CEE Tier 1
211392132 | Central HP <5.4 tons | COLEMAN | HRCU-A-CB (Split System: Heat Pump with Remote Outdoor Unit-Air-Source) | HMH72B341 |  |  | XAHC36DXXN1+TXV | TM8E080B12MP11 | 33400 | 17.5 | 8.1 | 33200 | 23400 | 70.48% | 2.02 | 0 | 9.5 |  |  |  |  | R-410A | 2.7833 | Residential & Commercial | USHP
211392147 | Central HP <5.4 tons | COLEMAN | HRCU-A-CB (Split System: Heat Pump with Remote Outdoor Unit-Air-Source) | HMH72B341 |  |  | XAHC36DXXN1+TXV | TMLE080B12MP11 | 33400 | 17.5 | 8.1 | 33200 | 23400 | 70.48% | 2.02 | 0 | 9.5 |  |  |  |  | R-410A | 2.7833 | Residential & Commercial | USHP
211392199 | Central HP <5.4 tons | COLEMAN | HRCU-A-CB (Split System: Heat Pump with Remote Outdoor Unit-Air-Source) | HMH72B341 |  |  | XAHC30CXXN1+TXV | TMLE080B12MP11 | 32200 | 17 | 8.1 | 33000 | 23200 | 70.3% | 1.98 | 0 | 9 |  |  |  |  | R-410A | 2.6833 | Residential & Commercial | USHP
211392349 | Central HP <5.4 tons | COLEMAN | HRCU-A-CB (Split System: Heat Pump with Remote Outdoor Unit-Air-Source) | HMH72B341 |  |  | XAFC30CXXN1+TXV | TM8E080B12MP11 | 32800 | 17.5 | 8.1 | 34000 | 23800 | 70% | 2.02 | 0 | 9.5 |  |  |  |  | R-410A | 2.7333 | Residential & Commercial | USHP
211392364 | Central HP <5.4 tons | COLEMAN | HRCU-A-CB (Split System: Heat Pump with Remote Outdoor Unit-Air-Source) | HMH72B341 |  |  | XAFC30CXXN1+TXV | TMLE080B12MP11 | 32800 | 17.5 | 8.1 | 34000 | 23800 | 70% | 2.02 | 0 | 9.5 |  |  |  |  | R-410A | 2.7333 | Residential & Commercial | USHP
211392616 | Central HP <5.4 tons | COLEMAN | HRCU-A-CB (Split System: Heat Pump with Remote Outdoor Unit-Air-Source) | HMH72B341 |  |  | XAFB36DXXN1+TXV | TMLE060A12MP11 | 34000 | 18 | 8.1 | 33800 | 23800 | 70.41% | 2.06 | 0 | 10 |  |  |  |  | R-410A | 2.8333 | Residential & Commercial | USHP | Ducted CEE Tier 1
211392631 | Central HP <5.4 tons | COLEMAN | HRCU-A-CB (Split System: Heat Pump with Remote Outdoor Unit-Air-Source) | HMH72B341 |  |  | XAFB36DBCN1 | TM8E060A12MP11 | 34000 | 18 | 8.1 | 33800 | 23800 | 70.41% | 2.06 | 0 | 10 |  |  |  |  | R-410A | 2.8333 | Residential & Commercial | USHP | Ducted CEE Tier 1
211392767 | Central HP <5.4 tons | COLEMAN | HRCU-A-CB (Split System: Heat Pump with Remote Outdoor Unit-Air-Source) | HMH72B341 |  |  | XAHB36DBCN1 | TM8E040A12MP11 | 33200 | 17.5 | 8.1 | 33000 | 23200 | 70.3% | 2.02 | 0 | 9.5 |  |  |  |  | R-410A | 2.7667 | Residential & Commercial | USHP
216679921 | Central HP <5.4 tons | DAY & NIGHT | HRCU-A-CB (Split System: Heat Pump with Remote Outdoor Unit-Air-Source) | DLCURAH36ABK |  |  | EHD4X48AAL | *97VTN0801716A* | 35800 | 15.2 | 8.5 | 38500 | 34400 | 89.35% | 1.82 | 0 | 9.8 |  |  |  |  | R-410A | 2.9833 | Residential & Commercial | USHP
216679957 | Central HP <5.4 tons | DAY & NIGHT | HRCU-A-CB (Split System: Heat Pump with Remote Outdoor Unit-Air-Source) | DLCURAH36ABK |  |  | END4X42L17** | *97VTN0801716A* | 35600 | 15.2 | 8.5 | 39000 | 34600 | 88.72% | 1.8 | 0 | 10 |  |  |  |  | R-410A | 2.9667 | Residential & Commercial | USHP | Ducted CEE Tier 1
211389082 | Central HP <5.4 tons | COLEMAN | HRCU-A-CB (Split System: Heat Pump with Remote Outdoor Unit-Air-Source) | HMH72B341 |  |  | XAFB36DBCN1 | TM9E060B12MP12 | 34000 | 17.5 | 8.1 | 34000 | 24200 | 71.18% | 2.04 | 0 | 9.5 |  |  |  |  | R-410A | 2.8333 | Residential & Commercial | USHP
211388964 | Central HP <5.4 tons | COLEMAN | HRCU-A-CB (Split System: Heat Pump with Remote Outdoor Unit-Air-Source) | HMH72B341 |  |  | XAHC30CXXN1+TXV | TM9E060B12MP12 | 32000 | 16.5 | 8.1 | 33000 | 23200 | 70.3% | 1.96 | 0 | 9 |  |  |  |  | R-410A | 2.6667 | Residential & Commercial | USHP
211389400 | Central HP <5.4 tons | COLEMAN | HRCU-A-CB (Split System: Heat Pump with Remote Outdoor Unit-Air-Source) | HMH72B341 |  |  | XAFC36DBCN1 | TM8Y100C20MP11 | 34000 | 17.5 | 8.5 | 33800 | 23800 | 70.41% | 2.1 | 0 | 10 |  |  |  |  | R-410A | 2.8333 | Residential & Commercial | USHP | Ducted CEE Tier 1
211389449 | Central HP <5.4 tons | COLEMAN | HRCU-A-CB (Split System: Heat Pump with Remote Outdoor Unit-Air-Source) | HMH72B341 |  |  | XAHC36DXXN1+TXV | TM8Y080C16MP11 | 34000 | 18 | 8.1 | 34000 | 24400 | 71.76% | 2.06 | 0 | 9.5 |  |  |  |  | R-410A | 2.8333 | Residential & Commercial | USHP
206788422 | Central HP <5.4 tons | CARRIER | HRCU-A-CB (Split System: Heat Pump with Remote Outdoor Unit-Air-Source) | 25VNA424A*031* |  |  | CSPH*4212AL*+UI | 59MN7B060C21**20 | 23800 | 19 | 9 | 26600 | 19800 | 74.44% | 2.5 | 13 | 12.5 |  |  |  |  | R-410A | 1.9833 | Residential & Commercial | USHP | Ducted CEE Tier 1
211397708 | Central HP <5.4 tons | COLEMAN | HRCU-A-CB (Split System: Heat Pump with Remote Outdoor Unit-Air-Source) | HMH72B341 |  |  | XAFC48FXXN1+TXV | TM8V080C16MP12 | 34000 | 16.5 | 8.5 | 33200 | 24400 | 73.49% | 2.1 | 0 | 9 |  |  |  |  | R-410A | 2.8333 | Residential & Commercial | USHP
211397774 | Central HP <5.4 tons | COLEMAN | HRCU-A-CB (Split System: Heat Pump with Remote Outdoor Unit-Air-Source) | HMH72B341 |  |  | XAFC48FBCN1 | TM8V100C16MP12 | 34000 | 16.5 | 8.5 | 33200 | 24400 | 73.49% | 2.1 | 0 | 9 |  |  |  |  | R-410A | 2.8333 | Residential & Commercial | USHP
211397165 | Central HP <5.4 tons | COLEMAN | HRCU-A-CB (Split System: Heat Pump with Remote Outdoor Unit-Air-Source) | HMH72B341 |  |  | XAHC48FBCN1 | TPLC100C20MP13 | 33800 | 16.5 | 8.5 | 32400 | 23800 | 73.46% | 2.06 | 0 | 9 |  |  |  |  | R-410A | 2.8167 | Residential & Commercial | USHP
213781651 | Central HP <5.4 tons | DAY & NIGHT | HRCU-A-CB (Split System: Heat Pump with Remote Outdoor Unit-Air-Source) | CVH837GKA2* |  |  | EA*4X61L21A*+WALLCON | *96CTN1002122B* | 33200 | 17.5 | 8.5 | 32000 | 24800 | 77.5% | 1.98 | 0 | 11.7 |  |  |  |  | R-410A | 2.7667 | Residential & Commercial | USHP | Ducted CEE Tier 1
213781451 | Central HP <5.4 tons | DAY & NIGHT | HRCU-A-CB (Split System: Heat Pump with Remote Outdoor Unit-Air-Source) | CVH837GKA2* |  |  | EA*4X48L24A*+WALLCON | *96CTN1002122B* | 32400 | 17 | 8.5 | 32200 | 24800 | 77.02% | 1.98 | 0 | 11 |  |  |  |  | R-410A | 2.7 | Residential & Commercial | USHP | Ducted CEE Tier 1
213781551 | Central HP <5.4 tons | DAY & NIGHT | HRCU-A-CB (Split System: Heat Pump with Remote Outdoor Unit-Air-Source) | CVH837GKA2* |  |  | EA*4X61L21A*+WALLCON | *80CTL0701716B* | 32800 | 17 | 8.1 | 32200 | 25000 | 77.64% | 1.96 | 0 | 11 |  |  |  |  | R-410A | 2.7333 | Residential & Commercial | USHP | Ducted CEE Tier 1
212974727 | Central HP <5.4 tons | TEMPSTAR | HRCU-A-CB (Split System: Heat Pump with Remote Outdoor Unit-Air-Source) | DLCURAH18ABK |  |  | EN(A,D)4X24L17** | *96VTN0401410B* | 17300 | 15.5 | 8.5 | 18400 | 19200 | 104.3% | 2.3 | 0 | 10.5 |  |  |  |  | R-410A | 1.4417 | Residential & Commercial | USHP | Ducted CEE Tier 1
213781554 | Central HP <5.4 tons | TEMPSTAR | HRCU-A-CB (Split System: Heat Pump with Remote Outdoor Unit-Air-Source) | TVH837GKA2* |  |  | EA*4X61L21A*+WALLCON | *80CTL0701716B* | 32800 | 17 | 8.1 | 32200 | 25000 | 77.64% | 1.96 | 0 | 11 |  |  |  |  | R-410A | 2.7333 | Residential & Commercial | USHP | Ducted CEE Tier 1
213781604 | Central HP <5.4 tons | TEMPSTAR | HRCU-A-CB (Split System: Heat Pump with Remote Outdoor Unit-Air-Source) | TVH837GKA2* |  |  | EA*4X61L21A*+WALLCON | *97CMN0601714B* | 33000 | 17 | 8.1 | 32200 | 25200 | 78.26% | 1.94 | 0 | 11 |  |  |  |  | R-410A | 2.75 | Residential & Commercial | USHP | Ducted CEE Tier 1
211245650 | Central HP <5.4 tons | HEIL | HRCU-A-CB (Split System: Heat Pump with Remote Outdoor Unit-Air-Source) | DLCURAH24ABK |  |  | EN(A,D)4X36L21** | *80ES(N,L)1102120A* | 24800 | 16 | 8.5 | 26800 | 22200 | 82.84% | 1.82 | 0 | 10.5 |  |  |  |  | R-410A | 2.0667 | Residential & Commercial | USHP | Ducted CEE Tier 1
212975308 | Central HP <5.4 tons | TEMPSTAR | HRCU-A-CB (Split System: Heat Pump with Remote Outdoor Unit-Air-Source) | DLCURAH24ABK |  |  | EA*4X36L21A* | *96VTN0401712B* | 23400 | 16.5 | 8.5 | 26200 | 22000 | 83.97% | 1.82 | 0 | 10 |  |  |  |  | R-410A | 1.95 | Residential & Commercial | USHP | Ducted CEE Tier 1
206788350 | Central HP <5.4 tons | CARRIER | HRCU-A-CB (Split System: Heat Pump with Remote Outdoor Unit-Air-Source) | 25VNA424A*031* |  |  | CAP**4224AL*+UI | 59MN7B060C21**20 | 23400 | 20 | 10.5 | 26600 | 19900 | 74.81% | 2.44 | 13 | 13 |  |  |  |  | R-410A | 1.95 | Residential & Commercial | USHP | Ducted CEE Tier 1
216599683 | Central HP <5.4 tons | TRANE | HRCU-A-CB (Split System: Heat Pump with Remote Outdoor Unit-Air-Source) | 5TWV8X24A1 |  |  | 5TXCB003AS3 | S9V2B080U4PSC+LRP | 21400 | 18.1 | 8.5 | 24400 | 18900 | 77.46% | 2.2 | 0 | 11.2 |  |  |  |  | R-454B | 1.7833 | Residential & Commercial | USHP | Ducted CEE Tier 1
216683200 | Central HP <5.4 tons | DAY & NIGHT | HRCU-A-CB (Split System: Heat Pump with Remote Outdoor Unit-Air-Source) | DLCURAH36ABK |  |  | EHD4X36AAL | *97VTN1202422A* | 35600 | 15.5 | 8.5 | 38500 | 34600 | 89.87% | 1.78 | 0 | 9.8 |  |  |  |  | R-410A | 2.9667 | Residential & Commercial | USHP
213780821 | Central HP <5.4 tons | DAY & NIGHT | HRCU-A-CB (Split System: Heat Pump with Remote Outdoor Unit-Air-Source) | CVH837GKA2* |  |  | EA*4X36L21A*+WALLCON | *96CTN0601714B* | 31400 | 16.5 | 8.1 | 33200 | 24400 | 73.49% | 1.82 | 0 | 10.5 |  |  |  |  | R-410A | 2.6167 | Residential & Commercial | USHP | Ducted CEE Tier 1
213780841 | Central HP <5.4 tons | DAY & NIGHT | HRCU-A-CB (Split System: Heat Pump with Remote Outdoor Unit-Air-Source) | CVH837GKA2* |  |  | EA*4X36L21A*+WALLCON | *96CTN1002122B* | 31600 | 17 | 8.1 | 32800 | 24200 | 73.78% | 1.86 | 0 | 11 |  |  |  |  | R-410A | 2.6333 | Residential & Commercial | USHP | Ducted CEE Tier 1
213781091 | Central HP <5.4 tons | DAY & NIGHT | HRCU-A-CB (Split System: Heat Pump with Remote Outdoor Unit-Air-Source) | CVH837GKA2* |  |  | EA*4X42L24A*+WALLCON | *80CTL0902120B* | 31800 | 17 | 8.1 | 32800 | 24200 | 73.78% | 1.88 | 0 | 11 |  |  |  |  | R-410A | 2.65 | Residential & Commercial | USHP | Ducted CEE Tier 1
211388685 | Central HP <5.4 tons | COLEMAN | HRCU-A-CB (Split System: Heat Pump with Remote Outdoor Unit-Air-Source) | HMH72B341 |  |  | XAHC30CXXN1+TXV | TM9E080C16MP12 | 32800 | 17.5 | 8.1 | 33400 | 23400 | 70.06% | 2 | 0 | 9 |  |  |  |  | R-410A | 2.7333 | Residential & Commercial | USHP
211388774 | Central HP <5.4 tons | COLEMAN | HRCU-A-CB (Split System: Heat Pump with Remote Outdoor Unit-Air-Source) | HMH72B341 |  |  | XAHC30CXXN1+TXV | TM9E080B12MP12 | 32000 | 17 | 8.1 | 33000 | 23200 | 70.3% | 1.98 | 0 | 9 |  |  |  |  | R-410A | 2.6667 | Residential & Commercial | USHP
211389142 | Central HP <5.4 tons | COLEMAN | HRCU-A-CB (Split System: Heat Pump with Remote Outdoor Unit-Air-Source) | HMH72B341 |  |  | XAHB36DXXN1+TXV | TM9E060A10MP12 | 32600 | 17 | 8.1 | 32400 | 22800 | 70.37% | 1.98 | 0 | 9.5 |  |  |  |  | R-410A | 2.7167 | Residential & Commercial | USHP
213781951 | Central HP <5.4 tons | DAY & NIGHT | HRCU-A-CB (Split System: Heat Pump with Remote Outdoor Unit-Air-Source) | CVH837GKA2* |  |  | EHD4X42AAL+WALLCON | *80CTL1352422B* | 32600 | 16.5 | 8.1 | 33000 | 24600 | 74.55% | 1.96 | 0 | 11 |  |  |  |  | R-410A | 2.7167 | Residential & Commercial | USHP | Ducted CEE Tier 1
214279881 | Central HP <5.4 tons | AIRQUEST | HRCU-A-CB (Split System: Heat Pump with Remote Outdoor Unit-Air-Source) | DLCURAH24ABK |  |  | EA*4X25L17A* | *96MSN0601716A* | 24400 | 16.5 | 9 | 25400 | 21600 | 85.04% | 1.8 | 0 | 10 |  |  |  |  | R-410A | 2.0333 | Residential & Commercial | USHP | Ducted CEE Tier 1
214279933 | Central HP <5.4 tons | AIRQUEST | HRCU-A-CB (Split System: Heat Pump with Remote Outdoor Unit-Air-Source) | DLCURAH24ABK |  |  | EA*4X37L17A* | *96MSN0601716A* | 24200 | 16.5 | 9 | 25400 | 21800 | 85.83% | 1.82 | 0 | 10 |  |  |  |  | R-410A | 2.0167 | Residential & Commercial | USHP | Ducted CEE Tier 1
210595971 | Central HP <5.4 tons | CARRIER | HRCU-A-CB (Split System: Heat Pump with Remote Outdoor Unit-Air-Source) | 25VNA825A*031* |  |  | CAP**4321AL*+UI | 59MN7B080C17**14 | 24400 | 16.5 | 8.1 | 21200 | 16700 | 78.77% | 2.02 | 0 | 11 |  |  |  |  | R-410A | 2.0333 | Residential & Commercial | USHP | Ducted CEE Tier 1
210595980 | Central HP <5.4 tons | CARRIER | HRCU-A-CB (Split System: Heat Pump with Remote Outdoor Unit-Air-Source) | 25VNA825A*031* |  |  | CAP**4821AL*+UI | 58TN*A070C17**16 | 24000 | 17 | 8.1 | 21000 | 16600 | 79.05% | 2.02 | 0 | 11 |  |  |  |  | R-410A | 2 | Residential & Commercial | USHP | Ducted CEE Tier 1
210595937 | Central HP <5.4 tons | CARRIER | HRCU-A-CB (Split System: Heat Pump with Remote Outdoor Unit-Air-Source) | 25VNA825A*031* |  |  | CAP**4221AL*+UI | 58CU*A100C21**20 | 23800 | 16.5 | 8.1 | 21400 | 16700 | 78.04% | 1.96 | 0 | 10.5 |  |  |  |  | R-410A | 1.9833 | Residential & Commercial | USHP | Ducted CEE Tier 1
210595969 | Central HP <5.4 tons | CARRIER | HRCU-A-CB (Split System: Heat Pump with Remote Outdoor Unit-Air-Source) | 25VNA825A*031* |  |  | CAP**4321AL*+UI | 59MN7B060C17**14 | 24200 | 16.5 | 8.1 | 21200 | 16800 | 79.25% | 2 | 0 | 11 |  |  |  |  | R-410A | 2.0167 | Residential & Commercial | USHP | Ducted CEE Tier 1
210595978 | Central HP <5.4 tons | CARRIER | HRCU-A-CB (Split System: Heat Pump with Remote Outdoor Unit-Air-Source) | 25VNA825A*031* |  |  | CAP**4821AL*+UI | 58CU*A100C21**20 | 24000 | 16.5 | 8.1 | 21000 | 16600 | 79.05% | 2.02 | 0 | 11 |  |  |  |  | R-410A | 2 | Residential & Commercial | USHP | Ducted CEE Tier 1
210595985 | Central HP <5.4 tons | CARRIER | HRCU-A-CB (Split System: Heat Pump with Remote Outdoor Unit-Air-Source) | 25VNA825A*031* |  |  | CAP**4821AL*+UI | 59MN7B060C17**14 | 24000 | 16.5 | 8.1 | 21000 | 16700 | 79.52% | 2 | 0 | 11 |  |  |  |  | R-410A | 2 | Residential & Commercial | USHP | Ducted CEE Tier 1
210595987 | Central HP <5.4 tons | CARRIER | HRCU-A-CB (Split System: Heat Pump with Remote Outdoor Unit-Air-Source) | 25VNA825A*031* |  |  | CAP**4821AL*+UI | 59MN7B080C17**14 | 24000 | 16.5 | 8.1 | 21000 | 16600 | 79.05% | 2 | 0 | 11 |  |  |  |  | R-410A | 2 | Residential & Commercial | USHP | Ducted CEE Tier 1
210595994 | Central HP <5.4 tons | CARRIER | HRCU-A-CB (Split System: Heat Pump with Remote Outdoor Unit-Air-Source) | 25VNA825A*031* |  |  | CAP**4824AL*+UI | 59CU5A080C21**20 | 24200 | 17 | 8.1 | 21000 | 16500 | 78.57% | 2.02 | 0 | 11 |  |  |  |  | R-410A | 2.0167 | Residential & Commercial | USHP | Ducted CEE Tier 1
210596194 | Central HP <5.4 tons | CARRIER | HRCU-A-CB (Split System: Heat Pump with Remote Outdoor Unit-Air-Source) | 25VNA837A*030* |  |  | CAP**6124AL*+UI | 58CU*A100C21**20 | 33200 | 17.5 | 8.1 | 32000 | 24800 | 77.5% | 1.98 | 0 | 11.5 |  |  |  |  | R-410A | 2.7667 | Residential & Commercial | USHP | Ducted CEE Tier 1
210596221 | Central HP <5.4 tons | CARRIER | HRCU-A-CB (Split System: Heat Pump with Remote Outdoor Unit-Air-Source) | 25VNA837A*030* |  |  | CNPV*4824AL*+UI | 59CU5A100C21**22 | 32400 | 17.5 | 8.1 | 32800 | 24600 | 75% | 1.98 | 0 | 11.7 |  |  |  |  | R-410A | 2.7 | Residential & Commercial | USHP | Ducted CEE Tier 1
210596230 | Central HP <5.4 tons | CARRIER | HRCU-A-CB (Split System: Heat Pump with Remote Outdoor Unit-Air-Source) | 25VNA837A*030* |  |  | CNPV*6024AL*+UI | 59MN7B120C24**22 | 32800 | 17.5 | 8.1 | 32200 | 24800 | 77.02% | 1.96 | 0 | 11.7 |  |  |  |  | R-410A | 2.7333 | Residential & Commercial | USHP | Ducted CEE Tier 1
210596237 | Central HP <5.4 tons | CARRIER | HRCU-A-CB (Split System: Heat Pump with Remote Outdoor Unit-Air-Source) | 25VNA837A*030* |  |  | CSPH*3612AL*+UI | 59CU5A080C21**20 | 32200 | 16.5 | 8.1 | 33200 | 24600 | 74.1% | 1.94 | 0 | 11 |  |  |  |  | R-410A | 2.6833 | Residential & Commercial | USHP | Ducted CEE Tier 1
210596239 | Central HP <5.4 tons | CARRIER | HRCU-A-CB (Split System: Heat Pump with Remote Outdoor Unit-Air-Source) | 25VNA837A*030* |  |  | CSPH*6012AL*+UI | 58CU*A060C17**16 | 33000 | 16.5 | 8.1 | 32400 | 24800 | 76.54% | 1.98 | 0 | 11 |  |  |  |  | R-410A | 2.75 | Residential & Commercial | USHP | Ducted CEE Tier 1
213782001 | Central HP <5.4 tons | DAY & NIGHT | HRCU-A-CB (Split System: Heat Pump with Remote Outdoor Unit-Air-Source) | CVH837GKA2* |  |  | EHD4X42AAL+WALLCON | *97CMN1202422B* | 32400 | 16.5 | 8.1 | 32800 | 24800 | 75.61% | 1.94 | 0 | 11 |  |  |  |  | R-410A | 2.7 | Residential & Commercial | USHP | Ducted CEE Tier 1
213782251 | Central HP <5.4 tons | DAY & NIGHT | HRCU-A-CB (Split System: Heat Pump with Remote Outdoor Unit-Air-Source) | CVH837GKA2* |  |  | EHD4X60AAL+WALLCON | *80CTL0902120B* | 33000 | 16.5 | 8.1 | 32200 | 24800 | 77.02% | 2 | 0 | 11.5 |  |  |  |  | R-410A | 2.75 | Residential & Commercial | USHP | Ducted CEE Tier 1
210532950 | Central HP <5.4 tons | CARRIER | HRCU-A-CB (Split System: Heat Pump with Remote Outdoor Unit-Air-Source) | 25VNA424A*031* |  |  | CAP**2517AL*+UI | 59CU5A060C17**16 | 24000 | 20 | 10.5 | 26600 | 19900 | 74.81% | 2.5 | 0 | 13 |  |  |  |  | R-410A | 2 | Residential & Commercial | USHP | Ducted CEE Tier 1
211387809 | Central HP <5.4 tons | COLEMAN | HRCU-A-CB (Split System: Heat Pump with Remote Outdoor Unit-Air-Source) | HMH72B341 |  |  | XAFC36DXXN1+TXV | TP9C080B12MP13 | 34000 | 17 | 8.1 | 34000 | 24400 | 71.76% | 2.06 | 0 | 9.5 |  |  |  |  | R-410A | 2.8333 | Residential & Commercial | USHP
211388514 | Central HP <5.4 tons | COLEMAN | HRCU-A-CB (Split System: Heat Pump with Remote Outdoor Unit-Air-Source) | HMH72B341 |  |  | XAUB36DXXN1+TXV | TM9V040A10MP12 | 33200 | 17 | 8.1 | 33200 | 23400 | 70.48% | 2 | 0 | 9.5 |  |  |  |  | R-410A | 2.7667 | Residential & Commercial | USHP
211388729 | Central HP <5.4 tons | COLEMAN | HRCU-A-CB (Split System: Heat Pump with Remote Outdoor Unit-Air-Source) | HMH72B341 |  |  | XAFC30CXXN1+TXV | TM9E080C16MP12 | 33000 | 18 | 8.1 | 33000 | 23200 | 70.3% | 2.04 | 0 | 10 |  |  |  |  | R-410A | 2.75 | Residential & Commercial | USHP | Ducted CEE Tier 1
213780951 | Central HP <5.4 tons | DAY & NIGHT | HRCU-A-CB (Split System: Heat Pump with Remote Outdoor Unit-Air-Source) | CVH837GKA2* |  |  | EA*4X37L21A*+WALLCON | *96CTN0801714B* | 32800 | 17 | 8.5 | 33000 | 25200 | 76.36% | 1.96 | 0 | 11 |  |  |  |  | R-410A | 2.7333 | Residential & Commercial | USHP | Ducted CEE Tier 1
213781051 | Central HP <5.4 tons | DAY & NIGHT | HRCU-A-CB (Split System: Heat Pump with Remote Outdoor Unit-Air-Source) | CVH837GKA2* |  |  | EA*4X42L21A*+WALLCON | *97CMN1002122B* | 31800 | 17 | 8.1 | 33000 | 24400 | 73.94% | 1.88 | 0 | 11 |  |  |  |  | R-410A | 2.65 | Residential & Commercial | USHP | Ducted CEE Tier 1
213781101 | Central HP <5.4 tons | DAY & NIGHT | HRCU-A-CB (Split System: Heat Pump with Remote Outdoor Unit-Air-Source) | CVH837GKA2* |  |  | EA*4X42L24A*+WALLCON | *80CTL1102120B* | 31800 | 17 | 8.1 | 32800 | 24200 | 73.78% | 1.88 | 0 | 11 |  |  |  |  | R-410A | 2.65 | Residential & Commercial | USHP | Ducted CEE Tier 1
213781271 | Central HP <5.4 tons | DAY & NIGHT | HRCU-A-CB (Split System: Heat Pump with Remote Outdoor Unit-Air-Source) | CVH837GKA2* |  |  | EA*4X43L21A*+WALLCON | *96CTN1002122B* | 33000 | 17 | 8.5 | 32600 | 25000 | 76.69% | 1.98 | 0 | 11.5 |  |  |  |  | R-410A | 2.75 | Residential & Commercial | USHP | Ducted CEE Tier 1
213781571 | Central HP <5.4 tons | DAY & NIGHT | HRCU-A-CB (Split System: Heat Pump with Remote Outdoor Unit-Air-Source) | CVH837GKA2* |  |  | EA*4X61L21A*+WALLCON | *80CTL0902120B* | 33200 | 17.5 | 8.5 | 32000 | 24800 | 77.5% | 1.98 | 0 | 11.7 |  |  |  |  | R-410A | 2.7667 | Residential & Commercial | USHP | Ducted CEE Tier 1
213781621 | Central HP <5.4 tons | DAY & NIGHT | HRCU-A-CB (Split System: Heat Pump with Remote Outdoor Unit-Air-Source) | CVH837GKA2* |  |  | EA*4X61L21A*+WALLCON | *97CMN1002122B* | 33200 | 17.5 | 8.5 | 32000 | 24800 | 77.5% | 1.98 | 0 | 11.7 |  |  |  |  | R-410A | 2.7667 | Residential & Commercial | USHP | Ducted CEE Tier 1
211388315 | Central HP <5.4 tons | COLEMAN | HRCU-A-CB (Split System: Heat Pump with Remote Outdoor Unit-Air-Source) | HMH72B341 |  |  | XAFB36DXXN1+TXV | TP9C060B12MP13 | 33800 | 17 | 8.5 | 33400 | 23800 | 71.26% | 2.04 | 0 | 9.5 |  |  |  |  | R-410A | 2.8167 | Residential & Commercial | USHP
211388335 | Central HP <5.4 tons | COLEMAN | HRCU-A-CB (Split System: Heat Pump with Remote Outdoor Unit-Air-Source) | HMH72B341 |  |  | XAFB36DBCN1 | TM9V060B12MP12 | 33800 | 17 | 8.5 | 33400 | 23800 | 71.26% | 2.04 | 0 | 9.5 |  |  |  |  | R-410A | 2.8167 | Residential & Commercial | USHP
211388953 | Central HP <5.4 tons | COLEMAN | HRCU-A-CB (Split System: Heat Pump with Remote Outdoor Unit-Air-Source) | HMH72B341 |  |  | XAHC36DBCN1 | TM9E060B12MP12 | 33400 | 17 | 8.1 | 33400 | 23800 | 71.26% | 2 | 0 | 9.5 |  |  |  |  | R-410A | 2.7833 | Residential & Commercial | USHP
211389176 | Central HP <5.4 tons | COLEMAN | HRCU-A-CB (Split System: Heat Pump with Remote Outdoor Unit-Air-Source) | HMH72B341 |  |  | XAFB36DXXN1+TXV | TM9E060A10MP12 | 33600 | 17.5 | 8.1 | 33800 | 23800 | 70.41% | 2.02 | 0 | 9.5 |  |  |  |  | R-410A | 2.8 | Residential & Commercial | USHP
210595961 | Central HP <5.4 tons | CARRIER | HRCU-A-CB (Split System: Heat Pump with Remote Outdoor Unit-Air-Source) | 25VNA825A*031* |  |  | CAP**4321AL*+UI | 58CU*A060C17**16 | 24400 | 17 | 8.5 | 21200 | 16600 | 78.3% | 2.02 | 0 | 11 |  |  |  |  | R-410A | 2.0333 | Residential & Commercial | USHP | Ducted CEE Tier 1
210595970 | Central HP <5.4 tons | CARRIER | HRCU-A-CB (Split System: Heat Pump with Remote Outdoor Unit-Air-Source) | 25VNA825A*031* |  |  | CAP**4321AL*+UI | 59MN7B060C21**20 | 24400 | 16.5 | 8.1 | 21200 | 16700 | 78.77% | 2.02 | 0 | 11 |  |  |  |  | R-410A | 2.0333 | Residential & Commercial | USHP | Ducted CEE Tier 1
210595979 | Central HP <5.4 tons | CARRIER | HRCU-A-CB (Split System: Heat Pump with Remote Outdoor Unit-Air-Source) | 25VNA825A*031* |  |  | CAP**4821AL*+UI | 58TN*A045C17**12 | 24000 | 16.5 | 8.1 | 21000 | 16700 | 79.52% | 2 | 0 | 11 |  |  |  |  | R-410A | 2 | Residential & Commercial | USHP | Ducted CEE Tier 1
206724414 | Central HP <5.4 tons | MAMMOTH | HRCU-A-CB (Split System: Heat Pump with Remote Outdoor Unit-Air-Source) | GXH48-60MSK4DH |  |  | GMH48-**MSK4DH1 | 0 | 48000 | 17 | 9 | 48000 | 39000 | 81.25% | 1.8 | 11.5 | 11 |  |  |  |  | R-410A | 4 | Residential & Commercial | USHP | Ducted CEE Tier 1
211389494 | Central HP <5.4 tons | COLEMAN | HRCU-A-CB (Split System: Heat Pump with Remote Outdoor Unit-Air-Source) | HMH72B341 |  |  | XAHC30CXXN1+TXV | TM8Y100C16MP11 | 32600 | 18 | 8.1 | 33000 | 23200 | 70.3% | 2 | 0 | 9 |  |  |  |  | R-410A | 2.7167 | Residential & Commercial | USHP
210450238 | Central HP <5.4 tons | CARRIER | HRCU-A-CB (Split System: Heat Pump with Remote Outdoor Unit-Air-Source) | 38MURAQ36AB3* |  |  | CAP**3617AL* | GG96VTAA48080B | 34800 | 15.5 | 8.5 | 39000 | 35200 | 90.26% | 1.8 | 0 | 9.5 |  |  |  |  | R-410A | 2.9 | Residential & Commercial | USHP
213781491 | Central HP <5.4 tons | DAY & NIGHT | HRCU-A-CB (Split System: Heat Pump with Remote Outdoor Unit-Air-Source) | CVH837GKA2* |  |  | EA*4X60L24A*+WALLCON | *80CTL1352422B* | 32800 | 17.5 | 8.1 | 31800 | 24600 | 77.36% | 1.98 | 0 | 11.5 |  |  |  |  | R-410A | 2.7333 | Residential & Commercial | USHP | Ducted CEE Tier 1
213781541 | Central HP <5.4 tons | DAY & NIGHT | HRCU-A-CB (Split System: Heat Pump with Remote Outdoor Unit-Air-Source) | CVH837GKA2* |  |  | EA*4X61L21A*+WALLCON | *80CTL0451712B* | 33000 | 17 | 8.1 | 32400 | 25200 | 77.78% | 1.94 | 0 | 11 |  |  |  |  | R-410A | 2.75 | Residential & Commercial | USHP | Ducted CEE Tier 1
211245662 | Central HP <5.4 tons | HEIL | HRCU-A-CB (Split System: Heat Pump with Remote Outdoor Unit-Air-Source) | DLCURAH24ABK |  |  | EN(A,D)4X36L21** | *92ESN0601714A* | 24400 | 16.5 | 8.1 | 26400 | 22800 | 86.36% | 1.88 | 0 | 10.5 |  |  |  |  | R-410A | 2.0333 | Residential & Commercial | USHP | Ducted CEE Tier 1
212976107 | Central HP <5.4 tons | TEMPSTAR | HRCU-A-CB (Split System: Heat Pump with Remote Outdoor Unit-Air-Source) | DLCURAH24ABK |  |  | EN(A,D)4X30L17** | *96VTN0801716B* | 23400 | 16.5 | 8.1 | 25800 | 24200 | 93.8% | 2 | 0 | 10 |  |  |  |  | R-410A | 1.95 | Residential & Commercial | USHP | Ducted CEE Tier 1
213781564 | Central HP <5.4 tons | TEMPSTAR | HRCU-A-CB (Split System: Heat Pump with Remote Outdoor Unit-Air-Source) | TVH837GKA2* |  |  | EA*4X61L21A*+WALLCON | *80CTL0901716B* | 33200 | 17.5 | 8.1 | 32000 | 24800 | 77.5% | 1.98 | 0 | 11.5 |  |  |  |  | R-410A | 2.7667 | Residential & Commercial | USHP | Ducted CEE Tier 1
216738281 | Central HP <5.4 tons | AIRQUEST | HRCU-A-CB (Split System: Heat Pump with Remote Outdoor Unit-Air-Source) | D5CUHAH24AAK |  |  | ESH5X36M12A* | *80CTL0901716B* | 22600 | 15.5 | 8.1 | 20800 | 18400 | 88.46% | 1.85 | 0 | 10.5 |  |  |  |  | R-454B | 1.8833 | Residential & Commercial | USHP | Ducted CEE Tier 1
216738367 | Central HP <5.4 tons | AIRQUEST | HRCU-A-CB (Split System: Heat Pump with Remote Outdoor Unit-Air-Source) | D5CUHAH24AAK |  |  | ESH5X36M12A* | *95CSU0601716B* | 22600 | 16 | 8.1 | 20800 | 18500 | 88.94% | 1.85 | 0 | 11 |  |  |  |  | R-454B | 1.8833 | Residential & Commercial | USHP | Ducted CEE Tier 1
210595996 | Central HP <5.4 tons | CARRIER | HRCU-A-CB (Split System: Heat Pump with Remote Outdoor Unit-Air-Source) | 25VNA825A*031* |  |  | CAP**4824AL*+UI | 59MN7B060C21**20 | 24000 | 16.5 | 8.1 | 21000 | 16600 | 79.05% | 2 | 0 | 11 |  |  |  |  | R-410A | 2 | Residential & Commercial | USHP | Ducted CEE Tier 1
210596171 | Central HP <5.4 tons | CARRIER | HRCU-A-CB (Split System: Heat Pump with Remote Outdoor Unit-Air-Source) | 25VNA837A*030* |  |  | CAP**6024AL*+UI | 58TN*A135C24**22 | 32800 | 18 | 8.5 | 31800 | 24800 | 77.99% | 2 | 0 | 12 |  |  |  |  | R-410A | 2.7333 | Residential & Commercial | USHP | Ducted CEE Tier 1
210596205 | Central HP <5.4 tons | CARRIER | HRCU-A-CB (Split System: Heat Pump with Remote Outdoor Unit-Air-Source) | 25VNA837A*030* |  |  | CAP**6124AL*+UI | 59TN6B100C21**22 | 33200 | 18 | 8.5 | 32000 | 24800 | 77.5% | 2 | 0 | 12 |  |  |  |  | R-410A | 2.7667 | Residential & Commercial | USHP | Ducted CEE Tier 1
210596004 | Central HP <5.4 tons | CARRIER | HRCU-A-CB (Split System: Heat Pump with Remote Outdoor Unit-Air-Source) | 25VNA825A*031* |  |  | CNPV*4217AL*+UI | 58TN*A070C14**12 | 24000 | 17 | 8.1 | 21400 | 16600 | 77.57% | 2 | 0 | 11 |  |  |  |  | R-410A | 2 | Residential & Commercial | USHP | Ducted CEE Tier 1
210596036 | Central HP <5.4 tons | CARRIER | HRCU-A-CB (Split System: Heat Pump with Remote Outdoor Unit-Air-Source) | 25VNA825A*031* |  |  | CNPV*4821AL*+UI | 59CU5A100C21**22 | 24200 | 17 | 8.1 | 21200 | 16600 | 78.3% | 2.02 | 0 | 11.5 |  |  |  |  | R-410A | 2.0167 | Residential & Commercial | USHP | Ducted CEE Tier 1
210596038 | Central HP <5.4 tons | CARRIER | HRCU-A-CB (Split System: Heat Pump with Remote Outdoor Unit-Air-Source) | 25VNA825A*031* |  |  | CNPV*4821AL*+UI | 59MN7B060C21**20 | 24000 | 16.5 | 8.1 | 21400 | 16700 | 78.04% | 2 | 0 | 11 |  |  |  |  | R-410A | 2 | Residential & Commercial | USHP | Ducted CEE Tier 1
210596045 | Central HP <5.4 tons | CARRIER | HRCU-A-CB (Split System: Heat Pump with Remote Outdoor Unit-Air-Source) | 25VNA825A*031* |  |  | CNPV*4824AL*+UI | 58TN*A135C24**22 | 24200 | 17 | 8.1 | 21400 | 16600 | 77.57% | 2.02 | 0 | 11.5 |  |  |  |  | R-410A | 2.0167 | Residential & Commercial | USHP | Ducted CEE Tier 1
210596072 | Central HP <5.4 tons | CARRIER | HRCU-A-CB (Split System: Heat Pump with Remote Outdoor Unit-Air-Source) | 25VNA825A*031* |  |  | CSPH*4212AL*+UI | 59TN6B120C24**22 | 24200 | 16 | 8.1 | 21400 | 16600 | 77.57% | 2 | 0 | 10.5 |  |  |  |  | R-410A | 2.0167 | Residential & Commercial | USHP | Ducted CEE Tier 1
210596163 | Central HP <5.4 tons | CARRIER | HRCU-A-CB (Split System: Heat Pump with Remote Outdoor Unit-Air-Source) | 25VNA837A*030* |  |  | CAP**3621AL*+UI | 59CU5A080C21**20 | 31600 | 17 | 8.1 | 33200 | 24200 | 72.89% | 1.86 | 0 | 11 |  |  |  |  | R-410A | 2.6333 | Residential & Commercial | USHP | Ducted CEE Tier 1
210596188 | Central HP <5.4 tons | CARRIER | HRCU-A-CB (Split System: Heat Pump with Remote Outdoor Unit-Air-Source) | 25VNA837A*030* |  |  | CAP**6121AL*+UI | 59CU5A080C21**20 | 33200 | 18 | 8.5 | 32000 | 24800 | 77.5% | 2 | 0 | 11.5 |  |  |  |  | R-410A | 2.7667 | Residential & Commercial | USHP | Ducted CEE Tier 1
211393166 | Central HP <5.4 tons | COLEMAN | HRCU-A-CB (Split System: Heat Pump with Remote Outdoor Unit-Air-Source) | HMH72B341 |  |  | XAHC30CXXN1+TXV | TL9E060B12UH11 | 31800 | 17 | 8.1 | 32800 | 23200 | 70.73% | 1.96 | 0 | 9 |  |  |  |  | R-410A | 2.65 | Residential & Commercial | USHP
210595964 | Central HP <5.4 tons | CARRIER | HRCU-A-CB (Split System: Heat Pump with Remote Outdoor Unit-Air-Source) | 25VNA825A*031* |  |  | CAP**4321AL*+UI | 58TN*A070C17**16 | 24400 | 17 | 8.5 | 21200 | 16600 | 78.3% | 2.02 | 0 | 11 |  |  |  |  | R-410A | 2.0333 | Residential & Commercial | USHP | Ducted CEE Tier 1
210595965 | Central HP <5.4 tons | CARRIER | HRCU-A-CB (Split System: Heat Pump with Remote Outdoor Unit-Air-Source) | 25VNA825A*031* |  |  | CAP**4321AL*+UI | 58TN*A090C17**16 | 24600 | 17.5 | 8.5 | 21000 | 16500 | 78.57% | 2.04 | 0 | 11.7 |  |  |  |  | R-410A | 2.05 | Residential & Commercial | USHP | Ducted CEE Tier 1
210595982 | Central HP <5.4 tons | CARRIER | HRCU-A-CB (Split System: Heat Pump with Remote Outdoor Unit-Air-Source) | 25VNA825A*031* |  |  | CAP**4821AL*+UI | 59CU5A060C17**16 | 24000 | 16.5 | 8.1 | 21000 | 16600 | 79.05% | 2 | 0 | 10.5 |  |  |  |  | R-410A | 2 | Residential & Commercial | USHP | Ducted CEE Tier 1
210596001 | Central HP <5.4 tons | CARRIER | HRCU-A-CB (Split System: Heat Pump with Remote Outdoor Unit-Air-Source) | 25VNA825A*031* |  |  | CNPV*4217AL*+UI | 58CU*A040C17**12 | 24000 | 17 | 8.1 | 21400 | 16600 | 77.57% | 1.98 | 0 | 11 |  |  |  |  | R-410A | 2 | Residential & Commercial | USHP | Ducted CEE Tier 1
213780121 | Central HP <5.4 tons | DAY & NIGHT | HRCU-A-CB (Split System: Heat Pump with Remote Outdoor Unit-Air-Source) | CVH837GKA** |  |  | EHD4X42AAL+WALLCON | *96CTN1002122B* | 32600 | 16.5 | 8.1 | 33000 | 24600 | 74.55% | 1.94 | 0 | 11 |  |  |  |  | R-410A | 2.7167 | Residential & Commercial | USHP | Ducted CEE Tier 1
213780741 | Central HP <5.4 tons | DAY & NIGHT | HRCU-A-CB (Split System: Heat Pump with Remote Outdoor Unit-Air-Source) | CVH837GKA2* |  |  | EA*4X36L21A*+WALLCON | *80CTL0701716B* | 31400 | 16.5 | 8.1 | 33000 | 24400 | 73.94% | 1.84 | 0 | 10.5 |  |  |  |  | R-410A | 2.6167 | Residential & Commercial | USHP | Ducted CEE Tier 1
213781611 | Central HP <5.4 tons | DAY & NIGHT | HRCU-A-CB (Split System: Heat Pump with Remote Outdoor Unit-Air-Source) | CVH837GKA2* |  |  | EA*4X61L21A*+WALLCON | *97CMN0801714B* | 33000 | 17 | 8.1 | 32200 | 25000 | 77.64% | 1.96 | 0 | 11 |  |  |  |  | R-410A | 2.75 | Residential & Commercial | USHP | Ducted CEE Tier 1
216738147 | Central HP <5.4 tons | AIRQUEST | HRCU-A-CB (Split System: Heat Pump with Remote Outdoor Unit-Air-Source) | D5CUHAH24AAK |  |  | ESH5X36M12A* | *80VSL0701412B* | 22800 | 16 | 8.1 | 20800 | 18500 | 88.94% | 1.85 | 0 | 11 |  |  |  |  | R-454B | 1.9 | Residential & Commercial | USHP | Ducted CEE Tier 1
216738548 | Central HP <5.4 tons | AIRQUEST | HRCU-A-CB (Split System: Heat Pump with Remote Outdoor Unit-Air-Source) | D5CUHAH24AAK |  |  | ESH5X36M12A* | *96MSM0601716A* | 22400 | 15.2 | 8.1 | 20800 | 18400 | 88.46% | 1.85 | 0 | 10.5 |  |  |  |  | R-454B | 1.8667 | Residential & Commercial | USHP | Ducted CEE Tier 1
210595938 | Central HP <5.4 tons | CARRIER | HRCU-A-CB (Split System: Heat Pump with Remote Outdoor Unit-Air-Source) | 25VNA825A*031* |  |  | CAP**4221AL*+UI | 58TN*A045C17**12 | 23600 | 16.5 | 8.1 | 21600 | 16800 | 77.78% | 1.94 | 0 | 10.5 |  |  |  |  | R-410A | 1.9667 | Residential & Commercial | USHP | Ducted CEE Tier 1
210595945 | Central HP <5.4 tons | CARRIER | HRCU-A-CB (Split System: Heat Pump with Remote Outdoor Unit-Air-Source) | 25VNA825A*031* |  |  | CAP**4221AL*+UI | 59MN7B060C21**20 | 23600 | 16 | 8.1 | 21400 | 16700 | 78.04% | 1.94 | 0 | 11 |  |  |  |  | R-410A | 1.9667 | Residential & Commercial | USHP | Ducted CEE Tier 1
210596063 | Central HP <5.4 tons | CARRIER | HRCU-A-CB (Split System: Heat Pump with Remote Outdoor Unit-Air-Source) | 25VNA825A*031* |  |  | CSPH*4212AL*+UI | 59CU5A100C21**22 | 24200 | 16 | 8.1 | 21400 | 16600 | 77.57% | 2 | 0 | 11 |  |  |  |  | R-410A | 2.0167 | Residential & Commercial | USHP | Ducted CEE Tier 1
212971884 | Central HP <5.4 tons | TEMPSTAR | HRCU-A-CB (Split System: Heat Pump with Remote Outdoor Unit-Air-Source) | DLCURAH36ABK |  |  | EA*4X48L21A* | *80VTL0701716B* | 35600 | 16 | 8.5 | 37800 | 35400 | 93.65% | 1.78 | 0 | 10 |  |  |  |  | R-410A | 2.9667 | Residential & Commercial | USHP | Ducted CEE Tier 1
206724413 | Central HP <5.4 tons | MAMMOTH | HRCU-A-CB (Split System: Heat Pump with Remote Outdoor Unit-Air-Source) | GXH24-36MSK4DH |  |  | GMH**-36MSK4DH1 | 0 | 34000 | 16 | 9 | 35000 | 28000 | 80% | 1.8 | 10 | 10 |  |  |  |  | R-410A | 2.8333 | Residential & Commercial | USHP | Ducted CEE Tier 1
212975748 | Central HP <5.4 tons | TEMPSTAR | HRCU-A-CB (Split System: Heat Pump with Remote Outdoor Unit-Air-Source) | DLCURAH24ABK |  |  | EN(A,D)4X30L17** | *96VTN0601412B* | 23400 | 16.5 | 8.1 | 26200 | 24600 | 93.89% | 2.04 | 0 | 10 |  |  |  |  | R-410A | 1.95 | Residential & Commercial | USHP | Ducted CEE Tier 1
212976081 | Central HP <5.4 tons | TEMPSTAR | HRCU-A-CB (Split System: Heat Pump with Remote Outdoor Unit-Air-Source) | DLCURAH24ABK |  |  | EA*4X37L21A* | *96VTN0801716B* | 24600 | 17 | 8.5 | 25200 | 21200 | 84.13% | 1.78 | 0 | 10.5 |  |  |  |  | R-410A | 2.05 | Residential & Commercial | USHP | Ducted CEE Tier 1
206724415 | Central HP <5.4 tons | MAMMOTH | HRCU-A-CB (Split System: Heat Pump with Remote Outdoor Unit-Air-Source) | GXH48-60MSK4DH |  |  | GMH**-60MSK4DH1 | 0 | 54000 | 16 | 9 | 54000 | 41000 | 75.93% | 1.8 | 10.5 | 10 |  |  |  |  | R-410A | 4.5 | Residential & Commercial | USHP | Ducted CEE Tier 1
215935603 | Central HP <5.4 tons | TEMPSTAR | HRCU-A-CB (Split System: Heat Pump with Remote Outdoor Unit-Air-Source) | T5H3V36*K*AAA* |  |  | EVD5X36M21A*+WALLCON | *80CSU0601716A* | 34400 | 21 | 8.5 | 38500 | 28200 | 73.25% | 2.04 | 0 | 11.7 |  |  |  |  | R-454B | 2.8667 | Residential & Commercial | USHP | Ducted CEE Tier 1
215936925 | Central HP <5.4 tons | BRYANT HEATING AND COOLING SYSTEMS | HRCU-A-CB (Split System: Heat Pump with Remote Outdoor Unit-Air-Source) | 293VAN036**AA* |  |  | CVAVA6124XMA*+UI | 88*TB60090C21*** | 36000 | 22.5 | 8.5 | 37600 | 28200 | 75% | 2.06 | 0 | 12.5 |  |  |  |  | R-454B | 3 | Residential & Commercial | USHP | Ducted CEE Tier 1
206724412 | Central HP <5.4 tons | MAMMOTH | HRCU-A-CB (Split System: Heat Pump with Remote Outdoor Unit-Air-Source) | GXH24-36MSK4DH |  |  | GMH24-**MSK4DH1 | 0 | 24000 | 17 | 9 | 24000 | 22000 | 91.67% | 1.8 | 12.5 | 12 |  |  |  |  | R-410A | 2 | Residential & Commercial | USHP | Ducted CEE Tier 1
206765045 | Central HP <5.4 tons | CARRIER | HRCU-A-CB (Split System: Heat Pump with Remote Outdoor Unit-Air-Source) | 25VNA837A*031* |  |  | CSPH*3612AL*+UI | 58TN*A090C21**20 | 32200 | 16.5 | 8.1 | 33200 | 24800 | 74.7% | 1.92 | 11.5 | 11 |  |  |  |  | R-410A | 2.6833 | Residential & Commercial | USHP | Ducted CEE Tier 1
206788886 | Central HP <5.4 tons | CARRIER | HRCU-A-CB (Split System: Heat Pump with Remote Outdoor Unit-Air-Source) | 25VNA436A*031* |  |  | CNPV*4217AL*+UI | 59MN7B060C17**14 | 33000 | 18.5 | 9 | 35600 | 26600 | 74.72% | 1.98 | 12 | 11.65 |  |  |  |  | R-410A | 2.75 | Residential & Commercial | USHP | Ducted CEE Tier 1
211397258 | Central HP <5.4 tons | COLEMAN | HRCU-A-CB (Split System: Heat Pump with Remote Outdoor Unit-Air-Source) | HMH72B341 |  |  | XAHD48FXXN1+TXV | TPLC100C16MP13 | 33600 | 16 | 8.5 | 32400 | 23800 | 73.46% | 2.06 | 0 | 9 |  |  |  |  | R-410A | 2.8 | Residential & Commercial | USHP
211394618 | Central HP <5.4 tons | COLEMAN | HRCU-A-CB (Split System: Heat Pump with Remote Outdoor Unit-Air-Source) | HMH72B341 |  |  | XAFC48FXXN1+TXV | CP9C100C20MP13 | 34000 | 16.5 | 8.5 | 33000 | 24200 | 73.33% | 2.1 | 0 | 9 |  |  |  |  | R-410A | 2.8333 | Residential & Commercial | USHP
211394750 | Central HP <5.4 tons | COLEMAN | HRCU-A-CB (Split System: Heat Pump with Remote Outdoor Unit-Air-Source) | HMH72B341 |  |  | XAHD48FBCN1 | CP9C100C16MP13 | 33000 | 16 | 8.5 | 31800 | 23200 | 72.96% | 2.04 | 0 | 9 |  |  |  |  | R-410A | 2.75 | Residential & Commercial | USHP
211395343 | Central HP <5.4 tons | COLEMAN | HRCU-A-CB (Split System: Heat Pump with Remote Outdoor Unit-Air-Source) | HMH72B341 |  |  | XAFC48FBCN1 | TM9V080C16MP12 | 33400 | 16.5 | 8.5 | 32400 | 23600 | 72.84% | 2.06 | 0 | 9.5 |  |  |  |  | R-410A | 2.7833 | Residential & Commercial | USHP
213296869 | Central HP <5.4 tons | LUXAIRE | HRCU-A-CB (Split System: Heat Pump with Remote Outdoor Unit-Air-Source) | HMH72B341 |  |  | XAFC36DBCN1 | Z8ES120C20LMPS1 | 34000 | 17.5 | 8.5 | 34000 | 24600 | 72.35% | 2.12 | 0 | 9.5 |  |  |  |  | R-410A | 2.8333 | Residential & Commercial | USHP
205750639 | Central HP <5.4 tons | HEIL | HRCU-A-CB (Split System: Heat Pump with Remote Outdoor Unit-Air-Source) | HVH825GKA2* |  |  | EA*4X37L21A*+WALLCON | *80CTL0701716A* | 24400 | 17 | 8.5 | 21200 | 16600 | 78.3% | 2.02 | 11 | 11 |  |  |  |  | R-410A | 2.0333 | Residential & Commercial | USHP | Ducted CEE Tier 1
206133386 | Central HP <5.4 tons | HEIL | HRCU-A-CB (Split System: Heat Pump with Remote Outdoor Unit-Air-Source) | HVH825GKA2* |  |  | EA*4X36L21A*+WALLCON | *80CSU0601716A* | 23600 | 16.5 | 8.1 | 21400 | 16600 | 77.57% | 1.94 | 11.5 | 10.5 |  |  |  |  | R-410A | 1.9667 | Residential & Commercial | USHP | Ducted CEE Tier 1
213297184 | Central HP <5.4 tons | LUXAIRE | HRCU-A-CB (Split System: Heat Pump with Remote Outdoor Unit-Air-Source) | HMH72B341 |  |  | XAFC30CXXN1+TXV | Z8ES080B12LMPS1 | 33200 | 18 | 8.5 | 33000 | 23400 | 70.91% | 2.04 | 0 | 10 |  |  |  |  | R-410A | 2.7667 | Residential & Commercial | USHP | Ducted CEE Tier 1
213296849 | Central HP <5.4 tons | LUXAIRE | HRCU-A-CB (Split System: Heat Pump with Remote Outdoor Unit-Air-Source) | HMH72B341 |  |  | XAHC30CXXN1+TXV | Z8ET080B12LMPS1 | 31800 | 18 | 8.1 | 32200 | 22600 | 70.19% | 2 | 0 | 9.5 |  |  |  |  | R-410A | 2.65 | Residential & Commercial | USHP
206788564 | Central HP <5.4 tons | CARRIER | HRCU-A-CB (Split System: Heat Pump with Remote Outdoor Unit-Air-Source) | 25VNA424A*031* |  |  | CAP**3621AL*+UI | 59CU5A060C17**16 | 23200 | 20 | 10 | 26600 | 19900 | 74.81% | 2.4 | 13.5 | 13 |  |  |  |  | R-410A | 1.9333 | Residential & Commercial | USHP | Ducted CEE Tier 1
210596172 | Central HP <5.4 tons | CARRIER | HRCU-A-CB (Split System: Heat Pump with Remote Outdoor Unit-Air-Source) | 25VNA837A*030* |  |  | CAP**6024AL*+UI | 59CU5A080C21**20 | 32800 | 17.5 | 8.5 | 31800 | 24800 | 77.99% | 2 | 0 | 11.5 |  |  |  |  | R-410A | 2.7333 | Residential & Commercial | USHP | Ducted CEE Tier 1
210596181 | Central HP <5.4 tons | CARRIER | HRCU-A-CB (Split System: Heat Pump with Remote Outdoor Unit-Air-Source) | 25VNA837A*030* |  |  | CAP**6121AL*+UI | 58CU*A040C17**12 | 33200 | 17.5 | 8.1 | 32000 | 24800 | 77.5% | 1.98 | 0 | 11.5 |  |  |  |  | R-410A | 2.7667 | Residential & Commercial | USHP | Ducted CEE Tier 1
210596186 | Central HP <5.4 tons | CARRIER | HRCU-A-CB (Split System: Heat Pump with Remote Outdoor Unit-Air-Source) | 25VNA837A*030* |  |  | CAP**6121AL*+UI | 58TN*A090C21**20 | 33200 | 18 | 8.5 | 32000 | 25000 | 78.12% | 2 | 0 | 11.7 |  |  |  |  | R-410A | 2.7667 | Residential & Commercial | USHP | Ducted CEE Tier 1
213780891 | Central HP <5.4 tons | DAY & NIGHT | HRCU-A-CB (Split System: Heat Pump with Remote Outdoor Unit-Air-Source) | CVH837GKA2* |  |  | EA*4X37L21A*+WALLCON | *80CTL1102120B* | 33000 | 17 | 8.5 | 32800 | 25000 | 76.22% | 1.98 | 0 | 11.5 |  |  |  |  | R-410A | 2.75 | Residential & Commercial | USHP | Ducted CEE Tier 1
213781191 | Central HP <5.4 tons | DAY & NIGHT | HRCU-A-CB (Split System: Heat Pump with Remote Outdoor Unit-Air-Source) | CVH837GKA2* |  |  | EA*4X43L21A*+WALLCON | *80CTL0902120B* | 32800 | 17 | 8.5 | 32600 | 25000 | 76.69% | 1.98 | 0 | 11.5 |  |  |  |  | R-410A | 2.7333 | Residential & Commercial | USHP | Ducted CEE Tier 1
215931733 | Central HP <5.4 tons | TEMPSTAR | HRCU-A-CB (Split System: Heat Pump with Remote Outdoor Unit-Air-Source) | T5H3V60*K*AAA* |  |  | EA*5X61M24A*+WALLCON | *95CSU0802120B* | 56500 | 18.5 | 8.5 | 60500 | 46500 | 76.86% | 2.02 | 0 | 11 |  |  |  |  | R-454B | 4.7083 | Residential & Commercial | USHP | Ducted CEE Tier 1
211389660 | Central HP <5.4 tons | COLEMAN | HRCU-A-CB (Split System: Heat Pump with Remote Outdoor Unit-Air-Source) | HMH72B341 |  |  | XAHB36DBCN1 | TM8Y080B12MP11 | 33000 | 17.5 | 8.1 | 32800 | 23000 | 70.12% | 2 | 0 | 9.5 |  |  |  |  | R-410A | 2.75 | Residential & Commercial | USHP
211387708 | Central HP <5.4 tons | COLEMAN | HRCU-A-CB (Split System: Heat Pump with Remote Outdoor Unit-Air-Source) | HMH72B341 |  |  | XAHC36DBCN1 | TP9C080B12MP13 | 33200 | 17 | 8.1 | 33200 | 23400 | 70.48% | 2.02 | 0 | 9.5 |  |  |  |  | R-410A | 2.7667 | Residential & Commercial | USHP
213781591 | Central HP <5.4 tons | DAY & NIGHT | HRCU-A-CB (Split System: Heat Pump with Remote Outdoor Unit-Air-Source) | CVH837GKA2* |  |  | EA*4X61L21A*+WALLCON | *95CSU0601716B* | 33000 | 17 | 8.1 | 32200 | 25000 | 77.64% | 1.96 | 0 | 11 |  |  |  |  | R-410A | 2.75 | Residential & Commercial | USHP | Ducted CEE Tier 1
213781941 | Central HP <5.4 tons | DAY & NIGHT | HRCU-A-CB (Split System: Heat Pump with Remote Outdoor Unit-Air-Source) | CVH837GKA2* |  |  | EHD4X42AAL+WALLCON | *80CTL1102120B* | 32600 | 16.5 | 8.1 | 32800 | 24600 | 75% | 1.94 | 0 | 11 |  |  |  |  | R-410A | 2.7167 | Residential & Commercial | USHP | Ducted CEE Tier 1
213781991 | Central HP <5.4 tons | DAY & NIGHT | HRCU-A-CB (Split System: Heat Pump with Remote Outdoor Unit-Air-Source) | CVH837GKA2* |  |  | EHD4X42AAL+WALLCON | *97CMN1002122B* | 32600 | 16.5 | 8.1 | 33000 | 24600 | 74.55% | 1.94 | 0 | 11 |  |  |  |  | R-410A | 2.7167 | Residential & Commercial | USHP | Ducted CEE Tier 1
210470244 | Central HP <5.4 tons | HEIL | HRCU-A-CB (Split System: Heat Pump with Remote Outdoor Unit-Air-Source) | HVH837GKA2* |  |  | EA*4X60L24A*+WALLCON | *95CSU1002122A* | 32800 | 18 | 8.5 | 31800 | 24800 | 77.99% | 2 | 0 | 11.5 |  |  |  |  | R-410A | 2.7333 | Residential & Commercial | USHP | Ducted CEE Tier 1
211390948 | Central HP <5.4 tons | COLEMAN | HRCU-A-CB (Split System: Heat Pump with Remote Outdoor Unit-Air-Source) | HMH72B341 |  |  | XAHB30CXXN1+TXV | TM8V060A12MP12 | 32000 | 17 | 8.1 | 32800 | 23000 | 70.12% | 1.98 | 0 | 9.5 |  |  |  |  | R-410A | 2.6667 | Residential & Commercial | USHP
211395595 | Central HP <5.4 tons | COLEMAN | HRCU-A-CB (Split System: Heat Pump with Remote Outdoor Unit-Air-Source) | HMH72B341 |  |  | XAFC48FXXN1+TXV | CP9C080B12MP13 | 33400 | 16.5 | 8.5 | 32600 | 24000 | 73.62% | 2.06 | 0 | 9 |  |  |  |  | R-410A | 2.7833 | Residential & Commercial | USHP
211396111 | Central HP <5.4 tons | COLEMAN | HRCU-A-CB (Split System: Heat Pump with Remote Outdoor Unit-Air-Source) | HMH72B341 |  |  | XAFD48FXXN1+TXV | TM9E080C16MP12 | 34000 | 17 | 8.1 | 33400 | 24600 | 73.65% | 2.08 | 0 | 9 |  |  |  |  | R-410A | 2.8333 | Residential & Commercial | USHP
213774724 | Central HP <5.4 tons | TEMPSTAR | HRCU-A-CB (Split System: Heat Pump with Remote Outdoor Unit-Air-Source) | TVH825GKA3* |  |  | EHD4X48AAL+WALLCON | *96CTN1202422B* | 24200 | 16.5 | 8.1 | 21200 | 16600 | 78.3% | 2.02 | 0 | 11 |  |  |  |  | R-410A | 2.0167 | Residential & Commercial | USHP | Ducted CEE Tier 1
215931943 | Central HP <5.4 tons | TEMPSTAR | HRCU-A-CB (Split System: Heat Pump with Remote Outdoor Unit-Air-Source) | T5H3V36*K*AAA* |  |  | EA*5X24M17A*+WALLCON | *97CMN0601714B* | 31400 | 18.5 | 9.5 | 35000 | 27000 | 77.14% | 1.98 | 0 | 10 |  |  |  |  | R-454B | 2.6167 | Residential & Commercial | USHP | Ducted CEE Tier 1
211396197 | Central HP <5.4 tons | COLEMAN | HRCU-A-CB (Split System: Heat Pump with Remote Outdoor Unit-Air-Source) | HMH72B341 |  |  | XAHC48FXXN1+TXV | TM9E080B12MP12 | 32600 | 16.5 | 8.1 | 31800 | 23400 | 73.58% | 2 | 0 | 9 |  |  |  |  | R-410A | 2.7167 | Residential & Commercial | USHP
211390265 | Central HP <5.4 tons | COLEMAN | HRCU-A-CB (Split System: Heat Pump with Remote Outdoor Unit-Air-Source) | HMH72B341 |  |  | XAFC36DBCN1 | TMLV100C16MP12 | 34000 | 17.5 | 8.5 | 33800 | 23800 | 70.41% | 2.08 | 0 | 10 |  |  |  |  | R-410A | 2.8333 | Residential & Commercial | USHP | Ducted CEE Tier 1
215319135 | Central HP <5.4 tons | SMART COMFORT | HRCU-A-CB (Split System: Heat Pump with Remote Outdoor Unit-Air-Source) | D5CLHAH58AAK |  |  | D5FLAAH60XAK | 0 | 54000 | 15.4 | 9.2 | 59000 | 53000 | 89.83% | 2 | 0 | 10 |  |  |  |  | R-454B | 4.5 | Residential & Commercial | USHP | Ducted CEE Tier 1
213782021 | Central HP <5.4 tons | DAY & NIGHT | HRCU-A-CB (Split System: Heat Pump with Remote Outdoor Unit-Air-Source) | CVH837GKA2* |  |  | EHD4X42AAL+WALLCON | *96CTN0801714B* | 32400 | 16 | 8.1 | 33000 | 24800 | 75.15% | 1.92 | 0 | 11 |  |  |  |  | R-410A | 2.7 | Residential & Commercial | USHP | Ducted CEE Tier 1
213782191 | Central HP <5.4 tons | DAY & NIGHT | HRCU-A-CB (Split System: Heat Pump with Remote Outdoor Unit-Air-Source) | CVH837GKA2* |  |  | EHD4X48AAL+WALLCON | *96CTN1002122B* | 32600 | 16.5 | 8.1 | 33000 | 24800 | 75.15% | 1.96 | 0 | 11 |  |  |  |  | R-410A | 2.7167 | Residential & Commercial | USHP | Ducted CEE Tier 1
212976496 | Central HP <5.4 tons | TEMPSTAR | HRCU-A-CB (Split System: Heat Pump with Remote Outdoor Unit-Air-Source) | DLCURAH30ABK |  |  | EA*4X43L21A* | *96VTN0802120B* | 30600 | 15.2 | 8.1 | 33400 | 28400 | 85.03% | 1.76 | 0 | 9 |  |  |  |  | R-410A | 2.55 | Residential & Commercial | USHP
215683602 | Central HP <5.4 tons | BRYANT HEATING AND COOLING SYSTEMS | HRCU-A-CB (Split System: Heat Pump with Remote Outdoor Unit-Air-Source) | 290VAN024**AA* |  |  | CAA**2517AM*+UI | 88*TB36070C14*** | 24000 | 17.5 | 9 | 23200 | 16400 | 70.69% | 2 | 0 | 10.5 |  |  |  |  | R-454B | 2 | Residential & Commercial | USHP | Ducted CEE Tier 1
215683652 | Central HP <5.4 tons | BRYANT HEATING AND COOLING SYSTEMS | HRCU-A-CB (Split System: Heat Pump with Remote Outdoor Unit-Air-Source) | 290VAN024**AA* |  |  | CAA**3617AM*+UI | 88*TB48070C17*** | 23200 | 17 | 9 | 23600 | 16600 | 70.34% | 1.98 | 0 | 10 |  |  |  |  | R-454B | 1.9333 | Residential & Commercial | USHP | Ducted CEE Tier 1
215683716 | Central HP <5.4 tons | BRYANT HEATING AND COOLING SYSTEMS | HRCU-A-CB (Split System: Heat Pump with Remote Outdoor Unit-Air-Source) | 290VAN024**AA* |  |  | CAA**3721AM*+UI | 986TD42080C17*** | 24000 | 17.5 | 9 | 23200 | 16300 | 70.26% | 2.02 | 0 | 10.5 |  |  |  |  | R-454B | 2 | Residential & Commercial | USHP | Ducted CEE Tier 1
210596050 | Central HP <5.4 tons | CARRIER | HRCU-A-CB (Split System: Heat Pump with Remote Outdoor Unit-Air-Source) | 25VNA825A*031* |  |  | CNPV*4824AL*+UI | 59MN7B120C24**22 | 24200 | 16.5 | 8.1 | 21400 | 16600 | 77.57% | 2 | 0 | 11 |  |  |  |  | R-410A | 2.0167 | Residential & Commercial | USHP | Ducted CEE Tier 1
210596051 | Central HP <5.4 tons | CARRIER | HRCU-A-CB (Split System: Heat Pump with Remote Outdoor Unit-Air-Source) | 25VNA825A*031* |  |  | CNPV*4824AL*+UI | 59TN6B100C21**22 | 24200 | 17 | 8.1 | 21400 | 16600 | 77.57% | 2.02 | 0 | 11.5 |  |  |  |  | R-410A | 2.0167 | Residential & Commercial | USHP | Ducted CEE Tier 1
210596068 | Central HP <5.4 tons | CARRIER | HRCU-A-CB (Split System: Heat Pump with Remote Outdoor Unit-Air-Source) | 25VNA825A*031* |  |  | CSPH*4212AL*+UI | 59MN7B120C24**22 | 24200 | 16 | 8.1 | 21400 | 16700 | 78.04% | 2 | 0 | 10.5 |  |  |  |  | R-410A | 2.0167 | Residential & Commercial | USHP | Ducted CEE Tier 1
210596082 | Central HP <5.4 tons | CARRIER | HRCU-A-CB (Split System: Heat Pump with Remote Outdoor Unit-Air-Source) | 25VNA825A*031* |  |  | CSPH*4812AL*+UI | 59CU5A080C21**20 | 24200 | 16.5 | 8.1 | 21200 | 16600 | 78.3% | 2.02 | 0 | 11 |  |  |  |  | R-410A | 2.0167 | Residential & Commercial | USHP | Ducted CEE Tier 1
210596182 | Central HP <5.4 tons | CARRIER | HRCU-A-CB (Split System: Heat Pump with Remote Outdoor Unit-Air-Source) | 25VNA837A*030* |  |  | CAP**6121AL*+UI | 58CU*A060C17**16 | 33200 | 17.5 | 8.1 | 32200 | 25000 | 77.64% | 1.98 | 0 | 11.5 |  |  |  |  | R-410A | 2.7667 | Residential & Commercial | USHP | Ducted CEE Tier 1
215683952 | Central HP <5.4 tons | BRYANT HEATING AND COOLING SYSTEMS | HRCU-A-CB (Split System: Heat Pump with Remote Outdoor Unit-Air-Source) | 290VAN036**AA* |  |  | CAA**4221AM*+UI | 935CB60080C21*** | 33200 | 17.5 | 8.5 | 35800 | 25600 | 71.51% | 1.86 | 0 | 9.5 |  |  |  |  | R-454B | 2.7667 | Residential & Commercial | USHP
215683968 | Central HP <5.4 tons | BRYANT HEATING AND COOLING SYSTEMS | HRCU-A-CB (Split System: Heat Pump with Remote Outdoor Unit-Air-Source) | 290VAN036**AA* |  |  | CAA**4221AM*+UI | 986TD42080C17*** | 33000 | 17.5 | 9 | 36000 | 25800 | 71.67% | 1.84 | 0 | 9.5 |  |  |  |  | R-454B | 2.75 | Residential & Commercial | USHP
215683986 | Central HP <5.4 tons | BRYANT HEATING AND COOLING SYSTEMS | HRCU-A-CB (Split System: Heat Pump with Remote Outdoor Unit-Air-Source) | 290VAN036**AA* |  |  | CAA**4321AM*+UI | 88*TB60090C21*** | 34600 | 18 | 9 | 35200 | 25000 | 71.02% | 1.9 | 0 | 10 |  |  |  |  | R-454B | 2.8833 | Residential & Commercial | USHP | Ducted CEE Tier 1
215684050 | Central HP <5.4 tons | BRYANT HEATING AND COOLING SYSTEMS | HRCU-A-CB (Split System: Heat Pump with Remote Outdoor Unit-Air-Source) | 290VAN036**AA* |  |  | CSAH*3612AM*+UI | 986TD42060C17*** | 33400 | 16 | 8.5 | 36000 | 25800 | 71.67% | 1.76 | 0 | 9 |  |  |  |  | R-454B | 2.7833 | Residential & Commercial | USHP
213296929 | Central HP <5.4 tons | LUXAIRE | HRCU-A-CB (Split System: Heat Pump with Remote Outdoor Unit-Air-Source) | HMH72B341 |  |  | XAFC36DBCN1 | Z8ES100B12LMPS1 | 34000 | 18.5 | 8.1 | 34000 | 24600 | 72.35% | 2.12 | 0 | 9.5 |  |  |  |  | R-410A | 2.8333 | Residential & Commercial | USHP
213296974 | Central HP <5.4 tons | LUXAIRE | HRCU-A-CB (Split System: Heat Pump with Remote Outdoor Unit-Air-Source) | HMH72B341 |  |  | XAFB36DXXN1+TXV | Z8ES080B12SMPS1 | 34000 | 18 | 8.1 | 33400 | 24000 | 71.86% | 2.08 | 0 | 10 |  |  |  |  | R-410A | 2.8333 | Residential & Commercial | USHP | Ducted CEE Tier 1
213297474 | Central HP <5.4 tons | LUXAIRE | HRCU-A-CB (Split System: Heat Pump with Remote Outdoor Unit-Air-Source) | HMH72B341 |  |  | XAFB36DBCN1 | Z9ES060B12SMPS1 | 33000 | 16.5 | 8.5 | 32000 | 22400 | 70% | 1.8 | 0 | 10 |  |  |  |  | R-410A | 2.75 | Residential & Commercial | USHP | Ducted CEE Tier 1
213297549 | Central HP <5.4 tons | LUXAIRE | HRCU-A-CB (Split System: Heat Pump with Remote Outdoor Unit-Air-Source) | HMH72B341 |  |  | XAHC36DBCN1 | Z8ES100C20SMPS1 | 34000 | 17 | 8.5 | 33400 | 23600 | 70.66% | 2.08 | 0 | 9.5 |  |  |  |  | R-410A | 2.8333 | Residential & Commercial | USHP
213296829 | Central HP <5.4 tons | LUXAIRE | HRCU-A-CB (Split System: Heat Pump with Remote Outdoor Unit-Air-Source) | HMH72B341 |  |  | XAHC36DXXN1+TXV | Z8ET120C20LMPS1 | 34000 | 18.5 | 8.1 | 33400 | 23800 | 71.26% | 2.06 | 0 | 9.5 |  |  |  |  | R-410A | 2.8333 | Residential & Commercial | USHP
213296854 | Central HP <5.4 tons | LUXAIRE | HRCU-A-CB (Split System: Heat Pump with Remote Outdoor Unit-Air-Source) | HMH72B341 |  |  | XAFC36DXXN1+TXV | Z8ES120C20SMPS1 | 34000 | 17.5 | 8.5 | 34000 | 24600 | 72.35% | 2.12 | 0 | 9.5 |  |  |  |  | R-410A | 2.8333 | Residential & Commercial | USHP
213297029 | Central HP <5.4 tons | LUXAIRE | HRCU-A-CB (Split System: Heat Pump with Remote Outdoor Unit-Air-Source) | HMH72B341 |  |  | XAFC36DXXN1+TXV | Z9ES100C20SMPS1 | 34000 | 17.5 | 8.5 | 33400 | 24000 | 71.86% | 2.1 | 0 | 9.5 |  |  |  |  | R-410A | 2.8333 | Residential & Commercial | USHP
206788521 | Central HP <5.4 tons | CARRIER | HRCU-A-CB (Split System: Heat Pump with Remote Outdoor Unit-Air-Source) | 25VNA424A*031* |  |  | CSPH*3612AL*+UI | 59TN6B080C17**14 | 23600 | 19.5 | 9 | 26600 | 19800 | 74.44% | 2.48 | 14 | 12.5 |  |  |  |  | R-410A | 1.9667 | Residential & Commercial | USHP | Ducted CEE Tier 1
213781931 | Central HP <5.4 tons | DAY & NIGHT | HRCU-A-CB (Split System: Heat Pump with Remote Outdoor Unit-Air-Source) | CVH837GKA2* |  |  | EHD4X42AAL+WALLCON | *80CTL0902120B* | 32400 | 16.5 | 8.1 | 32800 | 24600 | 75% | 1.94 | 0 | 11 |  |  |  |  | R-410A | 2.7 | Residential & Commercial | USHP | Ducted CEE Tier 1
213782081 | Central HP <5.4 tons | DAY & NIGHT | HRCU-A-CB (Split System: Heat Pump with Remote Outdoor Unit-Air-Source) | CVH837GKA2* |  |  | EHD4X48AAL+WALLCON | *80CTL0901716B* | 32400 | 16.5 | 8.1 | 33000 | 24800 | 75.15% | 1.96 | 0 | 11 |  |  |  |  | R-410A | 2.7 | Residential & Commercial | USHP | Ducted CEE Tier 1
215931953 | Central HP <5.4 tons | TEMPSTAR | HRCU-A-CB (Split System: Heat Pump with Remote Outdoor Unit-Air-Source) | T5H3V36*K*AAA* |  |  | EA*5X24M17A*+WALLCON | *96CTN0401410B* | 30600 | 17 | 9 | 34800 | 26800 | 77.01% | 1.9 | 0 | 10 |  |  |  |  | R-454B | 2.55 | Residential & Commercial | USHP | Ducted CEE Tier 1
213297024 | Central HP <5.4 tons | LUXAIRE | HRCU-A-CB (Split System: Heat Pump with Remote Outdoor Unit-Air-Source) | HMH72B341 |  |  | XAUB36DXXN1+TXV | Z9ET080B12SMPS1 | 34000 | 18.5 | 8.1 | 33400 | 24200 | 72.46% | 2.08 | 0 | 9.5 |  |  |  |  | R-410A | 2.8333 | Residential & Commercial | USHP
215932253 | Central HP <5.4 tons | TEMPSTAR | HRCU-A-CB (Split System: Heat Pump with Remote Outdoor Unit-Air-Source) | T5H3V36*K*AAA* |  |  | EA*5X42M21A*+WALLCON | *80CTL0901716B* | 32600 | 20 | 9.5 | 35000 | 26800 | 76.57% | 2.02 | 0 | 11 |  |  |  |  | R-454B | 2.7167 | Residential & Commercial | USHP | Ducted CEE Tier 1
215932453 | Central HP <5.4 tons | TEMPSTAR | HRCU-A-CB (Split System: Heat Pump with Remote Outdoor Unit-Air-Source) | T5H3V36*K*AAA* |  |  | EA*5X48M21A*+WALLCON | *80CTL1102120B* | 33400 | 20.5 | 9.5 | 34400 | 26200 | 76.16% | 2.04 | 0 | 11.7 |  |  |  |  | R-454B | 2.7833 | Residential & Commercial | USHP | Ducted CEE Tier 1
213781391 | Central HP <5.4 tons | DAY & NIGHT | HRCU-A-CB (Split System: Heat Pump with Remote Outdoor Unit-Air-Source) | CVH837GKA2* |  |  | EA*4X48L21A*+WALLCON | *96CTN1002122B* | 32400 | 17 | 8.1 | 32600 | 24800 | 76.07% | 1.98 | 0 | 11 |  |  |  |  | R-410A | 2.7 | Residential & Commercial | USHP | Ducted CEE Tier 1
211390145 | Central HP <5.4 tons | COLEMAN | HRCU-A-CB (Split System: Heat Pump with Remote Outdoor Unit-Air-Source) | HMH72B341 |  |  | XAHC30CXXN1+TXV | CPLC080C16MP13 | 32400 | 17 | 8.1 | 32400 | 22800 | 70.37% | 2 | 0 | 9.5 |  |  |  |  | R-410A | 2.7 | Residential & Commercial | USHP
211390345 | Central HP <5.4 tons | COLEMAN | HRCU-A-CB (Split System: Heat Pump with Remote Outdoor Unit-Air-Source) | HMH72B341 |  |  | XAFC30CXXN1+TXV | TMLV100C16MP12 | 33000 | 17.5 | 8.5 | 33000 | 23200 | 70.3% | 2.04 | 0 | 9.5 |  |  |  |  | R-410A | 2.75 | Residential & Commercial | USHP
215931993 | Central HP <5.4 tons | TEMPSTAR | HRCU-A-CB (Split System: Heat Pump with Remote Outdoor Unit-Air-Source) | T5H3V36*K*AAA* |  |  | EA*5X25M17A*+WALLCON | *96CTN0601714B* | 33600 | 19.5 | 9.5 | 34400 | 26200 | 76.16% | 2.05 | 0 | 11 |  |  |  |  | R-454B | 2.8 | Residential & Commercial | USHP | Ducted CEE Tier 1
215932393 | Central HP <5.4 tons | TEMPSTAR | HRCU-A-CB (Split System: Heat Pump with Remote Outdoor Unit-Air-Source) | T5H3V36*K*AAA* |  |  | EA*5X48M21A*+WALLCON | *80CSU0401712A* | 33400 | 20.5 | 9.5 | 34600 | 26400 | 76.3% | 2.04 | 0 | 11.5 |  |  |  |  | R-454B | 2.7833 | Residential & Commercial | USHP | Ducted CEE Tier 1
215932863 | Central HP <5.4 tons | TEMPSTAR | HRCU-A-CB (Split System: Heat Pump with Remote Outdoor Unit-Air-Source) | T5H3V36*K*AAA* |  |  | EA*5X61M24A*+WALLCON | *80CTL0702120B* | 34400 | 20.5 | 9.5 | 34400 | 26000 | 75.58% | 2.06 | 0 | 12 |  |  |  |  | R-454B | 2.8667 | Residential & Commercial | USHP | Ducted CEE Tier 1
211392102 | Central HP <5.4 tons | COLEMAN | HRCU-A-CB (Split System: Heat Pump with Remote Outdoor Unit-Air-Source) | HMH72B341 |  |  | XAFC30CXXN1+TXV | TM8E080C16MP11 | 33000 | 18 | 8.5 | 33000 | 23200 | 70.3% | 2.04 | 0 | 10 |  |  |  |  | R-410A | 2.75 | Residential & Commercial | USHP | Ducted CEE Tier 1
215931583 | Central HP <5.4 tons | TEMPSTAR | HRCU-A-CB (Split System: Heat Pump with Remote Outdoor Unit-Air-Source) | T5H3V60*K*AAA* |  |  | EA*5X60M24A*+WALLCON | *95CSU0802120B* | 55500 | 18 | 8.1 | 60500 | 46000 | 76.03% | 1.95 | 0 | 11 |  |  |  |  | R-454B | 4.625 | Residential & Commercial | USHP | Ducted CEE Tier 1
215931633 | Central HP <5.4 tons | TEMPSTAR | HRCU-A-CB (Split System: Heat Pump with Remote Outdoor Unit-Air-Source) | T5H3V60*K*AAA* |  |  | EA*5X60M24A*+WALLCON | *97CMN1202422B* | 55500 | 18.5 | 8.5 | 60500 | 46000 | 76.03% | 2.06 | 0 | 11 |  |  |  |  | R-454B | 4.625 | Residential & Commercial | USHP | Ducted CEE Tier 1
215931543 | Central HP <5.4 tons | TEMPSTAR | HRCU-A-CB (Split System: Heat Pump with Remote Outdoor Unit-Air-Source) | T5H3V60*K*AAA* |  |  | EA*5X60M24A*+WALLCON | *80CTL0702120B* | 55500 | 18 | 8.1 | 60500 | 46500 | 76.86% | 1.95 | 0 | 11 |  |  |  |  | R-454B | 4.625 | Residential & Commercial | USHP | Ducted CEE Tier 1
215931693 | Central HP <5.4 tons | TEMPSTAR | HRCU-A-CB (Split System: Heat Pump with Remote Outdoor Unit-Air-Source) | T5H3V60*K*AAA* |  |  | EA*5X61M24A*+WALLCON | *80CTL0702120B* | 56500 | 18.5 | 8.5 | 60500 | 47000 | 77.69% | 2.02 | 0 | 11 |  |  |  |  | R-454B | 4.7083 | Residential & Commercial | USHP | Ducted CEE Tier 1
215932913 | Central HP <5.4 tons | TEMPSTAR | HRCU-A-CB (Split System: Heat Pump with Remote Outdoor Unit-Air-Source) | T5H3V36*K*AAA* |  |  | EA*5X61M24A*+WALLCON | *97CMN0602120B* | 34200 | 20 | 9 | 34800 | 26400 | 75.86% | 1.92 | 0 | 11.5 |  |  |  |  | R-454B | 2.85 | Residential & Commercial | USHP | Ducted CEE Tier 1
211390842 | Central HP <5.4 tons | COLEMAN | HRCU-A-CB (Split System: Heat Pump with Remote Outdoor Unit-Air-Source) | HMH72B341 |  |  | XAUB30CXXN1+TXV | TPLC080B12MP13 | 32400 | 17 | 8.1 | 33600 | 23600 | 70.24% | 2 | 0 | 9.5 |  |  |  |  | R-410A | 2.7 | Residential & Commercial | USHP
211391978 | Central HP <5.4 tons | COLEMAN | HRCU-A-CB (Split System: Heat Pump with Remote Outdoor Unit-Air-Source) | HMH72B341 |  |  | XAHC36DXXN1+TXV | TMLE080C16MP11 | 33600 | 17.5 | 8.1 | 32800 | 23200 | 70.73% | 2.04 | 0 | 10 |  |  |  |  | R-410A | 2.8 | Residential & Commercial | USHP | Ducted CEE Tier 1
211392053 | Central HP <5.4 tons | COLEMAN | HRCU-A-CB (Split System: Heat Pump with Remote Outdoor Unit-Air-Source) | HMH72B341 |  |  | XAFC36DXXN1+TXV | TM8E080C16MP11 | 34000 | 17 | 8.5 | 33600 | 23600 | 70.24% | 2.08 | 0 | 10 |  |  |  |  | R-410A | 2.8333 | Residential & Commercial | USHP | Ducted CEE Tier 1
211392087 | Central HP <5.4 tons | COLEMAN | HRCU-A-CB (Split System: Heat Pump with Remote Outdoor Unit-Air-Source) | HMH72B341 |  |  | XAFC36DBCN1 | TMLE080C16MP11 | 34000 | 17 | 8.5 | 33600 | 23600 | 70.24% | 2.08 | 0 | 10 |  |  |  |  | R-410A | 2.8333 | Residential & Commercial | USHP | Ducted CEE Tier 1
211392244 | Central HP <5.4 tons | COLEMAN | HRCU-A-CB (Split System: Heat Pump with Remote Outdoor Unit-Air-Source) | HMH72B341 |  |  | XAHB36DBCN1 | TM8E080B12MP11 | 33200 | 17 | 8.1 | 33200 | 23400 | 70.48% | 2 | 0 | 9.5 |  |  |  |  | R-410A | 2.7667 | Residential & Commercial | USHP
211392737 | Central HP <5.4 tons | COLEMAN | HRCU-A-CB (Split System: Heat Pump with Remote Outdoor Unit-Air-Source) | HMH72B341 |  |  | XAHB36DXXN1+TXV | TM8E040A12MP11 | 33200 | 17.5 | 8.1 | 33000 | 23200 | 70.3% | 2.02 | 0 | 9.5 |  |  |  |  | R-410A | 2.7667 | Residential & Commercial | USHP
211392953 | Central HP <5.4 tons | COLEMAN | HRCU-A-CB (Split System: Heat Pump with Remote Outdoor Unit-Air-Source) | HMH72B341 |  |  | XAUB30CXXN1+TXV | TMLE040A12MP11 | 32800 | 18 | 8.1 | 33400 | 23400 | 70.06% | 2.04 | 0 | 10 |  |  |  |  | R-410A | 2.7333 | Residential & Commercial | USHP | Ducted CEE Tier 1
215669343 | Central HP <5.4 tons | BRYANT HEATING AND COOLING SYSTEMS | HRCU-A-CB (Split System: Heat Pump with Remote Outdoor Unit-Air-Source) | 290VAN036**AA* |  |  | CAA**6024AM*+UI | 935CB60080C21*** | 34400 | 18 | 9 | 34200 | 24800 | 72.51% | 1.9 | 0 | 10 |  |  |  |  | R-454B | 2.8667 | Residential & Commercial | USHP | Ducted CEE Tier 1
215669563 | Central HP <5.4 tons | BRYANT HEATING AND COOLING SYSTEMS | HRCU-A-CB (Split System: Heat Pump with Remote Outdoor Unit-Air-Source) | 290VAN036**AA* |  |  | CAA**6121AM*+UI | 987MC60080C21*** | 34800 | 18 | 9 | 34400 | 24800 | 72.09% | 1.92 | 0 | 10 |  |  |  |  | R-454B | 2.9 | Residential & Commercial | USHP | Ducted CEE Tier 1
215669593 | Central HP <5.4 tons | BRYANT HEATING AND COOLING SYSTEMS | HRCU-A-CB (Split System: Heat Pump with Remote Outdoor Unit-Air-Source) | 290VAN036**AA* |  |  | CAA**6121AM*+UI | 986TD42080C17*** | 34600 | 18 | 9 | 34600 | 25000 | 72.25% | 1.9 | 0 | 10 |  |  |  |  | R-454B | 2.8833 | Residential & Commercial | USHP | Ducted CEE Tier 1
215683936 | Central HP <5.4 tons | BRYANT HEATING AND COOLING SYSTEMS | HRCU-A-CB (Split System: Heat Pump with Remote Outdoor Unit-Air-Source) | 290VAN036**AA* |  |  | CAA**4221AM*+UI | 83*CA60100C21*** | 33000 | 17.5 | 8.5 | 35800 | 25600 | 71.51% | 1.86 | 0 | 9.5 |  |  |  |  | R-454B | 2.75 | Residential & Commercial | USHP
212384276 | Central HP <5.4 tons | PAYNE HEATING AND COOLING | HRCU-A-CB (Split System: Heat Pump with Remote Outdoor Unit-Air-Source) | 38MURAQ36AB3* |  |  | CNPV*4217AL* | PG80ES(A,L)A36070B** | 35800 | 15.2 | 8.1 | 39500 | 35000 | 88.61% | 1.96 | 0 | 10 |  |  |  |  | R-410A | 2.9833 | Residential & Commercial | USHP | Ducted CEE Tier 1
216679879 | Central HP <5.4 tons | BRYANT HEATING AND COOLING SYSTEMS | HRCU-A-CB (Split System: Heat Pump with Remote Outdoor Unit-Air-Source) | 38MURAQ36AB3* |  |  | CAP**4821AL* | 927TA48080V17*** | 35400 | 16 | 8.5 | 37400 | 34200 | 91.44% | 1.94 | 0 | 9.5 |  |  |  |  | R-410A | 2.95 | Residential & Commercial | USHP
215931703 | Central HP <5.4 tons | TEMPSTAR | HRCU-A-CB (Split System: Heat Pump with Remote Outdoor Unit-Air-Source) | T5H3V60*K*AAA* |  |  | EA*5X61M24A*+WALLCON | *80CTL0902120B* | 57000 | 19 | 8.5 | 60500 | 46500 | 76.86% | 2.04 | 0 | 11.5 |  |  |  |  | R-454B | 4.75 | Residential & Commercial | USHP | Ducted CEE Tier 1
215931523 | Central HP <5.4 tons | TEMPSTAR | HRCU-A-CB (Split System: Heat Pump with Remote Outdoor Unit-Air-Source) | T5H3V60*K*AAA* |  |  | EA*5X60M24A*+WALLCON | *80CSU0802120A* | 56000 | 19 | 8.5 | 60500 | 45500 | 75.21% | 2.06 | 0 | 11.5 |  |  |  |  | R-454B | 4.6667 | Residential & Commercial | USHP | Ducted CEE Tier 1
215932123 | Central HP <5.4 tons | TEMPSTAR | HRCU-A-CB (Split System: Heat Pump with Remote Outdoor Unit-Air-Source) | T5H3V36*K*AAA* |  |  | EA*5X36M17A*+WALLCON | *96CTN0601714B* | 32000 | 19 | 9.5 | 34600 | 26600 | 76.88% | 2.02 | 0 | 10.5 |  |  |  |  | R-454B | 2.6667 | Residential & Commercial | USHP | Ducted CEE Tier 1
213296884 | Central HP <5.4 tons | LUXAIRE | HRCU-A-CB (Split System: Heat Pump with Remote Outdoor Unit-Air-Source) | HMH72B341 |  |  | XAFC36DBCN1 | Z8ES120C16SMPS1 | 34000 | 18 | 8.5 | 33400 | 24400 | 73.05% | 2.12 | 0 | 9.5 |  |  |  |  | R-410A | 2.8333 | Residential & Commercial | USHP
213296984 | Central HP <5.4 tons | LUXAIRE | HRCU-A-CB (Split System: Heat Pump with Remote Outdoor Unit-Air-Source) | HMH72B341 |  |  | XAFB36DBCN1 | Z8ES080B12SMPS1 | 34000 | 18 | 8.1 | 33400 | 24000 | 71.86% | 2.08 | 0 | 10 |  |  |  |  | R-410A | 2.8333 | Residential & Commercial | USHP | Ducted CEE Tier 1
213297019 | Central HP <5.4 tons | LUXAIRE | HRCU-A-CB (Split System: Heat Pump with Remote Outdoor Unit-Air-Source) | HMH72B341 |  |  | XAFB36DBCN1 | Z9ET080B12SMPS1 | 33800 | 18 | 8.5 | 33000 | 23200 | 70.3% | 2 | 0 | 10 |  |  |  |  | R-410A | 2.8167 | Residential & Commercial | USHP | Ducted CEE Tier 1
211389509 | Central HP <5.4 tons | COLEMAN | HRCU-A-CB (Split System: Heat Pump with Remote Outdoor Unit-Air-Source) | HMH72B341 |  |  | XAHC30CXXN1+TXV | TM8Y080C16MP11 | 32600 | 18 | 8.1 | 33000 | 23200 | 70.3% | 2 | 0 | 9 |  |  |  |  | R-410A | 2.7167 | Residential & Commercial | USHP
211389859 | Central HP <5.4 tons | COLEMAN | HRCU-A-CB (Split System: Heat Pump with Remote Outdoor Unit-Air-Source) | HMH72B341 |  |  | XAFB36DBCN1 | TM8Y060A12MP11 | 33800 | 18 | 8.1 | 33400 | 23400 | 70.06% | 2.04 | 0 | 10 |  |  |  |  | R-410A | 2.8167 | Residential & Commercial | USHP | Ducted CEE Tier 1
215674425 | Central HP <5.4 tons | BRYANT HEATING AND COOLING SYSTEMS | HRCU-A-CB (Split System: Heat Pump with Remote Outdoor Unit-Air-Source) | 290VAN048**AA* |  |  | CAA**6121AM*+UI | 987MC66100C21*** | 46000 | 18 | 9 | 47500 | 33800 | 71.16% | 2.08 | 0 | 10 |  |  |  |  | R-454B | 3.8333 | Residential & Commercial | USHP | Ducted CEE Tier 1
213297194 | Central HP <5.4 tons | LUXAIRE | HRCU-A-CB (Split System: Heat Pump with Remote Outdoor Unit-Air-Source) | HMH72B341 |  |  | XAFB30CXXN1+TXV | Z8ES040A12LMPS1 | 33200 | 18 | 8.5 | 33000 | 23400 | 70.91% | 2.06 | 0 | 10 |  |  |  |  | R-410A | 2.7667 | Residential & Commercial | USHP | Ducted CEE Tier 1
213297259 | Central HP <5.4 tons | LUXAIRE | HRCU-A-CB (Split System: Heat Pump with Remote Outdoor Unit-Air-Source) | HMH72B341 |  |  | XAFC30CXXN1+TXV | Z9ES080C20SMPS1 | 33400 | 17.5 | 8.5 | 33000 | 23200 | 70.3% | 2.06 | 0 | 9.5 |  |  |  |  | R-410A | 2.7833 | Residential & Commercial | USHP
213297679 | Central HP <5.4 tons | LUXAIRE | HRCU-A-CB (Split System: Heat Pump with Remote Outdoor Unit-Air-Source) | HMH72B341 |  |  | XAFC36DXXN1+TXV | Z9ET100C16SMPS1 | 34000 | 18.5 | 8.1 | 33400 | 24400 | 73.05% | 2.08 | 0 | 10 |  |  |  |  | R-410A | 2.8333 | Residential & Commercial | USHP | Ducted CEE Tier 1
213296844 | Central HP <5.4 tons | LUXAIRE | HRCU-A-CB (Split System: Heat Pump with Remote Outdoor Unit-Air-Source) | HMH72B341 |  |  | XAHC30CXXN1+TXV | Z8ET080C16LMPS1 | 32800 | 18.5 | 8.5 | 32000 | 22800 | 71.25% | 2.04 | 0 | 9.5 |  |  |  |  | R-410A | 2.7333 | Residential & Commercial | USHP
213296874 | Central HP <5.4 tons | LUXAIRE | HRCU-A-CB (Split System: Heat Pump with Remote Outdoor Unit-Air-Source) | HMH72B341 |  |  | XAFC36DXXN1+TXV | Z8ES120C16SMPS1 | 34000 | 18 | 8.5 | 33400 | 24400 | 73.05% | 2.12 | 0 | 9.5 |  |  |  |  | R-410A | 2.8333 | Residential & Commercial | USHP
206133688 | Central HP <5.4 tons | HEIL | HRCU-A-CB (Split System: Heat Pump with Remote Outdoor Unit-Air-Source) | HVH825GKA2* |  |  | EHD4X36AAL+WALLCON | *80CSU0401712A* | 24000 | 16 | 8.1 | 21400 | 16600 | 77.57% | 1.98 | 11 | 10.5 |  |  |  |  | R-410A | 2 | Residential & Commercial | USHP | Ducted CEE Tier 1
206133738 | Central HP <5.4 tons | HEIL | HRCU-A-CB (Split System: Heat Pump with Remote Outdoor Unit-Air-Source) | HVH825GKA2* |  |  | EA*4X25L17A*+WALLCON | *95CSU0601716A* | 24200 | 16.5 | 8.1 | 21400 | 16700 | 78.04% | 2 | 11 | 10.5 |  |  |  |  | R-410A | 2.0167 | Residential & Commercial | USHP | Ducted CEE Tier 1
213076495 | Central HP <5.4 tons | TEMPSTAR | HRCU-A-CB (Split System: Heat Pump with Remote Outdoor Unit-Air-Source) | DLCURAH36ABK |  |  | EA*4X37L17A* | *80VTL0701716B* | 36000 | 15.5 | 8.5 | 38500 | 34800 | 90.39% | 2.04 | 0 | 10 |  |  |  |  | R-410A | 3 | Residential & Commercial | USHP | Ducted CEE Tier 1
213076649 | Central HP <5.4 tons | TEMPSTAR | HRCU-A-CB (Split System: Heat Pump with Remote Outdoor Unit-Air-Source) | DLCURAH36ABK |  |  | EA*4X37L21A* | *80VTL0902120B* | 36600 | 16 | 8.5 | 38500 | 35000 | 90.91% | 1.88 | 0 | 10 |  |  |  |  | R-410A | 3.05 | Residential & Commercial | USHP | Ducted CEE Tier 1
211385980 | Central HP <5.4 tons | LUXAIRE | HRCU-A-CB (Split System: Heat Pump with Remote Outdoor Unit-Air-Source) | HMH72B341 |  |  | XAFC48FXXN1+TXV | TMLE080B12MP11 | 33400 | 17 | 8.5 | 32400 | 23800 | 73.46% | 2.04 | 0 | 9 |  |  |  |  | R-410A | 2.7833 | Residential & Commercial | USHP
211386347 | Central HP <5.4 tons | LUXAIRE | HRCU-A-CB (Split System: Heat Pump with Remote Outdoor Unit-Air-Source) | HMH72B341 |  |  | XAUC48FXXN1+TXV | TL9E060B12UH11 | 33200 | 17 | 8.1 | 32600 | 24000 | 73.62% | 2.02 | 0 | 9 |  |  |  |  | R-410A | 2.7667 | Residential & Commercial | USHP
210532929 | Central HP <5.4 tons | BRYANT HEATING AND COOLING SYSTEMS | HRCU-A-CB (Split System: Heat Pump with Remote Outdoor Unit-Air-Source) | 284ANV048*0**B* |  |  | CSPH*4812AL*+UI | 986TC66100C21*** | 44500 | 20 | 9 | 46500 | 36600 | 78.71% | 2.22 | 0 | 11.7 |  |  |  |  | R-410A | 3.7083 | Residential & Commercial | USHP | Ducted CEE Tier 1
210532963 | Central HP <5.4 tons | BRYANT HEATING AND COOLING SYSTEMS | HRCU-A-CB (Split System: Heat Pump with Remote Outdoor Unit-Air-Source) | 284ANV024*0**B* |  |  | CAP**2517AL*+UI | 987MB42080C17*** | 24000 | 20 | 10.5 | 26600 | 19900 | 74.81% | 2.5 | 0 | 13 |  |  |  |  | R-410A | 2 | Residential & Commercial | USHP | Ducted CEE Tier 1
215931613 | Central HP <5.4 tons | TEMPSTAR | HRCU-A-CB (Split System: Heat Pump with Remote Outdoor Unit-Air-Source) | T5H3V60*K*AAA* |  |  | EA*5X60M24A*+WALLCON | *97CMN0802120B* | 55500 | 18 | 8.1 | 60500 | 46000 | 76.03% | 1.95 | 0 | 11 |  |  |  |  | R-454B | 4.625 | Residential & Commercial | USHP | Ducted CEE Tier 1
215931763 | Central HP <5.4 tons | TEMPSTAR | HRCU-A-CB (Split System: Heat Pump with Remote Outdoor Unit-Air-Source) | T5H3V60*K*AAA* |  |  | EA*5X61M24A*+WALLCON | *97CMN1002122B* | 57000 | 18.5 | 8.5 | 60500 | 46500 | 76.86% | 2.02 | 0 | 11.5 |  |  |  |  | R-454B | 4.75 | Residential & Commercial | USHP | Ducted CEE Tier 1
216581425 | Central HP <5.4 tons | BRYANT HEATING AND COOLING SYSTEMS | HRCU-A-CB (Split System: Heat Pump with Remote Outdoor Unit-Air-Source) | 284ANV036*0**B* |  |  | CAP**6121AL*+UI | 987TA42080C17*** | 34200 | 19 | 9 | 34800 | 25000 | 71.84% | 1.8 | 0 | 11.5 |  |  |  |  | R-410A | 2.85 | Residential & Commercial | USHP | Ducted CEE Tier 1
215937975 | Central HP <5.4 tons | BRYANT HEATING AND COOLING SYSTEMS | HRCU-A-CB (Split System: Heat Pump with Remote Outdoor Unit-Air-Source) | 293VAN048**AA* |  |  | CVAVA4824XMA*+UI | 986TD66100C21*** | 44500 | 20 | 8.1 | 52000 | 38000 | 73.08% | 1.9 | 0 | 11 |  |  |  |  | R-454B | 3.7083 | Residential & Commercial | USHP | Ducted CEE Tier 1
213297154 | Central HP <5.4 tons | LUXAIRE | HRCU-A-CB (Split System: Heat Pump with Remote Outdoor Unit-Air-Source) | HMH72B341 |  |  | XAHB30CXXN1+TXV | Z8ES100B12LMPS1 | 32000 | 17 | 8.1 | 32200 | 22600 | 70.19% | 2 | 0 | 9.5 |  |  |  |  | R-410A | 2.6667 | Residential & Commercial | USHP
213297199 | Central HP <5.4 tons | LUXAIRE | HRCU-A-CB (Split System: Heat Pump with Remote Outdoor Unit-Air-Source) | HMH72B341 |  |  | XAUB30CXXN1+TXV | Z8ES040A12SMPS1 | 33200 | 18 | 8.5 | 33000 | 23400 | 70.91% | 2.06 | 0 | 10 |  |  |  |  | R-410A | 2.7667 | Residential & Commercial | USHP | Ducted CEE Tier 1
213297204 | Central HP <5.4 tons | LUXAIRE | HRCU-A-CB (Split System: Heat Pump with Remote Outdoor Unit-Air-Source) | HMH72B341 |  |  | XAUB30CXXN1+TXV | Z8ES040A12LMPS1 | 33200 | 18 | 8.5 | 33000 | 23400 | 70.91% | 2.06 | 0 | 10 |  |  |  |  | R-410A | 2.7667 | Residential & Commercial | USHP | Ducted CEE Tier 1
213297224 | Central HP <5.4 tons | LUXAIRE | HRCU-A-CB (Split System: Heat Pump with Remote Outdoor Unit-Air-Source) | HMH72B341 |  |  | XAFB30CXXN1+JMET12BS2N1+TXV | 0 | 33200 | 18.5 | 8.5 | 33000 | 23200 | 70.3% | 2.06 | 0 | 10 |  |  |  |  | R-410A | 2.7667 | Residential & Commercial | USHP | Ducted CEE Tier 1
213297324 | Central HP <5.4 tons | LUXAIRE | HRCU-A-CB (Split System: Heat Pump with Remote Outdoor Unit-Air-Source) | HMH72B341 |  |  | XAHC30CXXN1+TXV | Z8ES120C16SMPS1 | 32600 | 17 | 8.5 | 32000 | 22600 | 70.62% | 2.04 | 0 | 9.5 |  |  |  |  | R-410A | 2.7167 | Residential & Commercial | USHP
210598519 | Central HP <5.4 tons | HEIL | HRCU-A-CB (Split System: Heat Pump with Remote Outdoor Unit-Air-Source) | HVH825GKA2* |  |  | EN(A,D,W)4X48L21**+WALLCON | *97CMN0602120A* | 24000 | 16.5 | 8.1 | 21400 | 16700 | 78.04% | 2 | 0 | 11 |  |  |  |  | R-410A | 2 | Residential & Commercial | USHP | Ducted CEE Tier 1
216013293 | Central HP <5.4 tons | LUXAIRE | HRCU-A-CB (Split System: Heat Pump with Remote Outdoor Unit-Air-Source) | HH824E2S11 |  |  | JHE36B5AD2SS1 | 0 | 23000 | 19 | 9.5 | 23000 | 18500 | 80.43% | 2 | 0 | 12 |  |  |  |  | R-454B | 1.9167 | Residential & Commercial | USHP | Ducted CEE Tier 1
206788892 | Central HP <5.4 tons | CARRIER | HRCU-A-CB (Split System: Heat Pump with Remote Outdoor Unit-Air-Source) | 25VNA436A*031* |  |  | CSPH*6012AL*+UI | 59MN7B060C17**14 | 34000 | 18 | 9 | 35200 | 25600 | 72.73% | 2 | 12 | 11.5 |  |  |  |  | R-410A | 2.8333 | Residential & Commercial | USHP | Ducted CEE Tier 1
211392923 | Central HP <5.4 tons | COLEMAN | HRCU-A-CB (Split System: Heat Pump with Remote Outdoor Unit-Air-Source) | HMH72B341 |  |  | XAFB30CXXN1+TXV | TMLE040A12MP11 | 32800 | 18 | 8.1 | 33400 | 23400 | 70.06% | 2.04 | 0 | 10 |  |  |  |  | R-410A | 2.7333 | Residential & Commercial | USHP | Ducted CEE Tier 1
213778914 | Central HP <5.4 tons | TEMPSTAR | HRCU-A-CB (Split System: Heat Pump with Remote Outdoor Unit-Air-Source) | TVH837GKA** |  |  | EA*4X36L21A*+WALLCON | *96CTN0601714B* | 31400 | 16.5 | 8.1 | 33200 | 24400 | 73.49% | 1.82 | 0 | 10.5 |  |  |  |  | R-410A | 2.6167 | Residential & Commercial | USHP | Ducted CEE Tier 1
213779064 | Central HP <5.4 tons | TEMPSTAR | HRCU-A-CB (Split System: Heat Pump with Remote Outdoor Unit-Air-Source) | TVH837GKA** |  |  | EA*4X42L21A*+WALLCON | *80CTL0451712B* | 31600 | 16.5 | 8.1 | 33400 | 24800 | 74.25% | 1.84 | 0 | 10.5 |  |  |  |  | R-410A | 2.6333 | Residential & Commercial | USHP | Ducted CEE Tier 1
211393275 | Central HP <5.4 tons | COLEMAN | HRCU-A-CB (Split System: Heat Pump with Remote Outdoor Unit-Air-Source) | HMH72B341 |  |  | XAFB30CXXN1+TXV | TL9E060B12UH11 | 32600 | 17.5 | 8.1 | 33600 | 23600 | 70.24% | 2 | 0 | 9.5 |  |  |  |  | R-410A | 2.7167 | Residential & Commercial | USHP
211391038 | Central HP <5.4 tons | COLEMAN | HRCU-A-CB (Split System: Heat Pump with Remote Outdoor Unit-Air-Source) | HMH72B341 |  |  | XAFB36DBCN1 | TM8V060A12MP12 | 34000 | 17.5 | 8.1 | 34000 | 24200 | 71.18% | 2.06 | 0 | 9.5 |  |  |  |  | R-410A | 2.8333 | Residential & Commercial | USHP
213779364 | Central HP <5.4 tons | TEMPSTAR | HRCU-A-CB (Split System: Heat Pump with Remote Outdoor Unit-Air-Source) | TVH837GKA** |  |  | EA*4X43L21A*+WALLCON | *96CTN1002122B* | 33000 | 17 | 8.5 | 32600 | 25000 | 76.69% | 1.98 | 0 | 11.5 |  |  |  |  | R-410A | 2.75 | Residential & Commercial | USHP | Ducted CEE Tier 1
213779584 | Central HP <5.4 tons | TEMPSTAR | HRCU-A-CB (Split System: Heat Pump with Remote Outdoor Unit-Air-Source) | TVH837GKA** |  |  | EA*4X60L24A*+WALLCON | *80CTL1352422B* | 32800 | 17.5 | 8.1 | 31800 | 24600 | 77.36% | 1.98 | 0 | 11.5 |  |  |  |  | R-410A | 2.7333 | Residential & Commercial | USHP | Ducted CEE Tier 1
213779664 | Central HP <5.4 tons | TEMPSTAR | HRCU-A-CB (Split System: Heat Pump with Remote Outdoor Unit-Air-Source) | TVH837GKA** |  |  | EA*4X61L21A*+WALLCON | *80CTL0902120B* | 33200 | 17.5 | 8.5 | 32000 | 24800 | 77.5% | 1.98 | 0 | 11.7 |  |  |  |  | R-410A | 2.7667 | Residential & Commercial | USHP | Ducted CEE Tier 1
213779714 | Central HP <5.4 tons | TEMPSTAR | HRCU-A-CB (Split System: Heat Pump with Remote Outdoor Unit-Air-Source) | TVH837GKA** |  |  | EA*4X61L21A*+WALLCON | *97CMN1002122B* | 33200 | 17.5 | 8.5 | 32000 | 24800 | 77.5% | 1.98 | 0 | 11.7 |  |  |  |  | R-410A | 2.7667 | Residential & Commercial | USHP | Ducted CEE Tier 1
211391605 | Central HP <5.4 tons | COLEMAN | HRCU-A-CB (Split System: Heat Pump with Remote Outdoor Unit-Air-Source) | HMH72B341 |  |  | XAHC36DBCN1 | TM8E100B12MP11 | 33400 | 17.5 | 8.1 | 33000 | 23400 | 70.91% | 2.02 | 0 | 9.5 |  |  |  |  | R-410A | 2.7833 | Residential & Commercial | USHP
211391687 | Central HP <5.4 tons | COLEMAN | HRCU-A-CB (Split System: Heat Pump with Remote Outdoor Unit-Air-Source) | HMH72B341 |  |  | XAHB36DBCN1 | TM8E100B12MP11 | 33200 | 17.5 | 8.1 | 33000 | 23400 | 70.91% | 2.02 | 0 | 9.5 |  |  |  |  | R-410A | 2.7667 | Residential & Commercial | USHP
211391888 | Central HP <5.4 tons | COLEMAN | HRCU-A-CB (Split System: Heat Pump with Remote Outdoor Unit-Air-Source) | HMH72B341 |  |  | XAUB36DXXN1+TXV | TMLE100B12MP11 | 34000 | 18 | 8.1 | 33800 | 23800 | 70.41% | 2.06 | 0 | 10 |  |  |  |  | R-410A | 2.8333 | Residential & Commercial | USHP | Ducted CEE Tier 1
211392273 | Central HP <5.4 tons | COLEMAN | HRCU-A-CB (Split System: Heat Pump with Remote Outdoor Unit-Air-Source) | HMH72B341 |  |  | XAHB30CXXN1+TXV | TM8E080B12MP11 | 32000 | 17 | 8.1 | 32800 | 23400 | 71.34% | 1.98 | 0 | 9 |  |  |  |  | R-410A | 2.6667 | Residential & Commercial | USHP
206788572 | Central HP <5.4 tons | CARRIER | HRCU-A-CB (Split System: Heat Pump with Remote Outdoor Unit-Air-Source) | 25VNA424A*031* |  |  | CSPH*3612AL*+UI | 59CU5A080C21**20 | 23800 | 19.5 | 9.5 | 26600 | 19700 | 74.06% | 2.52 | 13.5 | 13 |  |  |  |  | R-410A | 1.9833 | Residential & Commercial | USHP | Ducted CEE Tier 1
213774634 | Central HP <5.4 tons | TEMPSTAR | HRCU-A-CB (Split System: Heat Pump with Remote Outdoor Unit-Air-Source) | TVH825GKA3* |  |  | EHD4X48AAL+WALLCON | *95CSU0601716B* | 24200 | 16 | 8.1 | 21400 | 16600 | 77.57% | 2 | 0 | 10.5 |  |  |  |  | R-410A | 2.0167 | Residential & Commercial | USHP | Ducted CEE Tier 1
214397959 | Central HP <5.4 tons | LUXAIRE | HRCU-A-CB (Split System: Heat Pump with Remote Outdoor Unit-Air-Source) | HH824E2S11 |  |  | CTF36B5ADS1 | LP9C060B12MP13 | 23000 | 18 | 9.5 | 23000 | 18800 | 81.74% | 2 | 0 | 12 |  |  |  |  | R-454B | 1.9167 | Residential & Commercial | USHP | Ducted CEE Tier 1
211388080 | Central HP <5.4 tons | COLEMAN | HRCU-A-CB (Split System: Heat Pump with Remote Outdoor Unit-Air-Source) | HMH72B341 |  |  | XAHC36DBCN1 | CP9C060B12MP13 | 33200 | 17 | 8.1 | 33400 | 23800 | 71.26% | 2 | 0 | 9.5 |  |  |  |  | R-410A | 2.7667 | Residential & Commercial | USHP
211388714 | Central HP <5.4 tons | COLEMAN | HRCU-A-CB (Split System: Heat Pump with Remote Outdoor Unit-Air-Source) | HMH72B341 |  |  | XAFC36DBCN1 | TM9E080C16MP12 | 34000 | 18 | 8.1 | 33600 | 23800 | 70.83% | 2.08 | 0 | 10 |  |  |  |  | R-410A | 2.8333 | Residential & Commercial | USHP | Ducted CEE Tier 1
211389330 | Central HP <5.4 tons | COLEMAN | HRCU-A-CB (Split System: Heat Pump with Remote Outdoor Unit-Air-Source) | HMH72B341 |  |  | XAHC30CXXN1+TXV | TM8Y120C20MP11 | 32800 | 17 | 8.1 | 32800 | 23000 | 70.12% | 2.02 | 0 | 9.5 |  |  |  |  | R-410A | 2.7333 | Residential & Commercial | USHP
210597848 | Central HP <5.4 tons | HEIL | HRCU-A-CB (Split System: Heat Pump with Remote Outdoor Unit-Air-Source) | HVH825GKA2* |  |  | EA*4X42L21A*+WALLCON | *80CTL0701716A* | 23800 | 16.5 | 8.1 | 21400 | 16600 | 77.57% | 1.96 | 0 | 11 |  |  |  |  | R-410A | 1.9833 | Residential & Commercial | USHP | Ducted CEE Tier 1
210597880 | Central HP <5.4 tons | HEIL | HRCU-A-CB (Split System: Heat Pump with Remote Outdoor Unit-Air-Source) | HVH825GKA2* |  |  | EA*4X42L21A*+WALLCON | *97CMN0601714A* | 23600 | 16 | 8.1 | 21600 | 16800 | 77.78% | 1.94 | 0 | 10.5 |  |  |  |  | R-410A | 1.9667 | Residential & Commercial | USHP | Ducted CEE Tier 1
211389414 | Central HP <5.4 tons | COLEMAN | HRCU-A-CB (Split System: Heat Pump with Remote Outdoor Unit-Air-Source) | HMH72B341 |  |  | XAFC30CXXN1+TXV | TM8Y120C20MP11 | 33600 | 18 | 8.5 | 33600 | 23600 | 70.24% | 2.06 | 0 | 9.5 |  |  |  |  | R-410A | 2.8 | Residential & Commercial | USHP
211389464 | Central HP <5.4 tons | COLEMAN | HRCU-A-CB (Split System: Heat Pump with Remote Outdoor Unit-Air-Source) | HMH72B341 |  |  | XAHC36DBCN1 | TM8Y100C16MP11 | 34000 | 18 | 8.1 | 34000 | 24400 | 71.76% | 2.06 | 0 | 9.5 |  |  |  |  | R-410A | 2.8333 | Residential & Commercial | USHP
210597896 | Central HP <5.4 tons | HEIL | HRCU-A-CB (Split System: Heat Pump with Remote Outdoor Unit-Air-Source) | HVH825GKA2* |  |  | EA*4X42L24A*+WALLCON | *80CSU1002120A* | 23800 | 16.5 | 8.1 | 21400 | 16700 | 78.04% | 1.96 | 0 | 10.5 |  |  |  |  | R-410A | 1.9833 | Residential & Commercial | USHP | Ducted CEE Tier 1
211386835 | Central HP <5.4 tons | LUXAIRE | HRCU-A-CB (Split System: Heat Pump with Remote Outdoor Unit-Air-Source) | HMH72B341 |  |  | XAFC36DXXN1+TXV | TM9Y080C16MP11 | 34000 | 18.5 | 8.1 | 34000 | 24400 | 71.76% | 2.08 | 0 | 9.5 |  |  |  |  | R-410A | 2.8333 | Residential & Commercial | USHP
211387151 | Central HP <5.4 tons | LUXAIRE | HRCU-A-CB (Split System: Heat Pump with Remote Outdoor Unit-Air-Source) | HMH72B341 |  |  | XAFC36DXXN1+TXV | TM9Y060B12MP11 | 34000 | 17.5 | 8.1 | 34000 | 24200 | 71.18% | 2.04 | 0 | 9.5 |  |  |  |  | R-410A | 2.8333 | Residential & Commercial | USHP
211387251 | Central HP <5.4 tons | LUXAIRE | HRCU-A-CB (Split System: Heat Pump with Remote Outdoor Unit-Air-Source) | HMH72B341 |  |  | XAUB30CXXN1+TXV | TM9Y060B12MP11 | 32600 | 17.5 | 8.1 | 34000 | 23800 | 70% | 2 | 0 | 9.5 |  |  |  |  | R-410A | 2.7167 | Residential & Commercial | USHP
211387620 | Central HP <5.4 tons | LUXAIRE | HRCU-A-CB (Split System: Heat Pump with Remote Outdoor Unit-Air-Source) | HMH72B341 |  |  | XAHC30CXXN1+TXV | LP9C080C16MP13 | 32200 | 16.5 | 8.1 | 32800 | 23000 | 70.12% | 2 | 0 | 9.5 |  |  |  |  | R-410A | 2.6833 | Residential & Commercial | USHP
211387018 | Central HP <5.4 tons | LUXAIRE | HRCU-A-CB (Split System: Heat Pump with Remote Outdoor Unit-Air-Source) | HMH72B341 |  |  | XAFB36DBCN1 | TM9Y080B12MP11 | 33600 | 17.5 | 8.5 | 33400 | 23600 | 70.66% | 2.04 | 0 | 9.5 |  |  |  |  | R-410A | 2.8 | Residential & Commercial | USHP
211387601 | Central HP <5.4 tons | LUXAIRE | HRCU-A-CB (Split System: Heat Pump with Remote Outdoor Unit-Air-Source) | HMH72B341 |  |  | XAHC36DBCN1 | LP9C080C16MP13 | 33400 | 17 | 8.1 | 33200 | 23400 | 70.48% | 2.04 | 0 | 9.5 |  |  |  |  | R-410A | 2.7833 | Residential & Commercial | USHP
211386934 | Central HP <5.4 tons | LUXAIRE | HRCU-A-CB (Split System: Heat Pump with Remote Outdoor Unit-Air-Source) | HMH72B341 |  |  | XAHB36DBCN1 | TM9Y080B12MP11 | 33000 | 17 | 8.1 | 32800 | 23200 | 70.73% | 2 | 0 | 9.5 |  |  |  |  | R-410A | 2.75 | Residential & Commercial | USHP
211386516 | Central HP <5.4 tons | LUXAIRE | HRCU-A-CB (Split System: Heat Pump with Remote Outdoor Unit-Air-Source) | HMH72B341 |  |  | XAHC48FBCN1 | TL8E080C16UH11 | 33600 | 16.5 | 8.1 | 32600 | 24200 | 74.23% | 2.04 | 0 | 9 |  |  |  |  | R-410A | 2.8 | Residential & Commercial | USHP
213782061 | Central HP <5.4 tons | DAY & NIGHT | HRCU-A-CB (Split System: Heat Pump with Remote Outdoor Unit-Air-Source) | CVH837GKA2* |  |  | EHD4X48AAL+WALLCON | *80CTL0701412B* | 32600 | 16.5 | 8.1 | 33200 | 25000 | 75.3% | 1.94 | 0 | 11 |  |  |  |  | R-410A | 2.7167 | Residential & Commercial | USHP | Ducted CEE Tier 1
216738781 | Central HP <5.4 tons | AIRQUEST | HRCU-A-CB (Split System: Heat Pump with Remote Outdoor Unit-Air-Source) | D5CUHAH24AAK |  |  | ESH5X36M12A* | *96CTN1002122B* | 23000 | 15.5 | 8.1 | 21000 | 18700 | 89.05% | 1.85 | 0 | 11 |  |  |  |  | R-454B | 1.9167 | Residential & Commercial | USHP | Ducted CEE Tier 1
215931753 | Central HP <5.4 tons | TEMPSTAR | HRCU-A-CB (Split System: Heat Pump with Remote Outdoor Unit-Air-Source) | T5H3V60*K*AAA* |  |  | EA*5X61M24A*+WALLCON | *97CMN0802120B* | 56500 | 18.5 | 8.5 | 60500 | 46500 | 76.86% | 2.02 | 0 | 11 |  |  |  |  | R-454B | 4.7083 | Residential & Commercial | USHP | Ducted CEE Tier 1
211388908 | Central HP <5.4 tons | COLEMAN | HRCU-A-CB (Split System: Heat Pump with Remote Outdoor Unit-Air-Source) | HMH72B341 |  |  | XAFB30CXXN1+TXV | TM9E080B12MP12 | 32800 | 17.5 | 8.1 | 33600 | 23600 | 70.24% | 2.02 | 0 | 9.5 |  |  |  |  | R-410A | 2.7333 | Residential & Commercial | USHP
211389008 | Central HP <5.4 tons | COLEMAN | HRCU-A-CB (Split System: Heat Pump with Remote Outdoor Unit-Air-Source) | HMH72B341 |  |  | XAHB30CXXN1+TXV | TM9E060B12MP12 | 32000 | 16.5 | 8.1 | 33000 | 23200 | 70.3% | 1.96 | 0 | 9 |  |  |  |  | R-410A | 2.6667 | Residential & Commercial | USHP
211389112 | Central HP <5.4 tons | COLEMAN | HRCU-A-CB (Split System: Heat Pump with Remote Outdoor Unit-Air-Source) | HMH72B341 |  |  | XAFB30CXXN1+TXV | TM9E060B12MP12 | 32600 | 17 | 8.1 | 33600 | 23600 | 70.24% | 2 | 0 | 9.5 |  |  |  |  | R-410A | 2.7167 | Residential & Commercial | USHP
211389235 | Central HP <5.4 tons | COLEMAN | HRCU-A-CB (Split System: Heat Pump with Remote Outdoor Unit-Air-Source) | HMH72B341 |  |  | XAUB30CXXN1+TXV | TM9E060A10MP12 | 32400 | 17 | 8.1 | 33400 | 23600 | 70.66% | 2 | 0 | 9.5 |  |  |  |  | R-410A | 2.7 | Residential & Commercial | USHP
211389571 | Central HP <5.4 tons | COLEMAN | HRCU-A-CB (Split System: Heat Pump with Remote Outdoor Unit-Air-Source) | HMH72B341 |  |  | XAFC30CXXN1+TXV | TM8Y100C16MP11 | 33200 | 18 | 8.5 | 33400 | 23400 | 70.06% | 2.06 | 0 | 10 |  |  |  |  | R-410A | 2.7667 | Residential & Commercial | USHP | Ducted CEE Tier 1
206788615 | Central HP <5.4 tons | CARRIER | HRCU-A-CB (Split System: Heat Pump with Remote Outdoor Unit-Air-Source) | 25VNA436A*031* |  |  | CAP**4321AL*+UI | 58TN*A070C17**16 | 34400 | 19.5 | 9.5 | 35200 | 25800 | 73.3% | 2.04 | 12.5 | 12 |  |  |  |  | R-410A | 2.8667 | Residential & Commercial | USHP | Ducted CEE Tier 1
206788717 | Central HP <5.4 tons | CARRIER | HRCU-A-CB (Split System: Heat Pump with Remote Outdoor Unit-Air-Source) | 25VNA436A*031* |  |  | CNPV*4821AL*+UI | 59MN7B060C21**20 | 33600 | 19 | 9 | 35400 | 26200 | 74.01% | 2.02 | 12.5 | 12 |  |  |  |  | R-410A | 2.8 | Residential & Commercial | USHP | Ducted CEE Tier 1
206788731 | Central HP <5.4 tons | CARRIER | HRCU-A-CB (Split System: Heat Pump with Remote Outdoor Unit-Air-Source) | 25VNA436A*031* |  |  | CNPV*6024AL*+UI | 58TN*A135C24**22 | 34400 | 20.5 | 9 | 34800 | 25400 | 72.99% | 2.04 | 13 | 12.5 |  |  |  |  | R-410A | 2.8667 | Residential & Commercial | USHP | Ducted CEE Tier 1
211389705 | Central HP <5.4 tons | COLEMAN | HRCU-A-CB (Split System: Heat Pump with Remote Outdoor Unit-Air-Source) | HMH72B341 |  |  | XAFC36DBCN1 | TM8Y080B12MP11 | 34000 | 18 | 8.1 | 33600 | 23600 | 70.24% | 2.06 | 0 | 10 |  |  |  |  | R-410A | 2.8333 | Residential & Commercial | USHP | Ducted CEE Tier 1
211390312 | Central HP <5.4 tons | COLEMAN | HRCU-A-CB (Split System: Heat Pump with Remote Outdoor Unit-Air-Source) | HMH72B341 |  |  | XAFC36DBCN1 | CPLC100C16MP13 | 34000 | 17.5 | 8.5 | 33800 | 23800 | 70.41% | 2.08 | 0 | 10 |  |  |  |  | R-410A | 2.8333 | Residential & Commercial | USHP | Ducted CEE Tier 1
211390396 | Central HP <5.4 tons | COLEMAN | HRCU-A-CB (Split System: Heat Pump with Remote Outdoor Unit-Air-Source) | HMH72B341 |  |  | XAFC30CXXN1+TXV | CPLC100C16MP13 | 33000 | 17.5 | 8.5 | 33000 | 23200 | 70.3% | 2.04 | 0 | 9.5 |  |  |  |  | R-410A | 2.75 | Residential & Commercial | USHP
210532957 | Central HP <5.4 tons | BRYANT HEATING AND COOLING SYSTEMS | HRCU-A-CB (Split System: Heat Pump with Remote Outdoor Unit-Air-Source) | 284ANV024*0**B* |  |  | CAP**2517AL*+UI | 88*TA48070C17*** | 24000 | 20.5 | 10.5 | 26400 | 19800 | 75% | 2.52 | 0 | 13.5 |  |  |  |  | R-410A | 2 | Residential & Commercial | USHP | Ducted CEE Tier 1
210533007 | Central HP <5.4 tons | BRYANT HEATING AND COOLING SYSTEMS | HRCU-A-CB (Split System: Heat Pump with Remote Outdoor Unit-Air-Source) | 284ANV024*0**B* |  |  | CAP**3721AL*+UI | 987MB42080C17*** | 24000 | 20 | 10.5 | 26400 | 19800 | 75% | 2.52 | 0 | 13.5 |  |  |  |  | R-410A | 2 | Residential & Commercial | USHP | Ducted CEE Tier 1
210533039 | Central HP <5.4 tons | BRYANT HEATING AND COOLING SYSTEMS | HRCU-A-CB (Split System: Heat Pump with Remote Outdoor Unit-Air-Source) | 284ANV024*0**B* |  |  | CAP**4321AL*+UI | 986TC42060C17*** | 24000 | 20 | 10.5 | 26600 | 19900 | 74.81% | 2.52 | 0 | 13 |  |  |  |  | R-410A | 2 | Residential & Commercial | USHP | Ducted CEE Tier 1
210533071 | Central HP <5.4 tons | BRYANT HEATING AND COOLING SYSTEMS | HRCU-A-CB (Split System: Heat Pump with Remote Outdoor Unit-Air-Source) | 284ANV024*0**B* |  |  | CNPV*4217AL*+UI | 83*CA48060C17*** | 23600 | 20 | 10 | 26600 | 19800 | 74.44% | 2.48 | 0 | 13.5 |  |  |  |  | R-410A | 1.9667 | Residential & Commercial | USHP | Ducted CEE Tier 1
206788766 | Central HP <5.4 tons | CARRIER | HRCU-A-CB (Split System: Heat Pump with Remote Outdoor Unit-Air-Source) | 25VNA436A*031* |  |  | CSPH*4212AL*+UI | 59MN7B120C24**22 | 33800 | 18 | 9 | 35200 | 26000 | 73.86% | 2.04 | 12.5 | 11.7 |  |  |  |  | R-410A | 2.8167 | Residential & Commercial | USHP | Ducted CEE Tier 1
206788814 | Central HP <5.4 tons | CARRIER | HRCU-A-CB (Split System: Heat Pump with Remote Outdoor Unit-Air-Source) | 25VNA436A*031* |  |  | CAP**4224AL*+UI | 58CU*A100C21**20 | 33000 | 19 | 9 | 35600 | 26600 | 74.72% | 1.98 | 12 | 11.7 |  |  |  |  | R-410A | 2.75 | Residential & Commercial | USHP | Ducted CEE Tier 1
206788816 | Central HP <5.4 tons | CARRIER | HRCU-A-CB (Split System: Heat Pump with Remote Outdoor Unit-Air-Source) | 25VNA436A*031* |  |  | CAP**4321AL*+UI | 58CU*A060C17**16 | 34000 | 19.5 | 9.5 | 35200 | 25800 | 73.3% | 2.02 | 12.5 | 11.7 |  |  |  |  | R-410A | 2.8333 | Residential & Commercial | USHP | Ducted CEE Tier 1
206788832 | Central HP <5.4 tons | CARRIER | HRCU-A-CB (Split System: Heat Pump with Remote Outdoor Unit-Air-Source) | 25VNA436A*031* |  |  | CSPH*3612AL*+UI | 58CU*A060C17**16 | 33600 | 18.5 | 9 | 35200 | 26200 | 74.43% | 2 | 12 | 11.5 |  |  |  |  | R-410A | 2.8 | Residential & Commercial | USHP | Ducted CEE Tier 1
206788834 | Central HP <5.4 tons | CARRIER | HRCU-A-CB (Split System: Heat Pump with Remote Outdoor Unit-Air-Source) | 25VNA436A*031* |  |  | CSPH*4212AL*+UI | 58CU*A040C17**12 | 33600 | 18.5 | 9 | 35200 | 26000 | 73.86% | 2.02 | 12 | 11.7 |  |  |  |  | R-410A | 2.8 | Residential & Commercial | USHP | Ducted CEE Tier 1
213781691 | Central HP <5.4 tons | DAY & NIGHT | HRCU-A-CB (Split System: Heat Pump with Remote Outdoor Unit-Air-Source) | CVH837GKA2* |  |  | EA*4X61L24A*+WALLCON | *97CMN1002122B* | 33200 | 17.5 | 8.5 | 32000 | 24800 | 77.5% | 2 | 0 | 11.7 |  |  |  |  | R-410A | 2.7667 | Residential & Commercial | USHP | Ducted CEE Tier 1
214833518 | Central HP <5.4 tons | LUXAIRE | HRCU-A-CB (Split System: Heat Pump with Remote Outdoor Unit-Air-Source) | HH860E2S11 |  |  | JSC60D5CJ2SS1 | 0 | 53000 | 19 | 8.5 | 54000 | 39000 | 72.22% | 2 | 0 | 11 |  |  |  |  | R-454B | 4.4167 | Residential & Commercial | USHP | Ducted CEE Tier 1
213782041 | Central HP <5.4 tons | DAY & NIGHT | HRCU-A-CB (Split System: Heat Pump with Remote Outdoor Unit-Air-Source) | CVH837GKA2* |  |  | EHD4X42AAL+WALLCON | *96CTN1202422B* | 32600 | 16.5 | 8.1 | 33000 | 24600 | 74.55% | 1.94 | 0 | 11 |  |  |  |  | R-410A | 2.7167 | Residential & Commercial | USHP | Ducted CEE Tier 1
213782111 | Central HP <5.4 tons | DAY & NIGHT | HRCU-A-CB (Split System: Heat Pump with Remote Outdoor Unit-Air-Source) | CVH837GKA2* |  |  | EHD4X48AAL+WALLCON | *80CTL1352422B* | 32600 | 16.5 | 8.1 | 32600 | 24800 | 76.07% | 1.96 | 0 | 11 |  |  |  |  | R-410A | 2.7167 | Residential & Commercial | USHP | Ducted CEE Tier 1
213782261 | Central HP <5.4 tons | DAY & NIGHT | HRCU-A-CB (Split System: Heat Pump with Remote Outdoor Unit-Air-Source) | CVH837GKA2* |  |  | EHD4X60AAL+WALLCON | *80CTL1102120B* | 33000 | 16.5 | 8.1 | 32200 | 25400 | 78.88% | 2.04 | 0 | 11.5 |  |  |  |  | R-410A | 2.75 | Residential & Commercial | USHP | Ducted CEE Tier 1
213782311 | Central HP <5.4 tons | DAY & NIGHT | HRCU-A-CB (Split System: Heat Pump with Remote Outdoor Unit-Air-Source) | CVH837GKA2* |  |  | EHD4X60AAL+WALLCON | *97CMN1002122B* | 33000 | 16.5 | 8.1 | 32200 | 24800 | 77.02% | 2 | 0 | 11.5 |  |  |  |  | R-410A | 2.75 | Residential & Commercial | USHP | Ducted CEE Tier 1
211228607 | Central HP <5.4 tons | BRYANT HEATING AND COOLING SYSTEMS | HRCU-A-CB (Split System: Heat Pump with Remote Outdoor Unit-Air-Source) | 38MURAQ36AB3* |  |  | CAP**4321AL* | 935SA66100E21*** | 37400 | 15.5 | 8.5 | 39000 | 35000 | 89.74% | 2.14 | 0 | 10 |  |  |  |  | R-410A | 3.1167 | Residential & Commercial | USHP | Ducted CEE Tier 1
211228656 | Central HP <5.4 tons | BRYANT HEATING AND COOLING SYSTEMS | HRCU-A-CB (Split System: Heat Pump with Remote Outdoor Unit-Air-Source) | 38MURAQ36AB3* |  |  | CAP**4321AL* | 926TB66100V21*** | 36800 | 16.5 | 8.5 | 38500 | 34800 | 90.39% | 2.1 | 0 | 10 |  |  |  |  | R-410A | 3.0667 | Residential & Commercial | USHP | Ducted CEE Tier 1
212391563 | Central HP <5.4 tons | TRANE | HRCU-A-CB (Split System: Heat Pump with Remote Outdoor Unit-Air-Source) | 4TWV7X60A1 |  |  | 4TXCD010DS3 | S8V2D120M5PDA | 54000 | 17.1 | 8.2 | 52000 | 39500 | 75.96% | 1.8 | 0 | 11.7 |  |  |  |  | R-410A | 4.5 | Residential & Commercial | USHP | Ducted CEE Tier 1
210473359 | Central HP <5.4 tons | BRYANT HEATING AND COOLING SYSTEMS | HRCU-A-CB (Split System: Heat Pump with Remote Outdoor Unit-Air-Source) | 288BNV025*0**C* |  |  | CAP**4821AL*+UI | 986TC42080C17*** | 24000 | 16.5 | 8.1 | 21000 | 16600 | 79.05% | 2 | 0 | 11 |  |  |  |  | R-410A | 2 | Residential & Commercial | USHP | Ducted CEE Tier 1
210473927 | Central HP <5.4 tons | BRYANT HEATING AND COOLING SYSTEMS | HRCU-A-CB (Split System: Heat Pump with Remote Outdoor Unit-Air-Source) | 288BNV025*0**C* |  |  | CNPV*4821AL*+UI | 83*CA48060C17*** | 24200 | 17 | 8.1 | 21400 | 16600 | 77.57% | 2 | 0 | 11 |  |  |  |  | R-410A | 2.0167 | Residential & Commercial | USHP | Ducted CEE Tier 1
216737687 | Central HP <5.4 tons | DAY & NIGHT | HRCU-A-CB (Split System: Heat Pump with Remote Outdoor Unit-Air-Source) | D5CUHAH24AAK |  |  | ESH5X30M12A* | *96VSN1202422B* | 22800 | 15.5 | 8.5 | 21200 | 19000 | 89.62% | 1.96 | 0 | 10.5 |  |  |  |  | R-454B | 1.9 | Residential & Commercial | USHP | Ducted CEE Tier 1
216737856 | Central HP <5.4 tons | DAY & NIGHT | HRCU-A-CB (Split System: Heat Pump with Remote Outdoor Unit-Air-Source) | D5CUHAH24AAK |  |  | ESH5X30M12A* | *96VTN0802120B* | 22600 | 15.5 | 8.1 | 21000 | 18900 | 90% | 1.85 | 0 | 10.5 |  |  |  |  | R-454B | 1.8833 | Residential & Commercial | USHP | Ducted CEE Tier 1
216737907 | Central HP <5.4 tons | DAY & NIGHT | HRCU-A-CB (Split System: Heat Pump with Remote Outdoor Unit-Air-Source) | D5CUHAH24AAK |  |  | ESH5X30M12A* | *97VTN0801716A* | 22600 | 16 | 8.1 | 21200 | 18900 | 89.15% | 1.85 | 0 | 10.5 |  |  |  |  | R-454B | 1.8833 | Residential & Commercial | USHP | Ducted CEE Tier 1
216737938 | Central HP <5.4 tons | DAY & NIGHT | HRCU-A-CB (Split System: Heat Pump with Remote Outdoor Unit-Air-Source) | D5CUHAH24AAK |  |  | ESH5X30M12A* | *97VTN1002122A* | 22600 | 15.2 | 8.1 | 21000 | 18900 | 90% | 1.85 | 0 | 10.5 |  |  |  |  | R-454B | 1.8833 | Residential & Commercial | USHP | Ducted CEE Tier 1
216738205 | Central HP <5.4 tons | DAY & NIGHT | HRCU-A-CB (Split System: Heat Pump with Remote Outdoor Unit-Air-Source) | D5CUHAH24AAK |  |  | ESH5X36M12A* | *80MSU0401712A* | 22800 | 16 | 8.1 | 20800 | 18500 | 88.94% | 1.85 | 0 | 10.5 |  |  |  |  | R-454B | 1.9 | Residential & Commercial | USHP | Ducted CEE Tier 1
216738793 | Central HP <5.4 tons | DAY & NIGHT | HRCU-A-CB (Split System: Heat Pump with Remote Outdoor Unit-Air-Source) | D5CUHAH24AAK |  |  | ESH5X36M12A* | *96CTN1202422B* | 23200 | 15.2 | 8.1 | 21000 | 18700 | 89.05% | 1.85 | 0 | 10.5 |  |  |  |  | R-454B | 1.9333 | Residential & Commercial | USHP | Ducted CEE Tier 1
216643600 | Central HP <5.4 tons | AIRQUEST | HRCU-A-CB (Split System: Heat Pump with Remote Outdoor Unit-Air-Source) | D5CUHAH18AAK |  |  | EA*5X24M17A* | *80MSU0601716A* | 17800 | 15.2 | 10 | 20600 | 18500 | 89.81% | 1.98 | 0 | 11 |  |  |  |  | R-454B | 1.4833 | Residential & Commercial | USHP | Ducted CEE Tier 1
213296809 | Central HP <5.4 tons | LUXAIRE | HRCU-A-CB (Split System: Heat Pump with Remote Outdoor Unit-Air-Source) | HMH72B341 |  |  | XAFC36DBCN1 | Z9ES100C16SMPS1 | 34000 | 16.5 | 8.1 | 33400 | 24000 | 71.86% | 2.08 | 0 | 9.5 |  |  |  |  | R-410A | 2.8333 | Residential & Commercial | USHP
210597980 | Central HP <5.4 tons | HEIL | HRCU-A-CB (Split System: Heat Pump with Remote Outdoor Unit-Air-Source) | HVH825GKA2* |  |  | EA*4X43L21A*+WALLCON | *97CMN0601714A* | 24200 | 16.5 | 8.1 | 21200 | 16800 | 79.25% | 2 | 0 | 11 |  |  |  |  | R-410A | 2.0167 | Residential & Commercial | USHP | Ducted CEE Tier 1
216013303 | Central HP <5.4 tons | LUXAIRE | HRCU-A-CB (Split System: Heat Pump with Remote Outdoor Unit-Air-Source) | HH824E2S11 |  |  | CTM36B5ADS1+JMET12BS2N1 | 0 | 23000 | 18 | 9.5 | 23000 | 18000 | 78.26% | 2 | 0 | 12 |  |  |  |  | R-454B | 1.9167 | Residential & Commercial | USHP | Ducted CEE Tier 1
213782074 | Central HP <5.4 tons | TEMPSTAR | HRCU-A-CB (Split System: Heat Pump with Remote Outdoor Unit-Air-Source) | TVH837GKA2* |  |  | EHD4X48AAL+WALLCON | *80CTL0701716B* | 32600 | 16.5 | 8.1 | 33200 | 25000 | 75.3% | 1.94 | 0 | 11 |  |  |  |  | R-410A | 2.7167 | Residential & Commercial | USHP | Ducted CEE Tier 1
213782174 | Central HP <5.4 tons | TEMPSTAR | HRCU-A-CB (Split System: Heat Pump with Remote Outdoor Unit-Air-Source) | TVH837GKA2* |  |  | EHD4X48AAL+WALLCON | *96CTN0601714B* | 32400 | 16 | 8.1 | 33000 | 25200 | 76.36% | 1.94 | 0 | 10.5 |  |  |  |  | R-410A | 2.7 | Residential & Commercial | USHP | Ducted CEE Tier 1
215932003 | Central HP <5.4 tons | TEMPSTAR | HRCU-A-CB (Split System: Heat Pump with Remote Outdoor Unit-Air-Source) | T5H3V36*K*AAA* |  |  | EA*5X30M14A*+WALLCON | *96CTN0401410B* | 30800 | 17 | 9 | 34400 | 26600 | 77.33% | 1.9 | 0 | 10 |  |  |  |  | R-454B | 2.5667 | Residential & Commercial | USHP | Ducted CEE Tier 1
215932303 | Central HP <5.4 tons | TEMPSTAR | HRCU-A-CB (Split System: Heat Pump with Remote Outdoor Unit-Air-Source) | T5H3V36*K*AAA* |  |  | EA*5X42M21A*+WALLCON | *97CMN0602120B* | 32600 | 19 | 9.5 | 35200 | 27200 | 77.27% | 2 | 0 | 11 |  |  |  |  | R-454B | 2.7167 | Residential & Commercial | USHP | Ducted CEE Tier 1
204300261 | Central HP <5.4 tons | HEIL | HRCU-A-CB (Split System: Heat Pump with Remote Outdoor Unit-Air-Source) | HVH837GKA** |  |  | EHD4X42AAL+WALLCON | *80CTL0902120A* | 32400 | 16.5 | 8.1 | 33200 | 24800 | 74.7% | 1.96 | 12 | 11 |  |  |  |  | R-410A | 2.7 | Residential & Commercial | USHP | Ducted CEE Tier 1
206765146 | Central HP <5.4 tons | CARRIER | HRCU-A-CB (Split System: Heat Pump with Remote Outdoor Unit-Air-Source) | 25VNA837A*031* |  |  | CAP**4321AL*+UI | 59CU5A100C21**22 | 33000 | 17.5 | 8.5 | 32800 | 25000 | 76.22% | 2 | 12 | 11.5 |  |  |  |  | R-410A | 2.75 | Residential & Commercial | USHP | Ducted CEE Tier 1
210599463 | Central HP <5.4 tons | HEIL | HRCU-A-CB (Split System: Heat Pump with Remote Outdoor Unit-Air-Source) | HVH837GKA** |  |  | EHD4X60AAL+WALLCON | *97CMN1202422A* | 33000 | 17 | 8.1 | 32200 | 25000 | 77.64% | 2 | 0 | 11 |  |  |  |  | R-410A | 2.75 | Residential & Commercial | USHP | Ducted CEE Tier 1
212975321 | Central HP <5.4 tons | BRYANT HEATING AND COOLING SYSTEMS | HRCU-A-CB (Split System: Heat Pump with Remote Outdoor Unit-Air-Source) | 38MURAQ24AB3* |  |  | CAP**3721AL* | 926TC36040V17*** | 24200 | 16.5 | 8.5 | 25400 | 21600 | 85.04% | 1.8 | 0 | 10 |  |  |  |  | R-410A | 2.0167 | Residential & Commercial | USHP | Ducted CEE Tier 1
211386851 | Central HP <5.4 tons | LUXAIRE | HRCU-A-CB (Split System: Heat Pump with Remote Outdoor Unit-Air-Source) | HMH72B341 |  |  | XAFC36DBCN1 | TM9Y080C16MP11 | 34000 | 18.5 | 8.1 | 34000 | 24400 | 71.76% | 2.08 | 0 | 9.5 |  |  |  |  | R-410A | 2.8333 | Residential & Commercial | USHP
211390378 | Central HP <5.4 tons | LUXAIRE | HRCU-A-CB (Split System: Heat Pump with Remote Outdoor Unit-Air-Source) | HMH72B341 |  |  | XAFC30CXXN1+TXV | TPLC100C16MP13 | 33000 | 17.5 | 8.5 | 33000 | 23200 | 70.3% | 2.04 | 0 | 9.5 |  |  |  |  | R-410A | 2.75 | Residential & Commercial | USHP
212975354 | Central HP <5.4 tons | BRYANT HEATING AND COOLING SYSTEMS | HRCU-A-CB (Split System: Heat Pump with Remote Outdoor Unit-Air-Source) | 38MURAQ24AB3* |  |  | CNPV*3617AL* | 926TC36040V17*** | 23200 | 16 | 8.1 | 26200 | 24800 | 94.66% | 2.06 | 0 | 10 |  |  |  |  | R-410A | 1.9333 | Residential & Commercial | USHP | Ducted CEE Tier 1
204300411 | Central HP <5.4 tons | HEIL | HRCU-A-CB (Split System: Heat Pump with Remote Outdoor Unit-Air-Source) | HVH837GKA** |  |  | EHD4X42AAL+WALLCON | *97CMN0602120A* | 32400 | 16.5 | 8.1 | 33400 | 25200 | 75.45% | 1.94 | 11.5 | 10.5 |  |  |  |  | R-410A | 2.7 | Residential & Commercial | USHP | Ducted CEE Tier 1
206135794 | Central HP <5.4 tons | HEIL | HRCU-A-CB (Split System: Heat Pump with Remote Outdoor Unit-Air-Source) | HVH837GKA** |  |  | EA*4X48L21A*+WALLCON | *80CSU1002120A* | 32200 | 17 | 8.1 | 32600 | 25000 | 76.69% | 1.96 | 11.5 | 11 |  |  |  |  | R-410A | 2.6833 | Residential & Commercial | USHP | Ducted CEE Tier 1
206135976 | Central HP <5.4 tons | HEIL | HRCU-A-CB (Split System: Heat Pump with Remote Outdoor Unit-Air-Source) | HVH837GKA** |  |  | EHD4X42AAL+WALLCON | *80CSU0601716A* | 32400 | 16.5 | 8.1 | 33200 | 24800 | 74.7% | 1.94 | 11.5 | 11 |  |  |  |  | R-410A | 2.7 | Residential & Commercial | USHP | Ducted CEE Tier 1
210599617 | Central HP <5.4 tons | HEIL | HRCU-A-CB (Split System: Heat Pump with Remote Outdoor Unit-Air-Source) | HVH837GKA** |  |  | EN(A,D,W)4X60L24**+WALLCON | *97CMN1202422A* | 32800 | 17.5 | 8.1 | 32200 | 24800 | 77.02% | 1.96 | 0 | 11.7 |  |  |  |  | R-410A | 2.7333 | Residential & Commercial | USHP | Ducted CEE Tier 1
213774404 | Central HP <5.4 tons | TEMPSTAR | HRCU-A-CB (Split System: Heat Pump with Remote Outdoor Unit-Air-Source) | TVH825GKA3* |  |  | EHD4X42AAL+WALLCON | *80CTL0701412B* | 24200 | 16 | 8.1 | 21200 | 16600 | 78.3% | 2 | 0 | 10.5 |  |  |  |  | R-410A | 2.0167 | Residential & Commercial | USHP | Ducted CEE Tier 1
213774454 | Central HP <5.4 tons | TEMPSTAR | HRCU-A-CB (Split System: Heat Pump with Remote Outdoor Unit-Air-Source) | TVH825GKA3* |  |  | EHD4X42AAL+WALLCON | *80CTL1352422B* | 24200 | 16 | 8.1 | 21400 | 16600 | 77.57% | 2 | 0 | 10.5 |  |  |  |  | R-410A | 2.0167 | Residential & Commercial | USHP | Ducted CEE Tier 1
210595944 | Central HP <5.4 tons | CARRIER | HRCU-A-CB (Split System: Heat Pump with Remote Outdoor Unit-Air-Source) | 25VNA825A*031* |  |  | CAP**4221AL*+UI | 59MN7B060C17**14 | 23600 | 16 | 8.1 | 21600 | 16800 | 77.78% | 1.94 | 0 | 10.5 |  |  |  |  | R-410A | 1.9667 | Residential & Commercial | USHP | Ducted CEE Tier 1
210595962 | Central HP <5.4 tons | CARRIER | HRCU-A-CB (Split System: Heat Pump with Remote Outdoor Unit-Air-Source) | 25VNA825A*031* |  |  | CAP**4321AL*+UI | 58CU*A100C21**20 | 24400 | 16.5 | 8.1 | 21200 | 16700 | 78.77% | 2.02 | 0 | 11 |  |  |  |  | R-410A | 2.0333 | Residential & Commercial | USHP | Ducted CEE Tier 1
210596028 | Central HP <5.4 tons | CARRIER | HRCU-A-CB (Split System: Heat Pump with Remote Outdoor Unit-Air-Source) | 25VNA825A*031* |  |  | CNPV*4821AL*+UI | 58CU*A040C17**12 | 24200 | 17.5 | 8.1 | 21200 | 16600 | 78.3% | 2.02 | 0 | 11.5 |  |  |  |  | R-410A | 2.0167 | Residential & Commercial | USHP | Ducted CEE Tier 1
210596035 | Central HP <5.4 tons | CARRIER | HRCU-A-CB (Split System: Heat Pump with Remote Outdoor Unit-Air-Source) | 25VNA825A*031* |  |  | CNPV*4821AL*+UI | 59CU5A080C21**20 | 24200 | 17 | 8.1 | 21200 | 16600 | 78.3% | 2.02 | 0 | 11.5 |  |  |  |  | R-410A | 2.0167 | Residential & Commercial | USHP | Ducted CEE Tier 1
210596044 | Central HP <5.4 tons | CARRIER | HRCU-A-CB (Split System: Heat Pump with Remote Outdoor Unit-Air-Source) | 25VNA825A*031* |  |  | CNPV*4824AL*+UI | 58CU*A100C21**20 | 24000 | 16.5 | 8.1 | 21400 | 16600 | 77.57% | 2 | 0 | 11 |  |  |  |  | R-410A | 2 | Residential & Commercial | USHP | Ducted CEE Tier 1
210596060 | Central HP <5.4 tons | CARRIER | HRCU-A-CB (Split System: Heat Pump with Remote Outdoor Unit-Air-Source) | 25VNA825A*031* |  |  | CSPH*4212AL*+UI | 58TN*A135C24**22 | 24200 | 16 | 8.1 | 21400 | 16600 | 77.57% | 2 | 0 | 10.5 |  |  |  |  | R-410A | 2.0167 | Residential & Commercial | USHP | Ducted CEE Tier 1
210596164 | Central HP <5.4 tons | CARRIER | HRCU-A-CB (Split System: Heat Pump with Remote Outdoor Unit-Air-Source) | 25VNA837A*030* |  |  | CAP**3621AL*+UI | 59CU5A100C21**22 | 31600 | 17.5 | 8.1 | 33000 | 24200 | 73.33% | 1.86 | 0 | 11 |  |  |  |  | R-410A | 2.6333 | Residential & Commercial | USHP | Ducted CEE Tier 1
210596169 | Central HP <5.4 tons | CARRIER | HRCU-A-CB (Split System: Heat Pump with Remote Outdoor Unit-Air-Source) | 25VNA837A*030* |  |  | CAP**6024AL*+UI | 58TN*A090C21**20 | 32800 | 17.5 | 8.5 | 31800 | 24800 | 77.99% | 1.98 | 0 | 11.7 |  |  |  |  | R-410A | 2.7333 | Residential & Commercial | USHP | Ducted CEE Tier 1
211387852 | Central HP <5.4 tons | COLEMAN | HRCU-A-CB (Split System: Heat Pump with Remote Outdoor Unit-Air-Source) | HMH72B341 |  |  | XAFC30CXXN1+TXV | TP9C080B12MP13 | 32800 | 17 | 8.1 | 33600 | 23600 | 70.24% | 2.02 | 0 | 9.5 |  |  |  |  | R-410A | 2.7333 | Residential & Commercial | USHP
212972681 | Central HP <5.4 tons | TEMPSTAR | HRCU-A-CB (Split System: Heat Pump with Remote Outdoor Unit-Air-Source) | DLCURAH18ABK |  |  | EA*4X24L14A* | *96VSN0401410B* | 17200 | 16 | 8.5 | 18200 | 19400 | 106.6% | 2.34 | 0 | 10 |  |  |  |  | R-410A | 1.4333 | Residential & Commercial | USHP | Ducted CEE Tier 1
212972731 | Central HP <5.4 tons | TEMPSTAR | HRCU-A-CB (Split System: Heat Pump with Remote Outdoor Unit-Air-Source) | DLCURAH18ABK |  |  | EN(A,D)4X18L14** | *96VSN0401410B* | 17200 | 15.5 | 8.5 | 18500 | 19200 | 103.8% | 2.3 | 0 | 10.5 |  |  |  |  | R-410A | 1.4333 | Residential & Commercial | USHP | Ducted CEE Tier 1
215931723 | Central HP <5.4 tons | TEMPSTAR | HRCU-A-CB (Split System: Heat Pump with Remote Outdoor Unit-Air-Source) | T5H3V60*K*AAA* |  |  | EA*5X61M24A*+WALLCON | *80CTL1352422B* | 57000 | 19 | 8.5 | 60500 | 46000 | 76.03% | 2.04 | 0 | 11.7 |  |  |  |  | R-454B | 4.75 | Residential & Commercial | USHP | Ducted CEE Tier 1
210596203 | Central HP <5.4 tons | CARRIER | HRCU-A-CB (Split System: Heat Pump with Remote Outdoor Unit-Air-Source) | 25VNA837A*030* |  |  | CAP**6124AL*+UI | 59MN7B120C24**22 | 33200 | 17.5 | 8.5 | 32000 | 25000 | 78.12% | 2 | 0 | 11.7 |  |  |  |  | R-410A | 2.7667 | Residential & Commercial | USHP | Ducted CEE Tier 1
216678766 | Central HP <5.4 tons | AIRQUEST | HRCU-A-CB (Split System: Heat Pump with Remote Outdoor Unit-Air-Source) | DLCURAH36ABK |  |  | EHD4X42AAL | *97VTN0601716A* | 35800 | 15.2 | 8.5 | 38500 | 34600 | 89.87% | 1.82 | 0 | 9.8 |  |  |  |  | R-410A | 2.9833 | Residential & Commercial | USHP
216678814 | Central HP <5.4 tons | AIRQUEST | HRCU-A-CB (Split System: Heat Pump with Remote Outdoor Unit-Air-Source) | DLCURAH36ABK |  |  | END4X42L17** | *97VTN0601716A* | 35400 | 15.5 | 8.5 | 38500 | 34600 | 89.87% | 1.78 | 0 | 10 |  |  |  |  | R-410A | 2.95 | Residential & Commercial | USHP | Ducted CEE Tier 1
215931533 | Central HP <5.4 tons | TEMPSTAR | HRCU-A-CB (Split System: Heat Pump with Remote Outdoor Unit-Air-Source) | T5H3V60*K*AAA* |  |  | EA*5X60M24A*+WALLCON | *80CSU1002120A* | 55500 | 18.5 | 8.5 | 60500 | 46000 | 76.03% | 2.04 | 0 | 11 |  |  |  |  | R-454B | 4.625 | Residential & Commercial | USHP | Ducted CEE Tier 1
215931803 | Central HP <5.4 tons | TEMPSTAR | HRCU-A-CB (Split System: Heat Pump with Remote Outdoor Unit-Air-Source) | T5H3V60*K*AAA* |  |  | ESH5X60M12A*+WALLCON | *80CSU0802120A* | 56500 | 18 | 8.1 | 61000 | 45500 | 74.59% | 1.95 | 0 | 11.5 |  |  |  |  | R-454B | 4.7083 | Residential & Commercial | USHP | Ducted CEE Tier 1
210596253 | Central HP <5.4 tons | CARRIER | HRCU-A-CB (Split System: Heat Pump with Remote Outdoor Unit-Air-Source) | 25VNA837A*030* |  |  | CSPH*6012AL*+UI | 59MN7B120C24**22 | 33000 | 17 | 8.1 | 32200 | 25000 | 77.64% | 2 | 0 | 11 |  |  |  |  | R-410A | 2.75 | Residential & Commercial | USHP | Ducted CEE Tier 1
213771698 | Central HP <5.4 tons | AIRQUEST | HRCU-A-CB (Split System: Heat Pump with Remote Outdoor Unit-Air-Source) | HVH825GKA2* |  |  | EA*4X48L24A*+WALLCON | *80CTL1352422B* | 24200 | 17 | 8.1 | 21000 | 16500 | 78.57% | 2.02 | 0 | 11 |  |  |  |  | R-410A | 2.0167 | Residential & Commercial | USHP | Ducted CEE Tier 1
213296989 | Central HP <5.4 tons | LUXAIRE | HRCU-A-CB (Split System: Heat Pump with Remote Outdoor Unit-Air-Source) | HMH72B341 |  |  | XAUB36DXXN1+TXV | Z8ES080B12SMPS1 | 34000 | 18 | 8.1 | 33400 | 24000 | 71.86% | 2.08 | 0 | 10 |  |  |  |  | R-410A | 2.8333 | Residential & Commercial | USHP | Ducted CEE Tier 1
206788848 | Central HP <5.4 tons | CARRIER | HRCU-A-CB (Split System: Heat Pump with Remote Outdoor Unit-Air-Source) | 25VNA436A*031* |  |  | CAP**4221AL*+UI | 59CU5A100C21**22 | 33200 | 19.5 | 9.5 | 35400 | 26600 | 75.14% | 2 | 12.5 | 12 |  |  |  |  | R-410A | 2.7667 | Residential & Commercial | USHP | Ducted CEE Tier 1
206788850 | Central HP <5.4 tons | CARRIER | HRCU-A-CB (Split System: Heat Pump with Remote Outdoor Unit-Air-Source) | 25VNA436A*031* |  |  | CAP**4224AL*+UI | 59CU5A100C21**22 | 33200 | 19.5 | 9.5 | 35400 | 26400 | 74.58% | 2 | 12.5 | 12 |  |  |  |  | R-410A | 2.7667 | Residential & Commercial | USHP | Ducted CEE Tier 1
206788865 | Central HP <5.4 tons | CARRIER | HRCU-A-CB (Split System: Heat Pump with Remote Outdoor Unit-Air-Source) | 25VNA436A*031* |  |  | CSPH*3612AL*+UI | 59CU5A080C21**20 | 33600 | 18.5 | 9 | 35200 | 26200 | 74.43% | 2.02 | 12 | 11.7 |  |  |  |  | R-410A | 2.8 | Residential & Commercial | USHP | Ducted CEE Tier 1
206788881 | Central HP <5.4 tons | CARRIER | HRCU-A-CB (Split System: Heat Pump with Remote Outdoor Unit-Air-Source) | 25VNA436A*031* |  |  | CSPH*4812AL*+UI | 58TN*A045C17**12 | 33800 | 18 | 9 | 35400 | 26200 | 74.01% | 2 | 12 | 11 |  |  |  |  | R-410A | 2.8167 | Residential & Commercial | USHP | Ducted CEE Tier 1
206788883 | Central HP <5.4 tons | CARRIER | HRCU-A-CB (Split System: Heat Pump with Remote Outdoor Unit-Air-Source) | 25VNA436A*031* |  |  | CAP**4221AL*+UI | 59MN7B060C17**14 | 32600 | 18.5 | 9 | 36000 | 27000 | 75% | 1.96 | 11.5 | 11 |  |  |  |  | R-410A | 2.7167 | Residential & Commercial | USHP | Ducted CEE Tier 1
210472897 | Central HP <5.4 tons | BRYANT HEATING AND COOLING SYSTEMS | HRCU-A-CB (Split System: Heat Pump with Remote Outdoor Unit-Air-Source) | 288BNV025*0**C* |  |  | CAP**4221AL*+UI | 986TC42060C17*** | 23600 | 16.5 | 8.1 | 21400 | 16700 | 78.04% | 1.94 | 0 | 11 |  |  |  |  | R-410A | 1.9667 | Residential & Commercial | USHP | Ducted CEE Tier 1
210473315 | Central HP <5.4 tons | BRYANT HEATING AND COOLING SYSTEMS | HRCU-A-CB (Split System: Heat Pump with Remote Outdoor Unit-Air-Source) | 288BNV025*0**C* |  |  | CAP**4821AL*+UI | 83*CA60100C21*** | 24000 | 16.5 | 8.1 | 21000 | 16600 | 79.05% | 2 | 0 | 10.5 |  |  |  |  | R-410A | 2 | Residential & Commercial | USHP | Ducted CEE Tier 1
215932223 | Central HP <5.4 tons | TEMPSTAR | HRCU-A-CB (Split System: Heat Pump with Remote Outdoor Unit-Air-Source) | T5H3V36*K*AAA* |  |  | EA*5X42M21A*+WALLCON | *80CTL0451712B* | 32200 | 19 | 9 | 35800 | 27600 | 77.09% | 1.88 | 0 | 10.5 |  |  |  |  | R-454B | 2.6833 | Residential & Commercial | USHP | Ducted CEE Tier 1
215932743 | Central HP <5.4 tons | TEMPSTAR | HRCU-A-CB (Split System: Heat Pump with Remote Outdoor Unit-Air-Source) | T5H3V36*K*AAA* |  |  | EA*5X61M21A*+WALLCON | *80CTL1102120B* | 34400 | 20.5 | 9.5 | 34200 | 26000 | 76.02% | 2.06 | 0 | 12 |  |  |  |  | R-454B | 2.8667 | Residential & Commercial | USHP | Ducted CEE Tier 1
211393791 | Central HP <5.4 tons | COLEMAN | HRCU-A-CB (Split System: Heat Pump with Remote Outdoor Unit-Air-Source) | HMH72B341 |  |  | XAHD48FXXN1+TXV | TM9Y120D20MP11 | 33200 | 16.5 | 8.5 | 32000 | 23400 | 73.12% | 2.04 | 0 | 9 |  |  |  |  | R-410A | 2.7667 | Residential & Commercial | USHP
211394016 | Central HP <5.4 tons | COLEMAN | HRCU-A-CB (Split System: Heat Pump with Remote Outdoor Unit-Air-Source) | HMH72B341 |  |  | XAHC48FXXN1+TXV | TM9Y080C16MP11 | 33200 | 17 | 8.1 | 32400 | 23600 | 72.84% | 2.02 | 0 | 9 |  |  |  |  | R-410A | 2.7667 | Residential & Commercial | USHP
211394534 | Central HP <5.4 tons | COLEMAN | HRCU-A-CB (Split System: Heat Pump with Remote Outdoor Unit-Air-Source) | HMH72B341 |  |  | XAFD48FXXN1+TXV | TP9C100C20MP13 | 34000 | 16.5 | 8.5 | 33000 | 24200 | 73.33% | 2.1 | 0 | 9 |  |  |  |  | R-410A | 2.8333 | Residential & Commercial | USHP
211394991 | Central HP <5.4 tons | COLEMAN | HRCU-A-CB (Split System: Heat Pump with Remote Outdoor Unit-Air-Source) | HMH72B341 |  |  | XAUC48FXXN1+TXV | CP9C100C16MP13 | 33800 | 16.5 | 8.5 | 32400 | 23800 | 73.46% | 2.08 | 0 | 9.5 |  |  |  |  | R-410A | 2.8167 | Residential & Commercial | USHP
210533091 | Central HP <5.4 tons | BRYANT HEATING AND COOLING SYSTEMS | HRCU-A-CB (Split System: Heat Pump with Remote Outdoor Unit-Air-Source) | 284ANV024*0**B* |  |  | CSPH*3012AL*+UI | 83*CA48060C17*** | 23400 | 19 | 9 | 27000 | 20000 | 74.07% | 2.44 | 0 | 12.5 |  |  |  |  | R-410A | 1.95 | Residential & Commercial | USHP | Ducted CEE Tier 1
216679417 | Central HP <5.4 tons | DAY & NIGHT | HRCU-A-CB (Split System: Heat Pump with Remote Outdoor Unit-Air-Source) | DLCURAH24ABK |  |  | EA*4X36L17A* | *97VTN0601716A* | 23600 | 17 | 9 | 25800 | 23200 | 89.92% | 1.82 | 0 | 10 |  |  |  |  | R-410A | 1.9667 | Residential & Commercial | USHP | Ducted CEE Tier 1
210470519 | Central HP <5.4 tons | HEIL | HRCU-A-CB (Split System: Heat Pump with Remote Outdoor Unit-Air-Source) | HVH837GKA2* |  |  | EA*4X61L24A*+WALLCON | *95CSU0802120A* | 33200 | 18 | 8.5 | 32000 | 24800 | 77.5% | 2 | 0 | 11.5 |  |  |  |  | R-410A | 2.7667 | Residential & Commercial | USHP | Ducted CEE Tier 1
213782151 | Central HP <5.4 tons | DAY & NIGHT | HRCU-A-CB (Split System: Heat Pump with Remote Outdoor Unit-Air-Source) | CVH837GKA2* |  |  | EHD4X48AAL+WALLCON | *97CMN1002122B* | 32600 | 16.5 | 8.1 | 33000 | 24800 | 75.15% | 1.96 | 0 | 11 |  |  |  |  | R-410A | 2.7167 | Residential & Commercial | USHP | Ducted CEE Tier 1
210532881 | Central HP <5.4 tons | BRYANT HEATING AND COOLING SYSTEMS | HRCU-A-CB (Split System: Heat Pump with Remote Outdoor Unit-Air-Source) | 284ANV048*0**B* |  |  | CAP**6124AL*+UI | 88*TA60090C21*** | 45500 | 21.5 | 9.5 | 46000 | 36200 | 78.7% | 2.36 | 0 | 12 |  |  |  |  | R-410A | 3.7917 | Residential & Commercial | USHP | Ducted CEE Tier 1
210532949 | Central HP <5.4 tons | BRYANT HEATING AND COOLING SYSTEMS | HRCU-A-CB (Split System: Heat Pump with Remote Outdoor Unit-Air-Source) | 284ANV024*0**B* |  |  | CAP**2417AL*+UI | 88*TA48090C17*** | 23000 | 21 | 10 | 27000 | 20000 | 74.07% | 2.32 | 0 | 13 |  |  |  |  | R-410A | 1.9167 | Residential & Commercial | USHP | Ducted CEE Tier 1
210532965 | Central HP <5.4 tons | BRYANT HEATING AND COOLING SYSTEMS | HRCU-A-CB (Split System: Heat Pump with Remote Outdoor Unit-Air-Source) | 284ANV024*0**B* |  |  | CAP**2517AL*+UI | 88*TA36070C14*** | 24200 | 21.5 | 10.5 | 26400 | 19700 | 74.62% | 2.54 | 0 | 13.5 |  |  |  |  | R-410A | 2.0167 | Residential & Commercial | USHP | Ducted CEE Tier 1
210532997 | Central HP <5.4 tons | BRYANT HEATING AND COOLING SYSTEMS | HRCU-A-CB (Split System: Heat Pump with Remote Outdoor Unit-Air-Source) | 284ANV024*0**B* |  |  | CAP**3721AL*+UI | 83*CA36040C17*** | 24200 | 20.5 | 10.5 | 26400 | 19700 | 74.62% | 2.54 | 0 | 13 |  |  |  |  | R-410A | 2.0167 | Residential & Commercial | USHP | Ducted CEE Tier 1
210533047 | Central HP <5.4 tons | BRYANT HEATING AND COOLING SYSTEMS | HRCU-A-CB (Split System: Heat Pump with Remote Outdoor Unit-Air-Source) | 284ANV024*0**B* |  |  | CAP**4321AL*+UI | 987MB60060C21*** | 24000 | 20 | 10.5 | 26400 | 19800 | 75% | 2.52 | 0 | 13.5 |  |  |  |  | R-410A | 2 | Residential & Commercial | USHP | Ducted CEE Tier 1
215932553 | Central HP <5.4 tons | TEMPSTAR | HRCU-A-CB (Split System: Heat Pump with Remote Outdoor Unit-Air-Source) | T5H3V36*K*AAA* |  |  | EA*5X60M24A*+WALLCON | *80CTL0902120B* | 34000 | 20.5 | 9.5 | 34000 | 25800 | 75.88% | 2.06 | 0 | 12 |  |  |  |  | R-454B | 2.8333 | Residential & Commercial | USHP | Ducted CEE Tier 1
215933003 | Central HP <5.4 tons | TEMPSTAR | HRCU-A-CB (Split System: Heat Pump with Remote Outdoor Unit-Air-Source) | T5H3V36*K*AAA* |  |  | ESH5X30M12A*+WALLCON | *97CMN0601714B* | 32200 | 18 | 9 | 34800 | 26800 | 77.01% | 1.9 | 0 | 10 |  |  |  |  | R-454B | 2.6833 | Residential & Commercial | USHP | Ducted CEE Tier 1
210532939 | Central HP <5.4 tons | BRYANT HEATING AND COOLING SYSTEMS | HRCU-A-CB (Split System: Heat Pump with Remote Outdoor Unit-Air-Source) | 284ANV024*0**B* |  |  | CAP**2417AL*+UI | 88*TA48070C17*** | 23000 | 20 | 10 | 27000 | 20200 | 74.81% | 2.3 | 0 | 13 |  |  |  |  | R-410A | 1.9167 | Residential & Commercial | USHP | Ducted CEE Tier 1
211389873 | Central HP <5.4 tons | COLEMAN | HRCU-A-CB (Split System: Heat Pump with Remote Outdoor Unit-Air-Source) | HMH72B341 |  |  | XAUB36DXXN1+TXV | TM8Y060A12MP11 | 33800 | 18 | 8.1 | 33400 | 23400 | 70.06% | 2.04 | 0 | 10 |  |  |  |  | R-410A | 2.8167 | Residential & Commercial | USHP | Ducted CEE Tier 1
215319111 | Central HP <5.4 tons | SMART COMFORT | HRCU-A-CB (Split System: Heat Pump with Remote Outdoor Unit-Air-Source) | D5CUHAH18AAK |  |  | D5FUAAH18XAK | 0 | 18000 | 19 | 9.8 | 19000 | 18000 | 94.74% | 2 | 0 | 12.5 |  |  |  |  | R-454B | 1.5 | Residential & Commercial | USHP | Ducted CEE Tier 1
210533049 | Central HP <5.4 tons | BRYANT HEATING AND COOLING SYSTEMS | HRCU-A-CB (Split System: Heat Pump with Remote Outdoor Unit-Air-Source) | 284ANV024*0**B* |  |  | CNPV*3017AL*+UI | 935CA48060C17*** | 23200 | 20 | 9.5 | 26800 | 20000 | 74.63% | 2.36 | 0 | 13 |  |  |  |  | R-410A | 1.9333 | Residential & Commercial | USHP | Ducted CEE Tier 1
216738993 | Central HP <5.4 tons | DAY & NIGHT | HRCU-A-CB (Split System: Heat Pump with Remote Outdoor Unit-Air-Source) | D5CUHAH24AAK |  |  | FCMA5X24L0B*+WALLCON | 0 | 22600 | 16 | 8.5 | 21000 | 18800 | 89.52% | 1.96 | 0 | 11 |  |  |  |  | R-454B | 1.8833 | Residential & Commercial | USHP | Ducted CEE Tier 1
216738708 | Central HP <5.4 tons | DAY & NIGHT | HRCU-A-CB (Split System: Heat Pump with Remote Outdoor Unit-Air-Source) | D5CUHAH24AAK |  |  | ESH5X36M12A* | *95MSU0601716A* | 22600 | 16 | 8.1 | 20800 | 18500 | 88.94% | 1.85 | 0 | 11 |  |  |  |  | R-454B | 1.8833 | Residential & Commercial | USHP | Ducted CEE Tier 1
216738740 | Central HP <5.4 tons | DAY & NIGHT | HRCU-A-CB (Split System: Heat Pump with Remote Outdoor Unit-Air-Source) | D5CUHAH24AAK |  |  | ESH5X36M12A* | *95MSU1002122A* | 23400 | 16 | 8.5 | 21200 | 18800 | 88.68% | 1.94 | 0 | 11 |  |  |  |  | R-454B | 1.95 | Residential & Commercial | USHP | Ducted CEE Tier 1
216738824 | Central HP <5.4 tons | DAY & NIGHT | HRCU-A-CB (Split System: Heat Pump with Remote Outdoor Unit-Air-Source) | D5CUHAH24AAK |  |  | ESH5X36M12A* | *96VTN0601412B* | 22600 | 16 | 8.1 | 20800 | 18500 | 88.94% | 1.85 | 0 | 11 |  |  |  |  | R-454B | 1.8833 | Residential & Commercial | USHP | Ducted CEE Tier 1
206788916 | Central HP <5.4 tons | CARRIER | HRCU-A-CB (Split System: Heat Pump with Remote Outdoor Unit-Air-Source) | 25VNA448A*031* |  |  | CAP**4824AL*+UI | 59MN7B120C24**22 | 43500 | 20.5 | 9.5 | 46500 | 36400 | 78.28% | 2.26 | 12 | 11.7 |  |  |  |  | R-410A | 3.625 | Residential & Commercial | USHP | Ducted CEE Tier 1
206788918 | Central HP <5.4 tons | CARRIER | HRCU-A-CB (Split System: Heat Pump with Remote Outdoor Unit-Air-Source) | 25VNA448A*031* |  |  | CAP**6024AL*+UI | 59MN7B120C24**22 | 44500 | 21 | 9.5 | 46000 | 36400 | 79.13% | 2.34 | 12.5 | 12 |  |  |  |  | R-410A | 3.7083 | Residential & Commercial | USHP | Ducted CEE Tier 1
206788934 | Central HP <5.4 tons | CARRIER | HRCU-A-CB (Split System: Heat Pump with Remote Outdoor Unit-Air-Source) | 25VNA448A*031* |  |  | CAP**6124AL*+UI | 59TN6B120C24**22 | 45500 | 21.5 | 9.5 | 46000 | 36200 | 78.7% | 2.38 | 12.5 | 12 |  |  |  |  | R-410A | 3.7917 | Residential & Commercial | USHP | Ducted CEE Tier 1
216738332 | Central HP <5.4 tons | AIRQUEST | HRCU-A-CB (Split System: Heat Pump with Remote Outdoor Unit-Air-Source) | D5CUHAH24AAK |  |  | ESH5X36M12A* | *80VTL0701716B* | 22800 | 16 | 8.1 | 20800 | 18500 | 88.94% | 1.85 | 0 | 11 |  |  |  |  | R-454B | 1.9 | Residential & Commercial | USHP | Ducted CEE Tier 1
206788333 | Central HP <5.4 tons | CARRIER | HRCU-A-CB (Split System: Heat Pump with Remote Outdoor Unit-Air-Source) | 25VNA424A*031* |  |  | CAP**3617AL*+UI | 59MN7B080C17**14 | 23200 | 20 | 10 | 26800 | 20000 | 74.63% | 2.4 | 13 | 13 |  |  |  |  | R-410A | 1.9333 | Residential & Commercial | USHP | Ducted CEE Tier 1
209852125 | Central HP <5.4 tons | SMART COMFORT | HRCU-A-CB (Split System: Heat Pump with Remote Outdoor Unit-Air-Source) | DLCURAH24ABK |  |  | DLFUAAH24XAK | 0 | 24000 | 17.4 | 10 | 24000 | 22600 | 94.17% | 1.91 | 12.5 | 11.7 |  |  |  |  | R-410A | 2 | Residential & Commercial | USHP | Ducted CEE Tier 1
209852132 | Central HP <5.4 tons | SMART COMFORT | HRCU-A-CB (Split System: Heat Pump with Remote Outdoor Unit-Air-Source) | DLCURAH30ABK |  |  | DLFUAAH30XAK | 0 | 30000 | 16.2 | 8.9 | 33000 | 24000 | 72.73% | 1.8 | 11 | 10 |  |  |  |  | R-410A | 2.5 | Residential & Commercial | USHP | Ducted CEE Tier 1
211207006 | Central HP <5.4 tons | LUXAIRE | HRCU-A-CB (Split System: Heat Pump with Remote Outdoor Unit-Air-Source) | HL20B4821 |  |  | XAMC48HE3N1+CC | LPLC100C16MP13 | 43500 | 19 | 9 | 44500 | 36200 | 81.35% | 2.14 | 0 | 12 |  |  |  |  | R-410A | 3.625 | Residential & Commercial | USHP | Ducted CEE Tier 1
211206925 | Central HP <5.4 tons | LUXAIRE | HRCU-A-CB (Split System: Heat Pump with Remote Outdoor Unit-Air-Source) | HL20B4821 |  |  | XAMC48HE3N1+CC | LP9C100C20MP13 | 43500 | 19 | 9 | 44500 | 36400 | 81.8% | 2.14 | 0 | 11.7 |  |  |  |  | R-410A | 3.625 | Residential & Commercial | USHP | Ducted CEE Tier 1
211394388 | Central HP <5.4 tons | LUXAIRE | HRCU-A-CB (Split System: Heat Pump with Remote Outdoor Unit-Air-Source) | HMH72B341 |  |  | XAFD48FBCN1 | LP9C120D20MP13 | 34000 | 17 | 8.5 | 32400 | 23800 | 73.46% | 2.1 | 0 | 9.5 |  |  |  |  | R-410A | 2.8333 | Residential & Commercial | USHP
211394455 | Central HP <5.4 tons | LUXAIRE | HRCU-A-CB (Split System: Heat Pump with Remote Outdoor Unit-Air-Source) | HMH72B341 |  |  | XAHD48FBCN1 | LP9C100C20MP13 | 33600 | 16.5 | 8.5 | 32400 | 23800 | 73.46% | 2.06 | 0 | 9 |  |  |  |  | R-410A | 2.8 | Residential & Commercial | USHP
211394556 | Central HP <5.4 tons | LUXAIRE | HRCU-A-CB (Split System: Heat Pump with Remote Outdoor Unit-Air-Source) | HMH72B341 |  |  | XAFD48FBCN1 | TM9V100C20MP12 | 34000 | 16.5 | 8.5 | 33000 | 24200 | 73.33% | 2.1 | 0 | 9 |  |  |  |  | R-410A | 2.8333 | Residential & Commercial | USHP
211394988 | Central HP <5.4 tons | LUXAIRE | HRCU-A-CB (Split System: Heat Pump with Remote Outdoor Unit-Air-Source) | HMH72B341 |  |  | XAFC48FBCN1 | LP9C100C16MP13 | 33800 | 16.5 | 8.5 | 32400 | 23800 | 73.46% | 2.08 | 0 | 9.5 |  |  |  |  | R-410A | 2.8167 | Residential & Commercial | USHP
211395893 | Central HP <5.4 tons | LUXAIRE | HRCU-A-CB (Split System: Heat Pump with Remote Outdoor Unit-Air-Source) | HMH72B341 |  |  | XAFC48FBCN1 | TP9C060B12MP13 | 33000 | 16.5 | 8.1 | 32400 | 24000 | 74.07% | 2.04 | 0 | 9 |  |  |  |  | R-410A | 2.75 | Residential & Commercial | USHP
211397311 | Central HP <5.4 tons | LUXAIRE | HRCU-A-CB (Split System: Heat Pump with Remote Outdoor Unit-Air-Source) | HMH72B341 |  |  | XAHD48FBCN1 | TMLV100C16MP12 | 33600 | 16 | 8.5 | 32400 | 23800 | 73.46% | 2.06 | 0 | 9 |  |  |  |  | R-410A | 2.8 | Residential & Commercial | USHP
210470343 | Central HP <5.4 tons | HEIL | HRCU-A-CB (Split System: Heat Pump with Remote Outdoor Unit-Air-Source) | HVH837GKA2* |  |  | EA*4X60L24A*+WALLCON | *96CTN1002122A* | 32800 | 17.5 | 8.5 | 31800 | 24800 | 77.99% | 2 | 0 | 11.7 |  |  |  |  | R-410A | 2.7333 | Residential & Commercial | USHP | Ducted CEE Tier 1
211391747 | Central HP <5.4 tons | LUXAIRE | HRCU-A-CB (Split System: Heat Pump with Remote Outdoor Unit-Air-Source) | HMH72B341 |  |  | XAFC36DXXN1+TXV | TMLE100B12MP11 | 34000 | 18 | 8.1 | 33800 | 23800 | 70.41% | 2.06 | 0 | 10 |  |  |  |  | R-410A | 2.8333 | Residential & Commercial | USHP | Ducted CEE Tier 1
211392232 | Central HP <5.4 tons | LUXAIRE | HRCU-A-CB (Split System: Heat Pump with Remote Outdoor Unit-Air-Source) | HMH72B341 |  |  | XAHB36DXXN1+TXV | TMLE080B12MP11 | 33200 | 17 | 8.1 | 33200 | 23400 | 70.48% | 2 | 0 | 9.5 |  |  |  |  | R-410A | 2.7667 | Residential & Commercial | USHP
211392281 | Central HP <5.4 tons | LUXAIRE | HRCU-A-CB (Split System: Heat Pump with Remote Outdoor Unit-Air-Source) | HMH72B341 |  |  | XAHB30CXXN1+TXV | TMLE080B12MP11 | 32000 | 17 | 8.1 | 32800 | 23400 | 71.34% | 1.98 | 0 | 9 |  |  |  |  | R-410A | 2.6667 | Residential & Commercial | USHP
211392382 | Central HP <5.4 tons | LUXAIRE | HRCU-A-CB (Split System: Heat Pump with Remote Outdoor Unit-Air-Source) | HMH72B341 |  |  | XAFB36DXXN1+TXV | TM8E080B12MP11 | 34000 | 18 | 8.1 | 34000 | 24400 | 71.76% | 2.06 | 0 | 9.5 |  |  |  |  | R-410A | 2.8333 | Residential & Commercial | USHP
207826610 | Central HP <5.4 tons | SMART COMFORT | HRCU-A-CB (Split System: Heat Pump with Remote Outdoor Unit-Air-Source) | DLCSRBH24AAK |  |  | DLFSABH24XBK | 0 | 23000 | 18.4 | 9.3 | 26000 | 21200 | 81.54% | 1.9 | 12.5 | 11.7 |  |  |  |  | R-410A | 1.9167 | Residential & Commercial | USHP | Ducted CEE Tier 1
211392548 | Central HP <5.4 tons | LUXAIRE | HRCU-A-CB (Split System: Heat Pump with Remote Outdoor Unit-Air-Source) | HMH72B341 |  |  | XAHB36DBCN1 | TM8E060A12MP11 | 33200 | 17 | 8.1 | 33200 | 23400 | 70.48% | 2 | 0 | 9.5 |  |  |  |  | R-410A | 2.7667 | Residential & Commercial | USHP
211393384 | Central HP <5.4 tons | LUXAIRE | HRCU-A-CB (Split System: Heat Pump with Remote Outdoor Unit-Air-Source) | HMH72B341 |  |  | XAFC30CXXN1+TXV | TL8E100C20UH11 | 33400 | 17.5 | 8.5 | 33000 | 23200 | 70.3% | 2.06 | 0 | 10 |  |  |  |  | R-410A | 2.7833 | Residential & Commercial | USHP | Ducted CEE Tier 1
211394019 | Central HP <5.4 tons | LUXAIRE | HRCU-A-CB (Split System: Heat Pump with Remote Outdoor Unit-Air-Source) | HMH72B341 |  |  | XAHC48FXXN1+TXV | TM9Y080C16MP11 | 33200 | 17 | 8.1 | 32400 | 23600 | 72.84% | 2.02 | 0 | 9 |  |  |  |  | R-410A | 2.7667 | Residential & Commercial | USHP
211395706 | Central HP <5.4 tons | LUXAIRE | HRCU-A-CB (Split System: Heat Pump with Remote Outdoor Unit-Air-Source) | HMH72B341 |  |  | XAUC48FXXN1+TXV | LP9C080B12MP13 | 33400 | 16.5 | 8.5 | 32600 | 24000 | 73.62% | 2.06 | 0 | 9 |  |  |  |  | R-410A | 2.7833 | Residential & Commercial | USHP
211396960 | Central HP <5.4 tons | LUXAIRE | HRCU-A-CB (Split System: Heat Pump with Remote Outdoor Unit-Air-Source) | HMH72B341 |  |  | XAUC48FXXN1+TXV | TM8Y080C16MP11 | 34000 | 17.5 | 8.5 | 33200 | 24400 | 73.49% | 2.08 | 0 | 9 |  |  |  |  | R-410A | 2.8333 | Residential & Commercial | USHP
211397044 | Central HP <5.4 tons | LUXAIRE | HRCU-A-CB (Split System: Heat Pump with Remote Outdoor Unit-Air-Source) | HMH72B341 |  |  | XAHC48FXXN1+TXV | TM8V120C20MP12 | 33800 | 16.5 | 8.5 | 32400 | 23800 | 73.46% | 2.06 | 0 | 9 |  |  |  |  | R-410A | 2.8167 | Residential & Commercial | USHP
211397246 | Central HP <5.4 tons | LUXAIRE | HRCU-A-CB (Split System: Heat Pump with Remote Outdoor Unit-Air-Source) | HMH72B341 |  |  | XAHD48FXXN1+TXV | TPLC080C16MP13 | 33600 | 16 | 8.5 | 32400 | 23800 | 73.46% | 2.06 | 0 | 9 |  |  |  |  | R-410A | 2.8 | Residential & Commercial | USHP
211397765 | Central HP <5.4 tons | LUXAIRE | HRCU-A-CB (Split System: Heat Pump with Remote Outdoor Unit-Air-Source) | HMH72B341 |  |  | XAFC48FXXN1+TXV | LPLC080C16MP13 | 34000 | 16.5 | 8.5 | 33200 | 24400 | 73.49% | 2.1 | 0 | 9 |  |  |  |  | R-410A | 2.8333 | Residential & Commercial | USHP
211397915 | Central HP <5.4 tons | LUXAIRE | HRCU-A-CB (Split System: Heat Pump with Remote Outdoor Unit-Air-Source) | HMH72B341 |  |  | XAFC48FBCN1 | LPLC080C16MP13 | 34000 | 16.5 | 8.5 | 33200 | 24400 | 73.49% | 2.1 | 0 | 9 |  |  |  |  | R-410A | 2.8333 | Residential & Commercial | USHP
211398032 | Central HP <5.4 tons | LUXAIRE | HRCU-A-CB (Split System: Heat Pump with Remote Outdoor Unit-Air-Source) | HMH72B341 |  |  | XAFC48FXXN1+TXV | LPLC080B12MP13 | 33000 | 16 | 8.1 | 32600 | 24000 | 73.62% | 2.02 | 0 | 9 |  |  |  |  | R-410A | 2.75 | Residential & Commercial | USHP
210532941 | Central HP <5.4 tons | BRYANT HEATING AND COOLING SYSTEMS | HRCU-A-CB (Split System: Heat Pump with Remote Outdoor Unit-Air-Source) | 284ANV024*0**B* |  |  | CAP**2417AL*+UI | 986TC42060C17*** | 22800 | 19.5 | 10 | 27200 | 20200 | 74.26% | 2.28 | 0 | 12.5 |  |  |  |  | R-410A | 1.9 | Residential & Commercial | USHP | Ducted CEE Tier 1
210533041 | Central HP <5.4 tons | BRYANT HEATING AND COOLING SYSTEMS | HRCU-A-CB (Split System: Heat Pump with Remote Outdoor Unit-Air-Source) | 284ANV024*0**B* |  |  | CAP**4321AL*+UI | 986TC42080C17*** | 24000 | 20 | 10.5 | 26400 | 19800 | 75% | 2.54 | 0 | 13.5 |  |  |  |  | R-410A | 2 | Residential & Commercial | USHP | Ducted CEE Tier 1
210533057 | Central HP <5.4 tons | BRYANT HEATING AND COOLING SYSTEMS | HRCU-A-CB (Split System: Heat Pump with Remote Outdoor Unit-Air-Source) | 284ANV024*0**B* |  |  | CNPV*3017AL*+UI | 986TC42060C17*** | 23200 | 19.5 | 9.5 | 26800 | 20000 | 74.63% | 2.36 | 0 | 13 |  |  |  |  | R-410A | 1.9333 | Residential & Commercial | USHP | Ducted CEE Tier 1
210533105 | Central HP <5.4 tons | BRYANT HEATING AND COOLING SYSTEMS | HRCU-A-CB (Split System: Heat Pump with Remote Outdoor Unit-Air-Source) | 284ANV024*0**B* |  |  | CSPH*3012AL*+UI | 987MB60060C21*** | 23400 | 18.5 | 10 | 27200 | 20000 | 73.53% | 2.42 | 0 | 12.5 |  |  |  |  | R-410A | 1.95 | Residential & Commercial | USHP | Ducted CEE Tier 1
210533107 | Central HP <5.4 tons | BRYANT HEATING AND COOLING SYSTEMS | HRCU-A-CB (Split System: Heat Pump with Remote Outdoor Unit-Air-Source) | 284ANV024*0**B* |  |  | CSPH*4212AL*+UI | 935CA48060C17*** | 23800 | 19.5 | 9.5 | 26600 | 19800 | 74.44% | 2.5 | 0 | 12.5 |  |  |  |  | R-410A | 1.9833 | Residential & Commercial | USHP | Ducted CEE Tier 1
211712931 | Central HP <5.4 tons | BRYANT HEATING AND COOLING SYSTEMS | HRCU-A-CB (Split System: Heat Pump with Remote Outdoor Unit-Air-Source) | 38MURAQ30AB3* |  |  | CAP**4224AL* | 8(0,1)*SA60155E24*** | 29800 | 15.2 | 8.1 | 33800 | 27200 | 80.47% | 1.78 | 0 | 9 |  |  |  |  | R-410A | 2.4833 | Residential & Commercial | USHP
209852124 | Central HP <5.4 tons | SMART COMFORT | HRCU-A-CB (Split System: Heat Pump with Remote Outdoor Unit-Air-Source) | DLCURAH18ABK |  |  | DLFUAAH18XAK | 0 | 18000 | 18 | 9.3 | 19000 | 16500 | 86.84% | 2.04 | 12.5 | 12.4 |  |  |  |  | R-410A | 1.5 | Residential & Commercial | USHP | Ducted CEE Tier 1
214238866 | Central HP <5.4 tons | AIRQUEST | HRCU-A-CB (Split System: Heat Pump with Remote Outdoor Unit-Air-Source) | HVH837GKA2* |  |  | EN(A,D)4X36L21**+WALLCON | *80CTL0902120B* | 31400 | 16.5 | 8.1 | 33000 | 24000 | 72.73% | 1.82 | 0 | 11 |  |  |  |  | R-410A | 2.6167 | Residential & Commercial | USHP | Ducted CEE Tier 1
214239016 | Central HP <5.4 tons | AIRQUEST | HRCU-A-CB (Split System: Heat Pump with Remote Outdoor Unit-Air-Source) | HVH837GKA2* |  |  | END4X42L17**+WALLCON | *97CMN0801714B* | 32000 | 16.5 | 8.1 | 33200 | 24800 | 74.7% | 1.88 | 0 | 11 |  |  |  |  | R-410A | 2.6667 | Residential & Commercial | USHP | Ducted CEE Tier 1
210596200 | Central HP <5.4 tons | CARRIER | HRCU-A-CB (Split System: Heat Pump with Remote Outdoor Unit-Air-Source) | 25VNA837A*030* |  |  | CAP**6124AL*+UI | 59MN7B060C21**20 | 33000 | 17.5 | 8.5 | 32400 | 25200 | 77.78% | 1.98 | 0 | 11.7 |  |  |  |  | R-410A | 2.75 | Residential & Commercial | USHP | Ducted CEE Tier 1
211398433 | Central HP <5.4 tons | LUXAIRE | HRCU-A-CB (Split System: Heat Pump with Remote Outdoor Unit-Air-Source) | HMH72B341 |  |  | XAHC48FBCN1 | TM8E100C16MP11 | 33000 | 17 | 8.5 | 31800 | 23200 | 72.96% | 2.04 | 0 | 9.5 |  |  |  |  | R-410A | 2.75 | Residential & Commercial | USHP
211398497 | Central HP <5.4 tons | LUXAIRE | HRCU-A-CB (Split System: Heat Pump with Remote Outdoor Unit-Air-Source) | HMH72B341 |  |  | XAFD48FBCN1 | TMLE100C16MP11 | 33600 | 17 | 8.5 | 32400 | 23600 | 72.84% | 2.08 | 0 | 9.5 |  |  |  |  | R-410A | 2.8 | Residential & Commercial | USHP
211398850 | Central HP <5.4 tons | LUXAIRE | HRCU-A-CB (Split System: Heat Pump with Remote Outdoor Unit-Air-Source) | HMH72B341 |  |  | XAFD48FXXN1+TXV | TM8E080C16MP11 | 33400 | 17 | 8.5 | 32200 | 23400 | 72.67% | 2.06 | 0 | 9.5 |  |  |  |  | R-410A | 2.7833 | Residential & Commercial | USHP
211390628 | Central HP <5.4 tons | LUXAIRE | HRCU-A-CB (Split System: Heat Pump with Remote Outdoor Unit-Air-Source) | HMH72B341 |  |  | XAFC36DXXN1+TXV | LPLC080B12MP13 | 33800 | 17 | 8.1 | 34000 | 24200 | 71.18% | 2.04 | 0 | 9.5 |  |  |  |  | R-410A | 2.8167 | Residential & Commercial | USHP
211391294 | Central HP <5.4 tons | LUXAIRE | HRCU-A-CB (Split System: Heat Pump with Remote Outdoor Unit-Air-Source) | HMH72B341 |  |  | XAHC30CXXN1+TXV | TMLE120C16MP11 | 32400 | 17.5 | 8.1 | 32400 | 22800 | 70.37% | 2 | 0 | 9.5 |  |  |  |  | R-410A | 2.7 | Residential & Commercial | USHP
211387802 | Central HP <5.4 tons | LUXAIRE | HRCU-A-CB (Split System: Heat Pump with Remote Outdoor Unit-Air-Source) | HMH72B341 |  |  | XAFC36DXXN1+TXV | TM9V080B12MP12 | 34000 | 17 | 8.1 | 34000 | 24400 | 71.76% | 2.06 | 0 | 9.5 |  |  |  |  | R-410A | 2.8333 | Residential & Commercial | USHP
211387854 | Central HP <5.4 tons | LUXAIRE | HRCU-A-CB (Split System: Heat Pump with Remote Outdoor Unit-Air-Source) | HMH72B341 |  |  | XAFC30CXXN1+TXV | TP9C080B12MP13 | 32800 | 17 | 8.1 | 33600 | 23600 | 70.24% | 2.02 | 0 | 9.5 |  |  |  |  | R-410A | 2.7333 | Residential & Commercial | USHP
211387868 | Central HP <5.4 tons | LUXAIRE | HRCU-A-CB (Split System: Heat Pump with Remote Outdoor Unit-Air-Source) | HMH72B341 |  |  | XAFC30CXXN1+TXV | LP9C080B12MP13 | 32800 | 17 | 8.1 | 33600 | 23600 | 70.24% | 2.02 | 0 | 9.5 |  |  |  |  | R-410A | 2.7333 | Residential & Commercial | USHP
215864563 | Central HP <5.4 tons | TRANE | HRCU-A-CB (Split System: Heat Pump with Remote Outdoor Unit-Air-Source) | 5TWV8X36A1 |  |  | 5PX*CD05AS3 | S8V2C080M5PCB | 32000 | 18.1 | 8.5 | 33800 | 25600 | 75.74% | 2 | 0 | 10 |  |  |  |  | R-454B | 2.6667 | Residential & Commercial | USHP | Ducted CEE Tier 1
210470233 | Central HP <5.4 tons | HEIL | HRCU-A-CB (Split System: Heat Pump with Remote Outdoor Unit-Air-Source) | HVH837GKA2* |  |  | EA*4X60L24A*+WALLCON | *95CSU0802120A* | 32800 | 17.5 | 8.5 | 31800 | 24800 | 77.99% | 2 | 0 | 11.5 |  |  |  |  | R-410A | 2.7333 | Residential & Commercial | USHP | Ducted CEE Tier 1
215319128 | Central HP <5.4 tons | SMART COMFORT | HRCU-A-CB (Split System: Heat Pump with Remote Outdoor Unit-Air-Source) | D5CSHAH18AAK |  |  | D5FSAAH18XBK | 0 | 18000 | 18.2 | 10.1 | 19500 | 18000 | 92.31% | 2.2 | 0 | 12 |  |  |  |  | R-454B | 1.5 | Residential & Commercial | USHP | Ducted CEE Tier 1
213782031 | Central HP <5.4 tons | DAY & NIGHT | HRCU-A-CB (Split System: Heat Pump with Remote Outdoor Unit-Air-Source) | CVH837GKA2* |  |  | EHD4X42AAL+WALLCON | *96CTN1002122B* | 32600 | 16.5 | 8.1 | 33000 | 24600 | 74.55% | 1.94 | 0 | 11 |  |  |  |  | R-410A | 2.7167 | Residential & Commercial | USHP | Ducted CEE Tier 1
211388120 | Central HP <5.4 tons | LUXAIRE | HRCU-A-CB (Split System: Heat Pump with Remote Outdoor Unit-Air-Source) | HMH72B341 |  |  | XAHB36DXXN1+TXV | TM9V060B12MP12 | 32800 | 17 | 8.1 | 33000 | 23400 | 70.91% | 1.98 | 0 | 9.5 |  |  |  |  | R-410A | 2.7333 | Residential & Commercial | USHP
211388454 | Central HP <5.4 tons | LUXAIRE | HRCU-A-CB (Split System: Heat Pump with Remote Outdoor Unit-Air-Source) | HMH72B341 |  |  | XAUB30CXXN1+TXV | LP9C060B12MP13 | 32600 | 17 | 8.1 | 33600 | 23600 | 70.24% | 2.02 | 0 | 9.5 |  |  |  |  | R-410A | 2.7167 | Residential & Commercial | USHP
211388688 | Central HP <5.4 tons | LUXAIRE | HRCU-A-CB (Split System: Heat Pump with Remote Outdoor Unit-Air-Source) | HMH72B341 |  |  | XAHC30CXXN1+TXV | TM9E080C16MP12 | 32800 | 17.5 | 8.1 | 33400 | 23400 | 70.06% | 2 | 0 | 9 |  |  |  |  | R-410A | 2.7333 | Residential & Commercial | USHP
211389172 | Central HP <5.4 tons | LUXAIRE | HRCU-A-CB (Split System: Heat Pump with Remote Outdoor Unit-Air-Source) | HMH72B341 |  |  | XAHB30CXXN1+TXV | TM9E060A10MP12 | 31600 | 16.5 | 8.1 | 33000 | 23200 | 70.3% | 1.96 | 0 | 9 |  |  |  |  | R-410A | 2.6333 | Residential & Commercial | USHP
211389441 | Central HP <5.4 tons | LUXAIRE | HRCU-A-CB (Split System: Heat Pump with Remote Outdoor Unit-Air-Source) | HMH72B341 |  |  | XAHC36DXXN1+TXV | TM8Y100C16MP11 | 34000 | 18 | 8.1 | 34000 | 24400 | 71.76% | 2.06 | 0 | 9.5 |  |  |  |  | R-410A | 2.8333 | Residential & Commercial | USHP
211389707 | Central HP <5.4 tons | LUXAIRE | HRCU-A-CB (Split System: Heat Pump with Remote Outdoor Unit-Air-Source) | HMH72B341 |  |  | XAFC36DBCN1 | TM8Y080B12MP11 | 34000 | 18 | 8.1 | 33600 | 23600 | 70.24% | 2.06 | 0 | 10 |  |  |  |  | R-410A | 2.8333 | Residential & Commercial | USHP | Ducted CEE Tier 1
207826611 | Central HP <5.4 tons | SMART COMFORT | HRCU-A-CB (Split System: Heat Pump with Remote Outdoor Unit-Air-Source) | DLCSRBH18AAK |  |  | DLFSABH18XBK | 0 | 18000 | 17.6 | 9.6 | 19000 | 17000 | 89.47% | 2 | 12.5 | 11.7 |  |  |  |  | R-410A | 1.5 | Residential & Commercial | USHP | Ducted CEE Tier 1
213782231 | Central HP <5.4 tons | DAY & NIGHT | HRCU-A-CB (Split System: Heat Pump with Remote Outdoor Unit-Air-Source) | CVH837GKA2* |  |  | EHD4X60AAL+WALLCON | *80CTL0701716B* | 32800 | 16.5 | 8.1 | 32400 | 25000 | 77.16% | 1.98 | 0 | 11 |  |  |  |  | R-410A | 2.7333 | Residential & Commercial | USHP | Ducted CEE Tier 1
215932413 | Central HP <5.4 tons | TEMPSTAR | HRCU-A-CB (Split System: Heat Pump with Remote Outdoor Unit-Air-Source) | T5H3V36*K*AAA* |  |  | EA*5X48M21A*+WALLCON | *80CTL0451712B* | 33000 | 19.5 | 9 | 35400 | 27200 | 76.84% | 1.9 | 0 | 10.5 |  |  |  |  | R-454B | 2.75 | Residential & Commercial | USHP | Ducted CEE Tier 1
216738235 | Central HP <5.4 tons | AIRQUEST | HRCU-A-CB (Split System: Heat Pump with Remote Outdoor Unit-Air-Source) | D5CUHAH24AAK |  |  | ESH5X36M12A* | *80MSU1002120A* | 22800 | 16 | 8.1 | 21000 | 18600 | 88.57% | 1.85 | 0 | 11 |  |  |  |  | R-454B | 1.9 | Residential & Commercial | USHP | Ducted CEE Tier 1
215864715 | Central HP <5.4 tons | TRANE | HRCU-A-CB (Split System: Heat Pump with Remote Outdoor Unit-Air-Source) | 5TWV8X60A1 |  |  | 5TXCC009AS3 | S8V2C100M5PDB | 54000 | 18.1 | 8.5 | 55500 | 40000 | 72.07% | 2 | 0 | 10 |  |  |  |  | R-454B | 4.5 | Residential & Commercial | USHP | Ducted CEE Tier 1
215864831 | Central HP <5.4 tons | TRANE | HRCU-A-CB (Split System: Heat Pump with Remote Outdoor Unit-Air-Source) | 5TWV8X48A1 |  |  | 5PX*C009AS3 | S8V2C100M5PDB | 46000 | 18.1 | 8.5 | 45500 | 35000 | 76.92% | 2.1 | 0 | 10 |  |  |  |  | R-454B | 3.8333 | Residential & Commercial | USHP | Ducted CEE Tier 1
215864847 | Central HP <5.4 tons | TRANE | HRCU-A-CB (Split System: Heat Pump with Remote Outdoor Unit-Air-Source) | 5TWV8X48A1 |  |  | 5PX*CD09AS3 | *DHMC100CCV4+LRP | 45500 | 18.1 | 8.5 | 45500 | 34800 | 76.48% | 2.1 | 0 | 10.5 |  |  |  |  | R-454B | 3.7917 | Residential & Commercial | USHP | Ducted CEE Tier 1
215864863 | Central HP <5.4 tons | TRANE | HRCU-A-CB (Split System: Heat Pump with Remote Outdoor Unit-Air-Source) | 5TWV8X48A1 |  |  | 5PX*D008AS3 | *UHMD120CCV5+LRP | 45000 | 18.1 | 8.5 | 45500 | 34800 | 76.48% | 2.1 | 0 | 10 |  |  |  |  | R-454B | 3.75 | Residential & Commercial | USHP | Ducted CEE Tier 1
215319116 | Central HP <5.4 tons | SMART COMFORT | HRCU-A-CB (Split System: Heat Pump with Remote Outdoor Unit-Air-Source) | D5CUHAH48AAK |  |  | D5FUAAH48XAK | 0 | 48000 | 16.5 | 9.5 | 50000 | 46000 | 92% | 1.9 | 0 | 10.5 |  |  |  |  | R-454B | 4 | Residential & Commercial | USHP | Ducted CEE Tier 1
210532952 | Central HP <5.4 tons | CARRIER | HRCU-A-CB (Split System: Heat Pump with Remote Outdoor Unit-Air-Source) | 25VNA424A*031* |  |  | CAP**2517AL*+UI | 58CU*A040C17**12 | 24000 | 20.5 | 10.5 | 26400 | 19700 | 74.62% | 2.52 | 0 | 13 |  |  |  |  | R-410A | 2 | Residential & Commercial | USHP | Ducted CEE Tier 1
216599677 | Central HP <5.4 tons | TRANE | HRCU-A-CB (Split System: Heat Pump with Remote Outdoor Unit-Air-Source) | 5TWV8X24A1 |  |  | 5PX*B003AS3 | S9V2B080U4PSC+LRP | 21400 | 18.1 | 8.5 | 24400 | 18900 | 77.46% | 2.2 | 0 | 11.2 |  |  |  |  | R-454B | 1.7833 | Residential & Commercial | USHP | Ducted CEE Tier 1
206788548 | Central HP <5.4 tons | CARRIER | HRCU-A-CB (Split System: Heat Pump with Remote Outdoor Unit-Air-Source) | 25VNA424A*031* |  |  | CAP**3617AL*+UI | 58CU*A060C17**16 | 23200 | 20 | 10 | 26600 | 19900 | 74.81% | 2.4 | 13.5 | 12.5 |  |  |  |  | R-410A | 1.9333 | Residential & Commercial | USHP | Ducted CEE Tier 1
216738583 | Central HP <5.4 tons | AIRQUEST | HRCU-A-CB (Split System: Heat Pump with Remote Outdoor Unit-Air-Source) | D5CUHAH24AAK |  |  | ESH5X36M12A* | *96MSN1002120A* | 23000 | 15.5 | 8.1 | 21000 | 18600 | 88.57% | 1.9 | 0 | 10.5 |  |  |  |  | R-454B | 1.9167 | Residential & Commercial | USHP | Ducted CEE Tier 1
216738666 | Central HP <5.4 tons | AIRQUEST | HRCU-A-CB (Split System: Heat Pump with Remote Outdoor Unit-Air-Source) | D5CUHAH24AAK |  |  | ESH5X36M12A* | *96VSN0802120B* | 22800 | 16 | 8.1 | 21000 | 18600 | 88.57% | 1.85 | 0 | 11 |  |  |  |  | R-454B | 1.9 | Residential & Commercial | USHP | Ducted CEE Tier 1
210473414 | Central HP <5.4 tons | BRYANT HEATING AND COOLING SYSTEMS | HRCU-A-CB (Split System: Heat Pump with Remote Outdoor Unit-Air-Source) | 288BNV025*0**C* |  |  | CAP**4821AL*+UI | 88*TA48090C17*** | 24200 | 17.5 | 8.1 | 20800 | 16500 | 79.33% | 2.04 | 0 | 11.5 |  |  |  |  | R-410A | 2.0167 | Residential & Commercial | USHP | Ducted CEE Tier 1
210474015 | Central HP <5.4 tons | BRYANT HEATING AND COOLING SYSTEMS | HRCU-A-CB (Split System: Heat Pump with Remote Outdoor Unit-Air-Source) | 288BNV025*0**C* |  |  | CNPV*4821AL*+UI | 987MB66100C21*** | 24200 | 17 | 8.1 | 21400 | 16600 | 77.57% | 2.02 | 0 | 11.5 |  |  |  |  | R-410A | 2.0167 | Residential & Commercial | USHP | Ducted CEE Tier 1
213296819 | Central HP <5.4 tons | LUXAIRE | HRCU-A-CB (Split System: Heat Pump with Remote Outdoor Unit-Air-Source) | HMH72B341 |  |  | XAFC36DXXN1+TXV | Z9ES060B12SMPS1 | 34000 | 17.5 | 8.1 | 33400 | 24000 | 71.86% | 2.06 | 0 | 9.5 |  |  |  |  | R-410A | 2.8333 | Residential & Commercial | USHP
213826601 | Central HP <5.4 tons | TRANE | HRCU-A-CB (Split System: Heat Pump with Remote Outdoor Unit-Air-Source) | 4TWV7X36A1 |  |  | 4TXCC007DS3 | S9V2C100U4VSA+LRP | 35200 | 17.1 | 8.5 | 29000 | 20400 | 70.34% | 1.8 | 0 | 12 |  |  |  |  | R-410A | 2.9333 | Residential & Commercial | USHP | Ducted CEE Tier 1
212975795 | Central HP <5.4 tons | TEMPSTAR | HRCU-A-CB (Split System: Heat Pump with Remote Outdoor Unit-Air-Source) | DLCURAH18ABK |  |  | EA*4X24L17A* | *96VTN0801716B* | 17200 | 16 | 8.5 | 18200 | 19400 | 106.6% | 2.34 | 0 | 10.5 |  |  |  |  | R-410A | 1.4333 | Residential & Commercial | USHP | Ducted CEE Tier 1
206765111 | Central HP <5.4 tons | CARRIER | HRCU-A-CB (Split System: Heat Pump with Remote Outdoor Unit-Air-Source) | 25VNA837A*031* |  |  | CAP**4821AL*+UI | 58CU*A040C17**12 | 32400 | 17.5 | 8.1 | 32600 | 25000 | 76.69% | 1.96 | 12 | 11 |  |  |  |  | R-410A | 2.7 | Residential & Commercial | USHP | Ducted CEE Tier 1
216682621 | Central HP <5.4 tons | DAY & NIGHT | HRCU-A-CB (Split System: Heat Pump with Remote Outdoor Unit-Air-Source) | DLCURAH36ABK |  |  | EHD4X42AAL | *97VTN1002122A* | 35800 | 16 | 8.5 | 38500 | 34400 | 89.35% | 1.8 | 0 | 10 |  |  |  |  | R-410A | 2.9833 | Residential & Commercial | USHP | Ducted CEE Tier 1
211226535 | Central HP <5.4 tons | HEIL | HRCU-A-CB (Split System: Heat Pump with Remote Outdoor Unit-Air-Source) | DLCURAH36ABK |  |  | EA*4X37L17A* | *80ES(N,L)0901714A* | 36400 | 15.5 | 8.5 | 38500 | 35000 | 90.91% | 2.04 | 0 | 10 |  |  |  |  | R-410A | 3.0333 | Residential & Commercial | USHP | Ducted CEE Tier 1
216091296 | Central HP <5.4 tons | SMART COMFORT | HRCU-A-CB (Split System: Heat Pump with Remote Outdoor Unit-Air-Source) | DLCSRBH18AAK |  |  | 40MBABQ18XB3 | 0 | 18000 | 17.6 | 9.6 | 19000 | 17000 | 89.47% | 2 | 12.5 | 11.7 |  |  |  |  | R-410A | 1.5 | Residential & Commercial | USHP | Ducted CEE Tier 1
215931853 | Central HP <5.4 tons | TEMPSTAR | HRCU-A-CB (Split System: Heat Pump with Remote Outdoor Unit-Air-Source) | T5H3V60*K*AAA* |  |  | ESH5X60M12A*+WALLCON | *95CSU0802120B* | 56000 | 17.5 | 8.1 | 61000 | 46000 | 75.41% | 1.95 | 0 | 11 |  |  |  |  | R-454B | 4.6667 | Residential & Commercial | USHP | Ducted CEE Tier 1
212383213 | Central HP <5.4 tons | HEIL | HRCU-A-CB (Split System: Heat Pump with Remote Outdoor Unit-Air-Source) | DLCURAH36ABK |  |  | EA*4X36L21A* | *95ESU1002120A* | 35400 | 16 | 8.1 | 39500 | 35200 | 89.11% | 1.82 | 0 | 9.5 |  |  |  |  | R-410A | 2.95 | Residential & Commercial | USHP
213372181 | Central HP <5.4 tons | SMART COMFORT | HRCU-A-C (Split System: Heat Pump with Remote Outdoor Unit with No Indoor Fan --Air Source) | DLCURAH24ABK |  |  | DLFULAH24XAX + CI | 0 | 24000 | 16.1 | 9.8 | 25000 | 20000 | 80% | 2 | 0 | 10.7 |  |  |  |  | R-410A | 2 | Residential & Commercial | USHP | Ducted CEE Tier 1
215864447 | Central HP <5.4 tons | TRANE | HRCU-A-CB (Split System: Heat Pump with Remote Outdoor Unit-Air-Source) | 5TWV8X24A1 |  |  | 5PX*B003AS3 | S9V2B060U3VSB+LRP | 21400 | 18.1 | 8.5 | 24400 | 18900 | 77.46% | 2.1 | 0 | 11.5 |  |  |  |  | R-454B | 1.7833 | Residential & Commercial | USHP | Ducted CEE Tier 1
213372183 | Central HP <5.4 tons | SMART COMFORT | HRCU-A-C (Split System: Heat Pump with Remote Outdoor Unit with No Indoor Fan --Air Source) | DLCURAH30ABK |  |  | DLFULAH36XCX + CI | 0 | 30000 | 15.5 | 9.7 | 33000 | 27000 | 81.82% | 1.85 | 10.7 | 10.5 |  |  |  |  | R-410A | 2.5 | Residential & Commercial | USHP | Ducted CEE Tier 1
215864765 | Central HP <5.4 tons | TRANE | HRCU-A-CB (Split System: Heat Pump with Remote Outdoor Unit-Air-Source) | 5TWV8X60A1 |  |  | 5TXCD010AS3 | S9V2C080U5PSC+LRP | 54500 | 18.1 | 8.5 | 55500 | 40000 | 72.07% | 2 | 0 | 10 |  |  |  |  | R-454B | 4.5417 | Residential & Commercial | USHP | Ducted CEE Tier 1
215864999 | Central HP <5.4 tons | TRANE | HRCU-A-CB (Split System: Heat Pump with Remote Outdoor Unit-Air-Source) | 5TWV8X60A1 |  |  | 5PX*C009AS3 | L8V1C100U5VSB+LRP | 54500 | 18.1 | 8.5 | 55000 | 39500 | 71.82% | 2 | 0 | 10 |  |  |  |  | R-454B | 4.5417 | Residential & Commercial | USHP | Ducted CEE Tier 1
211229358 | Central HP <5.4 tons | BRYANT HEATING AND COOLING SYSTEMS | HRCU-A-CB (Split System: Heat Pump with Remote Outdoor Unit-Air-Source) | 38MURAQ36AB3* |  |  | CAP**4824AL* | 82*SA60090V24*** | 35800 | 16.5 | 8.5 | 37800 | 34600 | 91.53% | 2.04 | 0 | 10 |  |  |  |  | R-410A | 2.9833 | Residential & Commercial | USHP | Ducted CEE Tier 1
209852131 | Central HP <5.4 tons | SMART COMFORT | HRCU-A-CB (Split System: Heat Pump with Remote Outdoor Unit-Air-Source) | DLCURAH36ABK |  |  | DLFUAAH36XAK | 0 | 36000 | 16 | 9.5 | 40000 | 34400 | 86% | 1.97 | 10.5 | 10 |  |  |  |  | R-410A | 3 | Residential & Commercial | USHP | Ducted CEE Tier 1
211226415 | Central HP <5.4 tons | HEIL | HRCU-A-CB (Split System: Heat Pump with Remote Outdoor Unit-Air-Source) | DLCURAH36ABK |  |  | EA*4X36L21A* | *96VTN1002120A* | 35600 | 15.5 | 8.1 | 39500 | 35200 | 89.11% | 1.84 | 0 | 9.5 |  |  |  |  | R-410A | 2.9667 | Residential & Commercial | USHP
211226424 | Central HP <5.4 tons | HEIL | HRCU-A-CB (Split System: Heat Pump with Remote Outdoor Unit-Air-Source) | DLCURAH36ABK |  |  | EA*4X36L21A* | *96VTN1002122A* | 35200 | 16.5 | 8.1 | 38500 | 35200 | 91.43% | 1.82 | 0 | 10 |  |  |  |  | R-410A | 2.9333 | Residential & Commercial | USHP | Ducted CEE Tier 1
211226524 | Central HP <5.4 tons | HEIL | HRCU-A-CB (Split System: Heat Pump with Remote Outdoor Unit-Air-Source) | DLCURAH36ABK |  |  | EA*4X37L17A* | *80ES(N,L)0701716A* | 36200 | 15.5 | 8.5 | 39500 | 35000 | 88.61% | 2.02 | 0 | 10 |  |  |  |  | R-410A | 3.0167 | Residential & Commercial | USHP | Ducted CEE Tier 1
211226690 | Central HP <5.4 tons | HEIL | HRCU-A-CB (Split System: Heat Pump with Remote Outdoor Unit-Air-Source) | DLCURAH36ABK |  |  | EA*4X37L17A* | *96VSN0801716A* | 36200 | 15.2 | 8.5 | 39500 | 35000 | 88.61% | 2.02 | 0 | 10 |  |  |  |  | R-410A | 3.0167 | Residential & Commercial | USHP | Ducted CEE Tier 1
211226867 | Central HP <5.4 tons | HEIL | HRCU-A-CB (Split System: Heat Pump with Remote Outdoor Unit-Air-Source) | DLCURAH36ABK |  |  | EA*4X37L21A* | *80VSL0451716A* | 36200 | 15.5 | 8.5 | 38500 | 34800 | 90.39% | 2.06 | 0 | 10 |  |  |  |  | R-410A | 3.0167 | Residential & Commercial | USHP | Ducted CEE Tier 1
213826419 | Central HP <5.4 tons | TRANE | HRCU-A-CB (Split System: Heat Pump with Remote Outdoor Unit-Air-Source) | 4TWV7X24A1 |  |  | 4TXCB004DS3 | S9V2B060U3VSB+LRP | 24000 | 17.1 | 8.5 | 18400 | 12900 | 70.11% | 1.8 | 0 | 12 |  |  |  |  | R-410A | 2 | Residential & Commercial | USHP | Ducted CEE Tier 1
216738082 | Central HP <5.4 tons | AIRQUEST | HRCU-A-CB (Split System: Heat Pump with Remote Outdoor Unit-Air-Source) | D5CUHAH24AAK |  |  | ESH5X36M12A* | *80MS(N,L)0902120A* | 22600 | 15.5 | 8.1 | 20800 | 18400 | 88.46% | 1.9 | 0 | 10.5 |  |  |  |  | R-454B | 1.8833 | Residential & Commercial | USHP | Ducted CEE Tier 1
215319117 | Central HP <5.4 tons | SMART COMFORT | HRCU-A-CB (Split System: Heat Pump with Remote Outdoor Unit-Air-Source) | D5CUHAH60AAK |  |  | D5FUAAH60XAK | 0 | 54000 | 16 | 9 | 56000 | 52000 | 92.86% | 1.8 | 0 | 10 |  |  |  |  | R-454B | 4.5 | Residential & Commercial | USHP | Ducted CEE Tier 1
215865079 | Central HP <5.4 tons | TRANE | HRCU-A-CB (Split System: Heat Pump with Remote Outdoor Unit-Air-Source) | 5TWV8X60A1 |  |  | 5TXCD008AS3+P0V0D000M50SD+LRP | 0 | 53500 | 18.1 | 8.5 | 55500 | 39500 | 71.17% | 2 | 0 | 10.5 |  |  |  |  | R-454B | 4.4583 | Residential & Commercial | USHP | Ducted CEE Tier 1
215865081 | Central HP <5.4 tons | TRANE | HRCU-A-CB (Split System: Heat Pump with Remote Outdoor Unit-Air-Source) | 5TWV8X60A1 |  |  | 5TXCD010AS3+P0V0C000M50SD+LRP | 0 | 54500 | 18.1 | 8.5 | 55000 | 39500 | 71.82% | 2 | 0 | 10.5 |  |  |  |  | R-454B | 4.5417 | Residential & Commercial | USHP | Ducted CEE Tier 1
213372184 | Central HP <5.4 tons | SMART COMFORT | HRCU-A-C (Split System: Heat Pump with Remote Outdoor Unit with No Indoor Fan --Air Source) | DLCURAH36ABK |  |  | DLFULAH36XBX + CI | 0 | 35000 | 15.5 | 8.6 | 38000 | 31600 | 83.16% | 1.85 | 0 | 10 |  |  |  |  | R-410A | 2.9167 | Residential & Commercial | USHP | Ducted CEE Tier 1
216738648 | Central HP <5.4 tons | AIRQUEST | HRCU-A-CB (Split System: Heat Pump with Remote Outdoor Unit-Air-Source) | D5CUHAH24AAK |  |  | ESH5X36M12A* | *96VSN0601716B* | 22600 | 16 | 8.1 | 20800 | 18500 | 88.94% | 1.85 | 0 | 11 |  |  |  |  | R-454B | 1.8833 | Residential & Commercial | USHP | Ducted CEE Tier 1
216738684 | Central HP <5.4 tons | AIRQUEST | HRCU-A-CB (Split System: Heat Pump with Remote Outdoor Unit-Air-Source) | D5CUHAH24AAK |  |  | ESH5X36M12A* | *96VSN1202422B* | 22600 | 15.5 | 8.1 | 20800 | 18400 | 88.46% | 1.85 | 0 | 10.5 |  |  |  |  | R-454B | 1.8833 | Residential & Commercial | USHP | Ducted CEE Tier 1
216739069 | Central HP <5.4 tons | AIRQUEST | HRCU-A-CB (Split System: Heat Pump with Remote Outdoor Unit-Air-Source) | D5CUHAH24AAK |  |  | FHMA5*36L*B* | 0 | 24000 | 15.2 | 8.5 | 21800 | 19200 | 88.07% | 1.98 | 0 | 11 |  |  |  |  | R-454B | 2 | Residential & Commercial | USHP | Ducted CEE Tier 1
213372180 | Central HP <5.4 tons | SMART COMFORT | HRCU-A-C (Split System: Heat Pump with Remote Outdoor Unit with No Indoor Fan --Air Source) | DLCURAH18ABK |  |  | DLFULAH24XBX + CI | 0 | 18000 | 16.1 | 9.5 | 19000 | 15000 | 78.95% | 2.2 | 11.6 | 11.7 |  |  |  |  | R-410A | 1.5 | Residential & Commercial | USHP | Ducted CEE Tier 1
215319130 | Central HP <5.4 tons | SMART COMFORT | HRCU-A-CB (Split System: Heat Pump with Remote Outdoor Unit-Air-Source) | D5CSHAH33AAK |  |  | D5FSAAH36XBK | 0 | 33000 | 16.7 | 10 | 35000 | 34000 | 97.14% | 2 | 0 | 11.7 |  |  |  |  | R-454B | 2.75 | Residential & Commercial | USHP | Ducted CEE Tier 1
215938317 | Central HP <5.4 tons | AIRQUEST | HRCU-A-CB (Split System: Heat Pump with Remote Outdoor Unit-Air-Source) | H5H3V48*K*AAA* |  |  | EVD5X60M24A*+WALLCON | *80CTL1352422B* | 45500 | 21 | 8.1 | 52500 | 38000 | 72.38% | 1.95 | 0 | 11.5 |  |  |  |  | R-454B | 3.7917 | Residential & Commercial | USHP | Ducted CEE Tier 1
215319137 | Central HP <5.4 tons | SMART COMFORT | HRCU-A-CB (Split System: Heat Pump with Remote Outdoor Unit-Air-Source) | D5CLRAH48AAK |  |  | D5FLAAH48XAK | 0 | 48000 | 17.8 | 10 | 50000 | 35200 | 70.4% | 1.9 | 0 | 10 |  |  |  |  | R-454B | 4 | Residential & Commercial | USHP | Ducted CEE Tier 1
209852127 | Central HP <5.4 tons | SMART COMFORT | HRCU-A-CB (Split System: Heat Pump with Remote Outdoor Unit-Air-Source) | DLCURAH48ABK |  |  | DLFUAAH48XAK | 0 | 47000 | 15.6 | 9.4 | 50000 | 46000 | 92% | 1.9 | 8.5 | 8.2 |  |  |  |  | R-410A | 3.9167 | Residential & Commercial | USHP
210597956 | Central HP <5.4 tons | HEIL | HRCU-A-CB (Split System: Heat Pump with Remote Outdoor Unit-Air-Source) | HVH825GKA2* |  |  | EA*4X43L21A*+WALLCON | *95CSU0601716A* | 24400 | 16.5 | 8.1 | 21200 | 16700 | 78.77% | 2.02 | 0 | 10.5 |  |  |  |  | R-410A | 2.0333 | Residential & Commercial | USHP | Ducted CEE Tier 1
216738499 | Central HP <5.4 tons | AIRQUEST | HRCU-A-CB (Split System: Heat Pump with Remote Outdoor Unit-Air-Source) | D5CUHAH24AAK |  |  | ESH5X36M12A* | *92MSN1002122A* | 23200 | 15.2 | 8.1 | 21200 | 18800 | 88.68% | 1.9 | 0 | 11 |  |  |  |  | R-454B | 1.9333 | Residential & Commercial | USHP | Ducted CEE Tier 1
216738883 | Central HP <5.4 tons | AIRQUEST | HRCU-A-CB (Split System: Heat Pump with Remote Outdoor Unit-Air-Source) | D5CUHAH24AAK |  |  | ESH5X36M12A* | *96VTN1202422B* | 22400 | 15.2 | 8.1 | 20800 | 18400 | 88.46% | 1.85 | 0 | 10.5 |  |  |  |  | R-454B | 1.8667 | Residential & Commercial | USHP | Ducted CEE Tier 1
215319125 | Central HP <5.4 tons | SMART COMFORT | HRCU-A-CB (Split System: Heat Pump with Remote Outdoor Unit-Air-Source) | D5CUHAH18AAK |  |  | D5FUHAH24XAK | 0 | 18000 | 19 | 10.2 | 18000 | 18600 | 103.3% | 2.12 | 0 | 12.5 |  |  |  |  | R-454B | 1.5 | Residential & Commercial | USHP | Ducted CEE Tier 1
215932033 | Central HP <5.4 tons | TEMPSTAR | HRCU-A-CB (Split System: Heat Pump with Remote Outdoor Unit-Air-Source) | T5H3V36*K*AAA* |  |  | EA*5X30M17A*+WALLCON | *96CTN0601714B* | 31800 | 19 | 9.5 | 34600 | 26600 | 76.88% | 2 | 0 | 10.5 |  |  |  |  | R-454B | 2.65 | Residential & Commercial | USHP | Ducted CEE Tier 1
215931683 | Central HP <5.4 tons | TEMPSTAR | HRCU-A-CB (Split System: Heat Pump with Remote Outdoor Unit-Air-Source) | T5H3V60*K*AAA* |  |  | EA*5X61M24A*+WALLCON | *80CSU1002120A* | 57000 | 19 | 8.5 | 60500 | 46500 | 76.86% | 2.02 | 0 | 11 |  |  |  |  | R-454B | 4.75 | Residential & Commercial | USHP | Ducted CEE Tier 1
210532937 | Central HP <5.4 tons | BRYANT HEATING AND COOLING SYSTEMS | HRCU-A-CB (Split System: Heat Pump with Remote Outdoor Unit-Air-Source) | 284ANV024*0**B* |  |  | CAP**2417AL*+UI | 83*CA48060C17*** | 23000 | 20 | 10 | 27000 | 20200 | 74.81% | 2.3 | 0 | 12.5 |  |  |  |  | R-410A | 1.9167 | Residential & Commercial | USHP | Ducted CEE Tier 1
211389759 | Central HP <5.4 tons | LUXAIRE | HRCU-A-CB (Split System: Heat Pump with Remote Outdoor Unit-Air-Source) | HMH72B341 |  |  | XAUB36DXXN1+TXV | TM8Y080B12MP11 | 34000 | 18 | 8.1 | 33400 | 23600 | 70.66% | 2.04 | 0 | 10 |  |  |  |  | R-410A | 2.8333 | Residential & Commercial | USHP | Ducted CEE Tier 1
211393869 | Central HP <5.4 tons | LUXAIRE | HRCU-A-CB (Split System: Heat Pump with Remote Outdoor Unit-Air-Source) | HMH72B341 |  |  | XAHD48FBCN1 | TM9Y100C16MP11 | 33200 | 15.5 | 8.1 | 32400 | 23600 | 72.84% | 2.02 | 0 | 9 |  |  |  |  | R-410A | 2.7667 | Residential & Commercial | USHP
211387838 | Central HP <5.4 tons | LUXAIRE | HRCU-A-CB (Split System: Heat Pump with Remote Outdoor Unit-Air-Source) | HMH72B341 |  |  | XAFC36DBCN1 | LP9C080B12MP13 | 34000 | 17 | 8.1 | 34000 | 24400 | 71.76% | 2.06 | 0 | 9.5 |  |  |  |  | R-410A | 2.8333 | Residential & Commercial | USHP
211388169 | Central HP <5.4 tons | LUXAIRE | HRCU-A-CB (Split System: Heat Pump with Remote Outdoor Unit-Air-Source) | HMH72B341 |  |  | XAHB36DBCN1 | TP9C060B12MP13 | 32800 | 17 | 8.1 | 33000 | 23400 | 70.91% | 1.98 | 0 | 9.5 |  |  |  |  | R-410A | 2.7333 | Residential & Commercial | USHP
215864687 | Central HP <5.4 tons | TRANE | HRCU-A-CB (Split System: Heat Pump with Remote Outdoor Unit-Air-Source) | 5TWV8X60A1 |  |  | 5PX*C007AS3 | S8V2C100M5PDB | 53000 | 18.1 | 8.5 | 56000 | 40000 | 71.43% | 2 | 0 | 10 |  |  |  |  | R-454B | 4.4167 | Residential & Commercial | USHP | Ducted CEE Tier 1
206771569 | Central HP <5.4 tons | HEIL | HRCU-A-CB (Split System: Heat Pump with Remote Outdoor Unit-Air-Source) | HVH837GKA2* |  |  | EA*4X42L24A*+WALLCON | *97CMN1202422A* | 31800 | 17 | 8.1 | 33200 | 24400 | 73.49% | 1.88 | 11.5 | 11 |  |  |  |  | R-410A | 2.65 | Residential & Commercial | USHP | Ducted CEE Tier 1
211206889 | Central HP <5.4 tons | COLEMAN | HRCU-A-CB (Split System: Heat Pump with Remote Outdoor Unit-Air-Source) | HC20B3621 |  |  | XAMB36DE2N1+CC | CP9C080B12MP13 | 32200 | 18 | 8.5 | 34000 | 29400 | 86.47% | 1.92 | 0 | 11.7 |  |  |  |  | R-410A | 2.6833 | Residential & Commercial | USHP | Ducted CEE Tier 1
210470056 | Central HP <5.4 tons | HEIL | HRCU-A-CB (Split System: Heat Pump with Remote Outdoor Unit-Air-Source) | HVH837GKA2* |  |  | EA*4X36L21A*+WALLCON | *95CSU0802120A* | 31600 | 17 | 8.1 | 33200 | 24200 | 72.89% | 1.86 | 0 | 11 |  |  |  |  | R-410A | 2.6333 | Residential & Commercial | USHP | Ducted CEE Tier 1
216679402 | Central HP <5.4 tons | AIRQUEST | HRCU-A-CB (Split System: Heat Pump with Remote Outdoor Unit-Air-Source) | DLCURAH24ABK |  |  | EA*4X30L17A* | *97VTN0601716A* | 23600 | 16.5 | 9 | 25800 | 23800 | 92.25% | 1.86 | 0 | 10 |  |  |  |  | R-410A | 1.9667 | Residential & Commercial | USHP | Ducted CEE Tier 1
211206891 | Central HP <5.4 tons | COLEMAN | HRCU-A-CB (Split System: Heat Pump with Remote Outdoor Unit-Air-Source) | HC20B3621 |  |  | XAMB36DE2N1+CC | TM8V080B12MP12 | 32600 | 18 | 8.5 | 34400 | 29600 | 86.05% | 1.94 | 0 | 11.7 |  |  |  |  | R-410A | 2.7167 | Residential & Commercial | USHP | Ducted CEE Tier 1
215932273 | Central HP <5.4 tons | TEMPSTAR | HRCU-A-CB (Split System: Heat Pump with Remote Outdoor Unit-Air-Source) | T5H3V36*K*AAA* |  |  | EA*5X42M21A*+WALLCON | *95CSU0601716B* | 32400 | 19.5 | 9.5 | 35400 | 27200 | 76.84% | 2 | 0 | 11 |  |  |  |  | R-454B | 2.7 | Residential & Commercial | USHP | Ducted CEE Tier 1
210597948 | Central HP <5.4 tons | HEIL | HRCU-A-CB (Split System: Heat Pump with Remote Outdoor Unit-Air-Source) | HVH825GKA2* |  |  | EA*4X43L21A*+WALLCON | *80CTL0701716A* | 24400 | 17 | 8.5 | 21200 | 16600 | 78.3% | 2.02 | 0 | 11 |  |  |  |  | R-410A | 2.0333 | Residential & Commercial | USHP | Ducted CEE Tier 1
211390467 | Central HP <5.4 tons | COLEMAN | HRCU-A-CB (Split System: Heat Pump with Remote Outdoor Unit-Air-Source) | HMH72B341 |  |  | XAHC30CXXN1+TXV | TM8V080B12MP12 | 31800 | 16.5 | 8.1 | 33000 | 23200 | 70.3% | 1.96 | 0 | 9 |  |  |  |  | R-410A | 2.65 | Residential & Commercial | USHP
211388146 | Central HP <5.4 tons | COLEMAN | HRCU-A-CB (Split System: Heat Pump with Remote Outdoor Unit-Air-Source) | HMH72B341 |  |  | XAHB36DXXN1+TXV | CP9C060B12MP13 | 32800 | 17 | 8.1 | 33000 | 23400 | 70.91% | 1.98 | 0 | 9.5 |  |  |  |  | R-410A | 2.7333 | Residential & Commercial | USHP
210532901 | Central HP <5.4 tons | BRYANT HEATING AND COOLING SYSTEMS | HRCU-A-CB (Split System: Heat Pump with Remote Outdoor Unit-Air-Source) | 284ANV048*0**B* |  |  | CNPV*4824AL*+UI | 83*CA60100C21*** | 44000 | 21 | 8.5 | 46500 | 36600 | 78.71% | 2.14 | 0 | 11.7 |  |  |  |  | R-410A | 3.6667 | Residential & Commercial | USHP | Ducted CEE Tier 1
210532903 | Central HP <5.4 tons | BRYANT HEATING AND COOLING SYSTEMS | HRCU-A-CB (Split System: Heat Pump with Remote Outdoor Unit-Air-Source) | 284ANV048*0**B* |  |  | CNPV*4824AL*+UI | 88*TA60090C21*** | 44000 | 21 | 8.5 | 46500 | 36400 | 78.28% | 2.18 | 0 | 12 |  |  |  |  | R-410A | 3.6667 | Residential & Commercial | USHP | Ducted CEE Tier 1
210532953 | Central HP <5.4 tons | BRYANT HEATING AND COOLING SYSTEMS | HRCU-A-CB (Split System: Heat Pump with Remote Outdoor Unit-Air-Source) | 284ANV024*0**B* |  |  | CAP**2517AL*+UI | 83*CA36040C17*** | 24000 | 20.5 | 10.5 | 26400 | 19700 | 74.62% | 2.52 | 0 | 13 |  |  |  |  | R-410A | 2 | Residential & Commercial | USHP | Ducted CEE Tier 1
210532983 | Central HP <5.4 tons | BRYANT HEATING AND COOLING SYSTEMS | HRCU-A-CB (Split System: Heat Pump with Remote Outdoor Unit-Air-Source) | 284ANV024*0**B* |  |  | CAP**3017AL*+UI | 986TC42080C17*** | 23200 | 20 | 10 | 26800 | 20000 | 74.63% | 2.36 | 0 | 13 |  |  |  |  | R-410A | 1.9333 | Residential & Commercial | USHP | Ducted CEE Tier 1
210532987 | Central HP <5.4 tons | BRYANT HEATING AND COOLING SYSTEMS | HRCU-A-CB (Split System: Heat Pump with Remote Outdoor Unit-Air-Source) | 284ANV024*0**B* |  |  | CAP**3017AL*+UI | 88*TA36070C14*** | 23200 | 21 | 10 | 26600 | 19900 | 74.81% | 2.38 | 0 | 13.5 |  |  |  |  | R-410A | 1.9333 | Residential & Commercial | USHP | Ducted CEE Tier 1
210533001 | Central HP <5.4 tons | BRYANT HEATING AND COOLING SYSTEMS | HRCU-A-CB (Split System: Heat Pump with Remote Outdoor Unit-Air-Source) | 284ANV024*0**B* |  |  | CAP**3721AL*+UI | 88*TA48070C17*** | 24200 | 20.5 | 10.5 | 26400 | 19700 | 74.62% | 2.54 | 0 | 13.5 |  |  |  |  | R-410A | 2.0167 | Residential & Commercial | USHP | Ducted CEE Tier 1
210533035 | Central HP <5.4 tons | BRYANT HEATING AND COOLING SYSTEMS | HRCU-A-CB (Split System: Heat Pump with Remote Outdoor Unit-Air-Source) | 284ANV024*0**B* |  |  | CAP**4321AL*+UI | 83*CA48060C17*** | 24200 | 20.5 | 10.5 | 26400 | 19700 | 74.62% | 2.54 | 0 | 13 |  |  |  |  | R-410A | 2.0167 | Residential & Commercial | USHP | Ducted CEE Tier 1
210533037 | Central HP <5.4 tons | BRYANT HEATING AND COOLING SYSTEMS | HRCU-A-CB (Split System: Heat Pump with Remote Outdoor Unit-Air-Source) | 284ANV024*0**B* |  |  | CAP**4321AL*+UI | 88*TA48070C17*** | 24200 | 20.5 | 10.5 | 26400 | 19700 | 74.62% | 2.54 | 0 | 13.5 |  |  |  |  | R-410A | 2.0167 | Residential & Commercial | USHP | Ducted CEE Tier 1
211388229 | Central HP <5.4 tons | COLEMAN | HRCU-A-CB (Split System: Heat Pump with Remote Outdoor Unit-Air-Source) | HMH72B341 |  |  | XAFC36DXXN1+TXV | CP9C060B12MP13 | 34000 | 17.5 | 8.1 | 34000 | 24200 | 71.18% | 2.06 | 0 | 9.5 |  |  |  |  | R-410A | 2.8333 | Residential & Commercial | USHP
211388429 | Central HP <5.4 tons | COLEMAN | HRCU-A-CB (Split System: Heat Pump with Remote Outdoor Unit-Air-Source) | HMH72B341 |  |  | XAUB30CXXN1+TXV | TM9V060B12MP12 | 32600 | 17 | 8.1 | 33600 | 23600 | 70.24% | 2.02 | 0 | 9.5 |  |  |  |  | R-410A | 2.7167 | Residential & Commercial | USHP
211388444 | Central HP <5.4 tons | COLEMAN | HRCU-A-CB (Split System: Heat Pump with Remote Outdoor Unit-Air-Source) | HMH72B341 |  |  | XAUB30CXXN1+TXV | TP9C060B12MP13 | 32600 | 17 | 8.1 | 33600 | 23600 | 70.24% | 2.02 | 0 | 9.5 |  |  |  |  | R-410A | 2.7167 | Residential & Commercial | USHP
215668976 | Central HP <5.4 tons | DAY & NIGHT | HRCU-A-CB (Split System: Heat Pump with Remote Outdoor Unit-Air-Source) | C5H0V36*K*AAA* |  |  | EA*5X43M21A*+WALLCON | *80CTL0451712B* | 34000 | 17.5 | 9 | 35600 | 25400 | 71.35% | 1.86 | 0 | 9.5 |  |  |  |  | R-454B | 2.8333 | Residential & Commercial | USHP
215319134 | Central HP <5.4 tons | SMART COMFORT | HRCU-A-CB (Split System: Heat Pump with Remote Outdoor Unit-Air-Source) | D5CLHAH48AAK |  |  | D5FLAAH48XAK | 0 | 48000 | 17 | 10.2 | 50000 | 46000 | 92% | 2 | 0 | 10.1 |  |  |  |  | R-454B | 4 | Residential & Commercial | USHP | Ducted CEE Tier 1
213372182 | Central HP <5.4 tons | SMART COMFORT | HRCU-A-C (Split System: Heat Pump with Remote Outdoor Unit with No Indoor Fan --Air Source) | DLCURAH24ABK |  |  | DLFULAH24XBX + CI | 0 | 24000 | 16.5 | 9.5 | 25000 | 20000 | 80% | 1.95 | 11 | 10.7 |  |  |  |  | R-410A | 2 | Residential & Commercial | USHP | Ducted CEE Tier 1
215853867 | Central HP <5.4 tons | BLUERIDGE | HRCU-A-CB (Split System: Heat Pump with Remote Outdoor Unit-Air-Source) | BMSAHS4816C |  |  | BMS2AH48I | 0 | 48000 | 16 | 8.5 | 48000 | 38000 | 79.17% | 1.85 | 0 | 10 |  |  |  |  | R-454B | 4 | Residential & Commercial | USHP | Ducted CEE Tier 1
215931963 | Central HP <5.4 tons | TEMPSTAR | HRCU-A-CB (Split System: Heat Pump with Remote Outdoor Unit-Air-Source) | T5H3V36*K*AAA* |  |  | EA*5X24M17A*+WALLCON | *96CTN0601714B* | 31400 | 18.5 | 9.5 | 35000 | 26800 | 76.57% | 2 | 0 | 10 |  |  |  |  | R-454B | 2.6167 | Residential & Commercial | USHP | Ducted CEE Tier 1
210532971 | Central HP <5.4 tons | BRYANT HEATING AND COOLING SYSTEMS | HRCU-A-CB (Split System: Heat Pump with Remote Outdoor Unit-Air-Source) | 284ANV024*0**B* |  |  | CAP**3017AL*+UI | 935CA48060C17*** | 23000 | 20 | 10 | 26800 | 20000 | 74.63% | 2.36 | 0 | 12.5 |  |  |  |  | R-410A | 1.9167 | Residential & Commercial | USHP | Ducted CEE Tier 1
210532871 | Central HP <5.4 tons | BRYANT HEATING AND COOLING SYSTEMS | HRCU-A-CB (Split System: Heat Pump with Remote Outdoor Unit-Air-Source) | 284ANV048*0**B* |  |  | CAP**4824AL*+UI | 88*TA60090C21*** | 44000 | 21 | 9.5 | 46500 | 36200 | 77.85% | 2.28 | 0 | 12 |  |  |  |  | R-410A | 3.6667 | Residential & Commercial | USHP | Ducted CEE Tier 1
210532907 | Central HP <5.4 tons | BRYANT HEATING AND COOLING SYSTEMS | HRCU-A-CB (Split System: Heat Pump with Remote Outdoor Unit-Air-Source) | 284ANV048*0**B* |  |  | CNPV*4824AL*+UI | 986TC66120C24*** | 44000 | 21 | 8.5 | 46500 | 36400 | 78.28% | 2.18 | 0 | 12 |  |  |  |  | R-410A | 3.6667 | Residential & Commercial | USHP | Ducted CEE Tier 1
210532923 | Central HP <5.4 tons | BRYANT HEATING AND COOLING SYSTEMS | HRCU-A-CB (Split System: Heat Pump with Remote Outdoor Unit-Air-Source) | 284ANV048*0**B* |  |  | CSPH*4812AL*+UI | 88*TA66135C24*** | 44500 | 20.5 | 9 | 46500 | 36400 | 78.28% | 2.24 | 0 | 11.7 |  |  |  |  | R-410A | 3.7083 | Residential & Commercial | USHP | Ducted CEE Tier 1
216738613 | Central HP <5.4 tons | AIRQUEST | HRCU-A-CB (Split System: Heat Pump with Remote Outdoor Unit-Air-Source) | D5CUHAH24AAK |  |  | ESH5X36M12A* | *96MSN1402422A* | 22800 | 15.2 | 8.1 | 20800 | 18600 | 89.42% | 1.85 | 0 | 10.5 |  |  |  |  | R-454B | 1.9 | Residential & Commercial | USHP | Ducted CEE Tier 1
215853861 | Central HP <5.4 tons | BLUERIDGE | HRCU-A-CB (Split System: Heat Pump with Remote Outdoor Unit-Air-Source) | BMS2421HHYC |  |  | BMMZAH24I | 0 | 23000 | 18.7 | 10 | 26000 | 23600 | 90.77% | 2.16 | 0 | 12 |  |  |  |  | R-454B | 1.9167 | Residential & Commercial | USHP | Ducted CEE Tier 1
215932193 | Central HP <5.4 tons | TEMPSTAR | HRCU-A-CB (Split System: Heat Pump with Remote Outdoor Unit-Air-Source) | T5H3V36*K*AAA* |  |  | EA*5X42M21A*+WALLCON | *80CSU0401712A* | 32600 | 20 | 9.5 | 35000 | 26800 | 76.57% | 2 | 0 | 11 |  |  |  |  | R-454B | 2.7167 | Residential & Commercial | USHP | Ducted CEE Tier 1
215932513 | Central HP <5.4 tons | TEMPSTAR | HRCU-A-CB (Split System: Heat Pump with Remote Outdoor Unit-Air-Source) | T5H3V36*K*AAA* |  |  | EA*5X48M21A*+WALLCON | *96CTN0601714B* | 33000 | 19.5 | 9.5 | 34000 | 26000 | 76.47% | 2.04 | 0 | 11 |  |  |  |  | R-454B | 2.75 | Residential & Commercial | USHP | Ducted CEE Tier 1
215319124 | Central HP <5.4 tons | SMART COMFORT | HRCU-A-CB (Split System: Heat Pump with Remote Outdoor Unit-Air-Source) | D5CURAH60AAK |  |  | D5FUAAH60XAK | 0 | 54000 | 15.2 | 8.4 | 54000 | 38000 | 70.37% | 1.8 | 0 | 8.7 |  |  |  |  | R-454B | 4.5 | Residential & Commercial | USHP
216738560 | Central HP <5.4 tons | AIRQUEST | HRCU-A-CB (Split System: Heat Pump with Remote Outdoor Unit-Air-Source) | D5CUHAH24AAK |  |  | ESH5X36M12A* | *96MSN0801716A* | 22800 | 15.2 | 8.1 | 20800 | 18600 | 89.42% | 1.9 | 0 | 10.5 |  |  |  |  | R-454B | 1.9 | Residential & Commercial | USHP | Ducted CEE Tier 1
215853874 | Central HP <5.4 tons | BLUERIDGE | HRCU-A-CB (Split System: Heat Pump with Remote Outdoor Unit-Air-Source) | BMSAH60HHC |  |  | BMS2AH60I | 0 | 54000 | 16 | 9 | 56000 | 52000 | 92.86% | 1.8 | 0 | 10 |  |  |  |  | R-454B | 4.5 | Residential & Commercial | USHP | Ducted CEE Tier 1
214243028 | Central HP <5.4 tons | AIRQUEST | HRCU-A-CB (Split System: Heat Pump with Remote Outdoor Unit-Air-Source) | HVH825GKA2* |  |  | EN(A,D,W)4X42L21**+WALLCON | *97CMN0801714B* | 23600 | 16.5 | 8.1 | 21400 | 16700 | 78.04% | 1.96 | 0 | 11 |  |  |  |  | R-410A | 1.9667 | Residential & Commercial | USHP | Ducted CEE Tier 1
214242458 | Central HP <5.4 tons | AIRQUEST | HRCU-A-CB (Split System: Heat Pump with Remote Outdoor Unit-Air-Source) | HVH825GKA2* |  |  | EN(A,D)4X24L17**+WALLCON | *95CSU0601716B* | 23200 | 15.5 | 8.1 | 22000 | 16900 | 76.82% | 1.92 | 0 | 10.5 |  |  |  |  | R-410A | 1.9333 | Residential & Commercial | USHP | Ducted CEE Tier 1
210532977 | Central HP <5.4 tons | BRYANT HEATING AND COOLING SYSTEMS | HRCU-A-CB (Split System: Heat Pump with Remote Outdoor Unit-Air-Source) | 284ANV024*0**B* |  |  | CAP**3017AL*+UI | 88*TA36045C17*** | 23000 | 19.5 | 10 | 26800 | 20200 | 75.37% | 2.34 | 0 | 12.5 |  |  |  |  | R-410A | 1.9167 | Residential & Commercial | USHP | Ducted CEE Tier 1
210533009 | Central HP <5.4 tons | BRYANT HEATING AND COOLING SYSTEMS | HRCU-A-CB (Split System: Heat Pump with Remote Outdoor Unit-Air-Source) | 284ANV024*0**B* |  |  | CAP**3721AL*+UI | 88*TA48090C17*** | 24200 | 21.5 | 11 | 26400 | 19600 | 74.24% | 2.58 | 0 | 14 |  |  |  |  | R-410A | 2.0167 | Residential & Commercial | USHP | Ducted CEE Tier 1
215853873 | Central HP <5.4 tons | BLUERIDGE | HRCU-A-CB (Split System: Heat Pump with Remote Outdoor Unit-Air-Source) | BMSAH48HHC |  |  | BMS2AH48I | 0 | 48000 | 16.5 | 9.5 | 50000 | 46000 | 92% | 1.9 | 0 | 10.5 |  |  |  |  | R-454B | 4 | Residential & Commercial | USHP | Ducted CEE Tier 1
213781681 | Central HP <5.4 tons | DAY & NIGHT | HRCU-A-CB (Split System: Heat Pump with Remote Outdoor Unit-Air-Source) | CVH837GKA2* |  |  | EA*4X61L24A*+WALLCON | *80CTL1352422B* | 33200 | 17.5 | 8.5 | 32000 | 24800 | 77.5% | 2 | 0 | 11.7 |  |  |  |  | R-410A | 2.7667 | Residential & Commercial | USHP | Ducted CEE Tier 1
210532893 | Central HP <5.4 tons | BRYANT HEATING AND COOLING SYSTEMS | HRCU-A-CB (Split System: Heat Pump with Remote Outdoor Unit-Air-Source) | 284ANV048*0**B* |  |  | CNPV*4821AL*+UI | 88*TA60090C21*** | 44000 | 21 | 8.5 | 46500 | 36400 | 78.28% | 2.18 | 0 | 12 |  |  |  |  | R-410A | 3.6667 | Residential & Commercial | USHP | Ducted CEE Tier 1
215319115 | Central HP <5.4 tons | SMART COMFORT | HRCU-A-CB (Split System: Heat Pump with Remote Outdoor Unit-Air-Source) | D5CUHAH36AAK |  |  | D5FUAAH36XAK | 0 | 36000 | 17.4 | 10.3 | 37000 | 39000 | 105.4% | 1.9 | 0 | 11.7 |  |  |  |  | R-454B | 3 | Residential & Commercial | USHP | Ducted CEE Tier 1
215933413 | Central HP <5.4 tons | TEMPSTAR | HRCU-A-CB (Split System: Heat Pump with Remote Outdoor Unit-Air-Source) | T5H3V36*K*AAA* |  |  | ESH5X42M12A*+WALLCON | *97CMN0602120B* | 33400 | 18.5 | 9 | 35200 | 27000 | 76.7% | 1.92 | 0 | 11 |  |  |  |  | R-454B | 2.7833 | Residential & Commercial | USHP | Ducted CEE Tier 1
215319120 | Central HP <5.4 tons | SMART COMFORT | HRCU-A-CB (Split System: Heat Pump with Remote Outdoor Unit-Air-Source) | D5CURAH24AAK |  |  | D5FUAAH24XAK | 0 | 24000 | 18.2 | 9.7 | 26000 | 21600 | 83.08% | 1.87 | 0 | 11 |  |  |  |  | R-454B | 2 | Residential & Commercial | USHP | Ducted CEE Tier 1
211244888 | Central HP <5.4 tons | HEIL | HRCU-A-CB (Split System: Heat Pump with Remote Outdoor Unit-Air-Source) | DLCURAH24ABK |  |  | EN(A,D,W)4X36L17** | *96VSN0401712A* | 23400 | 16 | 8.1 | 25800 | 24000 | 93.02% | 1.98 | 0 | 10 |  |  |  |  | R-410A | 1.95 | Residential & Commercial | USHP | Ducted CEE Tier 1
214242728 | Central HP <5.4 tons | AIRQUEST | HRCU-A-CB (Split System: Heat Pump with Remote Outdoor Unit-Air-Source) | HVH825GKA2* |  |  | EN(A,D,W)4X36L17**+WALLCON | *96CTN0801714B* | 23400 | 16.5 | 8.1 | 21600 | 16700 | 77.31% | 1.92 | 0 | 11 |  |  |  |  | R-410A | 1.95 | Residential & Commercial | USHP | Ducted CEE Tier 1
214242778 | Central HP <5.4 tons | AIRQUEST | HRCU-A-CB (Split System: Heat Pump with Remote Outdoor Unit-Air-Source) | HVH825GKA2* |  |  | EN(A,D)4X36L21**+WALLCON | *80CTL1102120B* | 23600 | 16.5 | 8.1 | 21600 | 16700 | 77.31% | 1.92 | 0 | 11 |  |  |  |  | R-410A | 1.9667 | Residential & Commercial | USHP | Ducted CEE Tier 1
213080306 | Central HP <5.4 tons | AIRQUEST | HRCU-A-CB (Split System: Heat Pump with Remote Outdoor Unit-Air-Source) | DLCURAH36ABK |  |  | EA*4X42L24A* | *96MSN1002120A* | 35400 | 16 | 8.1 | 38500 | 35000 | 90.91% | 1.88 | 0 | 10 |  |  |  |  | R-410A | 2.95 | Residential & Commercial | USHP | Ducted CEE Tier 1
213080791 | Central HP <5.4 tons | AIRQUEST | HRCU-A-CB (Split System: Heat Pump with Remote Outdoor Unit-Air-Source) | DLCURAH36ABK |  |  | EA*4X37L21A* | *95MSU0802120A* | 36600 | 16 | 8.5 | 38500 | 35000 | 90.91% | 2.06 | 0 | 10 |  |  |  |  | R-410A | 3.05 | Residential & Commercial | USHP | Ducted CEE Tier 1
210533027 | Central HP <5.4 tons | BRYANT HEATING AND COOLING SYSTEMS | HRCU-A-CB (Split System: Heat Pump with Remote Outdoor Unit-Air-Source) | 284ANV024*0**B* |  |  | CAP**4321AL*+UI | 935CA48060C17*** | 24000 | 20 | 10.5 | 26400 | 19800 | 75% | 2.52 | 0 | 13 |  |  |  |  | R-410A | 2 | Residential & Commercial | USHP | Ducted CEE Tier 1
210533045 | Central HP <5.4 tons | BRYANT HEATING AND COOLING SYSTEMS | HRCU-A-CB (Split System: Heat Pump with Remote Outdoor Unit-Air-Source) | 284ANV024*0**B* |  |  | CAP**4321AL*+UI | 88*TA48090C17*** | 24200 | 21.5 | 11 | 26400 | 19600 | 74.24% | 2.58 | 0 | 14 |  |  |  |  | R-410A | 2.0167 | Residential & Commercial | USHP | Ducted CEE Tier 1
213079672 | Central HP <5.4 tons | AIRQUEST | HRCU-A-CB (Split System: Heat Pump with Remote Outdoor Unit-Air-Source) | DLCURAH36ABK |  |  | EA*4X42L24A* | *92MSN0802120A* | 35200 | 16.5 | 8.1 | 38500 | 35000 | 90.91% | 1.88 | 0 | 10 |  |  |  |  | R-410A | 2.9333 | Residential & Commercial | USHP | Ducted CEE Tier 1
215864579 | Central HP <5.4 tons | TRANE | HRCU-A-CB (Split System: Heat Pump with Remote Outdoor Unit-Air-Source) | 5TWV8X36A1 |  |  | 5TXCB004AS3 | S8V2B060M4PDB | 31600 | 18.1 | 8.5 | 32800 | 25400 | 77.44% | 2 | 0 | 10 |  |  |  |  | R-454B | 2.6333 | Residential & Commercial | USHP | Ducted CEE Tier 1
215864629 | Central HP <5.4 tons | TRANE | HRCU-A-CB (Split System: Heat Pump with Remote Outdoor Unit-Air-Source) | 5TWV8X36A1 |  |  | 5TXCC005AS3 | S9V2C080U5PSC+LRP | 32000 | 18.1 | 8.5 | 32800 | 25400 | 77.44% | 2.1 | 0 | 10 |  |  |  |  | R-454B | 2.6667 | Residential & Commercial | USHP | Ducted CEE Tier 1
216738639 | Central HP <5.4 tons | AIRQUEST | HRCU-A-CB (Split System: Heat Pump with Remote Outdoor Unit-Air-Source) | D5CUHAH24AAK |  |  | ESH5X36M12A* | *96VSN0601412B* | 22600 | 16 | 8.1 | 20800 | 18500 | 88.94% | 1.85 | 0 | 11 |  |  |  |  | R-454B | 1.8833 | Residential & Commercial | USHP | Ducted CEE Tier 1
216738694 | Central HP <5.4 tons | AIRQUEST | HRCU-A-CB (Split System: Heat Pump with Remote Outdoor Unit-Air-Source) | D5CUHAH24AAK |  |  | ESH5X36M12A* | *95MSU0401712A* | 22800 | 16 | 8.1 | 20800 | 18600 | 89.42% | 1.85 | 0 | 11 |  |  |  |  | R-454B | 1.9 | Residential & Commercial | USHP | Ducted CEE Tier 1
215932593 | Central HP <5.4 tons | TEMPSTAR | HRCU-A-CB (Split System: Heat Pump with Remote Outdoor Unit-Air-Source) | T5H3V36*K*AAA* |  |  | EA*5X60M24A*+WALLCON | *95CSU1002122B* | 34000 | 20.5 | 9.5 | 34000 | 25800 | 75.88% | 2.04 | 0 | 12 |  |  |  |  | R-454B | 2.8333 | Residential & Commercial | USHP | Ducted CEE Tier 1
215932613 | Central HP <5.4 tons | TEMPSTAR | HRCU-A-CB (Split System: Heat Pump with Remote Outdoor Unit-Air-Source) | T5H3V36*K*AAA* |  |  | EA*5X60M24A*+WALLCON | *97CMN0802120B* | 34000 | 20 | 9.5 | 34200 | 26000 | 76.02% | 2.06 | 0 | 11.7 |  |  |  |  | R-454B | 2.8333 | Residential & Commercial | USHP | Ducted CEE Tier 1
215932763 | Central HP <5.4 tons | TEMPSTAR | HRCU-A-CB (Split System: Heat Pump with Remote Outdoor Unit-Air-Source) | T5H3V36*K*AAA* |  |  | EA*5X61M21A*+WALLCON | *95CSU0802120B* | 34400 | 20 | 9 | 34400 | 26200 | 76.16% | 1.96 | 0 | 11.7 |  |  |  |  | R-454B | 2.8667 | Residential & Commercial | USHP | Ducted CEE Tier 1
213372185 | Central HP <5.4 tons | SMART COMFORT | HRCU-A-C (Split System: Heat Pump with Remote Outdoor Unit with No Indoor Fan --Air Source) | DLCURAH36ABK |  |  | DLFULAH36XCX + CI | 0 | 35000 | 15.2 | 10 | 39000 | 32000 | 82.05% | 2 | 10.2 | 10 |  |  |  |  | R-410A | 2.9167 | Residential & Commercial | USHP | Ducted CEE Tier 1
212383077 | Central HP <5.4 tons | HEIL | HRCU-A-CB (Split System: Heat Pump with Remote Outdoor Unit-Air-Source) | DLCURAH36ABK |  |  | EA*4X36L17A* | *80ESU0601716A | 35600 | 15.5 | 8.1 | 39500 | 35200 | 89.11% | 1.84 | 0 | 9.5 |  |  |  |  | R-410A | 2.9667 | Residential & Commercial | USHP
212383370 | Central HP <5.4 tons | HEIL | HRCU-A-CB (Split System: Heat Pump with Remote Outdoor Unit-Air-Source) | DLCURAH36ABK |  |  | EA*4X36L21A* | *80ESU0802120A | 36600 | 15.2 | 8.1 | 40000 | 35400 | 88.5% | 1.88 | 0 | 10 |  |  |  |  | R-410A | 3.05 | Residential & Commercial | USHP | Ducted CEE Tier 1
212383452 | Central HP <5.4 tons | HEIL | HRCU-A-CB (Split System: Heat Pump with Remote Outdoor Unit-Air-Source) | DLCURAH36ABK |  |  | EA*4X42L21A* | OLV112A16A | 35400 | 15.2 | 8.1 | 39500 | 35200 | 89.11% | 1.88 | 0 | 9.5 |  |  |  |  | R-410A | 2.95 | Residential & Commercial | USHP
215933153 | Central HP <5.4 tons | TEMPSTAR | HRCU-A-CB (Split System: Heat Pump with Remote Outdoor Unit-Air-Source) | T5H3V36*K*AAA* |  |  | ESH5X36M12A*+WALLCON | *95CSU0802120B* | 33200 | 18.5 | 9 | 35000 | 26800 | 76.57% | 1.92 | 0 | 11 |  |  |  |  | R-454B | 2.7667 | Residential & Commercial | USHP | Ducted CEE Tier 1
215933203 | Central HP <5.4 tons | TEMPSTAR | HRCU-A-CB (Split System: Heat Pump with Remote Outdoor Unit-Air-Source) | T5H3V36*K*AAA* |  |  | ESH5X36M12A*+WALLCON | *97CMN0802120B* | 33200 | 19 | 9 | 34800 | 26800 | 77.01% | 1.92 | 0 | 11 |  |  |  |  | R-454B | 2.7667 | Residential & Commercial | USHP | Ducted CEE Tier 1
211206936 | Central HP <5.4 tons | COLEMAN | HRCU-A-CB (Split System: Heat Pump with Remote Outdoor Unit-Air-Source) | HC20B4821 |  |  | XAMC48HE3N1+CC | CP9C100C16MP13 | 43500 | 19 | 9 | 44000 | 36200 | 82.27% | 2.14 | 0 | 12 |  |  |  |  | R-410A | 3.625 | Residential & Commercial | USHP | Ducted CEE Tier 1
211206988 | Central HP <5.4 tons | COLEMAN | HRCU-A-CB (Split System: Heat Pump with Remote Outdoor Unit-Air-Source) | HC20B4821 |  |  | XAMC48HE3N1+CC | TMLV100C16MP12 | 43500 | 19 | 9 | 44500 | 36200 | 81.35% | 2.14 | 0 | 12 |  |  |  |  | R-410A | 3.625 | Residential & Commercial | USHP | Ducted CEE Tier 1
215853856 | Central HP <5.4 tons | BLUERIDGE | HRCU-A-CB (Split System: Heat Pump with Remote Outdoor Unit-Air-Source) | BMS1824YC |  |  | BMMZAH18I | 0 | 18000 | 18.5 | 9.8 | 18000 | 13000 | 72.22% | 2.3 | 0 | 12.1 |  |  |  |  | R-454B | 1.5 | Residential & Commercial | USHP | Ducted CEE Tier 1
215853875 | Central HP <5.4 tons | BLUERIDGE | HRCU-A-CB (Split System: Heat Pump with Remote Outdoor Unit-Air-Source) | BMSAH18HHC |  |  | BMS3AH18I | 0 | 18000 | 19 | 10.1 | 18000 | 18600 | 103.3% | 2.12 | 0 | 12.5 |  |  |  |  | R-454B | 1.5 | Residential & Commercial | USHP | Ducted CEE Tier 1
208101245 | Central HP <5.4 tons | BLUERIDGE | HRCU-A-CB (Split System: Heat Pump with Remote Outdoor Unit-Air-Source) | BMAH3618C |  |  | BMAH3618I | 0 | 36000 | 16 | 9.5 | 40000 | 34400 | 86% | 1.97 | 10.5 | 10 |  |  |  |  | R-410A | 3 | Residential & Commercial | USHP | Ducted CEE Tier 1
206788566 | Central HP <5.4 tons | CARRIER | HRCU-A-CB (Split System: Heat Pump with Remote Outdoor Unit-Air-Source) | 25VNA424A*031* |  |  | CAP**3621AL*+UI | 59CU5A100C21**22 | 23400 | 20.5 | 10 | 26600 | 19700 | 74.06% | 2.44 | 14 | 13.5 |  |  |  |  | R-410A | 1.95 | Residential & Commercial | USHP | Ducted CEE Tier 1
208101244 | Central HP <5.4 tons | BLUERIDGE | HRCU-A-CB (Split System: Heat Pump with Remote Outdoor Unit-Air-Source) | BMAH3018C |  |  | BMAH3018I | 0 | 30000 | 16.2 | 8.9 | 33000 | 24000 | 72.73% | 1.8 | 11 | 10 |  |  |  |  | R-410A | 2.5 | Residential & Commercial | USHP | Ducted CEE Tier 1
215935553 | Central HP <5.4 tons | TEMPSTAR | HRCU-A-CB (Split System: Heat Pump with Remote Outdoor Unit-Air-Source) | T5H3V36*K*AAA* |  |  | EVD5X31M17A*+WALLCON | *97CMN0601714B* | 34800 | 20.5 | 8.5 | 38000 | 27800 | 73.16% | 2.08 | 0 | 11.5 |  |  |  |  | R-454B | 2.9 | Residential & Commercial | USHP | Ducted CEE Tier 1
215319129 | Central HP <5.4 tons | SMART COMFORT | HRCU-A-CB (Split System: Heat Pump with Remote Outdoor Unit-Air-Source) | D5CSHAH24AAK |  |  | D5FSAAH24XBK | 0 | 23000 | 18.8 | 10 | 26000 | 23600 | 90.77% | 2.16 | 0 | 12 |  |  |  |  | R-454B | 1.9167 | Residential & Commercial | USHP | Ducted CEE Tier 1
210474004 | Central HP <5.4 tons | BRYANT HEATING AND COOLING SYSTEMS | HRCU-A-CB (Split System: Heat Pump with Remote Outdoor Unit-Air-Source) | 288BNV025*0**C* |  |  | CNPV*4821AL*+UI | 987MB42080C17*** | 24000 | 16.5 | 8.1 | 21400 | 16700 | 78.04% | 2 | 0 | 11 |  |  |  |  | R-410A | 2 | Residential & Commercial | USHP | Ducted CEE Tier 1
210474295 | Central HP <5.4 tons | BRYANT HEATING AND COOLING SYSTEMS | HRCU-A-CB (Split System: Heat Pump with Remote Outdoor Unit-Air-Source) | 288BNV025*0**C* |  |  | CSPH*4212AL*+UI | 88*TA48070C17*** | 24200 | 16 | 8.1 | 21400 | 16600 | 77.57% | 2 | 0 | 10.5 |  |  |  |  | R-410A | 2.0167 | Residential & Commercial | USHP | Ducted CEE Tier 1
215931495 | Central HP <5.4 tons | TEMPSTAR | HRCU-A-CB (Split System: Heat Pump with Remote Outdoor Unit-Air-Source) | T5H3V60*K*AAA* |  |  | FCMA5B60L0D*+WALLCON | 0 | 58000 | 20 | 8.5 | 60000 | 44500 | 74.17% | 2.06 | 0 | 12.5 |  |  |  |  | R-454B | 4.8333 | Residential & Commercial | USHP | Ducted CEE Tier 1
215931663 | Central HP <5.4 tons | TEMPSTAR | HRCU-A-CB (Split System: Heat Pump with Remote Outdoor Unit-Air-Source) | T5H3V60*K*AAA* |  |  | EA*5X61M21A*+WALLCON | *80CTL0701716B* | 56000 | 18 | 8.5 | 61000 | 45500 | 74.59% | 2.1 | 0 | 11 |  |  |  |  | R-454B | 4.6667 | Residential & Commercial | USHP | Ducted CEE Tier 1
216679906 | Central HP <5.4 tons | AIRQUEST | HRCU-A-CB (Split System: Heat Pump with Remote Outdoor Unit-Air-Source) | DLCURAH36ABK |  |  | EHD4X42AAL | *97VTN0801716A* | 35600 | 15.2 | 8.5 | 38500 | 34600 | 89.87% | 1.8 | 0 | 9.8 |  |  |  |  | R-410A | 2.9667 | Residential & Commercial | USHP
215932373 | Central HP <5.4 tons | TEMPSTAR | HRCU-A-CB (Split System: Heat Pump with Remote Outdoor Unit-Air-Source) | T5H3V36*K*AAA* |  |  | EA*5X43M21A*+WALLCON | *97CMN0601714B* | 33800 | 19.5 | 9.5 | 34200 | 26200 | 76.61% | 2.06 | 0 | 11 |  |  |  |  | R-454B | 2.8167 | Residential & Commercial | USHP | Ducted CEE Tier 1
215932573 | Central HP <5.4 tons | TEMPSTAR | HRCU-A-CB (Split System: Heat Pump with Remote Outdoor Unit-Air-Source) | T5H3V36*K*AAA* |  |  | EA*5X60M24A*+WALLCON | *80CTL1352422B* | 34000 | 20.5 | 9.5 | 34000 | 25800 | 75.88% | 2.06 | 0 | 12 |  |  |  |  | R-454B | 2.8333 | Residential & Commercial | USHP | Ducted CEE Tier 1
210533109 | Central HP <5.4 tons | BRYANT HEATING AND COOLING SYSTEMS | HRCU-A-CB (Split System: Heat Pump with Remote Outdoor Unit-Air-Source) | 284ANV024*0**B* |  |  | CSPH*4212AL*+UI | 935CA60080C21*** | 24000 | 20 | 9.5 | 26400 | 19600 | 74.24% | 2.54 | 0 | 13 |  |  |  |  | R-410A | 2 | Residential & Commercial | USHP | Ducted CEE Tier 1
216643740 | Central HP <5.4 tons | AIRQUEST | HRCU-A-CB (Split System: Heat Pump with Remote Outdoor Unit-Air-Source) | D5CUHAH18AAK |  |  | EA*5X25M17A* | *80VTL0451412B* | 18500 | 15.2 | 9.5 | 20000 | 17600 | 88% | 2.02 | 0 | 11.7 |  |  |  |  | R-454B | 1.5417 | Residential & Commercial | USHP | Ducted CEE Tier 1
211206842 | Central HP <5.4 tons | COLEMAN | HRCU-A-CB (Split System: Heat Pump with Remote Outdoor Unit-Air-Source) | HC20B2421 |  |  | XAMB24DE1N1+CC | CP9C060B12MP13 | 22600 | 17 | 8.5 | 23800 | 18500 | 77.73% | 1.92 | 0 | 12 |  |  |  |  | R-410A | 1.8833 | Residential & Commercial | USHP | Ducted CEE Tier 1
210595936 | Central HP <5.4 tons | CARRIER | HRCU-A-CB (Split System: Heat Pump with Remote Outdoor Unit-Air-Source) | 25VNA825A*031* |  |  | CAP**4221AL*+UI | 58CU*A060C17**16 | 23800 | 16.5 | 8.1 | 21400 | 16600 | 77.57% | 1.96 | 0 | 10.5 |  |  |  |  | R-410A | 1.9833 | Residential & Commercial | USHP | Ducted CEE Tier 1
210595954 | Central HP <5.4 tons | CARRIER | HRCU-A-CB (Split System: Heat Pump with Remote Outdoor Unit-Air-Source) | 25VNA825A*031* |  |  | CAP**4224AL*+UI | 59CU5A100C21**22 | 23800 | 17 | 8.1 | 21400 | 16600 | 77.57% | 1.96 | 0 | 11 |  |  |  |  | R-410A | 1.9833 | Residential & Commercial | USHP | Ducted CEE Tier 1
210595963 | Central HP <5.4 tons | CARRIER | HRCU-A-CB (Split System: Heat Pump with Remote Outdoor Unit-Air-Source) | 25VNA825A*031* |  |  | CAP**4321AL*+UI | 58TN*A045C17**12 | 24200 | 16.5 | 8.1 | 21600 | 16800 | 77.78% | 2 | 0 | 11 |  |  |  |  | R-410A | 2.0167 | Residential & Commercial | USHP | Ducted CEE Tier 1
206788885 | Central HP <5.4 tons | CARRIER | HRCU-A-CB (Split System: Heat Pump with Remote Outdoor Unit-Air-Source) | 25VNA436A*031* |  |  | CAP**6121AL*+UI | 59MN7B060C17**14 | 34400 | 19 | 9 | 35000 | 25600 | 73.14% | 1.98 | 12 | 11.7 |  |  |  |  | R-410A | 2.8667 | Residential & Commercial | USHP | Ducted CEE Tier 1
215933513 | Central HP <5.4 tons | TEMPSTAR | HRCU-A-CB (Split System: Heat Pump with Remote Outdoor Unit-Air-Source) | T5H3V36*K*AAA* |  |  | ESH5X48M12A*+WALLCON | *80CSU0401712A* | 33600 | 19.5 | 9 | 35000 | 26600 | 76% | 1.92 | 0 | 11.5 |  |  |  |  | R-454B | 2.8 | Residential & Commercial | USHP | Ducted CEE Tier 1
215933783 | Central HP <5.4 tons | TEMPSTAR | HRCU-A-CB (Split System: Heat Pump with Remote Outdoor Unit-Air-Source) | T5H3V36*K*AAA* |  |  | ESH5X60M12A*+WALLCON | *80CTL0702120B* | 34200 | 19.5 | 9 | 34400 | 26000 | 75.58% | 1.96 | 0 | 11.7 |  |  |  |  | R-454B | 2.85 | Residential & Commercial | USHP | Ducted CEE Tier 1
209852122 | Central HP <5.4 tons | SMART COMFORT | HRCU-A-CB (Split System: Heat Pump with Remote Outdoor Unit-Air-Source) | DLCURAH24AAK |  |  | DLFUAAH24XAK | 0 | 24000 | 17 | 9.2 | 26000 | 19400 | 74.62% | 2.1 | 11.3 | 10.5 |  |  |  |  | R-410A | 2 | Residential & Commercial | USHP | Ducted CEE Tier 1
206788887 | Central HP <5.4 tons | CARRIER | HRCU-A-CB (Split System: Heat Pump with Remote Outdoor Unit-Air-Source) | 25VNA436A*031* |  |  | CNPV*4221AL*+UI | 59MN7B060C17**14 | 32600 | 18 | 9 | 35800 | 27000 | 75.42% | 1.94 | 12 | 11 |  |  |  |  | R-410A | 2.7167 | Residential & Commercial | USHP | Ducted CEE Tier 1
206788894 | Central HP <5.4 tons | CARRIER | HRCU-A-CB (Split System: Heat Pump with Remote Outdoor Unit-Air-Source) | 25VNA436A*031* |  |  | CNPV*4217AL*+UI | 58TN*A070C14**12 | 33400 | 19.5 | 9 | 35400 | 26400 | 74.58% | 2 | 12 | 12 |  |  |  |  | R-410A | 2.7833 | Residential & Commercial | USHP | Ducted CEE Tier 1
213782304 | Central HP <5.4 tons | TEMPSTAR | HRCU-A-CB (Split System: Heat Pump with Remote Outdoor Unit-Air-Source) | TVH837GKA2* |  |  | EHD4X60AAL+WALLCON | *97CMN0801714B* | 32800 | 16.5 | 8.1 | 32600 | 25000 | 76.69% | 1.96 | 0 | 11 |  |  |  |  | R-410A | 2.7333 | Residential & Commercial | USHP | Ducted CEE Tier 1
215319132 | Central HP <5.4 tons | SMART COMFORT | HRCU-A-CB (Split System: Heat Pump with Remote Outdoor Unit-Air-Source) | D5CSRAH24AAK |  |  | D5FSAAH24XBK | 0 | 24000 | 19.8 | 9 | 25000 | 18000 | 72% | 2.2 | 0 | 11.7 |  |  |  |  | R-454B | 2 | Residential & Commercial | USHP | Ducted CEE Tier 1
210595972 | Central HP <5.4 tons | CARRIER | HRCU-A-CB (Split System: Heat Pump with Remote Outdoor Unit-Air-Source) | 25VNA825A*031* |  |  | CAP**4321AL*+UI | 59MN7B100C21**22 | 24400 | 16.5 | 8.5 | 21200 | 16600 | 78.3% | 2.04 | 0 | 11 |  |  |  |  | R-410A | 2.0333 | Residential & Commercial | USHP | Ducted CEE Tier 1
210595977 | Central HP <5.4 tons | CARRIER | HRCU-A-CB (Split System: Heat Pump with Remote Outdoor Unit-Air-Source) | 25VNA825A*031* |  |  | CAP**4821AL*+UI | 58CU*A060C17**16 | 24000 | 17 | 8.1 | 21000 | 16600 | 79.05% | 2.02 | 0 | 11 |  |  |  |  | R-410A | 2 | Residential & Commercial | USHP | Ducted CEE Tier 1
210595986 | Central HP <5.4 tons | CARRIER | HRCU-A-CB (Split System: Heat Pump with Remote Outdoor Unit-Air-Source) | 25VNA825A*031* |  |  | CAP**4821AL*+UI | 59MN7B060C21**20 | 24000 | 16.5 | 8.1 | 21000 | 16600 | 79.05% | 2 | 0 | 11 |  |  |  |  | R-410A | 2 | Residential & Commercial | USHP | Ducted CEE Tier 1
210595988 | Central HP <5.4 tons | CARRIER | HRCU-A-CB (Split System: Heat Pump with Remote Outdoor Unit-Air-Source) | 25VNA825A*031* |  |  | CAP**4821AL*+UI | 59MN7B100C21**22 | 24000 | 16.5 | 8.1 | 21000 | 16500 | 78.57% | 2.02 | 0 | 11 |  |  |  |  | R-410A | 2 | Residential & Commercial | USHP | Ducted CEE Tier 1
210595995 | Central HP <5.4 tons | CARRIER | HRCU-A-CB (Split System: Heat Pump with Remote Outdoor Unit-Air-Source) | 25VNA825A*031* |  |  | CAP**4824AL*+UI | 59CU5A100C21**22 | 24200 | 17 | 8.1 | 21000 | 16500 | 78.57% | 2.02 | 0 | 11 |  |  |  |  | R-410A | 2.0167 | Residential & Commercial | USHP | Ducted CEE Tier 1
210596029 | Central HP <5.4 tons | CARRIER | HRCU-A-CB (Split System: Heat Pump with Remote Outdoor Unit-Air-Source) | 25VNA825A*031* |  |  | CNPV*4821AL*+UI | 58CU*A060C17**16 | 24200 | 17 | 8.1 | 21400 | 16600 | 77.57% | 2.02 | 0 | 11 |  |  |  |  | R-410A | 2.0167 | Residential & Commercial | USHP | Ducted CEE Tier 1
210596070 | Central HP <5.4 tons | CARRIER | HRCU-A-CB (Split System: Heat Pump with Remote Outdoor Unit-Air-Source) | 25VNA825A*031* |  |  | CSPH*4212AL*+UI | 59TN6B080C17**14 | 24000 | 16 | 8.1 | 21400 | 16700 | 78.04% | 2 | 0 | 10.5 |  |  |  |  | R-410A | 2 | Residential & Commercial | USHP | Ducted CEE Tier 1
210596079 | Central HP <5.4 tons | CARRIER | HRCU-A-CB (Split System: Heat Pump with Remote Outdoor Unit-Air-Source) | 25VNA825A*031* |  |  | CSPH*4812AL*+UI | 58TN*A090C17**16 | 24400 | 17 | 8.1 | 21200 | 16500 | 77.83% | 2.04 | 0 | 11 |  |  |  |  | R-410A | 2.0333 | Residential & Commercial | USHP | Ducted CEE Tier 1
210596086 | Central HP <5.4 tons | CARRIER | HRCU-A-CB (Split System: Heat Pump with Remote Outdoor Unit-Air-Source) | 25VNA825A*031* |  |  | CSPH*4812AL*+UI | 59MN7B080C17**14 | 24200 | 16 | 8.1 | 21400 | 16700 | 78.04% | 2 | 0 | 10.5 |  |  |  |  | R-410A | 2.0167 | Residential & Commercial | USHP | Ducted CEE Tier 1
216678826 | Central HP <5.4 tons | AIRQUEST | HRCU-A-CB (Split System: Heat Pump with Remote Outdoor Unit-Air-Source) | DLCURAH36ABK |  |  | EN(A,D,W)4X48L21** | *97VTN0601716A* | 35800 | 15.5 | 8.5 | 38500 | 34600 | 89.87% | 1.8 | 0 | 10 |  |  |  |  | R-410A | 2.9833 | Residential & Commercial | USHP | Ducted CEE Tier 1
210474625 | Central HP <5.4 tons | BRYANT HEATING AND COOLING SYSTEMS | HRCU-A-CB (Split System: Heat Pump with Remote Outdoor Unit-Air-Source) | 288BNV025*0**C* |  |  | CSPH*4812AL*+UI | 88*TA36070C14*** | 24400 | 17 | 8.1 | 21200 | 16500 | 77.83% | 2.02 | 0 | 11 |  |  |  |  | R-410A | 2.0333 | Residential & Commercial | USHP | Ducted CEE Tier 1
215932263 | Central HP <5.4 tons | TEMPSTAR | HRCU-A-CB (Split System: Heat Pump with Remote Outdoor Unit-Air-Source) | T5H3V36*K*AAA* |  |  | EA*5X42M21A*+WALLCON | *80CTL1102120B* | 32800 | 20 | 9.5 | 34600 | 26600 | 76.88% | 2.02 | 0 | 11.5 |  |  |  |  | R-454B | 2.7333 | Residential & Commercial | USHP | Ducted CEE Tier 1
215932283 | Central HP <5.4 tons | TEMPSTAR | HRCU-A-CB (Split System: Heat Pump with Remote Outdoor Unit-Air-Source) | T5H3V36*K*AAA* |  |  | EA*5X42M21A*+WALLCON | *95CSU1002122B* | 32800 | 20 | 9.5 | 34600 | 26600 | 76.88% | 2.02 | 0 | 11.5 |  |  |  |  | R-454B | 2.7333 | Residential & Commercial | USHP | Ducted CEE Tier 1
215932383 | Central HP <5.4 tons | TEMPSTAR | HRCU-A-CB (Split System: Heat Pump with Remote Outdoor Unit-Air-Source) | T5H3V36*K*AAA* |  |  | EA*5X43M21A*+WALLCON | *96CTN0601714B* | 33800 | 19.5 | 9.5 | 34200 | 26000 | 76.02% | 2.06 | 0 | 11 |  |  |  |  | R-454B | 2.8167 | Residential & Commercial | USHP | Ducted CEE Tier 1
213249247 | Central HP <5.4 tons | BRYANT HEATING AND COOLING SYSTEMS | HRCU-A-CB (Split System: Heat Pump with Remote Outdoor Unit-Air-Source) | 38MURAQ18AB3* |  |  | FEVA0024**+NAVA43601CK | 0 | 18100 | 16.5 | 8.5 | 18300 | 17900 | 97.81% | 2.16 | 0 | 11 |  |  |  |  | R-410A | 1.5083 | Residential & Commercial | USHP | Ducted CEE Tier 1
210596195 | Central HP <5.4 tons | CARRIER | HRCU-A-CB (Split System: Heat Pump with Remote Outdoor Unit-Air-Source) | 25VNA837A*030* |  |  | CAP**6124AL*+UI | 58TN*A090C21**20 | 33200 | 18 | 8.5 | 32000 | 24800 | 77.5% | 2 | 0 | 12 |  |  |  |  | R-410A | 2.7667 | Residential & Commercial | USHP | Ducted CEE Tier 1
210596202 | Central HP <5.4 tons | CARRIER | HRCU-A-CB (Split System: Heat Pump with Remote Outdoor Unit-Air-Source) | 25VNA837A*030* |  |  | CAP**6124AL*+UI | 59MN7B100C21**22 | 33200 | 18 | 8.5 | 32000 | 24800 | 77.5% | 2 | 0 | 12 |  |  |  |  | R-410A | 2.7667 | Residential & Commercial | USHP | Ducted CEE Tier 1
210596222 | Central HP <5.4 tons | CARRIER | HRCU-A-CB (Split System: Heat Pump with Remote Outdoor Unit-Air-Source) | 25VNA837A*030* |  |  | CNPV*6024AL*+UI | 58CU*A100C21**20 | 32800 | 17.5 | 8.1 | 32200 | 24600 | 76.4% | 1.96 | 0 | 11.7 |  |  |  |  | R-410A | 2.7333 | Residential & Commercial | USHP | Ducted CEE Tier 1
211206976 | Central HP <5.4 tons | COLEMAN | HRCU-A-CB (Split System: Heat Pump with Remote Outdoor Unit-Air-Source) | HC20B4821 |  |  | XAMC48HE3N1+CC | CPLC120C20MP13 | 43500 | 19 | 9 | 44500 | 36200 | 81.35% | 2.14 | 0 | 12 |  |  |  |  | R-410A | 3.625 | Residential & Commercial | USHP | Ducted CEE Tier 1
213771488 | Central HP <5.4 tons | AIRQUEST | HRCU-A-CB (Split System: Heat Pump with Remote Outdoor Unit-Air-Source) | HVH825GKA2* |  |  | EA*4X43L21A*+WALLCON | *95CSU0601716B* | 24400 | 16.5 | 8.1 | 21200 | 16600 | 78.3% | 2.02 | 0 | 10.5 |  |  |  |  | R-410A | 2.0333 | Residential & Commercial | USHP | Ducted CEE Tier 1
215931783 | Central HP <5.4 tons | TEMPSTAR | HRCU-A-CB (Split System: Heat Pump with Remote Outdoor Unit-Air-Source) | T5H3V60*K*AAA* |  |  | EA*5X61M24A*+WALLCON | *96CTN1002122B* | 57000 | 18.5 | 8.5 | 60500 | 46500 | 76.86% | 2.02 | 0 | 11.5 |  |  |  |  | R-454B | 4.75 | Residential & Commercial | USHP | Ducted CEE Tier 1
215931903 | Central HP <5.4 tons | TEMPSTAR | HRCU-A-CB (Split System: Heat Pump with Remote Outdoor Unit-Air-Source) | T5H3V60*K*AAA* |  |  | ESH5X60M12A*+WALLCON | *97CMN1202422B* | 56000 | 17.5 | 8.1 | 61000 | 46000 | 75.41% | 1.95 | 0 | 11 |  |  |  |  | R-454B | 4.6667 | Residential & Commercial | USHP | Ducted CEE Tier 1
215932103 | Central HP <5.4 tons | TEMPSTAR | HRCU-A-CB (Split System: Heat Pump with Remote Outdoor Unit-Air-Source) | T5H3V36*K*AAA* |  |  | EA*5X36M17A*+WALLCON | *97CMN0801714B* | 32000 | 19 | 9.5 | 35600 | 27400 | 76.97% | 1.98 | 0 | 10.5 |  |  |  |  | R-454B | 2.6667 | Residential & Commercial | USHP | Ducted CEE Tier 1
216738705 | Central HP <5.4 tons | AIRQUEST | HRCU-A-CB (Split System: Heat Pump with Remote Outdoor Unit-Air-Source) | D5CUHAH24AAK |  |  | ESH5X36M12A* | *95MSU0601716A* | 22600 | 16 | 8.1 | 20800 | 18500 | 88.94% | 1.85 | 0 | 11 |  |  |  |  | R-454B | 1.8833 | Residential & Commercial | USHP | Ducted CEE Tier 1
215932813 | Central HP <5.4 tons | TEMPSTAR | HRCU-A-CB (Split System: Heat Pump with Remote Outdoor Unit-Air-Source) | T5H3V36*K*AAA* |  |  | EA*5X61M21A*+WALLCON | *97CMN1002122B* | 34400 | 20.5 | 9.5 | 34200 | 26000 | 76.02% | 2.06 | 0 | 12 |  |  |  |  | R-454B | 2.8667 | Residential & Commercial | USHP | Ducted CEE Tier 1
215932663 | Central HP <5.4 tons | TEMPSTAR | HRCU-A-CB (Split System: Heat Pump with Remote Outdoor Unit-Air-Source) | T5H3V36*K*AAA* |  |  | EA*5X61M21A*+WALLCON | *80CSU0401712A* | 34400 | 20.5 | 9 | 34600 | 26200 | 75.72% | 1.94 | 0 | 11.7 |  |  |  |  | R-454B | 2.8667 | Residential & Commercial | USHP | Ducted CEE Tier 1
213079857 | Central HP <5.4 tons | AIRQUEST | HRCU-A-CB (Split System: Heat Pump with Remote Outdoor Unit-Air-Source) | DLCURAH36ABK |  |  | EA*4X42L21A* | *92MSN1002122A* | 35400 | 16.5 | 8.1 | 38500 | 35000 | 90.91% | 1.88 | 0 | 10 |  |  |  |  | R-410A | 2.95 | Residential & Commercial | USHP | Ducted CEE Tier 1
210533111 | Central HP <5.4 tons | BRYANT HEATING AND COOLING SYSTEMS | HRCU-A-CB (Split System: Heat Pump with Remote Outdoor Unit-Air-Source) | 284ANV024*0**B* |  |  | CSPH*4212AL*+UI | 935CA66100C21*** | 24000 | 19.5 | 9.5 | 26400 | 19600 | 74.24% | 2.54 | 0 | 13 |  |  |  |  | R-410A | 2 | Residential & Commercial | USHP | Ducted CEE Tier 1
214242308 | Central HP <5.4 tons | AIRQUEST | HRCU-A-CB (Split System: Heat Pump with Remote Outdoor Unit-Air-Source) | HVH825GKA3* |  |  | EN(A,D,W)4X48L21**+WALLCON | *96CTN0801714B* | 24000 | 17 | 8.1 | 21400 | 16600 | 77.57% | 2 | 0 | 11 |  |  |  |  | R-410A | 2 | Residential & Commercial | USHP | Ducted CEE Tier 1
214242358 | Central HP <5.4 tons | AIRQUEST | HRCU-A-CB (Split System: Heat Pump with Remote Outdoor Unit-Air-Source) | HVH825GKA3* |  |  | EN(A,D)4X48L24**+WALLCON | *97CMN1002122B* | 24200 | 17 | 8.1 | 21200 | 16500 | 77.83% | 2 | 0 | 11.5 |  |  |  |  | R-410A | 2.0167 | Residential & Commercial | USHP | Ducted CEE Tier 1
215359203 | Central HP <5.4 tons | BLUERIDGE | HRCU-A-C (Split System: Heat Pump with Remote Outdoor Unit with No Indoor Fan --Air Source) | BMAH3618C |  |  | BMAHC36B | 0 | 35000 | 15.5 | 8.6 | 38000 | 31600 | 83.16% | 1.85 | 0 | 10 |  |  |  |  | R-410A | 2.9167 | Residential & Commercial | USHP | Ducted CEE Tier 1
215359204 | Central HP <5.4 tons | BLUERIDGE | HRCU-A-C (Split System: Heat Pump with Remote Outdoor Unit with No Indoor Fan --Air Source) | BMAH3618C |  |  | BMAHC36C | 0 | 35000 | 15.2 | 10 | 39000 | 32000 | 82.05% | 2 | 10.2 | 10 |  |  |  |  | R-410A | 2.9167 | Residential & Commercial | USHP | Ducted CEE Tier 1
215319112 | Central HP <5.4 tons | SMART COMFORT | HRCU-A-CB (Split System: Heat Pump with Remote Outdoor Unit-Air-Source) | D5CUHAH24AAK |  |  | D5FUAAH24XAK | 0 | 23000 | 18.4 | 10 | 24000 | 21600 | 90% | 1.87 | 0 | 11.7 |  |  |  |  | R-454B | 1.9167 | Residential & Commercial | USHP | Ducted CEE Tier 1
216599663 | Central HP <5.4 tons | TRANE | HRCU-A-CB (Split System: Heat Pump with Remote Outdoor Unit-Air-Source) | 5TWV8X36A1 |  |  | 5PX*B004AS3+P0V0B000M40SD+LRP | 0 | 32000 | 18.1 | 8.5 | 32600 | 25400 | 77.91% | 2.1 | 0 | 10 |  |  |  |  | R-454B | 2.6667 | Residential & Commercial | USHP | Ducted CEE Tier 1
210533089 | Central HP <5.4 tons | BRYANT HEATING AND COOLING SYSTEMS | HRCU-A-CB (Split System: Heat Pump with Remote Outdoor Unit-Air-Source) | 284ANV024*0**B* |  |  | CSPH*3012AL*+UI | 83*CA36040C17*** | 23400 | 19 | 9 | 27000 | 19900 | 73.7% | 2.44 | 0 | 12.5 |  |  |  |  | R-410A | 1.95 | Residential & Commercial | USHP | Ducted CEE Tier 1
208101243 | Central HP <5.4 tons | BLUERIDGE | HRCU-A-CB (Split System: Heat Pump with Remote Outdoor Unit-Air-Source) | BMAH2420C |  |  | BMAH2420I | 0 | 24000 | 17.4 | 10 | 24000 | 22600 | 94.17% | 1.91 | 12.5 | 11.7 |  |  |  |  | R-410A | 2 | Residential & Commercial | USHP | Ducted CEE Tier 1
206133384 | Central HP <5.4 tons | CARRIER | HRCU-A-CB (Split System: Heat Pump with Remote Outdoor Unit-Air-Source) | 25VNA825A*031* |  |  | CAP**3621AL*+UI | 58CU*A060C17**16 | 23600 | 16.5 | 8.1 | 21400 | 16600 | 77.57% | 1.94 | 11.5 | 10.5 |  |  |  |  | R-410A | 1.9667 | Residential & Commercial | USHP | Ducted CEE Tier 1
215853872 | Central HP <5.4 tons | BLUERIDGE | HRCU-A-CB (Split System: Heat Pump with Remote Outdoor Unit-Air-Source) | BMSAH36HHC |  |  | BMS2AH36I | 0 | 36000 | 17.4 | 10.3 | 37000 | 39000 | 105.4% | 1.9 | 0 | 11.7 |  |  |  |  | R-454B | 3 | Residential & Commercial | USHP | Ducted CEE Tier 1
206135754 | Central HP <5.4 tons | HEIL | HRCU-A-CB (Split System: Heat Pump with Remote Outdoor Unit-Air-Source) | HVH837GKA** |  |  | EA*4X43L21A*+WALLCON | *80CSU1002120A* | 32800 | 17 | 8.5 | 33000 | 25200 | 76.36% | 1.98 | 12 | 11 |  |  |  |  | R-410A | 2.7333 | Residential & Commercial | USHP | Ducted CEE Tier 1
206135924 | Central HP <5.4 tons | HEIL | HRCU-A-CB (Split System: Heat Pump with Remote Outdoor Unit-Air-Source) | HVH837GKA** |  |  | EN(A,D,W)4X48L21**+WALLCON | *80CSU1002120A* | 32400 | 17 | 8.1 | 33000 | 24800 | 75.15% | 1.94 | 12.2 | 11.5 |  |  |  |  | R-410A | 2.7 | Residential & Commercial | USHP | Ducted CEE Tier 1
206136322 | Central HP <5.4 tons | HEIL | HRCU-A-CB (Split System: Heat Pump with Remote Outdoor Unit-Air-Source) | HVH837GKA** |  |  | EHD4X36AAL+WALLCON | *95CSU1002122A* | 32200 | 16.5 | 8.1 | 33200 | 24600 | 74.1% | 1.94 | 11.5 | 11 |  |  |  |  | R-410A | 2.6833 | Residential & Commercial | USHP | Ducted CEE Tier 1
215319122 | Central HP <5.4 tons | SMART COMFORT | HRCU-A-CB (Split System: Heat Pump with Remote Outdoor Unit-Air-Source) | D5CURAH36AAK |  |  | D5FUAAH36XAK | 0 | 36000 | 16.2 | 8.7 | 36000 | 27000 | 75% | 2 | 0 | 10 |  |  |  |  | R-454B | 3 | Residential & Commercial | USHP | Ducted CEE Tier 1
210532999 | Central HP <5.4 tons | BRYANT HEATING AND COOLING SYSTEMS | HRCU-A-CB (Split System: Heat Pump with Remote Outdoor Unit-Air-Source) | 284ANV024*0**B* |  |  | CAP**3721AL*+UI | 83*CA48060C17*** | 23800 | 20 | 10.5 | 26400 | 19700 | 74.62% | 2.54 | 0 | 13 |  |  |  |  | R-410A | 1.9833 | Residential & Commercial | USHP | Ducted CEE Tier 1
210533029 | Central HP <5.4 tons | BRYANT HEATING AND COOLING SYSTEMS | HRCU-A-CB (Split System: Heat Pump with Remote Outdoor Unit-Air-Source) | 284ANV024*0**B* |  |  | CAP**4321AL*+UI | 935CA60080C21*** | 24200 | 20.5 | 10.5 | 26400 | 19600 | 74.24% | 2.56 | 0 | 13.5 |  |  |  |  | R-410A | 2.0167 | Residential & Commercial | USHP | Ducted CEE Tier 1
210533031 | Central HP <5.4 tons | BRYANT HEATING AND COOLING SYSTEMS | HRCU-A-CB (Split System: Heat Pump with Remote Outdoor Unit-Air-Source) | 284ANV024*0**B* |  |  | CAP**4321AL*+UI | 935CA66100C21*** | 24200 | 20.5 | 10.5 | 26400 | 19600 | 74.24% | 2.56 | 0 | 13.5 |  |  |  |  | R-410A | 2.0167 | Residential & Commercial | USHP | Ducted CEE Tier 1
210533063 | Central HP <5.4 tons | BRYANT HEATING AND COOLING SYSTEMS | HRCU-A-CB (Split System: Heat Pump with Remote Outdoor Unit-Air-Source) | 284ANV024*0**B* |  |  | CNPV*3017AL*+UI | 88*TA36070C14*** | 23200 | 21 | 10 | 26600 | 19900 | 74.81% | 2.4 | 0 | 13 |  |  |  |  | R-410A | 1.9333 | Residential & Commercial | USHP | Ducted CEE Tier 1
215932353 | Central HP <5.4 tons | TEMPSTAR | HRCU-A-CB (Split System: Heat Pump with Remote Outdoor Unit-Air-Source) | T5H3V36*K*AAA* |  |  | EA*5X42M21A*+WALLCON | *96CTN0801714B* | 32600 | 19.5 | 9.5 | 35200 | 27000 | 76.7% | 2 | 0 | 11 |  |  |  |  | R-454B | 2.7167 | Residential & Commercial | USHP | Ducted CEE Tier 1
213771558 | Central HP <5.4 tons | AIRQUEST | HRCU-A-CB (Split System: Heat Pump with Remote Outdoor Unit-Air-Source) | HVH825GKA2* |  |  | EA*4X48L21A*+WALLCON | *80CTL0451712B* | 24000 | 16.5 | 8.1 | 21000 | 16600 | 79.05% | 2 | 0 | 10.5 |  |  |  |  | R-410A | 2 | Residential & Commercial | USHP | Ducted CEE Tier 1
213771638 | Central HP <5.4 tons | AIRQUEST | HRCU-A-CB (Split System: Heat Pump with Remote Outdoor Unit-Air-Source) | HVH825GKA2* |  |  | EA*4X48L21A*+WALLCON | *97CMN1002122B* | 24000 | 16.5 | 8.1 | 21000 | 16500 | 78.57% | 2.02 | 0 | 11 |  |  |  |  | R-410A | 2 | Residential & Commercial | USHP | Ducted CEE Tier 1
215853871 | Central HP <5.4 tons | BLUERIDGE | HRCU-A-CB (Split System: Heat Pump with Remote Outdoor Unit-Air-Source) | BMSAH30HHC |  |  | BMS2AH30I | 0 | 30000 | 16.8 | 10 | 34000 | 32600 | 95.88% | 1.96 | 0 | 11.7 |  |  |  |  | R-454B | 2.5 | Residential & Commercial | USHP | Ducted CEE Tier 1
216679726 | Central HP <5.4 tons | AIRQUEST | HRCU-A-CB (Split System: Heat Pump with Remote Outdoor Unit-Air-Source) | DLCURAH18ABK |  |  | EA*4X30L17A* | *97VTN0601716A* | 17600 | 16 | 8.5 | 18100 | 18300 | 101.1% | 2.12 | 0 | 10.5 |  |  |  |  | R-410A | 1.4667 | Residential & Commercial | USHP | Ducted CEE Tier 1
215853880 | Central HP <5.4 tons | BLUERIDGE | HRCU-A-CB (Split System: Heat Pump with Remote Outdoor Unit-Air-Source) | BMSAH60HHC |  |  | BMS3AH60I | 0 | 54000 | 17.5 | 9.5 | 55000 | 54000 | 98.18% | 1.9 | 0 | 12 |  |  |  |  | R-454B | 4.5 | Residential & Commercial | USHP | Ducted CEE Tier 1
210472909 | Central HP <5.4 tons | HEIL | HRCU-A-CB (Split System: Heat Pump with Remote Outdoor Unit-Air-Source) | HVH825GKA3* |  |  | EA*4X42L21A*+WALLCON | *96CTN0801714A* | 23600 | 16.5 | 8.1 | 21400 | 16700 | 78.04% | 1.96 | 0 | 11 |  |  |  |  | R-410A | 1.9667 | Residential & Commercial | USHP | Ducted CEE Tier 1
210025749 | Central HP <5.4 tons | SMART COMFORT | HRCU-A-CB (Split System: Heat Pump with Remote Outdoor Unit-Air-Source) | DLCURAH60ABK |  |  | DLFUAAH60XAK | 0 | 55000 | 15.3 | 9.4 | 59000 | 48500 | 82.2% | 1.91 | 9 | 8.8 |  |  |  |  | R-410A | 4.5833 | Residential & Commercial | USHP
215934123 | Central HP <5.4 tons | TEMPSTAR | HRCU-A-CB (Split System: Heat Pump with Remote Outdoor Unit-Air-Source) | T5H3V48*K*AAA* |  |  | EA*5X60M24A*+WALLCON | *80CTL1352422B* | 45000 | 21.5 | 9.5 | 48000 | 36200 | 75.42% | 2 | 0 | 11.5 |  |  |  |  | R-454B | 3.75 | Residential & Commercial | USHP | Ducted CEE Tier 1
216681788 | Central HP <5.4 tons | DAY & NIGHT | HRCU-A-CB (Split System: Heat Pump with Remote Outdoor Unit-Air-Source) | DLCURAH36ABK |  |  | EA*4X42L24A* | *97VTN1002120A* | 35400 | 16 | 8.5 | 38500 | 34600 | 89.87% | 1.76 | 0 | 10 |  |  |  |  | R-410A | 2.95 | Residential & Commercial | USHP | Ducted CEE Tier 1
213771498 | Central HP <5.4 tons | AIRQUEST | HRCU-A-CB (Split System: Heat Pump with Remote Outdoor Unit-Air-Source) | HVH825GKA2* |  |  | EA*4X43L21A*+WALLCON | *97CMN0601714B* | 24200 | 16.5 | 8.1 | 21200 | 16700 | 78.77% | 2.02 | 0 | 10.5 |  |  |  |  | R-410A | 2.0167 | Residential & Commercial | USHP | Ducted CEE Tier 1
216091312 | Central HP <5.4 tons | SMART COMFORT | HRCU-A-CB (Split System: Heat Pump with Remote Outdoor Unit-Air-Source) | DLCSRBH24AAK |  |  | 40MBABQ24XB3 | 0 | 23000 | 18.4 | 9.3 | 26000 | 21200 | 81.54% | 1.9 | 12.5 | 11.7 |  |  |  |  | R-410A | 1.9167 | Residential & Commercial | USHP | Ducted CEE Tier 1
215932753 | Central HP <5.4 tons | TEMPSTAR | HRCU-A-CB (Split System: Heat Pump with Remote Outdoor Unit-Air-Source) | T5H3V36*K*AAA* |  |  | EA*5X61M21A*+WALLCON | *95CSU0601716B* | 34200 | 20 | 9 | 34800 | 26600 | 76.44% | 1.92 | 0 | 11.5 |  |  |  |  | R-454B | 2.85 | Residential & Commercial | USHP | Ducted CEE Tier 1
215932953 | Central HP <5.4 tons | TEMPSTAR | HRCU-A-CB (Split System: Heat Pump with Remote Outdoor Unit-Air-Source) | T5H3V36*K*AAA* |  |  | EA*5X61M24A*+WALLCON | *96CTN1002122B* | 34400 | 20.5 | 9.5 | 34200 | 26000 | 76.02% | 2.08 | 0 | 12 |  |  |  |  | R-454B | 2.8667 | Residential & Commercial | USHP | Ducted CEE Tier 1
206136194 | Central HP <5.4 tons | CARRIER | HRCU-A-CB (Split System: Heat Pump with Remote Outdoor Unit-Air-Source) | 25VNA837A*030* |  |  | CAP**4824AL*+UI | 59CU5A100C21**22 | 32400 | 17.5 | 8.5 | 32400 | 24800 | 76.54% | 2 | 12 | 11.5 |  |  |  |  | R-410A | 2.7 | Residential & Commercial | USHP | Ducted CEE Tier 1
215932133 | Central HP <5.4 tons | TEMPSTAR | HRCU-A-CB (Split System: Heat Pump with Remote Outdoor Unit-Air-Source) | T5H3V36*K*AAA* |  |  | EA*5X36M17A*+WALLCON | *96CTN0801714B* | 32200 | 19 | 9.5 | 35400 | 27200 | 76.84% | 1.98 | 0 | 10.5 |  |  |  |  | R-454B | 2.6833 | Residential & Commercial | USHP | Ducted CEE Tier 1
215359195 | Central HP <5.4 tons | BLUERIDGE | HRCU-A-CB (Split System: Heat Pump with Remote Outdoor Unit-Air-Source) | BMY24HH22C |  |  | BMAHM2420I | 0 | 23000 | 18.4 | 9.3 | 26000 | 21200 | 81.54% | 1.9 | 12.5 | 11.7 |  |  |  |  | R-410A | 1.9167 | Residential & Commercial | USHP | Ducted CEE Tier 1
213771548 | Central HP <5.4 tons | AIRQUEST | HRCU-A-CB (Split System: Heat Pump with Remote Outdoor Unit-Air-Source) | HVH825GKA2* |  |  | EA*4X43L21A*+WALLCON | *96CTN1002122B* | 24400 | 16.5 | 8.5 | 21200 | 16600 | 78.3% | 2.04 | 0 | 11 |  |  |  |  | R-410A | 2.0333 | Residential & Commercial | USHP | Ducted CEE Tier 1
215319131 | Central HP <5.4 tons | SMART COMFORT | HRCU-A-CB (Split System: Heat Pump with Remote Outdoor Unit-Air-Source) | D5CSRAH18AAK |  |  | D5FSAAH18XBK | 0 | 18000 | 18.5 | 9.8 | 18000 | 13000 | 72.22% | 2.3 | 0 | 12.2 |  |  |  |  | R-454B | 1.5 | Residential & Commercial | USHP | Ducted CEE Tier 1
210532981 | Central HP <5.4 tons | BRYANT HEATING AND COOLING SYSTEMS | HRCU-A-CB (Split System: Heat Pump with Remote Outdoor Unit-Air-Source) | 284ANV024*0**B* |  |  | CAP**3017AL*+UI | 986TC42060C17*** | 23000 | 19.5 | 10 | 26800 | 20000 | 74.63% | 2.36 | 0 | 12.5 |  |  |  |  | R-410A | 1.9167 | Residential & Commercial | USHP | Ducted CEE Tier 1
215934023 | Central HP <5.4 tons | TEMPSTAR | HRCU-A-CB (Split System: Heat Pump with Remote Outdoor Unit-Air-Source) | T5H3V48*K*AAA* |  |  | EA*5X48M21A*+WALLCON | *80CTL1102120B* | 44000 | 21 | 9.5 | 48000 | 36400 | 75.83% | 1.92 | 0 | 11 |  |  |  |  | R-454B | 3.6667 | Residential & Commercial | USHP | Ducted CEE Tier 1
215932973 | Central HP <5.4 tons | TEMPSTAR | HRCU-A-CB (Split System: Heat Pump with Remote Outdoor Unit-Air-Source) | T5H3V36*K*AAA* |  |  | ESH5X24M12A*+WALLCON | *97CMN0601714B* | 32000 | 17.5 | 9 | 35000 | 27000 | 77.14% | 1.9 | 0 | 10 |  |  |  |  | R-454B | 2.6667 | Residential & Commercial | USHP | Ducted CEE Tier 1
215933673 | Central HP <5.4 tons | TEMPSTAR | HRCU-A-CB (Split System: Heat Pump with Remote Outdoor Unit-Air-Source) | T5H3V36*K*AAA* |  |  | ESH5X48M12A*+WALLCON | *97CMN0802120B* | 33800 | 19.5 | 9 | 34800 | 26600 | 76.44% | 1.94 | 0 | 11.5 |  |  |  |  | R-454B | 2.8167 | Residential & Commercial | USHP | Ducted CEE Tier 1
215933823 | Central HP <5.4 tons | TEMPSTAR | HRCU-A-CB (Split System: Heat Pump with Remote Outdoor Unit-Air-Source) | T5H3V36*K*AAA* |  |  | ESH5X60M12A*+WALLCON | *80CTL1352422B* | 34200 | 19.5 | 9 | 34400 | 26000 | 75.58% | 1.96 | 0 | 11.7 |  |  |  |  | R-454B | 2.85 | Residential & Commercial | USHP | Ducted CEE Tier 1
215933873 | Central HP <5.4 tons | TEMPSTAR | HRCU-A-CB (Split System: Heat Pump with Remote Outdoor Unit-Air-Source) | T5H3V36*K*AAA* |  |  | ESH5X60M12A*+WALLCON | *97CMN0602120B* | 34000 | 19 | 9 | 34800 | 26400 | 75.86% | 1.92 | 0 | 11.5 |  |  |  |  | R-454B | 2.8333 | Residential & Commercial | USHP | Ducted CEE Tier 1
206136006 | Central HP <5.4 tons | HEIL | HRCU-A-CB (Split System: Heat Pump with Remote Outdoor Unit-Air-Source) | HVH837GKA** |  |  | EHD4X48AAL+WALLCON | *80CSU0401712A* | 32600 | 16.5 | 8.1 | 33000 | 24800 | 75.15% | 1.96 | 11.5 | 11 |  |  |  |  | R-410A | 2.7167 | Residential & Commercial | USHP | Ducted CEE Tier 1
210025757 | Central HP <5.4 tons | BLUERIDGE | HRCU-A-CB (Split System: Heat Pump with Remote Outdoor Unit-Air-Source) | BMAH6016C |  |  | BMAH6016I | 0 | 55000 | 15.3 | 9.4 | 59000 | 48500 | 82.2% | 1.91 | 9 | 8.8 |  |  |  |  | R-410A | 4.5833 | Residential & Commercial | USHP
206764326 | Central HP <5.4 tons | CARRIER | HRCU-A-CB (Split System: Heat Pump with Remote Outdoor Unit-Air-Source) | 25VNA825A*032* |  |  | CAP**3617AL*+UI | 59MN7B060C17**14 | 23400 | 16 | 8.1 | 21600 | 16800 | 77.78% | 1.92 | 11 | 10.5 |  |  |  |  | R-410A | 1.95 | Residential & Commercial | USHP | Ducted CEE Tier 1
215319113 | Central HP <5.4 tons | SMART COMFORT | HRCU-A-CB (Split System: Heat Pump with Remote Outdoor Unit-Air-Source) | D5CUHAH24AAK |  |  | D5FUHAH24XAK | 0 | 24000 | 18.7 | 10 | 24000 | 20600 | 85.83% | 2.14 | 0 | 12 |  |  |  |  | R-454B | 2 | Residential & Commercial | USHP | Ducted CEE Tier 1
206764878 | Central HP <5.4 tons | CARRIER | HRCU-A-CB (Split System: Heat Pump with Remote Outdoor Unit-Air-Source) | 25VNA837A*031* |  |  | CAP**3617AL*+UI | 58TN*A070C17**16 | 31400 | 17 | 8.1 | 33400 | 24400 | 73.05% | 1.84 | 11 | 11 |  |  |  |  | R-410A | 2.6167 | Residential & Commercial | USHP | Ducted CEE Tier 1
206765128 | Central HP <5.4 tons | CARRIER | HRCU-A-CB (Split System: Heat Pump with Remote Outdoor Unit-Air-Source) | 25VNA837A*031* |  |  | CSPH*4212AL*+UI | 58CU*A040C17**12 | 32400 | 16.5 | 8.1 | 33200 | 24800 | 74.7% | 1.94 | 11.5 | 11 |  |  |  |  | R-410A | 2.7 | Residential & Commercial | USHP | Ducted CEE Tier 1
210532897 | Central HP <5.4 tons | BRYANT HEATING AND COOLING SYSTEMS | HRCU-A-CB (Split System: Heat Pump with Remote Outdoor Unit-Air-Source) | 284ANV048*0**B* |  |  | CNPV*4824AL*+UI | 935CA60080C21*** | 44000 | 21 | 8.5 | 46500 | 36400 | 78.28% | 2.18 | 0 | 12 |  |  |  |  | R-410A | 3.6667 | Residential & Commercial | USHP | Ducted CEE Tier 1
216679834 | Central HP <5.4 tons | AIRQUEST | HRCU-A-CB (Split System: Heat Pump with Remote Outdoor Unit-Air-Source) | DLCURAH36ABK |  |  | EA*4X37L17A* | *97VTN0801716A* | 36000 | 15.2 | 8.5 | 38500 | 34600 | 89.87% | 1.92 | 0 | 10 |  |  |  |  | R-410A | 3 | Residential & Commercial | USHP | Ducted CEE Tier 1
216681056 | Central HP <5.4 tons | AIRQUEST | HRCU-A-CB (Split System: Heat Pump with Remote Outdoor Unit-Air-Source) | DLCURAH36ABK |  |  | EA*4X43L21A* | *97VTN0802120A* | 36600 | 16 | 9 | 38500 | 34400 | 89.35% | 1.96 | 0 | 10 |  |  |  |  | R-410A | 3.05 | Residential & Commercial | USHP | Ducted CEE Tier 1
210533013 | Central HP <5.4 tons | BRYANT HEATING AND COOLING SYSTEMS | HRCU-A-CB (Split System: Heat Pump with Remote Outdoor Unit-Air-Source) | 284ANV024*0**B* |  |  | CAP**4221AL*+UI | 935CA48060C17*** | 23400 | 20 | 10.5 | 26600 | 19900 | 74.81% | 2.44 | 0 | 13 |  |  |  |  | R-410A | 1.95 | Residential & Commercial | USHP | Ducted CEE Tier 1
210533015 | Central HP <5.4 tons | BRYANT HEATING AND COOLING SYSTEMS | HRCU-A-CB (Split System: Heat Pump with Remote Outdoor Unit-Air-Source) | 284ANV024*0**B* |  |  | CAP**4221AL*+UI | 935CA60080C21*** | 23600 | 20.5 | 10.5 | 26600 | 19700 | 74.06% | 2.48 | 0 | 13.5 |  |  |  |  | R-410A | 1.9667 | Residential & Commercial | USHP | Ducted CEE Tier 1
215932623 | Central HP <5.4 tons | TEMPSTAR | HRCU-A-CB (Split System: Heat Pump with Remote Outdoor Unit-Air-Source) | T5H3V36*K*AAA* |  |  | EA*5X60M24A*+WALLCON | *97CMN1002122B* | 34000 | 20.5 | 9.5 | 34000 | 25800 | 75.88% | 2.06 | 0 | 12 |  |  |  |  | R-454B | 2.8333 | Residential & Commercial | USHP | Ducted CEE Tier 1
215932823 | Central HP <5.4 tons | TEMPSTAR | HRCU-A-CB (Split System: Heat Pump with Remote Outdoor Unit-Air-Source) | T5H3V36*K*AAA* |  |  | EA*5X61M21A*+WALLCON | *96CTN0601714B* | 34000 | 20 | 9.4 | 33800 | 25600 | 75.74% | 2.05 | 0 | 11 |  |  |  |  | R-454B | 2.8333 | Residential & Commercial | USHP | Ducted CEE Tier 1
213781664 | Central HP <5.4 tons | TEMPSTAR | HRCU-A-CB (Split System: Heat Pump with Remote Outdoor Unit-Air-Source) | TVH837GKA2* |  |  | EA*4X61L24A*+WALLCON | *80CTL0902120B* | 33200 | 17.5 | 8.5 | 32000 | 24800 | 77.5% | 2 | 0 | 11.7 |  |  |  |  | R-410A | 2.7667 | Residential & Commercial | USHP | Ducted CEE Tier 1
216997494 | Central HP <5.4 tons | BLUERIDGE | HRCU-A-CB (Split System: Heat Pump with Remote Outdoor Unit-Air-Source) | BXS3A24SC0 |  |  | BNHFA24DH0 | 0 | 24000 | 19.7 | 9 | 25000 | 18000 | 72% | 2.2 | 0 | 11.7 |  |  |  |  | R-454B | 2 | Residential & Commercial | USHP | Ducted CEE Tier 1
213780391 | Central HP <5.4 tons | DAY & NIGHT | HRCU-A-CB (Split System: Heat Pump with Remote Outdoor Unit-Air-Source) | CVH837GKA** |  |  | EHD4X60AAL+WALLCON | *97CMN0801714B* | 32800 | 16.5 | 8.1 | 32600 | 25000 | 76.69% | 1.96 | 0 | 11 |  |  |  |  | R-410A | 2.7333 | Residential & Commercial | USHP | Ducted CEE Tier 1
215933093 | Central HP <5.4 tons | TEMPSTAR | HRCU-A-CB (Split System: Heat Pump with Remote Outdoor Unit-Air-Source) | T5H3V36*K*AAA* |  |  | ESH5X36M12A*+WALLCON | *80CTL0702120B* | 33200 | 19 | 9 | 35000 | 26800 | 76.57% | 1.92 | 0 | 11 |  |  |  |  | R-454B | 2.7667 | Residential & Commercial | USHP | Ducted CEE Tier 1
215932773 | Central HP <5.4 tons | TEMPSTAR | HRCU-A-CB (Split System: Heat Pump with Remote Outdoor Unit-Air-Source) | T5H3V36*K*AAA* |  |  | EA*5X61M21A*+WALLCON | *95CSU1002122B* | 34400 | 20.5 | 9.5 | 34200 | 26000 | 76.02% | 2.08 | 0 | 12 |  |  |  |  | R-454B | 2.8667 | Residential & Commercial | USHP | Ducted CEE Tier 1
216997493 | Central HP <5.4 tons | BLUERIDGE | HRCU-A-CB (Split System: Heat Pump with Remote Outdoor Unit-Air-Source) | BXS3A18SC0 |  |  | BNHFA18DH0 | 0 | 18000 | 18.5 | 9.8 | 18000 | 13000 | 72.22% | 2.3 | 0 | 12.1 |  |  |  |  | R-454B | 1.5 | Residential & Commercial | USHP | Ducted CEE Tier 1
215932483 | Central HP <5.4 tons | TEMPSTAR | HRCU-A-CB (Split System: Heat Pump with Remote Outdoor Unit-Air-Source) | T5H3V36*K*AAA* |  |  | EA*5X48M21A*+WALLCON | *97CMN0602120B* | 33200 | 19.5 | 9.5 | 35000 | 26800 | 76.57% | 2.02 | 0 | 11 |  |  |  |  | R-454B | 2.7667 | Residential & Commercial | USHP | Ducted CEE Tier 1
215932633 | Central HP <5.4 tons | TEMPSTAR | HRCU-A-CB (Split System: Heat Pump with Remote Outdoor Unit-Air-Source) | T5H3V36*K*AAA* |  |  | EA*5X60M24A*+WALLCON | *97CMN1202422B* | 34000 | 20.5 | 9.5 | 34200 | 26000 | 76.02% | 2.06 | 0 | 11.7 |  |  |  |  | R-454B | 2.8333 | Residential & Commercial | USHP | Ducted CEE Tier 1
214239692 | Central HP <5.4 tons | TEMPSTAR | HRCU-A-CB (Split System: Heat Pump with Remote Outdoor Unit-Air-Source) | TVH837GKA** |  |  | END4X42L17**+WALLCON | *97CMN0601714B* | 31800 | 16.5 | 8.1 | 33200 | 25000 | 75.3% | 1.88 | 0 | 11 |  |  |  |  | R-410A | 2.65 | Residential & Commercial | USHP | Ducted CEE Tier 1
214239992 | Central HP <5.4 tons | TEMPSTAR | HRCU-A-CB (Split System: Heat Pump with Remote Outdoor Unit-Air-Source) | TVH837GKA** |  |  | EN(A,D)4X48L24**+WALLCON | *80CTL1352422B* | 32400 | 17 | 8.1 | 32600 | 24600 | 75.46% | 1.96 | 0 | 11.7 |  |  |  |  | R-410A | 2.7 | Residential & Commercial | USHP | Ducted CEE Tier 1
215319133 | Central HP <5.4 tons | SMART COMFORT | HRCU-A-CB (Split System: Heat Pump with Remote Outdoor Unit-Air-Source) | D5CLHAH36AAK |  |  | D5FLAAH36XAK | 0 | 36000 | 17.3 | 9.5 | 38000 | 38000 | 100% | 2.06 | 0 | 11.7 |  |  |  |  | R-454B | 3 | Residential & Commercial | USHP | Ducted CEE Tier 1
215853866 | Central HP <5.4 tons | BLUERIDGE | HRCU-A-CB (Split System: Heat Pump with Remote Outdoor Unit-Air-Source) | BMSAHS3616C |  |  | BMS2AH36I | 0 | 36000 | 16.1 | 8.7 | 36000 | 27000 | 75% | 2 | 0 | 10 |  |  |  |  | R-454B | 3 | Residential & Commercial | USHP | Ducted CEE Tier 1
215853868 | Central HP <5.4 tons | BLUERIDGE | HRCU-A-CB (Split System: Heat Pump with Remote Outdoor Unit-Air-Source) | BMSAHS6015C |  |  | BMS2AH60I | 0 | 54000 | 15.2 | 8.4 | 54000 | 38000 | 70.37% | 1.8 | 0 | 8.6 |  |  |  |  | R-454B | 4.5 | Residential & Commercial | USHP
206135792 | Central HP <5.4 tons | CARRIER | HRCU-A-CB (Split System: Heat Pump with Remote Outdoor Unit-Air-Source) | 25VNA837A*030* |  |  | CAP**4821AL*+UI | 58CU*A100C21**20 | 32200 | 17 | 8.1 | 32600 | 25000 | 76.69% | 1.96 | 11.5 | 11 |  |  |  |  | R-410A | 2.6833 | Residential & Commercial | USHP | Ducted CEE Tier 1
215933293 | Central HP <5.4 tons | TEMPSTAR | HRCU-A-CB (Split System: Heat Pump with Remote Outdoor Unit-Air-Source) | T5H3V36*K*AAA* |  |  | ESH5X42M12A*+WALLCON | *80CSU1002120A* | 33600 | 19 | 9 | 35000 | 26600 | 76% | 1.92 | 0 | 11 |  |  |  |  | R-454B | 2.8 | Residential & Commercial | USHP | Ducted CEE Tier 1
215933893 | Central HP <5.4 tons | TEMPSTAR | HRCU-A-CB (Split System: Heat Pump with Remote Outdoor Unit-Air-Source) | T5H3V36*K*AAA* |  |  | ESH5X60M12A*+WALLCON | *97CMN0802120B* | 34200 | 19.5 | 9 | 34400 | 26000 | 75.58% | 1.94 | 0 | 11.7 |  |  |  |  | R-454B | 2.85 | Residential & Commercial | USHP | Ducted CEE Tier 1
215933993 | Central HP <5.4 tons | TEMPSTAR | HRCU-A-CB (Split System: Heat Pump with Remote Outdoor Unit-Air-Source) | T5H3V48*K*AAA* |  |  | EA*5X48M21A*+WALLCON | *80CTL0701716B* | 43000 | 20 | 9 | 48500 | 37200 | 76.7% | 2 | 0 | 10.5 |  |  |  |  | R-454B | 3.5833 | Residential & Commercial | USHP | Ducted CEE Tier 1
215934013 | Central HP <5.4 tons | TEMPSTAR | HRCU-A-CB (Split System: Heat Pump with Remote Outdoor Unit-Air-Source) | T5H3V48*K*AAA* |  |  | EA*5X48M21A*+WALLCON | *80CTL0902120B* | 44000 | 21 | 9.5 | 48000 | 36200 | 75.42% | 1.92 | 0 | 11 |  |  |  |  | R-454B | 3.6667 | Residential & Commercial | USHP | Ducted CEE Tier 1
215934063 | Central HP <5.4 tons | TEMPSTAR | HRCU-A-CB (Split System: Heat Pump with Remote Outdoor Unit-Air-Source) | T5H3V48*K*AAA* |  |  | EA*5X48M21A*+WALLCON | *97CMN0801714B* | 42500 | 20 | 9.5 | 48500 | 36400 | 75.05% | 2 | 0 | 10.5 |  |  |  |  | R-454B | 3.5417 | Residential & Commercial | USHP | Ducted CEE Tier 1
215932893 | Central HP <5.4 tons | TEMPSTAR | HRCU-A-CB (Split System: Heat Pump with Remote Outdoor Unit-Air-Source) | T5H3V36*K*AAA* |  |  | EA*5X61M24A*+WALLCON | *95CSU0802120B* | 34400 | 20.5 | 9.5 | 34400 | 26000 | 75.58% | 2.06 | 0 | 12 |  |  |  |  | R-454B | 2.8667 | Residential & Commercial | USHP | Ducted CEE Tier 1
215932923 | Central HP <5.4 tons | TEMPSTAR | HRCU-A-CB (Split System: Heat Pump with Remote Outdoor Unit-Air-Source) | T5H3V36*K*AAA* |  |  | EA*5X61M24A*+WALLCON | *97CMN0802120B* | 34400 | 20.5 | 9.5 | 34400 | 26000 | 75.58% | 2.06 | 0 | 12 |  |  |  |  | R-454B | 2.8667 | Residential & Commercial | USHP | Ducted CEE Tier 1
215932943 | Central HP <5.4 tons | TEMPSTAR | HRCU-A-CB (Split System: Heat Pump with Remote Outdoor Unit-Air-Source) | T5H3V36*K*AAA* |  |  | EA*5X61M24A*+WALLCON | *97CMN1202422B* | 34400 | 20.5 | 9.5 | 34400 | 26000 | 75.58% | 2.06 | 0 | 12 |  |  |  |  | R-454B | 2.8667 | Residential & Commercial | USHP | Ducted CEE Tier 1
215933193 | Central HP <5.4 tons | TEMPSTAR | HRCU-A-CB (Split System: Heat Pump with Remote Outdoor Unit-Air-Source) | T5H3V36*K*AAA* |  |  | ESH5X36M12A*+WALLCON | *97CMN0801714B* | 33000 | 18.5 | 9 | 35600 | 27200 | 76.4% | 1.92 | 0 | 10.5 |  |  |  |  | R-454B | 2.75 | Residential & Commercial | USHP | Ducted CEE Tier 1
215933493 | Central HP <5.4 tons | TEMPSTAR | HRCU-A-CB (Split System: Heat Pump with Remote Outdoor Unit-Air-Source) | T5H3V36*K*AAA* |  |  | ESH5X42M12A*+WALLCON | *96CTN1002122B* | 33600 | 19 | 9 | 34600 | 26600 | 76.88% | 1.94 | 0 | 11.5 |  |  |  |  | R-454B | 2.8 | Residential & Commercial | USHP | Ducted CEE Tier 1
212383236 | Central HP <5.4 tons | HEIL | HRCU-A-CB (Split System: Heat Pump with Remote Outdoor Unit-Air-Source) | DLCURAH36ABK |  |  | EA*4X36L21A* | *95ESN0802120A* | 35800 | 15.5 | 8.1 | 39500 | 35400 | 89.62% | 1.84 | 0 | 9.5 |  |  |  |  | R-410A | 2.9833 | Residential & Commercial | USHP
212383334 | Central HP <5.4 tons | HEIL | HRCU-A-CB (Split System: Heat Pump with Remote Outdoor Unit-Air-Source) | DLCURAH36ABK |  |  | EA*4X36L21A* | *92ESN0801716A* | 35200 | 16 | 8.1 | 39000 | 35200 | 90.26% | 1.82 | 0 | 9.5 |  |  |  |  | R-410A | 2.9333 | Residential & Commercial | USHP
212975808 | Central HP <5.4 tons | TEMPSTAR | HRCU-A-CB (Split System: Heat Pump with Remote Outdoor Unit-Air-Source) | DLCURAH18ABK |  |  | EA*4X25L17A* | *96VTN0801716B* | 17800 | 16.5 | 8.1 | 17600 | 17800 | 101.1% | 2.14 | 0 | 10.5 |  |  |  |  | R-410A | 1.4833 | Residential & Commercial | USHP | Ducted CEE Tier 1
215319114 | Central HP <5.4 tons | SMART COMFORT | HRCU-A-CB (Split System: Heat Pump with Remote Outdoor Unit-Air-Source) | D5CUHAH30AAK |  |  | D5FUAAH30XAK | 0 | 30000 | 16.9 | 10 | 34000 | 32600 | 95.88% | 1.96 | 0 | 11.7 |  |  |  |  | R-454B | 2.5 | Residential & Commercial | USHP | Ducted CEE Tier 1
216997503 | Central HP <5.4 tons | BLUERIDGE | HRCU-A-CB (Split System: Heat Pump with Remote Outdoor Unit-Air-Source) | BNG2A60SCN |  |  | BNGFA60DH2 | 0 | 54000 | 15.2 | 8.4 | 54000 | 38000 | 70.37% | 1.8 | 0 | 8.6 |  |  |  |  | R-454B | 4.5 | Residential & Commercial | USHP
215932583 | Central HP <5.4 tons | TEMPSTAR | HRCU-A-CB (Split System: Heat Pump with Remote Outdoor Unit-Air-Source) | T5H3V36*K*AAA* |  |  | EA*5X60M24A*+WALLCON | *95CSU0802120B* | 34000 | 20 | 9 | 34200 | 26000 | 76.02% | 1.94 | 0 | 11.7 |  |  |  |  | R-454B | 2.8333 | Residential & Commercial | USHP | Ducted CEE Tier 1
215932733 | Central HP <5.4 tons | TEMPSTAR | HRCU-A-CB (Split System: Heat Pump with Remote Outdoor Unit-Air-Source) | T5H3V36*K*AAA* |  |  | EA*5X61M21A*+WALLCON | *80CTL0902120B* | 34400 | 20.5 | 9.5 | 34200 | 26000 | 76.02% | 2.06 | 0 | 12 |  |  |  |  | R-454B | 2.8667 | Residential & Commercial | USHP | Ducted CEE Tier 1
210533097 | Central HP <5.4 tons | BRYANT HEATING AND COOLING SYSTEMS | HRCU-A-CB (Split System: Heat Pump with Remote Outdoor Unit-Air-Source) | 284ANV024*0**B* |  |  | CSPH*3012AL*+UI | 986TC42080C17*** | 23400 | 19 | 9 | 27000 | 20000 | 74.07% | 2.44 | 0 | 12.5 |  |  |  |  | R-410A | 1.95 | Residential & Commercial | USHP | Ducted CEE Tier 1
210533115 | Central HP <5.4 tons | BRYANT HEATING AND COOLING SYSTEMS | HRCU-A-CB (Split System: Heat Pump with Remote Outdoor Unit-Air-Source) | 284ANV024*0**B* |  |  | CSPH*4212AL*+UI | 83*CA48060C17*** | 23800 | 19.5 | 9.5 | 26600 | 19700 | 74.06% | 2.5 | 0 | 13 |  |  |  |  | R-410A | 1.9833 | Residential & Commercial | USHP | Ducted CEE Tier 1
206765164 | Central HP <5.4 tons | CARRIER | HRCU-A-CB (Split System: Heat Pump with Remote Outdoor Unit-Air-Source) | 25VNA837A*031* |  |  | CSPH*4212AL*+UI | 59CU5A100C21**22 | 32600 | 17 | 8.1 | 33000 | 24800 | 75.15% | 1.96 | 11.5 | 11 |  |  |  |  | R-410A | 2.7167 | Residential & Commercial | USHP | Ducted CEE Tier 1
208101242 | Central HP <5.4 tons | BLUERIDGE | HRCU-A-CB (Split System: Heat Pump with Remote Outdoor Unit-Air-Source) | BMAH1820C |  |  | BMAH1820I | 0 | 18000 | 18 | 9.3 | 19000 | 16500 | 86.84% | 2.04 | 12.5 | 12.4 |  |  |  |  | R-410A | 1.5 | Residential & Commercial | USHP | Ducted CEE Tier 1
210596323 | Central HP <5.4 tons | BRYANT HEATING AND COOLING SYSTEMS | HRCU-A-CB (Split System: Heat Pump with Remote Outdoor Unit-Air-Source) | 288BNV025*0**B* |  |  | CAP**4321AL*+UI | 88*TA48070C17*** | 24400 | 17 | 8.5 | 21200 | 16600 | 78.3% | 2.02 | 0 | 11 |  |  |  |  | R-410A | 2.0333 | Residential & Commercial | USHP | Ducted CEE Tier 1
206764337 | Central HP <5.4 tons | CARRIER | HRCU-A-CB (Split System: Heat Pump with Remote Outdoor Unit-Air-Source) | 25VNA825A*032* |  |  | CAP**3621AL*+UI | 59MN7B080C17**14 | 23600 | 16.5 | 8.1 | 21600 | 16700 | 77.31% | 1.92 | 11.5 | 11 |  |  |  |  | R-410A | 1.9667 | Residential & Commercial | USHP | Ducted CEE Tier 1
206764353 | Central HP <5.4 tons | CARRIER | HRCU-A-CB (Split System: Heat Pump with Remote Outdoor Unit-Air-Source) | 25VNA825A*032* |  |  | CAP**3721AL*+UI | 58TN*A045C17**12 | 24200 | 16.5 | 8.1 | 21200 | 16700 | 78.77% | 2 | 11 | 11 |  |  |  |  | R-410A | 2.0167 | Residential & Commercial | USHP | Ducted CEE Tier 1
210596238 | Central HP <5.4 tons | CARRIER | HRCU-A-CB (Split System: Heat Pump with Remote Outdoor Unit-Air-Source) | 25VNA837A*030* |  |  | CSPH*6012AL*+UI | 58CU*A040C17**12 | 33000 | 17 | 8.1 | 32200 | 24800 | 77.02% | 1.98 | 0 | 11 |  |  |  |  | R-410A | 2.75 | Residential & Commercial | USHP | Ducted CEE Tier 1
215934273 | Central HP <5.4 tons | TEMPSTAR | HRCU-A-CB (Split System: Heat Pump with Remote Outdoor Unit-Air-Source) | T5H3V48*K*AAA* |  |  | EA*5X61M21A*+WALLCON | *97CMN1002122B* | 45500 | 21 | 9.5 | 48500 | 36800 | 75.88% | 2 | 0 | 11 |  |  |  |  | R-454B | 3.7917 | Residential & Commercial | USHP | Ducted CEE Tier 1
215934543 | Central HP <5.4 tons | TEMPSTAR | HRCU-A-CB (Split System: Heat Pump with Remote Outdoor Unit-Air-Source) | T5H3V48*K*AAA* |  |  | ESH5X48M12A*+WALLCON | *96CTN1202422B* | 44500 | 20 | 9 | 48500 | 36400 | 75.05% | 1.82 | 0 | 10.5 |  |  |  |  | R-454B | 3.7083 | Residential & Commercial | USHP | Ducted CEE Tier 1
210532947 | Central HP <5.4 tons | BRYANT HEATING AND COOLING SYSTEMS | HRCU-A-CB (Split System: Heat Pump with Remote Outdoor Unit-Air-Source) | 284ANV024*0**B* |  |  | CAP**2417AL*+UI | 88*TA36070C14*** | 23000 | 21 | 10 | 27000 | 20000 | 74.07% | 2.32 | 0 | 13 |  |  |  |  | R-410A | 1.9167 | Residential & Commercial | USHP | Ducted CEE Tier 1
210533099 | Central HP <5.4 tons | BRYANT HEATING AND COOLING SYSTEMS | HRCU-A-CB (Split System: Heat Pump with Remote Outdoor Unit-Air-Source) | 284ANV024*0**B* |  |  | CSPH*3012AL*+UI | 987MB42080C17*** | 23400 | 19 | 10 | 27200 | 20000 | 73.53% | 2.42 | 0 | 12.5 |  |  |  |  | R-410A | 1.95 | Residential & Commercial | USHP | Ducted CEE Tier 1
215359200 | Central HP <5.4 tons | BLUERIDGE | HRCU-A-C (Split System: Heat Pump with Remote Outdoor Unit with No Indoor Fan --Air Source) | BMAH2420C |  |  | BMAHC24B | 0 | 24000 | 16.5 | 9.5 | 25000 | 20000 | 80% | 1.95 | 11 | 10.7 |  |  |  |  | R-410A | 2 | Residential & Commercial | USHP | Ducted CEE Tier 1
216997495 | Central HP <5.4 tons | BLUERIDGE | HRCU-A-CB (Split System: Heat Pump with Remote Outdoor Unit-Air-Source) | BXS5A18UC0 |  |  | BNHFA18DH0 | 0 | 18000 | 18 | 10 | 19500 | 18000 | 92.31% | 2.2 | 0 | 12 |  |  |  |  | R-454B | 1.5 | Residential & Commercial | USHP | Ducted CEE Tier 1
215933913 | Central HP <5.4 tons | TEMPSTAR | HRCU-A-CB (Split System: Heat Pump with Remote Outdoor Unit-Air-Source) | T5H3V36*K*AAA* |  |  | ESH5X60M12A*+WALLCON | *96CTN0401410B* | 32600 | 17.5 | 8.5 | 33400 | 25600 | 76.65% | 1.86 | 0 | 10.5 |  |  |  |  | R-454B | 2.7167 | Residential & Commercial | USHP | Ducted CEE Tier 1
215933593 | Central HP <5.4 tons | TEMPSTAR | HRCU-A-CB (Split System: Heat Pump with Remote Outdoor Unit-Air-Source) | T5H3V36*K*AAA* |  |  | ESH5X48M12A*+WALLCON | *80CTL0902120B* | 33800 | 19.5 | 9 | 34600 | 26400 | 76.3% | 1.94 | 0 | 11.7 |  |  |  |  | R-454B | 2.8167 | Residential & Commercial | USHP | Ducted CEE Tier 1
214650495 | Central HP <5.4 tons | LUXAIRE | HRCU-A-CB (Split System: Heat Pump with Remote Outdoor Unit-Air-Source) | HH860E2S11 |  |  | CTU60D5XHS1+TXV | TM9V120D20MP12 | 54000 | 19 | 9 | 54500 | 39500 | 72.48% | 2 | 0 | 11 |  |  |  |  | R-454B | 4.5 | Residential & Commercial | USHP | Ducted CEE Tier 1
214651094 | Central HP <5.4 tons | LUXAIRE | HRCU-A-CB (Split System: Heat Pump with Remote Outdoor Unit-Air-Source) | HH860E2S11 |  |  | CTU60D5XHS1+TXV | TMLE130D20MP11 | 54000 | 19 | 8.5 | 55000 | 38500 | 70% | 2 | 0 | 11.7 |  |  |  |  | R-454B | 4.5 | Residential & Commercial | USHP | Ducted CEE Tier 1
210474449 | Central HP <5.4 tons | BRYANT HEATING AND COOLING SYSTEMS | HRCU-A-CB (Split System: Heat Pump with Remote Outdoor Unit-Air-Source) | 288BNV025*0**C* |  |  | CSPH*4812AL*+UI | 935CA60080C21*** | 24200 | 16.5 | 8.1 | 21200 | 16600 | 78.3% | 2.02 | 0 | 11 |  |  |  |  | R-410A | 2.0167 | Residential & Commercial | USHP | Ducted CEE Tier 1
212977740 | Central HP <5.4 tons | TEMPSTAR | HRCU-A-CB (Split System: Heat Pump with Remote Outdoor Unit-Air-Source) | DLCURAH18ABK |  |  | EA*4X24L17A* | *80MS(N,L)0451412A* | 17500 | 16.5 | 8.5 | 18400 | 19400 | 105.4% | 2.34 | 0 | 10.5 |  |  |  |  | R-410A | 1.4583 | Residential & Commercial | USHP | Ducted CEE Tier 1
216679750 | Central HP <5.4 tons | AIRQUEST | HRCU-A-CB (Split System: Heat Pump with Remote Outdoor Unit-Air-Source) | DLCURAH18ABK |  |  | EHD4X30AAL | *97VTN0601716A* | 17600 | 15.5 | 8.5 | 18100 | 18000 | 99.45% | 1.96 | 0 | 10.5 |  |  |  |  | R-410A | 1.4667 | Residential & Commercial | USHP | Ducted CEE Tier 1
211713358 | Central HP <5.4 tons | BRYANT HEATING AND COOLING SYSTEMS | HRCU-A-CB (Split System: Heat Pump with Remote Outdoor Unit-Air-Source) | 38MURAQ30AB3* |  |  | CAP**4321AL* | 912SD60100E21*** | 31200 | 15.2 | 8.5 | 33600 | 26000 | 77.38% | 1.86 | 0 | 9 |  |  |  |  | R-410A | 2.6 | Residential & Commercial | USHP
216679846 | Central HP <5.4 tons | AIRQUEST | HRCU-A-CB (Split System: Heat Pump with Remote Outdoor Unit-Air-Source) | DLCURAH36ABK |  |  | EA*4X37L21A* | *97VTN0801716A* | 36400 | 15.5 | 9 | 38500 | 34400 | 89.35% | 1.98 | 0 | 10 |  |  |  |  | R-410A | 3.0333 | Residential & Commercial | USHP | Ducted CEE Tier 1
215933403 | Central HP <5.4 tons | TEMPSTAR | HRCU-A-CB (Split System: Heat Pump with Remote Outdoor Unit-Air-Source) | T5H3V36*K*AAA* |  |  | ESH5X42M12A*+WALLCON | *97CMN0601714B* | 33200 | 18.5 | 9 | 34200 | 26200 | 76.61% | 1.94 | 0 | 10.5 |  |  |  |  | R-454B | 2.7667 | Residential & Commercial | USHP | Ducted CEE Tier 1
215933703 | Central HP <5.4 tons | TEMPSTAR | HRCU-A-CB (Split System: Heat Pump with Remote Outdoor Unit-Air-Source) | T5H3V36*K*AAA* |  |  | ESH5X48M12A*+WALLCON | *96CTN0601714B* | 33400 | 19 | 9 | 34200 | 26000 | 76.02% | 1.94 | 0 | 11 |  |  |  |  | R-454B | 2.7833 | Residential & Commercial | USHP | Ducted CEE Tier 1
214241764 | Central HP <5.4 tons | TEMPSTAR | HRCU-A-CB (Split System: Heat Pump with Remote Outdoor Unit-Air-Source) | TVH825GKA3* |  |  | EN(A,D)4X30L17**+WALLCON | *96CTN0801714B* | 23400 | 16.5 | 8.1 | 21600 | 16700 | 77.31% | 1.9 | 0 | 10.5 |  |  |  |  | R-410A | 1.95 | Residential & Commercial | USHP | Ducted CEE Tier 1
214241864 | Central HP <5.4 tons | TEMPSTAR | HRCU-A-CB (Split System: Heat Pump with Remote Outdoor Unit-Air-Source) | TVH825GKA3* |  |  | EN(A,D,W)4X36L17**+WALLCON | *96CTN0801714B* | 23400 | 16.5 | 8.1 | 21600 | 16700 | 77.31% | 1.9 | 0 | 10.5 |  |  |  |  | R-410A | 1.95 | Residential & Commercial | USHP | Ducted CEE Tier 1
214242434 | Central HP <5.4 tons | TEMPSTAR | HRCU-A-CB (Split System: Heat Pump with Remote Outdoor Unit-Air-Source) | TVH825GKA2* |  |  | EN(A,D)4X24L17**+WALLCON | *80CTL0701412B* | 23200 | 16 | 8.1 | 22000 | 16800 | 76.36% | 1.94 | 0 | 10.5 |  |  |  |  | R-410A | 1.9333 | Residential & Commercial | USHP | Ducted CEE Tier 1
210595958 | Central HP <5.4 tons | CARRIER | HRCU-A-CB (Split System: Heat Pump with Remote Outdoor Unit-Air-Source) | 25VNA825A*031* |  |  | CAP**4224AL*+UI | 59TN6B100C21**22 | 23800 | 16.5 | 8.1 | 21400 | 16600 | 77.57% | 1.96 | 0 | 11 |  |  |  |  | R-410A | 1.9833 | Residential & Commercial | USHP | Ducted CEE Tier 1
210595992 | Central HP <5.4 tons | CARRIER | HRCU-A-CB (Split System: Heat Pump with Remote Outdoor Unit-Air-Source) | 25VNA825A*031* |  |  | CAP**4824AL*+UI | 58CU*A100C21**20 | 24000 | 16.5 | 8.1 | 21000 | 16600 | 79.05% | 2.02 | 0 | 11 |  |  |  |  | R-410A | 2 | Residential & Commercial | USHP | Ducted CEE Tier 1
214242634 | Central HP <5.4 tons | TEMPSTAR | HRCU-A-CB (Split System: Heat Pump with Remote Outdoor Unit-Air-Source) | TVH825GKA2* |  |  | EN(A,D)4X30L17**+WALLCON | *96CTN0801714B* | 23400 | 16.5 | 8.1 | 21600 | 16700 | 77.31% | 1.92 | 0 | 11 |  |  |  |  | R-410A | 1.95 | Residential & Commercial | USHP | Ducted CEE Tier 1
215933273 | Central HP <5.4 tons | TEMPSTAR | HRCU-A-CB (Split System: Heat Pump with Remote Outdoor Unit-Air-Source) | T5H3V36*K*AAA* |  |  | ESH5X36M12A*+WALLCON | *96CTN1202422B* | 33400 | 19 | 9 | 34800 | 26600 | 76.44% | 1.92 | 0 | 11 |  |  |  |  | R-454B | 2.7833 | Residential & Commercial | USHP | Ducted CEE Tier 1
215934643 | Central HP <5.4 tons | TEMPSTAR | HRCU-A-CB (Split System: Heat Pump with Remote Outdoor Unit-Air-Source) | T5H3V36*K*AAA* |  |  | EVM5X25M17A*+WALLCON | *96CTN0601714B* | 34000 | 20 | 8.1 | 38000 | 27200 | 71.58% | 2 | 0 | 11 |  |  |  |  | R-454B | 2.8333 | Residential & Commercial | USHP | Ducted CEE Tier 1
215934743 | Central HP <5.4 tons | TEMPSTAR | HRCU-A-CB (Split System: Heat Pump with Remote Outdoor Unit-Air-Source) | T5H3V36*K*AAA* |  |  | EVM5X42M21A*+WALLCON | *97CMN0601714B* | 34000 | 20 | 8.1 | 38000 | 27000 | 71.05% | 2 | 0 | 11 |  |  |  |  | R-454B | 2.8333 | Residential & Commercial | USHP | Ducted CEE Tier 1
216997510 | Central HP <5.4 tons | BLUERIDGE | HRCU-A-CB (Split System: Heat Pump with Remote Outdoor Unit-Air-Source) | BNG3A18UCN |  |  | BNG3A18DH3 | 0 | 18000 | 19 | 10.1 | 18000 | 18600 | 103.3% | 2.12 | 0 | 12.5 |  |  |  |  | R-454B | 1.5 | Residential & Commercial | USHP | Ducted CEE Tier 1
214608194 | Central HP <5.4 tons | ECOER | HRCU-A-CB (Split System: Heat Pump with Remote Outdoor Unit-Air-Source) | EODA18H-2436BAA |  |  | EAHATN-24BAA | 0 | 24000 | 20 | 9.2 | 24000 | 19600 | 81.67% | 2.1 | 13.5 | 13 |  |  |  |  | R-410A | 2 | Residential & Commercial | USHP | Ducted CEE Tier 1
214608229 | Central HP <5.4 tons | ECOER | HRCU-A-CB (Split System: Heat Pump with Remote Outdoor Unit-Air-Source) | EODA18H-2436BAA |  |  | GNC4248CPT | MGH96M100C5A | 33000 | 16.5 | 8.5 | 34600 | 24400 | 70.52% | 1.95 | 11 | 11 |  |  |  |  | R-410A | 2.75 | Residential & Commercial | USHP | Ducted CEE Tier 1
210596337 | Central HP <5.4 tons | BRYANT HEATING AND COOLING SYSTEMS | HRCU-A-CB (Split System: Heat Pump with Remote Outdoor Unit-Air-Source) | 288BNV025*0**B* |  |  | CAP**4821AL*+UI | 83*CA60100C21*** | 24000 | 16.5 | 8.1 | 21000 | 16600 | 79.05% | 2.02 | 0 | 11 |  |  |  |  | R-410A | 2 | Residential & Commercial | USHP | Ducted CEE Tier 1
210596344 | Central HP <5.4 tons | BRYANT HEATING AND COOLING SYSTEMS | HRCU-A-CB (Split System: Heat Pump with Remote Outdoor Unit-Air-Source) | 288BNV025*0**B* |  |  | CAP**4821AL*+UI | 986TC42060C17*** | 24000 | 16.5 | 8.1 | 21000 | 16600 | 79.05% | 2 | 0 | 11 |  |  |  |  | R-410A | 2 | Residential & Commercial | USHP | Ducted CEE Tier 1
210596412 | Central HP <5.4 tons | BRYANT HEATING AND COOLING SYSTEMS | HRCU-A-CB (Split System: Heat Pump with Remote Outdoor Unit-Air-Source) | 288BNV025*0**B* |  |  | CSPH*4212AL*+UI | 83*CA36040C17*** | 24200 | 16.5 | 8.1 | 21400 | 16600 | 77.57% | 2 | 0 | 11 |  |  |  |  | R-410A | 2.0167 | Residential & Commercial | USHP | Ducted CEE Tier 1
215319126 | Central HP <5.4 tons | SMART COMFORT | HRCU-A-CB (Split System: Heat Pump with Remote Outdoor Unit-Air-Source) | D5CUHAH30AAK |  |  | D5FUHAH36XAK | 0 | 30000 | 17.2 | 10.8 | 33000 | 33200 | 100.6% | 1.97 | 0 | 12.1 |  |  |  |  | R-454B | 2.5 | Residential & Commercial | USHP | Ducted CEE Tier 1
206767106 | Central HP <5.4 tons | HEIL | HRCU-A-CB (Split System: Heat Pump with Remote Outdoor Unit-Air-Source) | HVH825GKA3* |  |  | EA*4X30L17A*+WALLCON | *80CSU0401712A* | 23400 | 16.5 | 8.1 | 21600 | 16700 | 77.31% | 1.9 | 11 | 10.5 |  |  |  |  | R-410A | 1.95 | Residential & Commercial | USHP | Ducted CEE Tier 1
206767124 | Central HP <5.4 tons | HEIL | HRCU-A-CB (Split System: Heat Pump with Remote Outdoor Unit-Air-Source) | HVH825GKA3* |  |  | EA*4X36L17A*+WALLCON | *80CSU0401712A* | 23600 | 16.5 | 8.1 | 21400 | 16600 | 77.57% | 1.94 | 11 | 10.5 |  |  |  |  | R-410A | 1.9667 | Residential & Commercial | USHP | Ducted CEE Tier 1
215853877 | Central HP <5.4 tons | BLUERIDGE | HRCU-A-CB (Split System: Heat Pump with Remote Outdoor Unit-Air-Source) | BMSAH30HHC |  |  | BMS3AH30I | 0 | 30000 | 17.2 | 10.8 | 33000 | 33200 | 100.6% | 1.97 | 0 | 12 |  |  |  |  | R-454B | 2.5 | Residential & Commercial | USHP | Ducted CEE Tier 1
208101246 | Central HP <5.4 tons | BLUERIDGE | HRCU-A-CB (Split System: Heat Pump with Remote Outdoor Unit-Air-Source) | BMAH4816C |  |  | BMAH4816I | 0 | 47000 | 15.6 | 9.4 | 50000 | 46000 | 92% | 1.9 | 8.5 | 8.2 |  |  |  |  | R-410A | 3.9167 | Residential & Commercial | USHP
206772370 | Central HP <5.4 tons | HEIL | HRCU-A-CB (Split System: Heat Pump with Remote Outdoor Unit-Air-Source) | HVH837GKA2* |  |  | EN(A,D)4X48L24**+WALLCON | *80CTL1352422A* | 32400 | 17.5 | 8.1 | 32800 | 24800 | 75.61% | 1.98 | 12 | 11.7 |  |  |  |  | R-410A | 2.7 | Residential & Commercial | USHP | Ducted CEE Tier 1
215933373 | Central HP <5.4 tons | TEMPSTAR | HRCU-A-CB (Split System: Heat Pump with Remote Outdoor Unit-Air-Source) | T5H3V36*K*AAA* |  |  | ESH5X42M12A*+WALLCON | *95CSU0601716B* | 33400 | 18.5 | 9 | 35200 | 27000 | 76.7% | 1.92 | 0 | 11 |  |  |  |  | R-454B | 2.7833 | Residential & Commercial | USHP | Ducted CEE Tier 1
215933473 | Central HP <5.4 tons | TEMPSTAR | HRCU-A-CB (Split System: Heat Pump with Remote Outdoor Unit-Air-Source) | T5H3V36*K*AAA* |  |  | ESH5X42M12A*+WALLCON | *96CTN0601714B* | 33200 | 18.5 | 9 | 34200 | 26200 | 76.61% | 1.94 | 0 | 10.5 |  |  |  |  | R-454B | 2.7667 | Residential & Commercial | USHP | Ducted CEE Tier 1
215934223 | Central HP <5.4 tons | TEMPSTAR | HRCU-A-CB (Split System: Heat Pump with Remote Outdoor Unit-Air-Source) | T5H3V48*K*AAA* |  |  | EA*5X61M21A*+WALLCON | *95CSU0802120B* | 45000 | 21 | 9.5 | 48500 | 37000 | 76.29% | 2 | 0 | 11 |  |  |  |  | R-454B | 3.75 | Residential & Commercial | USHP | Ducted CEE Tier 1
215934373 | Central HP <5.4 tons | TEMPSTAR | HRCU-A-CB (Split System: Heat Pump with Remote Outdoor Unit-Air-Source) | T5H3V48*K*AAA* |  |  | EA*5X61M24A*+WALLCON | *97CMN0602120B* | 44500 | 20.5 | 9.5 | 48500 | 37400 | 77.11% | 2 | 0 | 10.5 |  |  |  |  | R-454B | 3.7083 | Residential & Commercial | USHP | Ducted CEE Tier 1
216997514 | Central HP <5.4 tons | BLUERIDGE | HRCU-A-CB (Split System: Heat Pump with Remote Outdoor Unit-Air-Source) | BNG3A48UCN |  |  | BNG3A48DH3 | 0 | 48000 | 17.5 | 9.5 | 48000 | 48000 | 100% | 2 | 0 | 12 |  |  |  |  | R-454B | 4 | Residential & Commercial | USHP | Ducted CEE Tier 1
215934693 | Central HP <5.4 tons | TEMPSTAR | HRCU-A-CB (Split System: Heat Pump with Remote Outdoor Unit-Air-Source) | T5H3V36*K*AAA* |  |  | EVM5X32M17A*+WALLCON | *97CMN0601714B* | 35000 | 21 | 8.5 | 38000 | 28000 | 73.68% | 2.06 | 0 | 11.5 |  |  |  |  | R-454B | 2.9167 | Residential & Commercial | USHP | Ducted CEE Tier 1
214242954 | Central HP <5.4 tons | TEMPSTAR | HRCU-A-CB (Split System: Heat Pump with Remote Outdoor Unit-Air-Source) | TVH825GKA2* |  |  | END4X42L17**+WALLCON | *96CTN0801714B* | 24000 | 16.5 | 8.1 | 21400 | 16700 | 78.04% | 1.98 | 0 | 11 |  |  |  |  | R-410A | 2 | Residential & Commercial | USHP | Ducted CEE Tier 1
216997502 | Central HP <5.4 tons | BLUERIDGE | HRCU-A-CB (Split System: Heat Pump with Remote Outdoor Unit-Air-Source) | BNG2A48SCN |  |  | BNGFA48DH2 | 0 | 48000 | 16 | 8.5 | 48000 | 38000 | 79.17% | 1.85 | 0 | 10 |  |  |  |  | R-454B | 4 | Residential & Commercial | USHP | Ducted CEE Tier 1
214242284 | Central HP <5.4 tons | TEMPSTAR | HRCU-A-CB (Split System: Heat Pump with Remote Outdoor Unit-Air-Source) | TVH825GKA3* |  |  | EN(A,D,W)4X48L21**+WALLCON | *97CMN0801714B* | 24000 | 16.5 | 8.1 | 21400 | 16600 | 77.57% | 2 | 0 | 11 |  |  |  |  | R-410A | 2 | Residential & Commercial | USHP | Ducted CEE Tier 1
214242384 | Central HP <5.4 tons | TEMPSTAR | HRCU-A-CB (Split System: Heat Pump with Remote Outdoor Unit-Air-Source) | TVH825GKA3* |  |  | EN(A,D)4X48L24**+WALLCON | *96CTN1002122B* | 24200 | 17 | 8.1 | 21200 | 16500 | 77.83% | 2 | 0 | 11.5 |  |  |  |  | R-410A | 2.0167 | Residential & Commercial | USHP | Ducted CEE Tier 1
210596006 | Central HP <5.4 tons | CARRIER | HRCU-A-CB (Split System: Heat Pump with Remote Outdoor Unit-Air-Source) | 25VNA825A*031* |  |  | CNPV*4217AL*+UI | 58TN*A090C17**16 | 24000 | 17 | 8.1 | 21400 | 16600 | 77.57% | 2 | 0 | 11.5 |  |  |  |  | R-410A | 2 | Residential & Commercial | USHP | Ducted CEE Tier 1
210596059 | Central HP <5.4 tons | CARRIER | HRCU-A-CB (Split System: Heat Pump with Remote Outdoor Unit-Air-Source) | 25VNA825A*031* |  |  | CSPH*4212AL*+UI | 58TN*A090C17**16 | 24200 | 16.5 | 8.1 | 21200 | 16500 | 77.83% | 2.02 | 0 | 11 |  |  |  |  | R-410A | 2.0167 | Residential & Commercial | USHP | Ducted CEE Tier 1
215853869 | Central HP <5.4 tons | BLUERIDGE | HRCU-A-CB (Split System: Heat Pump with Remote Outdoor Unit-Air-Source) | BMSAH18HHC |  |  | BMS2AH18I | 0 | 18000 | 19 | 9.7 | 19000 | 18000 | 94.74% | 2 | 0 | 12.5 |  |  |  |  | R-454B | 1.5 | Residential & Commercial | USHP | Ducted CEE Tier 1
215934663 | Central HP <5.4 tons | TEMPSTAR | HRCU-A-CB (Split System: Heat Pump with Remote Outdoor Unit-Air-Source) | T5H3V36*K*AAA* |  |  | EVM5X30M17A*+WALLCON | *96CTN0601714B* | 34000 | 20 | 8.1 | 38000 | 27200 | 71.58% | 2 | 0 | 11 |  |  |  |  | R-454B | 2.8333 | Residential & Commercial | USHP | Ducted CEE Tier 1
215934713 | Central HP <5.4 tons | TEMPSTAR | HRCU-A-CB (Split System: Heat Pump with Remote Outdoor Unit-Air-Source) | T5H3V36*K*AAA* |  |  | EVM5X32M17A*+WALLCON | *96CTN0601714B* | 35200 | 21 | 8.5 | 38000 | 28000 | 73.68% | 2.06 | 0 | 11.7 |  |  |  |  | R-454B | 2.9333 | Residential & Commercial | USHP | Ducted CEE Tier 1
215359201 | Central HP <5.4 tons | BLUERIDGE | HRCU-A-C (Split System: Heat Pump with Remote Outdoor Unit with No Indoor Fan --Air Source) | BMAH3018C |  |  | BMAHC36B | 0 | 29000 | 15.2 | 8.5 | 31000 | 22600 | 72.9% | 1.8 | 0 | 10 |  |  |  |  | R-410A | 2.4167 | Residential & Commercial | USHP | Ducted CEE Tier 1
215359202 | Central HP <5.4 tons | BLUERIDGE | HRCU-A-C (Split System: Heat Pump with Remote Outdoor Unit with No Indoor Fan --Air Source) | BMAH3018C |  |  | BMAHC36C | 0 | 30000 | 15.5 | 9.7 | 33000 | 27000 | 81.82% | 1.85 | 10.7 | 10.5 |  |  |  |  | R-410A | 2.5 | Residential & Commercial | USHP | Ducted CEE Tier 1
212977017 | Central HP <5.4 tons | TEMPSTAR | HRCU-A-CB (Split System: Heat Pump with Remote Outdoor Unit-Air-Source) | DLCURAH30ABK |  |  | EA*4X36L21A* | *96VTN1002122B* | 29800 | 15.2 | 8.1 | 34200 | 26400 | 77.19% | 1.84 | 0 | 9 |  |  |  |  | R-410A | 2.4833 | Residential & Commercial | USHP
214608205 | Central HP <5.4 tons | ECOER | HRCU-A-CB (Split System: Heat Pump with Remote Outdoor Unit-Air-Source) | EODA18H-2436BAA |  |  | GNC2430BPT | MGH96M060B3A | 22800 | 18 | 8.8 | 24000 | 19200 | 80% | 2.1 | 13 | 12.5 |  |  |  |  | R-410A | 1.9 | Residential & Commercial | USHP | Ducted CEE Tier 1
215932983 | Central HP <5.4 tons | TEMPSTAR | HRCU-A-CB (Split System: Heat Pump with Remote Outdoor Unit-Air-Source) | T5H3V36*K*AAA* |  |  | ESH5X24M12A*+WALLCON | *96CTN0401410B* | 31200 | 16 | 9 | 34800 | 26600 | 76.44% | 1.92 | 0 | 10 |  |  |  |  | R-454B | 2.6 | Residential & Commercial | USHP | Ducted CEE Tier 1
215933303 | Central HP <5.4 tons | TEMPSTAR | HRCU-A-CB (Split System: Heat Pump with Remote Outdoor Unit-Air-Source) | T5H3V36*K*AAA* |  |  | ESH5X42M12A*+WALLCON | *80CTL0451712B* | 33200 | 18.5 | 9 | 35600 | 27400 | 76.97% | 1.9 | 0 | 10.5 |  |  |  |  | R-454B | 2.7667 | Residential & Commercial | USHP | Ducted CEE Tier 1
215933483 | Central HP <5.4 tons | TEMPSTAR | HRCU-A-CB (Split System: Heat Pump with Remote Outdoor Unit-Air-Source) | T5H3V36*K*AAA* |  |  | ESH5X42M12A*+WALLCON | *96CTN0801714B* | 33400 | 19 | 9 | 35000 | 26800 | 76.57% | 1.9 | 0 | 11 |  |  |  |  | R-454B | 2.7833 | Residential & Commercial | USHP | Ducted CEE Tier 1
206133736 | Central HP <5.4 tons | CARRIER | HRCU-A-CB (Split System: Heat Pump with Remote Outdoor Unit-Air-Source) | 25VNA825A*031* |  |  | CAP**2517AL*+UI | 59CU5A060C17**16 | 24200 | 16.5 | 8.1 | 21400 | 16700 | 78.04% | 2 | 11 | 10.5 |  |  |  |  | R-410A | 2.0167 | Residential & Commercial | USHP | Ducted CEE Tier 1
215934043 | Central HP <5.4 tons | TEMPSTAR | HRCU-A-CB (Split System: Heat Pump with Remote Outdoor Unit-Air-Source) | T5H3V48*K*AAA* |  |  | EA*5X48M21A*+WALLCON | *95CSU1002122B* | 44000 | 21 | 9.5 | 48000 | 36200 | 75.42% | 2 | 0 | 11 |  |  |  |  | R-454B | 3.6667 | Residential & Commercial | USHP | Ducted CEE Tier 1
215934263 | Central HP <5.4 tons | TEMPSTAR | HRCU-A-CB (Split System: Heat Pump with Remote Outdoor Unit-Air-Source) | T5H3V48*K*AAA* |  |  | EA*5X61M21A*+WALLCON | *97CMN0802120B* | 45000 | 21 | 9.5 | 48500 | 37000 | 76.29% | 2 | 0 | 11 |  |  |  |  | R-454B | 3.75 | Residential & Commercial | USHP | Ducted CEE Tier 1
216679474 | Central HP <5.4 tons | AIRQUEST | HRCU-A-CB (Split System: Heat Pump with Remote Outdoor Unit-Air-Source) | DLCURAH24ABK |  |  | EHD4X30AAL | *97VTN0601716A* | 23600 | 16 | 9 | 25800 | 23200 | 89.92% | 1.8 | 0 | 10 |  |  |  |  | R-410A | 1.9667 | Residential & Commercial | USHP | Ducted CEE Tier 1
216680494 | Central HP <5.4 tons | AIRQUEST | HRCU-A-CB (Split System: Heat Pump with Remote Outdoor Unit-Air-Source) | DLCURAH24ABK |  |  | EA*4X24L17A* | *97VTN0801716A* | 23600 | 16.5 | 9.5 | 26600 | 24600 | 92.48% | 1.96 | 0 | 10 |  |  |  |  | R-410A | 1.9667 | Residential & Commercial | USHP | Ducted CEE Tier 1
216997515 | Central HP <5.4 tons | BLUERIDGE | HRCU-A-CB (Split System: Heat Pump with Remote Outdoor Unit-Air-Source) | BNG3A60UCN |  |  | BNG3A60DH3 | 0 | 54000 | 17.5 | 9.5 | 55000 | 54000 | 98.18% | 1.9 | 0 | 12 |  |  |  |  | R-454B | 4.5 | Residential & Commercial | USHP | Ducted CEE Tier 1
214608233 | Central HP <5.4 tons | ECOER | HRCU-A-CB (Split System: Heat Pump with Remote Outdoor Unit-Air-Source) | EODA18H-4860BAA |  |  | GNC4860DPT | MGH96M100D5A | 52000 | 16.5 | 8.5 | 54000 | 37800 | 70% | 1.9 | 10.2 | 10 |  |  |  |  | R-410A | 4.3333 | Residential & Commercial | USHP | Ducted CEE Tier 1
215933853 | Central HP <5.4 tons | TEMPSTAR | HRCU-A-CB (Split System: Heat Pump with Remote Outdoor Unit-Air-Source) | T5H3V36*K*AAA* |  |  | ESH5X60M12A*+WALLCON | *95CSU1002122B* | 34200 | 19.5 | 9 | 34200 | 25800 | 75.44% | 1.96 | 0 | 11.7 |  |  |  |  | R-454B | 2.85 | Residential & Commercial | USHP | Ducted CEE Tier 1
215934673 | Central HP <5.4 tons | TEMPSTAR | HRCU-A-CB (Split System: Heat Pump with Remote Outdoor Unit-Air-Source) | T5H3V36*K*AAA* |  |  | EVM5X31M17A*+WALLCON | *97CMN0601714B* | 34800 | 20.5 | 8.5 | 38000 | 28000 | 73.68% | 2.08 | 0 | 11.5 |  |  |  |  | R-454B | 2.9 | Residential & Commercial | USHP | Ducted CEE Tier 1
215934823 | Central HP <5.4 tons | TEMPSTAR | HRCU-A-CB (Split System: Heat Pump with Remote Outdoor Unit-Air-Source) | T5H3V36*K*AAA* |  |  | EVM5X44M21A*+WALLCON | *80CTL0701716B* | 35400 | 21.5 | 8.5 | 38500 | 29000 | 75.32% | 2.02 | 0 | 12 |  |  |  |  | R-454B | 2.95 | Residential & Commercial | USHP | Ducted CEE Tier 1
215933463 | Central HP <5.4 tons | TEMPSTAR | HRCU-A-CB (Split System: Heat Pump with Remote Outdoor Unit-Air-Source) | T5H3V36*K*AAA* |  |  | ESH5X42M12A*+WALLCON | *96CTN0401410B* | 32000 | 17 | 9 | 33800 | 26000 | 76.92% | 1.96 | 0 | 10.5 |  |  |  |  | R-454B | 2.6667 | Residential & Commercial | USHP | Ducted CEE Tier 1
215932403 | Central HP <5.4 tons | TEMPSTAR | HRCU-A-CB (Split System: Heat Pump with Remote Outdoor Unit-Air-Source) | T5H3V36*K*AAA* |  |  | EA*5X48M21A*+WALLCON | *80CSU1002120A* | 33400 | 20 | 9.5 | 34600 | 26400 | 76.3% | 2.04 | 0 | 11.5 |  |  |  |  | R-454B | 2.7833 | Residential & Commercial | USHP | Ducted CEE Tier 1
215933123 | Central HP <5.4 tons | TEMPSTAR | HRCU-A-CB (Split System: Heat Pump with Remote Outdoor Unit-Air-Source) | T5H3V36*K*AAA* |  |  | ESH5X36M12A*+WALLCON | *80CTL1102120B* | 33400 | 19 | 9 | 34800 | 26600 | 76.44% | 1.92 | 0 | 11.5 |  |  |  |  | R-454B | 2.7833 | Residential & Commercial | USHP | Ducted CEE Tier 1
215933173 | Central HP <5.4 tons | TEMPSTAR | HRCU-A-CB (Split System: Heat Pump with Remote Outdoor Unit-Air-Source) | T5H3V36*K*AAA* |  |  | ESH5X36M12A*+WALLCON | *97CMN0601714B* | 33000 | 18.5 | 9 | 34400 | 26200 | 76.16% | 1.92 | 0 | 10.5 |  |  |  |  | R-454B | 2.75 | Residential & Commercial | USHP | Ducted CEE Tier 1
215319118 | Central HP <5.4 tons | SMART COMFORT | HRCU-A-CB (Split System: Heat Pump with Remote Outdoor Unit-Air-Source) | D5CUHAH60AAK |  |  | D5FUHAH60XAK | 0 | 54000 | 17.5 | 9.5 | 55000 | 54000 | 98.18% | 1.9 | 0 | 12 |  |  |  |  | R-454B | 4.5 | Residential & Commercial | USHP | Ducted CEE Tier 1
210596073 | Central HP <5.4 tons | CARRIER | HRCU-A-CB (Split System: Heat Pump with Remote Outdoor Unit-Air-Source) | 25VNA825A*031* |  |  | CSPH*4812AL*+UI | 58CU*A040C17**12 | 24200 | 16.5 | 8.1 | 21200 | 16600 | 78.3% | 2.02 | 0 | 11 |  |  |  |  | R-410A | 2.0167 | Residential & Commercial | USHP | Ducted CEE Tier 1
210596076 | Central HP <5.4 tons | CARRIER | HRCU-A-CB (Split System: Heat Pump with Remote Outdoor Unit-Air-Source) | 25VNA825A*031* |  |  | CSPH*4812AL*+UI | 58TN*A045C17**12 | 24200 | 16 | 8.1 | 21400 | 16700 | 78.04% | 2 | 0 | 10.5 |  |  |  |  | R-410A | 2.0167 | Residential & Commercial | USHP | Ducted CEE Tier 1
210596090 | Central HP <5.4 tons | CARRIER | HRCU-A-CB (Split System: Heat Pump with Remote Outdoor Unit-Air-Source) | 25VNA825A*031* |  |  | CSPH*4812AL*+UI | 59TN6B080C17**14 | 24200 | 16 | 8.1 | 21400 | 16700 | 78.04% | 2 | 0 | 10.5 |  |  |  |  | R-410A | 2.0167 | Residential & Commercial | USHP | Ducted CEE Tier 1
210596191 | Central HP <5.4 tons | CARRIER | HRCU-A-CB (Split System: Heat Pump with Remote Outdoor Unit-Air-Source) | 25VNA837A*030* |  |  | CAP**6121AL*+UI | 59MN7B100C21**22 | 33200 | 17.5 | 8.5 | 32000 | 24800 | 77.5% | 2 | 0 | 12 |  |  |  |  | R-410A | 2.7667 | Residential & Commercial | USHP | Ducted CEE Tier 1
215933223 | Central HP <5.4 tons | TEMPSTAR | HRCU-A-CB (Split System: Heat Pump with Remote Outdoor Unit-Air-Source) | T5H3V36*K*AAA* |  |  | ESH5X36M12A*+WALLCON | *97CMN1202422B* | 33200 | 19 | 9 | 35000 | 26800 | 76.57% | 1.92 | 0 | 11 |  |  |  |  | R-454B | 2.7667 | Residential & Commercial | USHP | Ducted CEE Tier 1
216997507 | Central HP <5.4 tons | BLUERIDGE | HRCU-A-CB (Split System: Heat Pump with Remote Outdoor Unit-Air-Source) | BNG3A36UCN |  |  | BNGFA36DH2 | 0 | 36000 | 17.4 | 10.3 | 37000 | 39000 | 105.4% | 1.9 | 0 | 11.7 |  |  |  |  | R-454B | 3 | Residential & Commercial | USHP | Ducted CEE Tier 1
215933323 | Central HP <5.4 tons | TEMPSTAR | HRCU-A-CB (Split System: Heat Pump with Remote Outdoor Unit-Air-Source) | T5H3V36*K*AAA* |  |  | ESH5X42M12A*+WALLCON | *80CTL0701716B* | 33400 | 19 | 9 | 35200 | 26800 | 76.14% | 1.9 | 0 | 11 |  |  |  |  | R-454B | 2.7833 | Residential & Commercial | USHP | Ducted CEE Tier 1
215933423 | Central HP <5.4 tons | TEMPSTAR | HRCU-A-CB (Split System: Heat Pump with Remote Outdoor Unit-Air-Source) | T5H3V36*K*AAA* |  |  | ESH5X42M12A*+WALLCON | *97CMN0801714B* | 33400 | 18.5 | 9 | 35400 | 27000 | 76.27% | 1.92 | 0 | 11 |  |  |  |  | R-454B | 2.7833 | Residential & Commercial | USHP | Ducted CEE Tier 1
215319127 | Central HP <5.4 tons | SMART COMFORT | HRCU-A-CB (Split System: Heat Pump with Remote Outdoor Unit-Air-Source) | D5CUHAH48AAK |  |  | D5FUHAH60XAK | 0 | 48000 | 17.5 | 9.5 | 48000 | 48000 | 100% | 2 | 0 | 12 |  |  |  |  | R-454B | 4 | Residential & Commercial | USHP | Ducted CEE Tier 1
216997508 | Central HP <5.4 tons | BLUERIDGE | HRCU-A-CB (Split System: Heat Pump with Remote Outdoor Unit-Air-Source) | BNG3A48UCN |  |  | BNGFA48DH2 | 0 | 48000 | 16.5 | 9.5 | 50000 | 46000 | 92% | 1.9 | 0 | 10.5 |  |  |  |  | R-454B | 4 | Residential & Commercial | USHP | Ducted CEE Tier 1
214239316 | Central HP <5.4 tons | AIRQUEST | HRCU-A-CB (Split System: Heat Pump with Remote Outdoor Unit-Air-Source) | HVH837GKA2* |  |  | EN(A,D)4X48L24**+WALLCON | *97CMN1002122B* | 32400 | 17 | 8.1 | 32600 | 24600 | 75.46% | 1.96 | 0 | 11.7 |  |  |  |  | R-410A | 2.7 | Residential & Commercial | USHP | Ducted CEE Tier 1
214573951 | Central HP <5.4 tons | AIRQUEST | HRCU-A-CB (Split System: Heat Pump with Remote Outdoor Unit-Air-Source) | HVH837GKA2* |  |  | EA*4X48L21A*+WALLCON | *97CMN0802120B* | 32200 | 17.5 | 8.5 | 32400 | 25000 | 77.16% | 1.98 | 0 | 11 |  |  |  |  | R-410A | 2.6833 | Residential & Commercial | USHP | Ducted CEE Tier 1
214574201 | Central HP <5.4 tons | AIRQUEST | HRCU-A-CB (Split System: Heat Pump with Remote Outdoor Unit-Air-Source) | HVH837GKA2* |  |  | EA*4X61L24A*+WALLCON | *96CTN0802120B* | 33200 | 18.5 | 8.5 | 31800 | 24800 | 77.99% | 2.02 | 0 | 11.5 |  |  |  |  | R-410A | 2.7667 | Residential & Commercial | USHP | Ducted CEE Tier 1
212386785 | Central HP <5.4 tons | Frigidaire | HRCU-A-C (Split System: Heat Pump with Remote Outdoor Unit with No Indoor Fan --Air Source) | GXH48-60MSK4DH |  |  | UE48X4AD | 0 | 47000 | 15.2 | 8.5 | 48000 | 33600 | 70% | 1.8 | 0 | 10 |  |  |  |  | R-410A | 3.9167 | Residential & Commercial | USHP | Ducted CEE Tier 1
216997499 | Central HP <5.4 tons | BLUERIDGE | HRCU-A-CB (Split System: Heat Pump with Remote Outdoor Unit-Air-Source) | BNG2A24SCN |  |  | BNGFA24DH2 | 0 | 24000 | 18.1 | 9.7 | 26000 | 21600 | 83.08% | 1.87 | 0 | 11 |  |  |  |  | R-454B | 2 | Residential & Commercial | USHP | Ducted CEE Tier 1
215935023 | Central HP <5.4 tons | TEMPSTAR | HRCU-A-CB (Split System: Heat Pump with Remote Outdoor Unit-Air-Source) | T5H3V36*K*AAA* |  |  | EVM5X49M21A*+WALLCON | *80CTL0702120B* | 35600 | 21.5 | 8.5 | 38000 | 28600 | 75.26% | 2.02 | 0 | 12 |  |  |  |  | R-454B | 2.9667 | Residential & Commercial | USHP | Ducted CEE Tier 1
215933903 | Central HP <5.4 tons | TEMPSTAR | HRCU-A-CB (Split System: Heat Pump with Remote Outdoor Unit-Air-Source) | T5H3V36*K*AAA* |  |  | ESH5X60M12A*+WALLCON | *97CMN1002122B* | 34200 | 19.5 | 9 | 34200 | 26000 | 76.02% | 1.94 | 0 | 11.7 |  |  |  |  | R-454B | 2.85 | Residential & Commercial | USHP | Ducted CEE Tier 1
215933953 | Central HP <5.4 tons | TEMPSTAR | HRCU-A-CB (Split System: Heat Pump with Remote Outdoor Unit-Air-Source) | T5H3V36*K*AAA* |  |  | ESH5X60M12A*+WALLCON | *96CTN1202422B* | 34200 | 19.5 | 9 | 34200 | 26000 | 76.02% | 1.94 | 0 | 11.7 |  |  |  |  | R-454B | 2.85 | Residential & Commercial | USHP | Ducted CEE Tier 1
210596193 | Central HP <5.4 tons | CARRIER | HRCU-A-CB (Split System: Heat Pump with Remote Outdoor Unit-Air-Source) | 25VNA837A*030* |  |  | CAP**6121AL*+UI | 59TN6B100C21**22 | 33200 | 17.5 | 8.5 | 32000 | 24800 | 77.5% | 2 | 0 | 12 |  |  |  |  | R-410A | 2.7667 | Residential & Commercial | USHP | Ducted CEE Tier 1
210596240 | Central HP <5.4 tons | CARRIER | HRCU-A-CB (Split System: Heat Pump with Remote Outdoor Unit-Air-Source) | 25VNA837A*030* |  |  | CSPH*6012AL*+UI | 58CU*A100C21**20 | 32800 | 16.5 | 8.1 | 32200 | 24800 | 77.02% | 1.98 | 0 | 11 |  |  |  |  | R-410A | 2.7333 | Residential & Commercial | USHP | Ducted CEE Tier 1
212386786 | Central HP <5.4 tons | Frigidaire | HRCU-A-C (Split System: Heat Pump with Remote Outdoor Unit with No Indoor Fan --Air Source) | GXH48-60MSK4DH |  |  | UE60X4AD | 0 | 50500 | 15.2 | 8.5 | 53000 | 37200 | 70.19% | 1.8 | 0 | 9.5 |  |  |  |  | R-410A | 4.2083 | Residential & Commercial | USHP
215934083 | Central HP <5.4 tons | TEMPSTAR | HRCU-A-CB (Split System: Heat Pump with Remote Outdoor Unit-Air-Source) | T5H3V48*K*AAA* |  |  | EA*5X48M21A*+WALLCON | *96CTN0801714B* | 42500 | 20 | 9 | 48500 | 35200 | 72.58% | 2 | 0 | 11 |  |  |  |  | R-454B | 3.5417 | Residential & Commercial | USHP | Ducted CEE Tier 1
215934133 | Central HP <5.4 tons | TEMPSTAR | HRCU-A-CB (Split System: Heat Pump with Remote Outdoor Unit-Air-Source) | T5H3V48*K*AAA* |  |  | EA*5X60M24A*+WALLCON | *95CSU0802120B* | 44500 | 21 | 9.5 | 48500 | 36600 | 75.46% | 2 | 0 | 11 |  |  |  |  | R-454B | 3.7083 | Residential & Commercial | USHP | Ducted CEE Tier 1
210532913 | Central HP <5.4 tons | BRYANT HEATING AND COOLING SYSTEMS | HRCU-A-CB (Split System: Heat Pump with Remote Outdoor Unit-Air-Source) | 284ANV048*0**B* |  |  | CNPV*4824AL*+UI | 986TC66100C21*** | 44000 | 21 | 8.5 | 46500 | 36400 | 78.28% | 2.18 | 0 | 12 |  |  |  |  | R-410A | 3.6667 | Residential & Commercial | USHP | Ducted CEE Tier 1
214574501 | Central HP <5.4 tons | AIRQUEST | HRCU-A-CB (Split System: Heat Pump with Remote Outdoor Unit-Air-Source) | HVH837GKA2* |  |  | EN(A,D)4X36L21**+WALLCON | *96CTN0802120B* | 31400 | 17 | 8.1 | 33000 | 24000 | 72.73% | 1.84 | 0 | 11 |  |  |  |  | R-410A | 2.6167 | Residential & Commercial | USHP | Ducted CEE Tier 1
215939827 | Central HP <5.4 tons | AIRQUEST | HRCU-A-CB (Split System: Heat Pump with Remote Outdoor Unit-Air-Source) | H5H3V36*K*AAA* |  |  | EA*5X61M21A*+WALLCON | *96CTN0802120B* | 34400 | 20 | 9 | 34400 | 26200 | 76.16% | 1.95 | 0 | 11.7 |  |  |  |  | R-454B | 2.8667 | Residential & Commercial | USHP | Ducted CEE Tier 1
215939927 | Central HP <5.4 tons | AIRQUEST | HRCU-A-CB (Split System: Heat Pump with Remote Outdoor Unit-Air-Source) | H5H3V36*K*AAA* |  |  | EA*5X61M24A*+WALLCON | *97CTN1202422A* | 34400 | 20.5 | 9.5 | 34200 | 26000 | 76.02% | 2.08 | 0 | 12 |  |  |  |  | R-454B | 2.8667 | Residential & Commercial | USHP | Ducted CEE Tier 1
215940477 | Central HP <5.4 tons | AIRQUEST | HRCU-A-CB (Split System: Heat Pump with Remote Outdoor Unit-Air-Source) | H5H3V36*K*AAA* |  |  | EVM5X60M24A*+WALLCON | *97CTN0802120A* | 35400 | 21.5 | 8.5 | 38000 | 28600 | 75.26% | 2.04 | 0 | 12 |  |  |  |  | R-454B | 2.95 | Residential & Commercial | USHP | Ducted CEE Tier 1
215940547 | Central HP <5.4 tons | AIRQUEST | HRCU-A-CB (Split System: Heat Pump with Remote Outdoor Unit-Air-Source) | H5H3V36*K*AAA* |  |  | EVD5X36M21A*+WALLCON | *97CTN0801716A* | 34200 | 20.5 | 8.5 | 39000 | 28600 | 73.33% | 2.04 | 0 | 11.5 |  |  |  |  | R-454B | 2.85 | Residential & Commercial | USHP | Ducted CEE Tier 1
215853857 | Central HP <5.4 tons | BLUERIDGE | HRCU-A-CB (Split System: Heat Pump with Remote Outdoor Unit-Air-Source) | BMS2423YC |  |  | BMMZAH24I | 0 | 24000 | 19.7 | 9 | 25000 | 18000 | 72% | 2.2 | 0 | 11.7 |  |  |  |  | R-454B | 2 | Residential & Commercial | USHP | Ducted CEE Tier 1
216675392 | Central HP <5.4 tons | AIRQUEST | HRCU-A-CB (Split System: Heat Pump with Remote Outdoor Unit-Air-Source) | D5CURAH24AAK |  |  | EA*5X30M17A* | *80CSU0401712A* | 24200 | 15.2 | 8.5 | 24400 | 19500 | 79.92% | 1.92 | 0 | 10 |  |  |  |  | R-454B | 2.0167 | Residential & Commercial | USHP | Ducted CEE Tier 1
206788338 | Central HP <5.4 tons | CARRIER | HRCU-A-CB (Split System: Heat Pump with Remote Outdoor Unit-Air-Source) | 25VNA424A*031* |  |  | CAP**3621AL*+UI | 59MN7B060C21**20 | 23200 | 20 | 10 | 26600 | 19900 | 74.81% | 2.4 | 13 | 13 |  |  |  |  | R-410A | 1.9333 | Residential & Commercial | USHP | Ducted CEE Tier 1
206788373 | Central HP <5.4 tons | CARRIER | HRCU-A-CB (Split System: Heat Pump with Remote Outdoor Unit-Air-Source) | 25VNA424A*031* |  |  | CNPV*3617AL*+UI | 59MN7B080C17**14 | 23200 | 20 | 9.5 | 26800 | 20000 | 74.63% | 2.36 | 13 | 13 |  |  |  |  | R-410A | 1.9333 | Residential & Commercial | USHP | Ducted CEE Tier 1
216681045 | Central HP <5.4 tons | AIRQUEST | HRCU-A-CB (Split System: Heat Pump with Remote Outdoor Unit-Air-Source) | DLCURAH36ABK |  |  | EA*4X42L24A* | *97VTN0802120A* | 35000 | 16 | 8.5 | 38500 | 34600 | 89.87% | 1.75 | 0 | 9.8 |  |  |  |  | R-410A | 2.9167 | Residential & Commercial | USHP
210596437 | Central HP <5.4 tons | BRYANT HEATING AND COOLING SYSTEMS | HRCU-A-CB (Split System: Heat Pump with Remote Outdoor Unit-Air-Source) | 288BNV025*0**B* |  |  | CSPH*4812AL*+UI | 88*TA48070C17*** | 24200 | 16.5 | 8.1 | 21200 | 16600 | 78.3% | 2.02 | 0 | 10.5 |  |  |  |  | R-410A | 2.0167 | Residential & Commercial | USHP | Ducted CEE Tier 1
210596539 | Central HP <5.4 tons | BRYANT HEATING AND COOLING SYSTEMS | HRCU-A-CB (Split System: Heat Pump with Remote Outdoor Unit-Air-Source) | 288BNV037*0**A* |  |  | CAP**6121AL*+UI | 83*CA60100C21*** | 33200 | 17 | 8.1 | 32200 | 24800 | 77.02% | 1.98 | 0 | 11.5 |  |  |  |  | R-410A | 2.7667 | Residential & Commercial | USHP | Ducted CEE Tier 1
210596582 | Central HP <5.4 tons | BRYANT HEATING AND COOLING SYSTEMS | HRCU-A-CB (Split System: Heat Pump with Remote Outdoor Unit-Air-Source) | 288BNV037*0**A* |  |  | CNPV*6024AL*+UI | 935CA60080C21*** | 32800 | 18 | 8.1 | 32200 | 24600 | 76.4% | 1.98 | 0 | 12 |  |  |  |  | R-410A | 2.7333 | Residential & Commercial | USHP | Ducted CEE Tier 1
214398033 | Central HP <5.4 tons | LUXAIRE | HRCU-A-CB (Split System: Heat Pump with Remote Outdoor Unit-Air-Source) | HH860E2S11 |  |  | CTM60C5CHS1 | TM8V120C20MP12 | 53500 | 19 | 9 | 54000 | 39000 | 72.22% | 2 | 0 | 11 |  |  |  |  | R-454B | 4.4583 | Residential & Commercial | USHP | Ducted CEE Tier 1
214649780 | Central HP <5.4 tons | LUXAIRE | HRCU-A-CB (Split System: Heat Pump with Remote Outdoor Unit-Air-Source) | HH860E2S11 |  |  | CTU60D5XGS1+TXV | TP9C120D20MP13 | 44000 | 18 | 9 | 44500 | 33400 | 75.06% | 2 | 0 | 11.7 |  |  |  |  | R-454B | 3.6667 | Residential & Commercial | USHP | Ducted CEE Tier 1
215934893 | Central HP <5.4 tons | TEMPSTAR | HRCU-A-CB (Split System: Heat Pump with Remote Outdoor Unit-Air-Source) | T5H3V36*K*AAA* |  |  | EVM5X44M21A*+WALLCON | *95CSU1002122B* | 35600 | 22 | 8.5 | 38000 | 28400 | 74.74% | 2.02 | 0 | 12.5 |  |  |  |  | R-454B | 2.9667 | Residential & Commercial | USHP | Ducted CEE Tier 1
206788455 | Central HP <5.4 tons | CARRIER | HRCU-A-CB (Split System: Heat Pump with Remote Outdoor Unit-Air-Source) | 25VNA424A*031* |  |  | CAP**3621AL*+UI | 59TN6B060C17**14 | 23200 | 20 | 10 | 26600 | 20000 | 75.19% | 2.4 | 14 | 13 |  |  |  |  | R-410A | 1.9333 | Residential & Commercial | USHP | Ducted CEE Tier 1
206788489 | Central HP <5.4 tons | CARRIER | HRCU-A-CB (Split System: Heat Pump with Remote Outdoor Unit-Air-Source) | 25VNA424A*031* |  |  | CNPV*3621AL*+UI | 59TN6B060C17**14 | 23200 | 19.5 | 9.5 | 26800 | 20000 | 74.63% | 2.36 | 14 | 13 |  |  |  |  | R-410A | 1.9333 | Residential & Commercial | USHP | Ducted CEE Tier 1
206788490 | Central HP <5.4 tons | CARRIER | HRCU-A-CB (Split System: Heat Pump with Remote Outdoor Unit-Air-Source) | 25VNA424A*031* |  |  | CNPV*3621AL*+UI | 59TN6B080C17**14 | 23200 | 20 | 9.5 | 26800 | 20000 | 74.63% | 2.38 | 14 | 13 |  |  |  |  | R-410A | 1.9333 | Residential & Commercial | USHP | Ducted CEE Tier 1
206788523 | Central HP <5.4 tons | CARRIER | HRCU-A-CB (Split System: Heat Pump with Remote Outdoor Unit-Air-Source) | 25VNA424A*031* |  |  | CSPH*4212AL*+UI | 58TN*A045C17**12 | 23800 | 19 | 9 | 26600 | 19900 | 74.81% | 2.48 | 14 | 12.5 |  |  |  |  | R-410A | 1.9833 | Residential & Commercial | USHP | Ducted CEE Tier 1
206788574 | Central HP <5.4 tons | CARRIER | HRCU-A-CB (Split System: Heat Pump with Remote Outdoor Unit-Air-Source) | 25VNA436A*031* |  |  | FE4AN(B,F)005L+UI | 0 | 34400 | 21 | 9 | 35800 | 25200 | 70.39% | 2.04 | 13.5 | 13 |  |  |  |  | R-410A | 2.8667 | Residential & Commercial | USHP | Ducted CEE Tier 1
216734436 | Central HP <5.4 tons | TEMPSTAR | HRCU-A-CB (Split System: Heat Pump with Remote Outdoor Unit-Air-Source) | D5CUHAH24AAK |  |  | EA*5X36M17A* | *80VSL0701412B* | 22600 | 16.5 | 8.5 | 20800 | 18700 | 89.9% | 1.96 | 0 | 11 |  |  |  |  | R-454B | 1.8833 | Residential & Commercial | USHP | Ducted CEE Tier 1
215933793 | Central HP <5.4 tons | TEMPSTAR | HRCU-A-CB (Split System: Heat Pump with Remote Outdoor Unit-Air-Source) | T5H3V36*K*AAA* |  |  | ESH5X60M12A*+WALLCON | *80CTL0901716B* | 34200 | 19.5 | 9 | 34400 | 26200 | 76.16% | 1.94 | 0 | 11.7 |  |  |  |  | R-454B | 2.85 | Residential & Commercial | USHP | Ducted CEE Tier 1
215934963 | Central HP <5.4 tons | TEMPSTAR | HRCU-A-CB (Split System: Heat Pump with Remote Outdoor Unit-Air-Source) | T5H3V36*K*AAA* |  |  | EVM5X48M21A*+WALLCON | *97CMN0601714B* | 34400 | 20.5 | 8.5 | 38000 | 27600 | 72.63% | 2.08 | 0 | 11 |  |  |  |  | R-454B | 2.8667 | Residential & Commercial | USHP | Ducted CEE Tier 1
215934563 | Central HP <5.4 tons | TEMPSTAR | HRCU-A-CB (Split System: Heat Pump with Remote Outdoor Unit-Air-Source) | T5H3V48*K*AAA* |  |  | ESH5X60M12A*+WALLCON | *80CTL0701412B* | 43500 | 19.5 | 9 | 49500 | 35600 | 71.92% | 1.9 | 0 | 11 |  |  |  |  | R-454B | 3.625 | Residential & Commercial | USHP | Ducted CEE Tier 1
215934093 | Central HP <5.4 tons | TEMPSTAR | HRCU-A-CB (Split System: Heat Pump with Remote Outdoor Unit-Air-Source) | T5H3V48*K*AAA* |  |  | EA*5X60M24A*+WALLCON | *80CSU1002120A* | 44500 | 21 | 9.5 | 48500 | 36400 | 75.05% | 2 | 0 | 11 |  |  |  |  | R-454B | 3.7083 | Residential & Commercial | USHP | Ducted CEE Tier 1
215935083 | Central HP <5.4 tons | TEMPSTAR | HRCU-A-CB (Split System: Heat Pump with Remote Outdoor Unit-Air-Source) | T5H3V36*K*AAA* |  |  | EVM5X49M21A*+WALLCON | *95CSU1002122B* | 35600 | 22 | 8.5 | 38000 | 28400 | 74.74% | 2.04 | 0 | 12.5 |  |  |  |  | R-454B | 2.9667 | Residential & Commercial | USHP | Ducted CEE Tier 1
215935283 | Central HP <5.4 tons | TEMPSTAR | HRCU-A-CB (Split System: Heat Pump with Remote Outdoor Unit-Air-Source) | T5H3V36*K*AAA* |  |  | EVM5X60M21A*+WALLCON | *97CMN0801714B* | 35400 | 21.5 | 8.5 | 38500 | 29000 | 75.32% | 2.02 | 0 | 12 |  |  |  |  | R-454B | 2.95 | Residential & Commercial | USHP | Ducted CEE Tier 1
206788692 | Central HP <5.4 tons | CARRIER | HRCU-A-CB (Split System: Heat Pump with Remote Outdoor Unit-Air-Source) | 25VNA436A*031* |  |  | CNPV*4221AL*+UI | 58TN*A070C17**16 | 33000 | 19 | 9 | 35400 | 26600 | 75.14% | 1.98 | 12 | 11.7 |  |  |  |  | R-410A | 2.75 | Residential & Commercial | USHP | Ducted CEE Tier 1
206788708 | Central HP <5.4 tons | CARRIER | HRCU-A-CB (Split System: Heat Pump with Remote Outdoor Unit-Air-Source) | 25VNA436A*031* |  |  | CNPV*4821AL*+UI | 59TN6B060C17**14 | 33600 | 19 | 9 | 35400 | 26200 | 74.01% | 2.02 | 12 | 12 |  |  |  |  | R-410A | 2.8 | Residential & Commercial | USHP | Ducted CEE Tier 1
206788775 | Central HP <5.4 tons | CARRIER | HRCU-A-CB (Split System: Heat Pump with Remote Outdoor Unit-Air-Source) | 25VNA436A*031* |  |  | CSPH*4812AL*+UI | 58TN*A135C24**22 | 34200 | 19 | 9 | 35000 | 25800 | 73.71% | 2.06 | 12.5 | 12 |  |  |  |  | R-410A | 2.85 | Residential & Commercial | USHP | Ducted CEE Tier 1
206788791 | Central HP <5.4 tons | CARRIER | HRCU-A-CB (Split System: Heat Pump with Remote Outdoor Unit-Air-Source) | 25VNA436A*031* |  |  | CSPH*6012AL*+UI | 58TN*A135C24**22 | 34600 | 19 | 9 | 34600 | 25200 | 72.83% | 2.04 | 13 | 12 |  |  |  |  | R-410A | 2.8833 | Residential & Commercial | USHP | Ducted CEE Tier 1
206788808 | Central HP <5.4 tons | CARRIER | HRCU-A-CB (Split System: Heat Pump with Remote Outdoor Unit-Air-Source) | 25VNA436A*031* |  |  | CAP**3721AL*+UI | 58CU*A100C21**20 | 34000 | 19 | 9.5 | 35200 | 25800 | 73.3% | 2.02 | 12.5 | 11.7 |  |  |  |  | R-410A | 2.8333 | Residential & Commercial | USHP | Ducted CEE Tier 1
206788824 | Central HP <5.4 tons | CARRIER | HRCU-A-CB (Split System: Heat Pump with Remote Outdoor Unit-Air-Source) | 25VNA436A*031* |  |  | CAP**4824AL*+UI | 58CU*A100C21**20 | 33400 | 19 | 9 | 34800 | 25800 | 74.14% | 2.02 | 12.5 | 11.7 |  |  |  |  | R-410A | 2.7833 | Residential & Commercial | USHP | Ducted CEE Tier 1
206788841 | Central HP <5.4 tons | CARRIER | HRCU-A-CB (Split System: Heat Pump with Remote Outdoor Unit-Air-Source) | 25VNA436A*031* |  |  | CSPH*4812AL*+UI | 58CU*A100C21**20 | 34000 | 18.5 | 9 | 35000 | 26000 | 74.29% | 2.02 | 12.5 | 11.7 |  |  |  |  | R-410A | 2.8333 | Residential & Commercial | USHP | Ducted CEE Tier 1
216734406 | Central HP <5.4 tons | TEMPSTAR | HRCU-A-CB (Split System: Heat Pump with Remote Outdoor Unit-Air-Source) | D5CUHAH24AAK |  |  | EA*5X36M17A* | *80MS(N,L)0701716A* | 22400 | 16 | 8.1 | 20800 | 18700 | 89.9% | 1.9 | 0 | 11 |  |  |  |  | R-454B | 1.8667 | Residential & Commercial | USHP | Ducted CEE Tier 1
216997509 | Central HP <5.4 tons | BLUERIDGE | HRCU-A-CB (Split System: Heat Pump with Remote Outdoor Unit-Air-Source) | BNG3A60UCN |  |  | BNGFA60DH2 | 0 | 54000 | 16 | 9 | 56000 | 52000 | 92.86% | 1.8 | 0 | 10 |  |  |  |  | R-454B | 4.5 | Residential & Commercial | USHP | Ducted CEE Tier 1
215429067 | Central HP <5.4 tons | TRANE | HRCU-A-CB (Split System: Heat Pump with Remote Outdoor Unit-Air-Source) | 4TWV8X60A1 |  |  | TEM6A0C48H41+TDR+RP | 0 | 53000 | 18 | 8.5 | 53000 | 38500 | 72.64% | 1.79 | 0 | 11.7 |  |  |  |  | R-410A | 4.4167 | Residential & Commercial | USHP | Ducted CEE Tier 1
215934183 | Central HP <5.4 tons | TEMPSTAR | HRCU-A-CB (Split System: Heat Pump with Remote Outdoor Unit-Air-Source) | T5H3V48*K*AAA* |  |  | EA*5X61M21A*+WALLCON | *80CTL0901716B* | 44500 | 21 | 9.5 | 48500 | 36000 | 74.23% | 2 | 0 | 11.5 |  |  |  |  | R-454B | 3.7083 | Residential & Commercial | USHP | Ducted CEE Tier 1
215934193 | Central HP <5.4 tons | TEMPSTAR | HRCU-A-CB (Split System: Heat Pump with Remote Outdoor Unit-Air-Source) | T5H3V48*K*AAA* |  |  | EA*5X61M21A*+WALLCON | *80CTL0902120B* | 45500 | 21.5 | 9.5 | 48500 | 36600 | 75.46% | 2 | 0 | 11.5 |  |  |  |  | R-454B | 3.7917 | Residential & Commercial | USHP | Ducted CEE Tier 1
211226700 | Central HP <5.4 tons | HEIL | HRCU-A-CB (Split System: Heat Pump with Remote Outdoor Unit-Air-Source) | DLCURAH36ABK |  |  | EA*4X37L17A* | *95ESU0601716A* | 36200 | 15.5 | 8.5 | 38500 | 35000 | 90.91% | 2.02 | 0 | 10 |  |  |  |  | R-410A | 3.0167 | Residential & Commercial | USHP | Ducted CEE Tier 1
215934843 | Central HP <5.4 tons | TEMPSTAR | HRCU-A-CB (Split System: Heat Pump with Remote Outdoor Unit-Air-Source) | T5H3V36*K*AAA* |  |  | EVM5X44M21A*+WALLCON | *80CTL0901716B* | 35600 | 22 | 8.5 | 38000 | 28600 | 75.26% | 2.02 | 0 | 12 |  |  |  |  | R-454B | 2.9667 | Residential & Commercial | USHP | Ducted CEE Tier 1
215933503 | Central HP <5.4 tons | TEMPSTAR | HRCU-A-CB (Split System: Heat Pump with Remote Outdoor Unit-Air-Source) | T5H3V36*K*AAA* |  |  | ESH5X42M12A*+WALLCON | *96CTN1202422B* | 33600 | 19 | 9 | 34600 | 26600 | 76.88% | 1.94 | 0 | 11.5 |  |  |  |  | R-454B | 2.8 | Residential & Commercial | USHP | Ducted CEE Tier 1
215933603 | Central HP <5.4 tons | TEMPSTAR | HRCU-A-CB (Split System: Heat Pump with Remote Outdoor Unit-Air-Source) | T5H3V36*K*AAA* |  |  | ESH5X48M12A*+WALLCON | *80CTL1352422B* | 33800 | 19.5 | 9 | 34600 | 26400 | 76.3% | 1.94 | 0 | 11.7 |  |  |  |  | R-454B | 2.8167 | Residential & Commercial | USHP | Ducted CEE Tier 1
215933653 | Central HP <5.4 tons | TEMPSTAR | HRCU-A-CB (Split System: Heat Pump with Remote Outdoor Unit-Air-Source) | T5H3V36*K*AAA* |  |  | ESH5X48M12A*+WALLCON | *97CMN0602120B* | 33600 | 19 | 9 | 35200 | 27000 | 76.7% | 1.92 | 0 | 11 |  |  |  |  | R-454B | 2.8 | Residential & Commercial | USHP | Ducted CEE Tier 1
215934003 | Central HP <5.4 tons | TEMPSTAR | HRCU-A-CB (Split System: Heat Pump with Remote Outdoor Unit-Air-Source) | T5H3V48*K*AAA* |  |  | EA*5X48M21A*+WALLCON | *80CTL0702120B* | 43500 | 20.5 | 9.5 | 48000 | 36600 | 76.25% | 2 | 0 | 10.5 |  |  |  |  | R-454B | 3.625 | Residential & Commercial | USHP | Ducted CEE Tier 1
215934253 | Central HP <5.4 tons | TEMPSTAR | HRCU-A-CB (Split System: Heat Pump with Remote Outdoor Unit-Air-Source) | T5H3V48*K*AAA* |  |  | EA*5X61M21A*+WALLCON | *97CMN0801714B* | 44500 | 20.5 | 9.5 | 49000 | 36600 | 74.69% | 2 | 0 | 11 |  |  |  |  | R-454B | 3.7083 | Residential & Commercial | USHP | Ducted CEE Tier 1
215933283 | Central HP <5.4 tons | TEMPSTAR | HRCU-A-CB (Split System: Heat Pump with Remote Outdoor Unit-Air-Source) | T5H3V36*K*AAA* |  |  | ESH5X42M12A*+WALLCON | *80CSU0601716A* | 33400 | 19.5 | 9 | 34800 | 26600 | 76.44% | 1.94 | 0 | 11 |  |  |  |  | R-454B | 2.7833 | Residential & Commercial | USHP | Ducted CEE Tier 1
215935323 | Central HP <5.4 tons | TEMPSTAR | HRCU-A-CB (Split System: Heat Pump with Remote Outdoor Unit-Air-Source) | T5H3V36*K*AAA* |  |  | EVM5X60M21A*+WALLCON | *96CTN1002122B* | 35600 | 22 | 8.5 | 38000 | 28600 | 75.26% | 2.02 | 0 | 12.5 |  |  |  |  | R-454B | 2.9667 | Residential & Commercial | USHP | Ducted CEE Tier 1
208127835 | Central HP <5.4 tons | Frigidaire | HRCU-A-CB (Split System: Heat Pump with Remote Outdoor Unit-Air-Source) | GXH48-60MSK4DH |  |  | GMH48-**MSK4DH1 | 0 | 48000 | 17 | 9 | 48000 | 39000 | 81.25% | 1.8 | 11.5 | 11 |  |  |  |  | R-410A | 4 | Residential & Commercial | USHP | Ducted CEE Tier 1
214649809 | Central HP <5.4 tons | LUXAIRE | HRCU-A-CB (Split System: Heat Pump with Remote Outdoor Unit-Air-Source) | HH824E2S11 |  |  | CTU30B5XCS1+TXV | TM8E080B12MP11 | 23000 | 17 | 9.5 | 23000 | 18400 | 80% | 2 | 0 | 12 |  |  |  |  | R-454B | 1.9167 | Residential & Commercial | USHP | Ducted CEE Tier 1
206788842 | Central HP <5.4 tons | CARRIER | HRCU-A-CB (Split System: Heat Pump with Remote Outdoor Unit-Air-Source) | 25VNA436A*031* |  |  | CAP**3717AL*+UI | 59CU5A060C17**16 | 33800 | 18.5 | 9 | 35600 | 26400 | 74.16% | 2 | 12 | 11.7 |  |  |  |  | R-410A | 2.8167 | Residential & Commercial | USHP | Ducted CEE Tier 1
206788858 | Central HP <5.4 tons | CARRIER | HRCU-A-CB (Split System: Heat Pump with Remote Outdoor Unit-Air-Source) | 25VNA436A*031* |  |  | CAP**4824AL*+UI | 59CU5A100C21**22 | 33800 | 19.5 | 9.5 | 34800 | 25600 | 73.56% | 2.04 | 13 | 12 |  |  |  |  | R-410A | 2.8167 | Residential & Commercial | USHP | Ducted CEE Tier 1
215359198 | Central HP <5.4 tons | BLUERIDGE | HRCU-A-C (Split System: Heat Pump with Remote Outdoor Unit with No Indoor Fan --Air Source) | BMAH1820C |  |  | BMAHC24B | 0 | 18000 | 16.1 | 9.5 | 19000 | 15000 | 78.95% | 2.2 | 11.6 | 11.7 |  |  |  |  | R-410A | 1.5 | Residential & Commercial | USHP | Ducted CEE Tier 1
216683409 | Central HP <5.4 tons | DAY & NIGHT | HRCU-A-CB (Split System: Heat Pump with Remote Outdoor Unit-Air-Source) | DLCURAH24ABK |  |  | EHD4X36AAL | *97VTN1202422A* | 23800 | 16 | 8.5 | 25400 | 22400 | 88.19% | 1.75 | 0 | 10 |  |  |  |  | R-410A | 1.9833 | Residential & Commercial | USHP | Ducted CEE Tier 1
215323733 | Central HP <5.4 tons | SMART COMFORT | HRCU-A-CB (Split System: Heat Pump with Remote Outdoor Unit-Air-Source) | D5CUHAH36AAK |  |  | D5FUHAH36XAK | 0 | 36000 | 18 | 10 | 37000 | 37400 | 101.1% | 1.9 | 0 | 12 |  |  |  |  | R-454B | 3 | Residential & Commercial | USHP | Ducted CEE Tier 1
215853878 | Central HP <5.4 tons | BLUERIDGE | HRCU-A-CB (Split System: Heat Pump with Remote Outdoor Unit-Air-Source) | BMSAH36HHC |  |  | BMS3AH36I | 0 | 36000 | 18 | 10 | 37000 | 37400 | 101.1% | 1.9 | 0 | 12 |  |  |  |  | R-454B | 3 | Residential & Commercial | USHP | Ducted CEE Tier 1
216997496 | Central HP <5.4 tons | BLUERIDGE | HRCU-A-CB (Split System: Heat Pump with Remote Outdoor Unit-Air-Source) | BXS5A24UC0 |  |  | BNHFA24DH0 | 0 | 23000 | 18.7 | 10 | 26000 | 23600 | 90.77% | 2.16 | 0 | 12 |  |  |  |  | R-454B | 1.9167 | Residential & Commercial | USHP | Ducted CEE Tier 1
215359199 | Central HP <5.4 tons | BLUERIDGE | HRCU-A-C (Split System: Heat Pump with Remote Outdoor Unit with No Indoor Fan --Air Source) | BMAH2420C |  |  | BMAHC24A | 0 | 24000 | 16.1 | 9.8 | 25000 | 20000 | 80% | 2 | 0 | 10.7 |  |  |  |  | R-410A | 2 | Residential & Commercial | USHP | Ducted CEE Tier 1
215853864 | Central HP <5.4 tons | BLUERIDGE | HRCU-A-CB (Split System: Heat Pump with Remote Outdoor Unit-Air-Source) | BMSAHS2418C |  |  | BMS2AH24I | 0 | 24000 | 18.1 | 9.7 | 26000 | 21600 | 83.08% | 1.87 | 0 | 11 |  |  |  |  | R-454B | 2 | Residential & Commercial | USHP | Ducted CEE Tier 1
215932053 | Central HP <5.4 tons | TEMPSTAR | HRCU-A-CB (Split System: Heat Pump with Remote Outdoor Unit-Air-Source) | T5H3V36*K*AAA* |  |  | EA*5X36M17A*+WALLCON | *80CSU0601716A* | 32200 | 19.5 | 9.5 | 35000 | 27000 | 77.14% | 2 | 0 | 11 |  |  |  |  | R-454B | 2.6833 | Residential & Commercial | USHP | Ducted CEE Tier 1
210596227 | Central HP <5.4 tons | CARRIER | HRCU-A-CB (Split System: Heat Pump with Remote Outdoor Unit-Air-Source) | 25VNA837A*030* |  |  | CNPV*6024AL*+UI | 59CU5A100C21**22 | 32800 | 18 | 8.1 | 32200 | 24600 | 76.4% | 1.98 | 0 | 12 |  |  |  |  | R-410A | 2.7333 | Residential & Commercial | USHP | Ducted CEE Tier 1
206135964 | Central HP <5.4 tons | CARRIER | HRCU-A-CB (Split System: Heat Pump with Remote Outdoor Unit-Air-Source) | 25VNA837A*030* |  |  | CSPH*4212AL*+UI | 58CU*A040C17**12 | 32400 | 16.5 | 8.1 | 33200 | 24800 | 74.7% | 1.94 | 11.5 | 11 |  |  |  |  | R-410A | 2.7 | Residential & Commercial | USHP | Ducted CEE Tier 1
215934993 | Central HP <5.4 tons | TEMPSTAR | HRCU-A-CB (Split System: Heat Pump with Remote Outdoor Unit-Air-Source) | T5H3V36*K*AAA* |  |  | EVM5X49M21A*+WALLCON | *80CSU1002120A* | 35600 | 21.5 | 8.5 | 38000 | 28800 | 75.79% | 2.02 | 0 | 12 |  |  |  |  | R-454B | 2.9667 | Residential & Commercial | USHP | Ducted CEE Tier 1
215934593 | Central HP <5.4 tons | TEMPSTAR | HRCU-A-CB (Split System: Heat Pump with Remote Outdoor Unit-Air-Source) | T5H3V48*K*AAA* |  |  | ESH5X60M12A*+WALLCON | *95CSU1002122B* | 45000 | 20.5 | 9 | 48500 | 36400 | 75.05% | 1.84 | 0 | 11.5 |  |  |  |  | R-454B | 3.75 | Residential & Commercial | USHP | Ducted CEE Tier 1
216734917 | Central HP <5.4 tons | TEMPSTAR | HRCU-A-CB (Split System: Heat Pump with Remote Outdoor Unit-Air-Source) | D5CUHAH24AAK |  |  | EA*5X37M17A* | *80MS(N,L)0451714A* | 22800 | 15.5 | 8.1 | 20800 | 18500 | 88.94% | 1.9 | 0 | 11 |  |  |  |  | R-454B | 1.9 | Residential & Commercial | USHP | Ducted CEE Tier 1
216734969 | Central HP <5.4 tons | TEMPSTAR | HRCU-A-CB (Split System: Heat Pump with Remote Outdoor Unit-Air-Source) | D5CUHAH24AAK |  |  | EA*5X37M17A* | *80VSL0451412B* | 23000 | 16.5 | 8.5 | 20800 | 18500 | 88.94% | 1.96 | 0 | 11 |  |  |  |  | R-454B | 1.9167 | Residential & Commercial | USHP | Ducted CEE Tier 1
216734987 | Central HP <5.4 tons | TEMPSTAR | HRCU-A-CB (Split System: Heat Pump with Remote Outdoor Unit-Air-Source) | D5CUHAH24AAK |  |  | EA*5X37M17A* | *80VSL0701716B* | 23200 | 16.5 | 8.5 | 21000 | 18600 | 88.57% | 1.96 | 0 | 11 |  |  |  |  | R-454B | 1.9333 | Residential & Commercial | USHP | Ducted CEE Tier 1
215934303 | Central HP <5.4 tons | TEMPSTAR | HRCU-A-CB (Split System: Heat Pump with Remote Outdoor Unit-Air-Source) | T5H3V48*K*AAA* |  |  | EA*5X61M24A*+WALLCON | *80CSU1002120A* | 45500 | 21 | 9.5 | 48500 | 36800 | 75.88% | 2 | 0 | 11 |  |  |  |  | R-454B | 3.7917 | Residential & Commercial | USHP | Ducted CEE Tier 1
212386783 | Central HP <5.4 tons | Frigidaire | HRCU-A-C (Split System: Heat Pump with Remote Outdoor Unit with No Indoor Fan --Air Source) | GXH24-36MSK4DH |  |  | UE24X4AB | 0 | 23000 | 15.2 | 8.5 | 24000 | 21600 | 90% | 1.8 | 0 | 11 |  |  |  |  | R-410A | 1.9167 | Residential & Commercial | USHP | Ducted CEE Tier 1
216681067 | Central HP <5.4 tons | AIRQUEST | HRCU-A-CB (Split System: Heat Pump with Remote Outdoor Unit-Air-Source) | DLCURAH36ABK |  |  | EA*4X48L21A* | *97VTN0802120A* | 36200 | 16 | 9 | 38000 | 34400 | 90.53% | 1.96 | 0 | 10 |  |  |  |  | R-410A | 3.0167 | Residential & Commercial | USHP | Ducted CEE Tier 1
210533003 | Central HP <5.4 tons | BRYANT HEATING AND COOLING SYSTEMS | HRCU-A-CB (Split System: Heat Pump with Remote Outdoor Unit-Air-Source) | 284ANV024*0**B* |  |  | CAP**3721AL*+UI | 986TC42060C17*** | 24000 | 20 | 10.5 | 26600 | 19900 | 74.81% | 2.52 | 0 | 13 |  |  |  |  | R-410A | 2 | Residential & Commercial | USHP | Ducted CEE Tier 1
211244974 | Central HP <5.4 tons | HEIL | HRCU-A-CB (Split System: Heat Pump with Remote Outdoor Unit-Air-Source) | DLCURAH24ABK |  |  | EN(A,D,W)4X36L17** | *95ESU0601716A* | 24200 | 16.5 | 8.1 | 26200 | 22800 | 87.02% | 1.9 | 0 | 10.5 |  |  |  |  | R-410A | 2.0167 | Residential & Commercial | USHP | Ducted CEE Tier 1
212386784 | Central HP <5.4 tons | Frigidaire | HRCU-A-C (Split System: Heat Pump with Remote Outdoor Unit with No Indoor Fan --Air Source) | GXH24-36MSK4DH |  |  | UE36X4AB | 0 | 32000 | 15.2 | 8.5 | 36000 | 26000 | 72.22% | 1.8 | 0 | 9.5 |  |  |  |  | R-410A | 2.6667 | Residential & Commercial | USHP
216677521 | Central HP <5.4 tons | CARRIER | HRCU-A-CB (Split System: Heat Pump with Remote Outdoor Unit-Air-Source) | 37MURAQ24AA3 |  |  | CAA**3617AM* | 59SP6B060V17**16 | 23600 | 15.2 | 8.5 | 24000 | 19400 | 80.83% | 1.92 | 0 | 9.8 |  |  |  |  | R-454B | 1.9667 | Residential & Commercial | USHP
216997504 | Central HP <5.4 tons | BLUERIDGE | HRCU-A-CB (Split System: Heat Pump with Remote Outdoor Unit-Air-Source) | BNG3A18UCN |  |  | BNGFA18DH2 | 0 | 18000 | 19 | 9.7 | 19000 | 18000 | 94.74% | 2 | 0 | 12.5 |  |  |  |  | R-454B | 1.5 | Residential & Commercial | USHP | Ducted CEE Tier 1
215940797 | Central HP <5.4 tons | AIRQUEST | HRCU-A-CB (Split System: Heat Pump with Remote Outdoor Unit-Air-Source) | H5H3V36*K*AAA* |  |  | EVD5X49M24A*+WALLCON | *97CTN1202422A* | 35600 | 22 | 8.5 | 38500 | 28400 | 73.77% | 2.04 | 0 | 12.5 |  |  |  |  | R-454B | 2.9667 | Residential & Commercial | USHP | Ducted CEE Tier 1
215940847 | Central HP <5.4 tons | AIRQUEST | HRCU-A-CB (Split System: Heat Pump with Remote Outdoor Unit-Air-Source) | H5H3V36*K*AAA* |  |  | EVD5X60M21A*+WALLCON | *97CTN0801716A* | 35400 | 21 | 8.5 | 38500 | 29000 | 75.32% | 2 | 0 | 12 |  |  |  |  | R-454B | 2.95 | Residential & Commercial | USHP | Ducted CEE Tier 1
213825960 | Central HP <5.4 tons | TRANE | HRCU-A-CB (Split System: Heat Pump with Remote Outdoor Unit-Air-Source) | 4TWV8X36A1 |  |  | 4TXCB004DS3 | *UHMB080CCV3 | 34000 | 18 | 8.2 | 29000 | 20400 | 70.34% | 1.8 | 0 | 11.7 |  |  |  |  | R-410A | 2.8333 | Residential & Commercial | USHP | Ducted CEE Tier 1
215931643 | Central HP <5.4 tons | TEMPSTAR | HRCU-A-CB (Split System: Heat Pump with Remote Outdoor Unit-Air-Source) | T5H3V60*K*AAA* |  |  | EA*5X60M24A*+WALLCON | *96CTN1002122B* | 55500 | 18.5 | 8.5 | 60500 | 46000 | 76.03% | 2.06 | 0 | 11 |  |  |  |  | R-454B | 4.625 | Residential & Commercial | USHP | Ducted CEE Tier 1
215931793 | Central HP <5.4 tons | TEMPSTAR | HRCU-A-CB (Split System: Heat Pump with Remote Outdoor Unit-Air-Source) | T5H3V60*K*AAA* |  |  | EA*5X61M24A*+WALLCON | *96CTN1202422B* | 57000 | 18.5 | 8.5 | 60500 | 46500 | 76.86% | 2.02 | 0 | 11.5 |  |  |  |  | R-454B | 4.75 | Residential & Commercial | USHP | Ducted CEE Tier 1
215931893 | Central HP <5.4 tons | TEMPSTAR | HRCU-A-CB (Split System: Heat Pump with Remote Outdoor Unit-Air-Source) | T5H3V60*K*AAA* |  |  | ESH5X60M12A*+WALLCON | *97CMN1002122B* | 56500 | 18 | 8.1 | 61000 | 46000 | 75.41% | 1.95 | 0 | 11 |  |  |  |  | R-454B | 4.7083 | Residential & Commercial | USHP | Ducted CEE Tier 1
215932093 | Central HP <5.4 tons | TEMPSTAR | HRCU-A-CB (Split System: Heat Pump with Remote Outdoor Unit-Air-Source) | T5H3V36*K*AAA* |  |  | EA*5X36M17A*+WALLCON | *97CMN0601714B* | 32000 | 19 | 9.5 | 34600 | 26600 | 76.88% | 2 | 0 | 10.5 |  |  |  |  | R-454B | 2.6667 | Residential & Commercial | USHP | Ducted CEE Tier 1
215932363 | Central HP <5.4 tons | TEMPSTAR | HRCU-A-CB (Split System: Heat Pump with Remote Outdoor Unit-Air-Source) | T5H3V36*K*AAA* |  |  | EA*5X42M21A*+WALLCON | *96CTN1002122B* | 32800 | 20 | 9.5 | 34800 | 26600 | 76.44% | 2 | 0 | 11.5 |  |  |  |  | R-454B | 2.7333 | Residential & Commercial | USHP | Ducted CEE Tier 1
215932443 | Central HP <5.4 tons | TEMPSTAR | HRCU-A-CB (Split System: Heat Pump with Remote Outdoor Unit-Air-Source) | T5H3V36*K*AAA* |  |  | EA*5X48M21A*+WALLCON | *80CTL0902120B* | 33400 | 20 | 9.5 | 34600 | 26400 | 76.3% | 2.04 | 0 | 11.7 |  |  |  |  | R-454B | 2.7833 | Residential & Commercial | USHP | Ducted CEE Tier 1
215932463 | Central HP <5.4 tons | TEMPSTAR | HRCU-A-CB (Split System: Heat Pump with Remote Outdoor Unit-Air-Source) | T5H3V36*K*AAA* |  |  | EA*5X48M21A*+WALLCON | *95CSU0601716B* | 33200 | 19.5 | 9.5 | 35000 | 26800 | 76.57% | 2.02 | 0 | 11 |  |  |  |  | R-454B | 2.7667 | Residential & Commercial | USHP | Ducted CEE Tier 1
210533079 | Central HP <5.4 tons | BRYANT HEATING AND COOLING SYSTEMS | HRCU-A-CB (Split System: Heat Pump with Remote Outdoor Unit-Air-Source) | 284ANV024*0**B* |  |  | CNPV*4221AL*+UI | 83*CA36040C17*** | 23200 | 20.5 | 10 | 26600 | 19800 | 74.44% | 2.44 | 0 | 13.5 |  |  |  |  | R-410A | 1.9333 | Residential & Commercial | USHP | Ducted CEE Tier 1
210533083 | Central HP <5.4 tons | BRYANT HEATING AND COOLING SYSTEMS | HRCU-A-CB (Split System: Heat Pump with Remote Outdoor Unit-Air-Source) | 284ANV024*0**B* |  |  | CSPH*3012AL*+UI | 935CA48060C17*** | 23400 | 19 | 10 | 27200 | 20000 | 73.53% | 2.42 | 0 | 12.5 |  |  |  |  | R-410A | 1.95 | Residential & Commercial | USHP | Ducted CEE Tier 1
215932713 | Central HP <5.4 tons | TEMPSTAR | HRCU-A-CB (Split System: Heat Pump with Remote Outdoor Unit-Air-Source) | T5H3V36*K*AAA* |  |  | EA*5X61M21A*+WALLCON | *80CTL0702120B* | 34400 | 20.5 | 9 | 34400 | 26200 | 76.16% | 1.96 | 0 | 11.7 |  |  |  |  | R-454B | 2.8667 | Residential & Commercial | USHP | Ducted CEE Tier 1
215932043 | Central HP <5.4 tons | TEMPSTAR | HRCU-A-CB (Split System: Heat Pump with Remote Outdoor Unit-Air-Source) | T5H3V36*K*AAA* |  |  | EA*5X36M17A*+WALLCON | *80CSU0401712A* | 32200 | 19.5 | 9.5 | 35200 | 27200 | 77.27% | 1.98 | 0 | 11 |  |  |  |  | R-454B | 2.6833 | Residential & Commercial | USHP | Ducted CEE Tier 1
206136174 | Central HP <5.4 tons | CARRIER | HRCU-A-CB (Split System: Heat Pump with Remote Outdoor Unit-Air-Source) | 25VNA837A*030* |  |  | CAP**4821AL*+UI | 59CU5A100C21**22 | 32400 | 17.5 | 8.5 | 32600 | 24800 | 76.07% | 2 | 12 | 11.5 |  |  |  |  | R-410A | 2.7 | Residential & Commercial | USHP | Ducted CEE Tier 1
215934533 | Central HP <5.4 tons | TEMPSTAR | HRCU-A-CB (Split System: Heat Pump with Remote Outdoor Unit-Air-Source) | T5H3V48*K*AAA* |  |  | ESH5X48M12A*+WALLCON | *96CTN1002122B* | 44000 | 20 | 9 | 48500 | 36400 | 75.05% | 1.82 | 0 | 10.5 |  |  |  |  | R-454B | 3.6667 | Residential & Commercial | USHP | Ducted CEE Tier 1
215933713 | Central HP <5.4 tons | TEMPSTAR | HRCU-A-CB (Split System: Heat Pump with Remote Outdoor Unit-Air-Source) | T5H3V36*K*AAA* |  |  | ESH5X48M12A*+WALLCON | *96CTN1202422B* | 33800 | 19.5 | 9 | 34600 | 26400 | 76.3% | 1.92 | 0 | 11.7 |  |  |  |  | R-454B | 2.8167 | Residential & Commercial | USHP | Ducted CEE Tier 1
215934903 | Central HP <5.4 tons | TEMPSTAR | HRCU-A-CB (Split System: Heat Pump with Remote Outdoor Unit-Air-Source) | T5H3V36*K*AAA* |  |  | EVM5X44M21A*+WALLCON | *97CMN0602120B* | 35400 | 21 | 8.5 | 38500 | 29000 | 75.32% | 2.02 | 0 | 12 |  |  |  |  | R-454B | 2.95 | Residential & Commercial | USHP | Ducted CEE Tier 1
215935053 | Central HP <5.4 tons | TEMPSTAR | HRCU-A-CB (Split System: Heat Pump with Remote Outdoor Unit-Air-Source) | T5H3V36*K*AAA* |  |  | EVM5X49M21A*+WALLCON | *80CTL1102120B* | 35600 | 22 | 8.5 | 38000 | 28400 | 74.74% | 2.02 | 0 | 12.5 |  |  |  |  | R-454B | 2.9667 | Residential & Commercial | USHP | Ducted CEE Tier 1
215934803 | Central HP <5.4 tons | TEMPSTAR | HRCU-A-CB (Split System: Heat Pump with Remote Outdoor Unit-Air-Source) | T5H3V36*K*AAA* |  |  | EVM5X44M21A*+WALLCON | *80CSU1002120A* | 35600 | 21.5 | 8.5 | 38000 | 28800 | 75.79% | 2.02 | 0 | 12 |  |  |  |  | R-454B | 2.9667 | Residential & Commercial | USHP | Ducted CEE Tier 1
215935093 | Central HP <5.4 tons | TEMPSTAR | HRCU-A-CB (Split System: Heat Pump with Remote Outdoor Unit-Air-Source) | T5H3V36*K*AAA* |  |  | EVM5X49M21A*+WALLCON | *97CMN0602120B* | 35400 | 21 | 8.5 | 38500 | 29000 | 75.32% | 2.02 | 0 | 12 |  |  |  |  | R-454B | 2.95 | Residential & Commercial | USHP | Ducted CEE Tier 1
214866732 | Central HP <5.4 tons | ECOER | HRCU-A-CB (Split System: Heat Pump with Remote Outdoor Unit-Air-Source) | EODA18H-2436BAA |  |  | GNC3036BPT | FG7TE-060D-V24B* | 32000 | 17 | 8.8 | 34600 | 24400 | 70.52% | 1.95 | 0 | 10.4 |  |  |  |  | R-410A | 2.6667 | Residential & Commercial | USHP | Ducted CEE Tier 1
215939633 | Central HP <5.4 tons | TEMPSTAR | HRCU-A-CB (Split System: Heat Pump with Remote Outdoor Unit-Air-Source) | T5H3V36*K*AAA* |  |  | EA*5X36M17A*+WALLCON | *97CTN0601716A* | 32000 | 18.5 | 9 | 35800 | 27600 | 77.09% | 1.88 | 0 | 10.5 |  |  |  |  | R-454B | 2.6667 | Residential & Commercial | USHP | Ducted CEE Tier 1
215939753 | Central HP <5.4 tons | TEMPSTAR | HRCU-A-CB (Split System: Heat Pump with Remote Outdoor Unit-Air-Source) | T5H3V36*K*AAA* |  |  | EA*5X48M21A*+WALLCON | *97CTN0601716A* | 33000 | 19 | 9 | 35400 | 27000 | 76.27% | 1.9 | 0 | 11 |  |  |  |  | R-454B | 2.75 | Residential & Commercial | USHP | Ducted CEE Tier 1
214279751 | Central HP <5.4 tons | AIRQUEST | HRCU-A-CB (Split System: Heat Pump with Remote Outdoor Unit-Air-Source) | DLCURAH18ABK |  |  | EA*4X25L17A* | *96MSN0601716A* | 17700 | 16 | 8.5 | 17600 | 17800 | 101.1% | 2.14 | 0 | 10.5 |  |  |  |  | R-410A | 1.475 | Residential & Commercial | USHP | Ducted CEE Tier 1
214570391 | Central HP <5.4 tons | AIRQUEST | HRCU-A-CB (Split System: Heat Pump with Remote Outdoor Unit-Air-Source) | HVH825GKA3* |  |  | EA*4X36L21A*+WALLCON | *95CSU1002122B* | 23600 | 16.5 | 8.1 | 21400 | 16600 | 77.57% | 1.94 | 0 | 10.5 |  |  |  |  | R-410A | 1.9667 | Residential & Commercial | USHP | Ducted CEE Tier 1
214570491 | Central HP <5.4 tons | AIRQUEST | HRCU-A-CB (Split System: Heat Pump with Remote Outdoor Unit-Air-Source) | HVH825GKA3* |  |  | EA*4X42L21A*+WALLCON | *80CTL0702120B* | 23800 | 16.5 | 8.1 | 21400 | 16600 | 77.57% | 1.96 | 0 | 10.5 |  |  |  |  | R-410A | 1.9833 | Residential & Commercial | USHP | Ducted CEE Tier 1
214571111 | Central HP <5.4 tons | AIRQUEST | HRCU-A-CB (Split System: Heat Pump with Remote Outdoor Unit-Air-Source) | HVH825GKA3* |  |  | EN(A,D)4X36L21**+WALLCON | *95CSU1002122B* | 23400 | 16.5 | 8.1 | 21600 | 16700 | 77.31% | 1.92 | 0 | 11 |  |  |  |  | R-410A | 1.95 | Residential & Commercial | USHP | Ducted CEE Tier 1
214571141 | Central HP <5.4 tons | AIRQUEST | HRCU-A-CB (Split System: Heat Pump with Remote Outdoor Unit-Air-Source) | HVH825GKA3* |  |  | EN(A,D)4X36L21**+WALLCON | *96CTN0802120B* | 23600 | 16.5 | 8.1 | 21400 | 16700 | 78.04% | 1.92 | 0 | 11 |  |  |  |  | R-410A | 1.9667 | Residential & Commercial | USHP | Ducted CEE Tier 1
216735006 | Central HP <5.4 tons | TEMPSTAR | HRCU-A-CB (Split System: Heat Pump with Remote Outdoor Unit-Air-Source) | D5CUHAH24AAK |  |  | EA*5X37M17A* | *80MSU0401712A* | 22800 | 16.5 | 8.5 | 20600 | 18400 | 89.32% | 1.96 | 0 | 11 |  |  |  |  | R-454B | 1.9 | Residential & Commercial | USHP | Ducted CEE Tier 1
216735189 | Central HP <5.4 tons | TEMPSTAR | HRCU-A-CB (Split System: Heat Pump with Remote Outdoor Unit-Air-Source) | D5CUHAH24AAK |  |  | EA*5X37M17A* | *96MSN0601412A* | 22800 | 15.5 | 8.1 | 20800 | 18500 | 88.94% | 1.9 | 0 | 11 |  |  |  |  | R-454B | 1.9 | Residential & Commercial | USHP | Ducted CEE Tier 1
216735289 | Central HP <5.4 tons | TEMPSTAR | HRCU-A-CB (Split System: Heat Pump with Remote Outdoor Unit-Air-Source) | D5CUHAH24AAK |  |  | EA*5X37M17A* | *96CTN0401410B* | 22800 | 15.2 | 8.5 | 20800 | 18600 | 89.42% | 1.96 | 0 | 10.5 |  |  |  |  | R-454B | 1.9 | Residential & Commercial | USHP | Ducted CEE Tier 1
216734759 | Central HP <5.4 tons | TEMPSTAR | HRCU-A-CB (Split System: Heat Pump with Remote Outdoor Unit-Air-Source) | D5CUHAH24AAK |  |  | EA*5X36M17A* | *96CTN0401410B* | 22200 | 15.2 | 8.1 | 21000 | 18800 | 89.52% | 1.85 | 0 | 10.5 |  |  |  |  | R-454B | 1.85 | Residential & Commercial | USHP | Ducted CEE Tier 1
216734777 | Central HP <5.4 tons | TEMPSTAR | HRCU-A-CB (Split System: Heat Pump with Remote Outdoor Unit-Air-Source) | D5CUHAH24AAK |  |  | EA*5X36M17A* | *96CTN0801714B* | 22200 | 16.5 | 8.1 | 20800 | 18700 | 89.9% | 1.85 | 0 | 10.5 |  |  |  |  | R-454B | 1.85 | Residential & Commercial | USHP | Ducted CEE Tier 1
216735036 | Central HP <5.4 tons | TEMPSTAR | HRCU-A-CB (Split System: Heat Pump with Remote Outdoor Unit-Air-Source) | D5CUHAH24AAK |  |  | EA*5X37M17A* | *80CTL0701412B* | 22800 | 16.5 | 8.5 | 20600 | 18400 | 89.32% | 1.96 | 0 | 11 |  |  |  |  | R-454B | 1.9 | Residential & Commercial | USHP | Ducted CEE Tier 1
216735054 | Central HP <5.4 tons | TEMPSTAR | HRCU-A-CB (Split System: Heat Pump with Remote Outdoor Unit-Air-Source) | D5CUHAH24AAK |  |  | EA*5X37M17A* | *80CTL0901716B* | 22600 | 16 | 8.5 | 20600 | 18400 | 89.32% | 1.96 | 0 | 11 |  |  |  |  | R-454B | 1.8833 | Residential & Commercial | USHP | Ducted CEE Tier 1
214572931 | Central HP <5.4 tons | AIRQUEST | HRCU-A-CB (Split System: Heat Pump with Remote Outdoor Unit-Air-Source) | HVH837GKA** |  |  | EA*4X60L24A*+WALLCON | *97CMN0802120B* | 32800 | 17.5 | 8.5 | 31600 | 24800 | 78.48% | 2 | 0 | 11.5 |  |  |  |  | R-410A | 2.7333 | Residential & Commercial | USHP | Ducted CEE Tier 1
214570541 | Central HP <5.4 tons | AIRQUEST | HRCU-A-CB (Split System: Heat Pump with Remote Outdoor Unit-Air-Source) | HVH825GKA3* |  |  | EA*4X42L21A*+WALLCON | *96CTN0802120B* | 23800 | 16.5 | 8.1 | 21400 | 16600 | 77.57% | 1.96 | 0 | 11 |  |  |  |  | R-410A | 1.9833 | Residential & Commercial | USHP | Ducted CEE Tier 1
214573231 | Central HP <5.4 tons | AIRQUEST | HRCU-A-CB (Split System: Heat Pump with Remote Outdoor Unit-Air-Source) | HVH837GKA** |  |  | EHD4X48AAL+WALLCON | *97CMN0802120B* | 32600 | 17 | 8.5 | 32800 | 25000 | 76.22% | 1.98 | 0 | 11 |  |  |  |  | R-410A | 2.7167 | Residential & Commercial | USHP | Ducted CEE Tier 1
214573381 | Central HP <5.4 tons | AIRQUEST | HRCU-A-CB (Split System: Heat Pump with Remote Outdoor Unit-Air-Source) | HVH837GKA** |  |  | EN(A,D,W)4X42L21**+WALLCON | *95CSU0802120B* | 31800 | 17 | 8.1 | 33000 | 24600 | 74.55% | 1.88 | 0 | 11 |  |  |  |  | R-410A | 2.65 | Residential & Commercial | USHP | Ducted CEE Tier 1
214573401 | Central HP <5.4 tons | AIRQUEST | HRCU-A-CB (Split System: Heat Pump with Remote Outdoor Unit-Air-Source) | HVH837GKA** |  |  | EN(A,D,W)4X42L21**+WALLCON | *97CMN0602120B* | 31600 | 16.5 | 8.1 | 33200 | 24600 | 74.1% | 1.86 | 0 | 11 |  |  |  |  | R-410A | 2.6333 | Residential & Commercial | USHP | Ducted CEE Tier 1
211259666 | Central HP <5.4 tons | AIRQUEST | HRCU-A-CB (Split System: Heat Pump with Remote Outdoor Unit-Air-Source) | DLCURAH18ABK |  |  | EA*4X19L17A* | *95ESU0401712A* | 18200 | 16.5 | 8.5 | 18100 | 17600 | 97.24% | 2.14 | 0 | 11 |  |  |  |  | R-410A | 1.5167 | Residential & Commercial | USHP | Ducted CEE Tier 1
211259967 | Central HP <5.4 tons | AIRQUEST | HRCU-A-CB (Split System: Heat Pump with Remote Outdoor Unit-Air-Source) | DLCURAH18ABK |  |  | EA*4X19L17A* | *92ESN0401410A* | 18400 | 15.5 | 8.5 | 18500 | 17600 | 95.14% | 2.12 | 0 | 10.5 |  |  |  |  | R-410A | 1.5333 | Residential & Commercial | USHP | Ducted CEE Tier 1
211260319 | Central HP <5.4 tons | AIRQUEST | HRCU-A-CB (Split System: Heat Pump with Remote Outdoor Unit-Air-Source) | DLCURAH18ABK |  |  | EA*4X24L17A* | *95ESU0401712A* | 17600 | 16 | 8.5 | 18500 | 19100 | 103.2% | 2.3 | 0 | 10.5 |  |  |  |  | R-410A | 1.4667 | Residential & Commercial | USHP | Ducted CEE Tier 1
211260419 | Central HP <5.4 tons | AIRQUEST | HRCU-A-CB (Split System: Heat Pump with Remote Outdoor Unit-Air-Source) | DLCURAH18ABK |  |  | EA*4X24L17A* | *96VTN0801716A* | 17400 | 16 | 8.5 | 18300 | 19200 | 104.9% | 2.3 | 0 | 10.5 |  |  |  |  | R-410A | 1.45 | Residential & Commercial | USHP | Ducted CEE Tier 1
211260939 | Central HP <5.4 tons | AIRQUEST | HRCU-A-CB (Split System: Heat Pump with Remote Outdoor Unit-Air-Source) | DLCURAH18ABK |  |  | EA*4X25L17A* | *96VTN0601412A* | 18500 | 16 | 8.5 | 18300 | 17400 | 95.08% | 2.12 | 0 | 11 |  |  |  |  | R-410A | 1.5417 | Residential & Commercial | USHP | Ducted CEE Tier 1
211713137 | Central HP <5.4 tons | BRYANT HEATING AND COOLING SYSTEMS | HRCU-A-CB (Split System: Heat Pump with Remote Outdoor Unit-Air-Source) | 38MURAQ30AB3* |  |  | CAP**4321AL* | 82*TA48090V17*** | 30400 | 15.2 | 8.1 | 33000 | 26200 | 79.39% | 1.84 | 0 | 9 |  |  |  |  | R-410A | 2.5333 | Residential & Commercial | USHP
211259992 | Central HP <5.4 tons | TEMPSTAR | HRCU-A-CB (Split System: Heat Pump with Remote Outdoor Unit-Air-Source) | DLCURAH18ABK |  |  | EA*4X19L17A* | *92ESN0401712A* | 18300 | 15.5 | 8.5 | 18400 | 17600 | 95.65% | 2.12 | 0 | 10.5 |  |  |  |  | R-410A | 1.525 | Residential & Commercial | USHP | Ducted CEE Tier 1
215939903 | Central HP <5.4 tons | TEMPSTAR | HRCU-A-CB (Split System: Heat Pump with Remote Outdoor Unit-Air-Source) | T5H3V36*K*AAA* |  |  | EA*5X61M24A*+WALLCON | *96CTN0802120B* | 34400 | 20.5 | 9.5 | 34400 | 26000 | 75.58% | 2.06 | 0 | 12 |  |  |  |  | R-454B | 2.8667 | Residential & Commercial | USHP | Ducted CEE Tier 1
215940153 | Central HP <5.4 tons | TEMPSTAR | HRCU-A-CB (Split System: Heat Pump with Remote Outdoor Unit-Air-Source) | T5H3V36*K*AAA* |  |  | ESH5X48M12A*+WALLCON | *97CTN0802120A* | 33800 | 19.5 | 9 | 34800 | 26600 | 76.44% | 1.94 | 0 | 11.5 |  |  |  |  | R-454B | 2.8167 | Residential & Commercial | USHP | Ducted CEE Tier 1
215940203 | Central HP <5.4 tons | TEMPSTAR | HRCU-A-CB (Split System: Heat Pump with Remote Outdoor Unit-Air-Source) | T5H3V36*K*AAA* |  |  | ESH5X60M12A*+WALLCON | *80CSU0601716B* | 34200 | 19.5 | 9 | 34200 | 26000 | 76.02% | 1.94 | 0 | 11.7 |  |  |  |  | R-454B | 2.85 | Residential & Commercial | USHP | Ducted CEE Tier 1
211244560 | Central HP <5.4 tons | HEIL | HRCU-A-CB (Split System: Heat Pump with Remote Outdoor Unit-Air-Source) | DLCURAH24ABK |  |  | EN(A,D)4X30L17** | *80VTL0451412A* | 24200 | 16.5 | 8.1 | 26200 | 22800 | 87.02% | 1.88 | 0 | 10.5 |  |  |  |  | R-410A | 2.0167 | Residential & Commercial | USHP | Ducted CEE Tier 1
211244879 | Central HP <5.4 tons | HEIL | HRCU-A-CB (Split System: Heat Pump with Remote Outdoor Unit-Air-Source) | DLCURAH24ABK |  |  | EN(A,D,W)4X36L17** | *96VSN0401410A* | 23400 | 16 | 8.1 | 25800 | 24000 | 93.02% | 2 | 0 | 10 |  |  |  |  | R-410A | 1.95 | Residential & Commercial | USHP | Ducted CEE Tier 1
216735440 | Central HP <5.4 tons | TEMPSTAR | HRCU-A-CB (Split System: Heat Pump with Remote Outdoor Unit-Air-Source) | D5CUHAH24AAK |  |  | EA*5X37M21A* | *80CSU0802120A* | 24000 | 16 | 8.5 | 21200 | 18700 | 88.21% | 1.98 | 0 | 11 |  |  |  |  | R-454B | 2 | Residential & Commercial | USHP | Ducted CEE Tier 1
210532943 | Central HP <5.4 tons | BRYANT HEATING AND COOLING SYSTEMS | HRCU-A-CB (Split System: Heat Pump with Remote Outdoor Unit-Air-Source) | 284ANV024*0**B* |  |  | CAP**2417AL*+UI | 986TC42080C17*** | 23000 | 19.5 | 10 | 27000 | 20200 | 74.81% | 2.3 | 0 | 12.5 |  |  |  |  | R-410A | 1.9167 | Residential & Commercial | USHP | Ducted CEE Tier 1
210532945 | Central HP <5.4 tons | BRYANT HEATING AND COOLING SYSTEMS | HRCU-A-CB (Split System: Heat Pump with Remote Outdoor Unit-Air-Source) | 284ANV024*0**B* |  |  | CAP**2417AL*+UI | 987MB42080C17*** | 22800 | 19.5 | 10 | 27200 | 20200 | 74.26% | 2.28 | 0 | 12.5 |  |  |  |  | R-410A | 1.9 | Residential & Commercial | USHP | Ducted CEE Tier 1
210532911 | Central HP <5.4 tons | BRYANT HEATING AND COOLING SYSTEMS | HRCU-A-CB (Split System: Heat Pump with Remote Outdoor Unit-Air-Source) | 284ANV048*0**B* |  |  | CNPV*4824AL*+UI | 987MB66120C24*** | 43500 | 20.5 | 8.5 | 46500 | 36600 | 78.71% | 2.16 | 0 | 11.7 |  |  |  |  | R-410A | 3.625 | Residential & Commercial | USHP | Ducted CEE Tier 1
214608234 | Central HP <5.4 tons | ECOER | HRCU-A-CB (Split System: Heat Pump with Remote Outdoor Unit-Air-Source) | EODA18H-4860 |  |  | EAHATN-48BAA | 0 | 45000 | 17 | 8.5 | 47000 | 34400 | 73.19% | 2 | 0 | 11.2 |  |  |  |  | R-410A | 3.75 | Residential & Commercial | USHP | Ducted CEE Tier 1
216735159 | Central HP <5.4 tons | TEMPSTAR | HRCU-A-CB (Split System: Heat Pump with Remote Outdoor Unit-Air-Source) | D5CUHAH24AAK |  |  | EA*5X37M17A* | *92MSN0801716A* | 23200 | 16 | 8.5 | 20800 | 18500 | 88.94% | 1.96 | 0 | 11 |  |  |  |  | R-454B | 1.9333 | Residential & Commercial | USHP | Ducted CEE Tier 1
216735179 | Central HP <5.4 tons | TEMPSTAR | HRCU-A-CB (Split System: Heat Pump with Remote Outdoor Unit-Air-Source) | D5CUHAH24AAK |  |  | EA*5X37M17A* | *96MSN0401410A* | 22800 | 15.2 | 8.1 | 20800 | 18500 | 88.94% | 1.9 | 0 | 10.5 |  |  |  |  | R-454B | 1.9 | Residential & Commercial | USHP | Ducted CEE Tier 1
213361590 | Central HP <5.4 tons | BRYANT HEATING AND COOLING SYSTEMS | HRCU-A-CB (Split System: Heat Pump with Remote Outdoor Unit-Air-Source) | 284ANV048*0**B* |  |  | FE4BN(B,X)C48L*+UI | 0 | 45000 | 22 | 9.5 | 46000 | 36000 | 78.26% | 2.34 | 0 | 12 |  |  |  |  | R-410A | 3.75 | Residential & Commercial | USHP | Ducted CEE Tier 1
215934883 | Central HP <5.4 tons | TEMPSTAR | HRCU-A-CB (Split System: Heat Pump with Remote Outdoor Unit-Air-Source) | T5H3V36*K*AAA* |  |  | EVM5X44M21A*+WALLCON | *95CSU0802120B* | 35600 | 21.5 | 8.5 | 38000 | 28600 | 75.26% | 2.04 | 0 | 12 |  |  |  |  | R-454B | 2.9667 | Residential & Commercial | USHP | Ducted CEE Tier 1
215853876 | Central HP <5.4 tons | BLUERIDGE | HRCU-A-CB (Split System: Heat Pump with Remote Outdoor Unit-Air-Source) | BMSAH24HHC |  |  | BMS3AH24I | 0 | 24000 | 18.6 | 10 | 24000 | 20600 | 85.83% | 2.14 | 0 | 12 |  |  |  |  | R-454B | 2 | Residential & Commercial | USHP | Ducted CEE Tier 1
208127834 | Central HP <5.4 tons | Frigidaire | HRCU-A-CB (Split System: Heat Pump with Remote Outdoor Unit-Air-Source) | GXH24-36MSK4DH |  |  | GMH**-36MSK4DH1 | 0 | 34000 | 16 | 9 | 35000 | 28000 | 80% | 1.8 | 10 | 10 |  |  |  |  | R-410A | 2.8333 | Residential & Commercial | USHP | Ducted CEE Tier 1
211226512 | Central HP <5.4 tons | HEIL | HRCU-A-CB (Split System: Heat Pump with Remote Outdoor Unit-Air-Source) | DLCURAH36ABK |  |  | EA*4X37L17A* | *80ES(N,L)0701712A* | 36000 | 15.2 | 8.1 | 38500 | 35000 | 90.91% | 2 | 0 | 9.5 |  |  |  |  | R-410A | 3 | Residential & Commercial | USHP
215935363 | Central HP <5.4 tons | TEMPSTAR | HRCU-A-CB (Split System: Heat Pump with Remote Outdoor Unit-Air-Source) | T5H3V36*K*AAA* |  |  | EVM5X60M24A*+WALLCON | *80CTL1102120B* | 35600 | 22 | 8.5 | 38000 | 28400 | 74.74% | 2.04 | 0 | 12.5 |  |  |  |  | R-454B | 2.9667 | Residential & Commercial | USHP | Ducted CEE Tier 1
208127836 | Central HP <5.4 tons | Frigidaire | HRCU-A-CB (Split System: Heat Pump with Remote Outdoor Unit-Air-Source) | GXH48-60MSK4DH |  |  | GMH**-60MSK4DH1 | 0 | 54000 | 16 | 9 | 54000 | 41000 | 75.93% | 1.8 | 10.5 | 10 |  |  |  |  | R-410A | 4.5 | Residential & Commercial | USHP | Ducted CEE Tier 1
211261029 | Central HP <5.4 tons | TEMPSTAR | HRCU-A-CB (Split System: Heat Pump with Remote Outdoor Unit-Air-Source) | DLCURAH18ABK |  |  | EA*4X25L17A* | *92ESN0601412A* | 18700 | 16.5 | 8.5 | 18500 | 17400 | 94.05% | 2.12 | 0 | 11 |  |  |  |  | R-410A | 1.5583 | Residential & Commercial | USHP | Ducted CEE Tier 1
210532967 | Central HP <5.4 tons | BRYANT HEATING AND COOLING SYSTEMS | HRCU-A-CB (Split System: Heat Pump with Remote Outdoor Unit-Air-Source) | 284ANV024*0**B* |  |  | CAP**2517AL*+UI | 88*TA48090C17*** | 24200 | 21.5 | 10.5 | 26400 | 19600 | 74.24% | 2.56 | 0 | 13.5 |  |  |  |  | R-410A | 2.0167 | Residential & Commercial | USHP | Ducted CEE Tier 1
216737654 | Central HP <5.4 tons | TEMPSTAR | HRCU-A-CB (Split System: Heat Pump with Remote Outdoor Unit-Air-Source) | D5CUHAH24AAK |  |  | ESH5X30M12A* | *96VSN0601716B* | 22400 | 15.5 | 8.1 | 21000 | 18800 | 89.52% | 1.85 | 0 | 10.5 |  |  |  |  | R-454B | 1.8667 | Residential & Commercial | USHP | Ducted CEE Tier 1
215937963 | Central HP <5.4 tons | TEMPSTAR | HRCU-A-CB (Split System: Heat Pump with Remote Outdoor Unit-Air-Source) | T5H3V48*K*AAA* |  |  | EVD5X48M24A*+WALLCON | *97CMN1002122B* | 44500 | 20 | 8.1 | 52000 | 38000 | 73.08% | 1.9 | 0 | 11 |  |  |  |  | R-454B | 3.7083 | Residential & Commercial | USHP | Ducted CEE Tier 1
211206938 | Central HP <5.4 tons | COLEMAN | HRCU-A-CB (Split System: Heat Pump with Remote Outdoor Unit-Air-Source) | HC20B4821 |  |  | XAMC48HE3N1+CC | TM9V080C16MP12 | 43500 | 18 | 8.5 | 45500 | 36800 | 80.88% | 2.14 | 0 | 11 |  |  |  |  | R-410A | 3.625 | Residential & Commercial | USHP | Ducted CEE Tier 1
214651265 | Central HP <5.4 tons | LUXAIRE | HRCU-A-CB (Split System: Heat Pump with Remote Outdoor Unit-Air-Source) | HH824E2S11 |  |  | CTU36B5XDS1+TXV | TP9C060B12MP13 | 23000 | 18 | 9.5 | 23000 | 18800 | 81.74% | 2 | 0 | 12 |  |  |  |  | R-454B | 1.9167 | Residential & Commercial | USHP | Ducted CEE Tier 1
214608214 | Central HP <5.4 tons | ECOER | HRCU-A-CB (Split System: Heat Pump with Remote Outdoor Unit-Air-Source) | EODA18H-4860BAA |  |  | EAHATN-36 | 0 | 35200 | 18 | 8.8 | 36000 | 29200 | 81.11% | 2 | 0 | 12 |  |  |  |  | R-410A | 2.9333 | Residential & Commercial | USHP | Ducted CEE Tier 1
210596317 | Central HP <5.4 tons | BRYANT HEATING AND COOLING SYSTEMS | HRCU-A-CB (Split System: Heat Pump with Remote Outdoor Unit-Air-Source) | 288BNV025*0**B* |  |  | CAP**4224AL*+UI | 987MB66100C21*** | 23800 | 16.5 | 8.1 | 21400 | 16600 | 77.57% | 1.96 | 0 | 11 |  |  |  |  | R-410A | 1.9833 | Residential & Commercial | USHP | Ducted CEE Tier 1
210596349 | Central HP <5.4 tons | BRYANT HEATING AND COOLING SYSTEMS | HRCU-A-CB (Split System: Heat Pump with Remote Outdoor Unit-Air-Source) | 288BNV025*0**B* |  |  | CAP**4821AL*+UI | 987MB60060C21*** | 24000 | 16.5 | 8.1 | 21000 | 16600 | 79.05% | 2 | 0 | 11 |  |  |  |  | R-410A | 2 | Residential & Commercial | USHP | Ducted CEE Tier 1
210596351 | Central HP <5.4 tons | BRYANT HEATING AND COOLING SYSTEMS | HRCU-A-CB (Split System: Heat Pump with Remote Outdoor Unit-Air-Source) | 288BNV025*0**B* |  |  | CAP**4824AL*+UI | 83*CA60100C21*** | 24000 | 16.5 | 8.1 | 21000 | 16600 | 79.05% | 2.02 | 0 | 11 |  |  |  |  | R-410A | 2 | Residential & Commercial | USHP | Ducted CEE Tier 1
204451191 | Central HP <5.4 tons | CARRIER | HRCU-A-CB (Split System: Heat Pump with Remote Outdoor Unit-Air-Source) | 25VNA825A*031* |  |  | CAP**2414AL*+UI | 58TN*A070C14**12 | 23400 | 17 | 8.1 | 22000 | 16800 | 76.36% | 1.9 | 11 | 10.5 |  |  |  |  | R-410A | 1.95 | Residential & Commercial | USHP | Ducted CEE Tier 1
215940303 | Central HP <5.4 tons | TEMPSTAR | HRCU-A-CB (Split System: Heat Pump with Remote Outdoor Unit-Air-Source) | T5H3V36*K*AAA* |  |  | EVM5X44M21A*+WALLCON | *97CTN0801716A* | 35400 | 21 | 8.5 | 38500 | 29000 | 75.32% | 2.02 | 0 | 12 |  |  |  |  | R-454B | 2.95 | Residential & Commercial | USHP | Ducted CEE Tier 1
214651504 | Central HP <5.4 tons | LUXAIRE | HRCU-A-CB (Split System: Heat Pump with Remote Outdoor Unit-Air-Source) | HH824E2S11 |  |  | CTU36B5XDS1+TXV | Z8ES100B12SMPS1 | 23000 | 19 | 9.5 | 23000 | 18800 | 81.74% | 2 | 0 | 12 |  |  |  |  | R-454B | 1.9167 | Residential & Commercial | USHP | Ducted CEE Tier 1
214650634 | Central HP <5.4 tons | LUXAIRE | HRCU-A-CB (Split System: Heat Pump with Remote Outdoor Unit-Air-Source) | HH824E2S11 |  |  | CTU30B5XCS1+TXV | Z9ES060B12SMPS1 | 23000 | 17 | 9.5 | 23000 | 19100 | 83.04% | 2 | 0 | 11.7 |  |  |  |  | R-454B | 1.9167 | Residential & Commercial | USHP | Ducted CEE Tier 1
215940353 | Central HP <5.4 tons | TEMPSTAR | HRCU-A-CB (Split System: Heat Pump with Remote Outdoor Unit-Air-Source) | T5H3V36*K*AAA* |  |  | EVM5X49M21A*+WALLCON | *80CSU0601716B* | 35600 | 22 | 8.5 | 38000 | 28600 | 75.26% | 2.02 | 0 | 12.5 |  |  |  |  | R-454B | 2.9667 | Residential & Commercial | USHP | Ducted CEE Tier 1
215940553 | Central HP <5.4 tons | TEMPSTAR | HRCU-A-CB (Split System: Heat Pump with Remote Outdoor Unit-Air-Source) | T5H3V36*K*AAA* |  |  | EVD5X36M21A*+WALLCON | *97CTN0801716A* | 34200 | 20.5 | 8.5 | 39000 | 28600 | 73.33% | 2.04 | 0 | 11.5 |  |  |  |  | R-454B | 2.85 | Residential & Commercial | USHP | Ducted CEE Tier 1
215941323 | Central HP <5.4 tons | TEMPSTAR | HRCU-A-CB (Split System: Heat Pump with Remote Outdoor Unit-Air-Source) | T5H3V48*K*AAA* |  |  | EVM5X48M21A*+WALLCON | *97CTN1002122A* | 44500 | 20 | 8.1 | 52000 | 38500 | 74.04% | 2 | 0 | 11 |  |  |  |  | R-454B | 3.7083 | Residential & Commercial | USHP | Ducted CEE Tier 1
216734554 | Central HP <5.4 tons | DAY & NIGHT | HRCU-A-CB (Split System: Heat Pump with Remote Outdoor Unit-Air-Source) | D5CUHAH24AAK |  |  | EA*5X36M17A* | *97CMN0601714B* | 22200 | 16 | 8.1 | 20800 | 18700 | 89.9% | 1.85 | 0 | 10.5 |  |  |  |  | R-454B | 1.85 | Residential & Commercial | USHP | Ducted CEE Tier 1
215853870 | Central HP <5.4 tons | BLUERIDGE | HRCU-A-CB (Split System: Heat Pump with Remote Outdoor Unit-Air-Source) | BMSAH24HHC |  |  | BMS2AH24I | 0 | 23000 | 18.3 | 10 | 24000 | 21600 | 90% | 1.87 | 0 | 11.7 |  |  |  |  | R-454B | 1.9167 | Residential & Commercial | USHP | Ducted CEE Tier 1
214650615 | Central HP <5.4 tons | LUXAIRE | HRCU-A-CB (Split System: Heat Pump with Remote Outdoor Unit-Air-Source) | HH824E2S11 |  |  | CTU36B5XDS1+TXV | Z8ET080B12LMPS1 | 23000 | 19 | 9.5 | 23000 | 18600 | 80.87% | 2 | 0 | 12 |  |  |  |  | R-454B | 1.9167 | Residential & Commercial | USHP | Ducted CEE Tier 1
214650215 | Central HP <5.4 tons | LUXAIRE | HRCU-A-CB (Split System: Heat Pump with Remote Outdoor Unit-Air-Source) | HH824E2S11 |  |  | CTU36B5XDS1+TXV | LPLC080B12MP13 | 23000 | 18 | 9 | 23000 | 18500 | 80.43% | 2 | 0 | 12 |  |  |  |  | R-454B | 1.9167 | Residential & Commercial | USHP | Ducted CEE Tier 1
211714353 | Central HP <5.4 tons | BRYANT HEATING AND COOLING SYSTEMS | HRCU-A-CB (Split System: Heat Pump with Remote Outdoor Unit-Air-Source) | 38MURAQ30AB3* |  |  | CNPV*4221AL* | 926TB66100V21*** | 30000 | 15.2 | 8.1 | 34000 | 27200 | 80% | 1.8 | 0 | 9 |  |  |  |  | R-410A | 2.5 | Residential & Commercial | USHP
214333173 | Central HP <5.4 tons | ECOER | HRCU-A-C (Split System: Heat Pump with Remote Outdoor Unit with No Indoor Fan --Air Source) | EODA18H-2436B |  |  | GNC2430BPT+DK | 0 | 22800 | 15.2 | 8.5 | 23000 | 18600 | 80.87% | 2 | 0 | 11 |  |  |  |  | R-410A | 1.9 | Residential & Commercial | USHP | Ducted CEE Tier 1
216735609 | Central HP <5.4 tons | TEMPSTAR | HRCU-A-CB (Split System: Heat Pump with Remote Outdoor Unit-Air-Source) | D5CUHAH24AAK |  |  | EA*5X37M21A* | *80CTL0701716B* | 23200 | 16.5 | 8.5 | 20600 | 18400 | 89.32% | 1.96 | 0 | 11 |  |  |  |  | R-454B | 1.9333 | Residential & Commercial | USHP | Ducted CEE Tier 1
216736362 | Central HP <5.4 tons | TEMPSTAR | HRCU-A-CB (Split System: Heat Pump with Remote Outdoor Unit-Air-Source) | D5CUHAH24AAK |  |  | ESH5X24M12A* | *80MSU0802120A* | 22600 | 15.5 | 8.1 | 21200 | 19100 | 90.09% | 1.85 | 0 | 10.5 |  |  |  |  | R-454B | 1.8833 | Residential & Commercial | USHP | Ducted CEE Tier 1
210532961 | Central HP <5.4 tons | BRYANT HEATING AND COOLING SYSTEMS | HRCU-A-CB (Split System: Heat Pump with Remote Outdoor Unit-Air-Source) | 284ANV024*0**B* |  |  | CAP**2517AL*+UI | 986TC42080C17*** | 24000 | 20 | 10.5 | 26600 | 19800 | 74.44% | 2.52 | 0 | 13 |  |  |  |  | R-410A | 2 | Residential & Commercial | USHP | Ducted CEE Tier 1
210533025 | Central HP <5.4 tons | BRYANT HEATING AND COOLING SYSTEMS | HRCU-A-CB (Split System: Heat Pump with Remote Outdoor Unit-Air-Source) | 284ANV024*0**B* |  |  | CAP**4224AL*+UI | 935CA66100C21*** | 23600 | 20.5 | 10.5 | 26600 | 19700 | 74.06% | 2.48 | 0 | 13.5 |  |  |  |  | R-410A | 1.9667 | Residential & Commercial | USHP | Ducted CEE Tier 1
214651880 | Central HP <5.4 tons | LUXAIRE | HRCU-A-CB (Split System: Heat Pump with Remote Outdoor Unit-Air-Source) | HH824E2S11 |  |  | CTU36B5XDS1+TXV | Z9ES060B12SMPS1 | 23000 | 17 | 9.5 | 23000 | 18700 | 81.3% | 2 | 0 | 12 |  |  |  |  | R-454B | 1.9167 | Residential & Commercial | USHP | Ducted CEE Tier 1
214652030 | Central HP <5.4 tons | LUXAIRE | HRCU-A-CB (Split System: Heat Pump with Remote Outdoor Unit-Air-Source) | HH824E2S11 |  |  | CTU30B5XCS1+TXV | TM9V080B12MP12 | 23000 | 17 | 9.5 | 23000 | 18200 | 79.13% | 2 | 0 | 12 |  |  |  |  | R-454B | 1.9167 | Residential & Commercial | USHP | Ducted CEE Tier 1
214649824 | Central HP <5.4 tons | LUXAIRE | HRCU-A-CB (Split System: Heat Pump with Remote Outdoor Unit-Air-Source) | HH860E2S11 |  |  | CTU60D5XGS1+TXV | TMLE130D20MP11 | 46000 | 18 | 9 | 47500 | 35200 | 74.11% | 2 | 0 | 11 |  |  |  |  | R-454B | 3.8333 | Residential & Commercial | USHP | Ducted CEE Tier 1
214651816 | Central HP <5.4 tons | LUXAIRE | HRCU-A-CB (Split System: Heat Pump with Remote Outdoor Unit-Air-Source) | HH860E2S11 |  |  | CTU60D5XGS1+TXV | TM9Y120D20MP11 | 44000 | 18 | 9 | 44000 | 33400 | 75.91% | 2 | 0 | 11.7 |  |  |  |  | R-454B | 3.6667 | Residential & Commercial | USHP | Ducted CEE Tier 1
206788809 | Central HP <5.4 tons | CARRIER | HRCU-A-CB (Split System: Heat Pump with Remote Outdoor Unit-Air-Source) | 25VNA436A*031* |  |  | CAP**4221AL*+UI | 58CU*A040C17**12 | 33000 | 19.5 | 9.5 | 35400 | 26600 | 75.14% | 1.98 | 12 | 11.7 |  |  |  |  | R-410A | 2.75 | Residential & Commercial | USHP | Ducted CEE Tier 1
206788825 | Central HP <5.4 tons | CARRIER | HRCU-A-CB (Split System: Heat Pump with Remote Outdoor Unit-Air-Source) | 25VNA436A*031* |  |  | CNPV*4217AL*+UI | 58CU*A040C17**12 | 33400 | 19.5 | 9 | 35200 | 26400 | 75% | 2 | 13 | 12 |  |  |  |  | R-410A | 2.7833 | Residential & Commercial | USHP | Ducted CEE Tier 1
206788826 | Central HP <5.4 tons | CARRIER | HRCU-A-CB (Split System: Heat Pump with Remote Outdoor Unit-Air-Source) | 25VNA436A*031* |  |  | CNPV*4217AL*+UI | 58CU*A060C17**16 | 33400 | 19 | 9 | 35400 | 26400 | 74.58% | 2 | 13 | 12 |  |  |  |  | R-410A | 2.7833 | Residential & Commercial | USHP | Ducted CEE Tier 1
210533101 | Central HP <5.4 tons | BRYANT HEATING AND COOLING SYSTEMS | HRCU-A-CB (Split System: Heat Pump with Remote Outdoor Unit-Air-Source) | 284ANV024*0**B* |  |  | CSPH*3012AL*+UI | 88*TA36070C14*** | 23400 | 20.5 | 9 | 27000 | 19900 | 73.7% | 2.46 | 0 | 12.5 |  |  |  |  | R-410A | 1.95 | Residential & Commercial | USHP | Ducted CEE Tier 1
204451225 | Central HP <5.4 tons | CARRIER | HRCU-A-CB (Split System: Heat Pump with Remote Outdoor Unit-Air-Source) | 25VNA825A*031* |  |  | CAP**3621AL*+UI | 58TN*A045C17**12 | 23400 | 16 | 8.1 | 21600 | 16800 | 77.78% | 1.92 | 11 | 10.5 |  |  |  |  | R-410A | 1.95 | Residential & Commercial | USHP | Ducted CEE Tier 1
210596519 | Central HP <5.4 tons | BRYANT HEATING AND COOLING SYSTEMS | HRCU-A-CB (Split System: Heat Pump with Remote Outdoor Unit-Air-Source) | 288BNV037*0**A* |  |  | CAP**3621AL*+UI | 935CA60080C21*** | 31600 | 17 | 8.1 | 33200 | 24200 | 72.89% | 1.86 | 0 | 11 |  |  |  |  | R-410A | 2.6333 | Residential & Commercial | USHP | Ducted CEE Tier 1
210596550 | Central HP <5.4 tons | BRYANT HEATING AND COOLING SYSTEMS | HRCU-A-CB (Split System: Heat Pump with Remote Outdoor Unit-Air-Source) | 288BNV037*0**A* |  |  | CAP**6124AL*+UI | 83*CA60100C21*** | 33200 | 17.5 | 8.1 | 32000 | 24800 | 77.5% | 1.98 | 0 | 11.5 |  |  |  |  | R-410A | 2.7667 | Residential & Commercial | USHP | Ducted CEE Tier 1
210596599 | Central HP <5.4 tons | BRYANT HEATING AND COOLING SYSTEMS | HRCU-A-CB (Split System: Heat Pump with Remote Outdoor Unit-Air-Source) | 288BNV037*0**A* |  |  | CSPH*6012AL*+UI | 88*TA48090C17*** | 33000 | 17.5 | 8.1 | 32200 | 24800 | 77.02% | 2.02 | 0 | 11.5 |  |  |  |  | R-410A | 2.75 | Residential & Commercial | USHP | Ducted CEE Tier 1
210532877 | Central HP <5.4 tons | BRYANT HEATING AND COOLING SYSTEMS | HRCU-A-CB (Split System: Heat Pump with Remote Outdoor Unit-Air-Source) | 284ANV048*0**B* |  |  | CAP**6024AL*+UI | 88*TA60090C21*** | 44500 | 21.5 | 9.5 | 46000 | 36200 | 78.7% | 2.36 | 0 | 12 |  |  |  |  | R-410A | 3.7083 | Residential & Commercial | USHP | Ducted CEE Tier 1
216736910 | Central HP <5.4 tons | TEMPSTAR | HRCU-A-CB (Split System: Heat Pump with Remote Outdoor Unit-Air-Source) | D5CUHAH24AAK |  |  | ESH5X24M12A* | *97VTN0601716A* | 22400 | 15.2 | 8.1 | 21200 | 19100 | 90.09% | 1.85 | 0 | 10.5 |  |  |  |  | R-454B | 1.8667 | Residential & Commercial | USHP | Ducted CEE Tier 1
216737078 | Central HP <5.4 tons | TEMPSTAR | HRCU-A-CB (Split System: Heat Pump with Remote Outdoor Unit-Air-Source) | D5CUHAH24AAK |  |  | ESH5X30M12A* | *80MS(N,L)0901714A* | 22400 | 15.5 | 8.1 | 21000 | 18800 | 89.52% | 1.9 | 0 | 10.5 |  |  |  |  | R-454B | 1.8667 | Residential & Commercial | USHP | Ducted CEE Tier 1
216737127 | Central HP <5.4 tons | TEMPSTAR | HRCU-A-CB (Split System: Heat Pump with Remote Outdoor Unit-Air-Source) | D5CUHAH24AAK |  |  | ESH5X30M12A* | *80MS(N,L)1102420A* | 22600 | 15.5 | 8.1 | 21000 | 18800 | 89.52% | 1.85 | 0 | 10.5 |  |  |  |  | R-454B | 1.8833 | Residential & Commercial | USHP | Ducted CEE Tier 1
216735740 | Central HP <5.4 tons | TEMPSTAR | HRCU-A-CB (Split System: Heat Pump with Remote Outdoor Unit-Air-Source) | D5CUHAH24AAK |  |  | EA*5X37M21A* | *97CMN0802120B* | 23400 | 16 | 8.5 | 20800 | 18600 | 89.42% | 1.98 | 0 | 11 |  |  |  |  | R-454B | 1.95 | Residential & Commercial | USHP | Ducted CEE Tier 1
206136360 | Central HP <5.4 tons | CARRIER | HRCU-A-CB (Split System: Heat Pump with Remote Outdoor Unit-Air-Source) | 25VNA837A*030* |  |  | CSPH*4812AL*+UI | 59CU5A100C21**22 | 32600 | 17 | 8.1 | 32800 | 24800 | 75.61% | 1.98 | 11.5 | 11 |  |  |  |  | R-410A | 2.7167 | Residential & Commercial | USHP | Ducted CEE Tier 1
215940603 | Central HP <5.4 tons | TEMPSTAR | HRCU-A-CB (Split System: Heat Pump with Remote Outdoor Unit-Air-Source) | T5H3V36*K*AAA* |  |  | EVD5X38M17A*+WALLCON | *97CTN0601716A* | 35200 | 20.5 | 8.5 | 39000 | 29400 | 75.38% | 2 | 0 | 11.5 |  |  |  |  | R-454B | 2.9333 | Residential & Commercial | USHP | Ducted CEE Tier 1
215940873 | Central HP <5.4 tons | TEMPSTAR | HRCU-A-CB (Split System: Heat Pump with Remote Outdoor Unit-Air-Source) | T5H3V36*K*AAA* |  |  | EVD5X60M21A*+WALLCON | *97CTN1002122A* | 35600 | 22 | 8.5 | 38000 | 28600 | 75.26% | 2.02 | 0 | 12.5 |  |  |  |  | R-454B | 2.9667 | Residential & Commercial | USHP | Ducted CEE Tier 1
206788907 | Central HP <5.4 tons | CARRIER | HRCU-A-CB (Split System: Heat Pump with Remote Outdoor Unit-Air-Source) | 25VNA448A*031* |  |  | CAP**6124AL*+UI | 58TN*A135C24**22 | 45500 | 21.5 | 9.5 | 46000 | 36000 | 78.26% | 2.38 | 12.5 | 12.5 |  |  |  |  | R-410A | 3.7917 | Residential & Commercial | USHP | Ducted CEE Tier 1
216732725 | Central HP <5.4 tons | TEMPSTAR | HRCU-A-CB (Split System: Heat Pump with Remote Outdoor Unit-Air-Source) | D5CUHAH24AAK |  |  | EA*5X24M17A* | *80VSL0451412B* | 22000 | 16 | 8.5 | 21000 | 19100 | 90.95% | 1.96 | 0 | 10.5 |  |  |  |  | R-454B | 1.8333 | Residential & Commercial | USHP | Ducted CEE Tier 1
216732792 | Central HP <5.4 tons | TEMPSTAR | HRCU-A-CB (Split System: Heat Pump with Remote Outdoor Unit-Air-Source) | D5CUHAH24AAK |  |  | EA*5X24M17A* | *80CTL0701412B* | 22000 | 16 | 8.5 | 21000 | 19100 | 90.95% | 1.96 | 0 | 10.5 |  |  |  |  | R-454B | 1.8333 | Residential & Commercial | USHP | Ducted CEE Tier 1
206788856 | Central HP <5.4 tons | CARRIER | HRCU-A-CB (Split System: Heat Pump with Remote Outdoor Unit-Air-Source) | 25VNA436A*031* |  |  | CAP**4821AL*+UI | 59CU5A100C21**22 | 33800 | 19.5 | 9.5 | 34800 | 25800 | 74.14% | 2.04 | 12.5 | 12.5 |  |  |  |  | R-410A | 2.8167 | Residential & Commercial | USHP | Ducted CEE Tier 1
206788873 | Central HP <5.4 tons | CARRIER | HRCU-A-CB (Split System: Heat Pump with Remote Outdoor Unit-Air-Source) | 25VNA436A*031* |  |  | CAP**4221AL*+UI | 58TN*A045C17**12 | 32600 | 18.5 | 9 | 35800 | 26800 | 74.86% | 1.96 | 11.5 | 11 |  |  |  |  | R-410A | 2.7167 | Residential & Commercial | USHP | Ducted CEE Tier 1
216734996 | Central HP <5.4 tons | TEMPSTAR | HRCU-A-CB (Split System: Heat Pump with Remote Outdoor Unit-Air-Source) | D5CUHAH24AAK |  |  | EA*5X37M17A* | *80VSL0901716B* | 23000 | 16.5 | 8.5 | 20800 | 18500 | 88.94% | 1.96 | 0 | 11 |  |  |  |  | R-454B | 1.9167 | Residential & Commercial | USHP | Ducted CEE Tier 1
216735787 | Central HP <5.4 tons | TEMPSTAR | HRCU-A-CB (Split System: Heat Pump with Remote Outdoor Unit-Air-Source) | D5CUHAH24AAK |  |  | EA*5X37M21A* | *92MSN0802120A* | 23600 | 16.5 | 8.5 | 20800 | 18500 | 88.94% | 1.96 | 0 | 11 |  |  |  |  | R-454B | 1.9667 | Residential & Commercial | USHP | Ducted CEE Tier 1
216735839 | Central HP <5.4 tons | TEMPSTAR | HRCU-A-CB (Split System: Heat Pump with Remote Outdoor Unit-Air-Source) | D5CUHAH24AAK |  |  | EA*5X37M21A* | *96MSN0802120A* | 23000 | 16 | 8.5 | 20600 | 18400 | 89.32% | 1.98 | 0 | 11 |  |  |  |  | R-454B | 1.9167 | Residential & Commercial | USHP | Ducted CEE Tier 1
216735996 | Central HP <5.4 tons | TEMPSTAR | HRCU-A-CB (Split System: Heat Pump with Remote Outdoor Unit-Air-Source) | D5CUHAH24AAK |  |  | EA*5X37M21A* | *96VTN0401712B* | 23000 | 16 | 8.5 | 20800 | 18500 | 88.94% | 1.96 | 0 | 10.5 |  |  |  |  | R-454B | 1.9167 | Residential & Commercial | USHP | Ducted CEE Tier 1
214650998 | Central HP <5.4 tons | LUXAIRE | HRCU-A-CB (Split System: Heat Pump with Remote Outdoor Unit-Air-Source) | HH824E2S11 |  |  | CTU36B5XDS1+TXV | TM9V080B12MP12 | 23000 | 18 | 9.5 | 23000 | 18400 | 80% | 2 | 0 | 12 |  |  |  |  | R-454B | 1.9167 | Residential & Commercial | USHP | Ducted CEE Tier 1
206788945 | Central HP <5.4 tons | CARRIER | HRCU-A-CB (Split System: Heat Pump with Remote Outdoor Unit-Air-Source) | 25VNA448A*031* |  |  | CAP**4824AL*+UI | 58CU*A100C21**20 | 43500 | 21 | 9 | 46500 | 36400 | 78.28% | 2.26 | 12 | 11.5 |  |  |  |  | R-410A | 3.625 | Residential & Commercial | USHP | Ducted CEE Tier 1
213361584 | Central HP <5.4 tons | BRYANT HEATING AND COOLING SYSTEMS | HRCU-A-CB (Split System: Heat Pump with Remote Outdoor Unit-Air-Source) | 284ANV036*0**B* |  |  | FE4BN(B,X)C36L*+UI | 0 | 33000 | 19.5 | 8.5 | 35600 | 26400 | 74.16% | 1.98 | 0 | 12 |  |  |  |  | R-410A | 2.75 | Residential & Commercial | USHP | Ducted CEE Tier 1
206788905 | Central HP <5.4 tons | CARRIER | HRCU-A-CB (Split System: Heat Pump with Remote Outdoor Unit-Air-Source) | 25VNA448A*031* |  |  | CAP**6121AL*+UI | 58TN*A090C21**20 | 45500 | 21.5 | 9.5 | 46000 | 36400 | 79.13% | 2.36 | 12.5 | 12 |  |  |  |  | R-410A | 3.7917 | Residential & Commercial | USHP | Ducted CEE Tier 1
206788964 | Central HP <5.4 tons | CARRIER | HRCU-A-CB (Split System: Heat Pump with Remote Outdoor Unit-Air-Source) | 25VNA448A*031* |  |  | CAP**6124AL*+UI | 59CU5A080C21**20 | 45500 | 21.5 | 9.5 | 46000 | 36200 | 78.7% | 2.36 | 12 | 12 |  |  |  |  | R-410A | 3.7917 | Residential & Commercial | USHP | Ducted CEE Tier 1
216735627 | Central HP <5.4 tons | TEMPSTAR | HRCU-A-CB (Split System: Heat Pump with Remote Outdoor Unit-Air-Source) | D5CUHAH24AAK |  |  | EA*5X37M21A* | *80CTL0901716B* | 22800 | 16 | 8.5 | 20400 | 18300 | 89.71% | 1.98 | 0 | 11 |  |  |  |  | R-454B | 1.9 | Residential & Commercial | USHP | Ducted CEE Tier 1
216735636 | Central HP <5.4 tons | TEMPSTAR | HRCU-A-CB (Split System: Heat Pump with Remote Outdoor Unit-Air-Source) | D5CUHAH24AAK |  |  | EA*5X37M21A* | *80CTL0902120B* | 23400 | 16 | 8.5 | 20800 | 18600 | 89.42% | 1.98 | 0 | 11 |  |  |  |  | R-454B | 1.95 | Residential & Commercial | USHP | Ducted CEE Tier 1
210598475 | Central HP <5.4 tons | HEIL | HRCU-A-CB (Split System: Heat Pump with Remote Outdoor Unit-Air-Source) | HVH825GKA2* |  |  | EN(A,D,W)4X48L21**+WALLCON | *80CSU1002120A* | 24000 | 16.5 | 8.1 | 21400 | 16600 | 77.57% | 2 | 0 | 11 |  |  |  |  | R-410A | 2 | Residential & Commercial | USHP | Ducted CEE Tier 1
214651753 | Central HP <5.4 tons | LUXAIRE | HRCU-A-CB (Split System: Heat Pump with Remote Outdoor Unit-Air-Source) | HH824E2S11 |  |  | CTU30B5XCS1+TXV | TM9Y060B12MP11 | 23000 | 17 | 9.5 | 23000 | 18400 | 80% | 2 | 0 | 11.7 |  |  |  |  | R-454B | 1.9167 | Residential & Commercial | USHP | Ducted CEE Tier 1
215934473 | Central HP <5.4 tons | TEMPSTAR | HRCU-A-CB (Split System: Heat Pump with Remote Outdoor Unit-Air-Source) | T5H3V48*K*AAA* |  |  | ESH5X48M12A*+WALLCON | *80CTL1102120B* | 44500 | 20.5 | 9 | 48500 | 36400 | 75.05% | 1.82 | 0 | 11 |  |  |  |  | R-454B | 3.7083 | Residential & Commercial | USHP | Ducted CEE Tier 1
215941123 | Central HP <5.4 tons | TEMPSTAR | HRCU-A-CB (Split System: Heat Pump with Remote Outdoor Unit-Air-Source) | T5H3V48*K*AAA* |  |  | EA*5X61M24A*+WALLCON | *97CTN1002122A* | 45500 | 21.5 | 9.5 | 48500 | 36800 | 75.88% | 2 | 0 | 11 |  |  |  |  | R-454B | 3.7917 | Residential & Commercial | USHP | Ducted CEE Tier 1
215560591 | Central HP <5.4 tons | ECOER | HRCU-A-CB (Split System: Heat Pump with Remote Outdoor Unit-Air-Source) | EODA18H-2436BAA |  |  | GNC2430BPT | FG7TC-060D-V24B* | 22800 | 18 | 8.8 | 24000 | 19200 | 80% | 2.1 | 0 | 12 |  |  |  |  | R-410A | 1.9 | Residential & Commercial | USHP | Ducted CEE Tier 1
214650706 | Central HP <5.4 tons | LUXAIRE | HRCU-A-CB (Split System: Heat Pump with Remote Outdoor Unit-Air-Source) | HH824E2S11 |  |  | CTU36B5XDS1+TXV | TM9E080B12MP12 | 23000 | 18 | 9.5 | 23000 | 18800 | 81.74% | 2 | 0 | 12 |  |  |  |  | R-454B | 1.9167 | Residential & Commercial | USHP | Ducted CEE Tier 1
210532925 | Central HP <5.4 tons | BRYANT HEATING AND COOLING SYSTEMS | HRCU-A-CB (Split System: Heat Pump with Remote Outdoor Unit-Air-Source) | 284ANV048*0**B* |  |  | CSPH*4812AL*+UI | 986TC66120C24*** | 44500 | 20.5 | 9 | 46500 | 36400 | 78.28% | 2.22 | 0 | 11.7 |  |  |  |  | R-410A | 3.7083 | Residential & Commercial | USHP | Ducted CEE Tier 1
214866735 | Central HP <5.4 tons | ECOER | HRCU-A-CB (Split System: Heat Pump with Remote Outdoor Unit-Air-Source) | EODA18H-4860BAA |  |  | GNC3036BPT | FG7TE-060D-V24B* | 33000 | 17.5 | 8.8 | 35000 | 27000 | 77.14% | 2.1 | 0 | 11.7 |  |  |  |  | R-410A | 2.75 | Residential & Commercial | USHP | Ducted CEE Tier 1
214649898 | Central HP <5.4 tons | LUXAIRE | HRCU-A-CB (Split System: Heat Pump with Remote Outdoor Unit-Air-Source) | HH824E2S11 |  |  | CTU30B5XCS1+TXV | LPLC080B12MP13 | 23000 | 17 | 9.5 | 23000 | 17900 | 77.83% | 2 | 0 | 12 |  |  |  |  | R-454B | 1.9167 | Residential & Commercial | USHP | Ducted CEE Tier 1
214651032 | Central HP <5.4 tons | LUXAIRE | HRCU-A-CB (Split System: Heat Pump with Remote Outdoor Unit-Air-Source) | HH860E2S11 |  |  | CTU60D5XHS1+TXV | Z9ES120D20SMPS1 | 53500 | 19 | 8.5 | 53500 | 38500 | 71.96% | 2 | 0 | 11.7 |  |  |  |  | R-454B | 4.4583 | Residential & Commercial | USHP | Ducted CEE Tier 1
206788891 | Central HP <5.4 tons | CARRIER | HRCU-A-CB (Split System: Heat Pump with Remote Outdoor Unit-Air-Source) | 25VNA436A*031* |  |  | CSPH*4812AL*+UI | 59MN7B060C17**14 | 33600 | 18 | 9 | 35400 | 26200 | 74.01% | 2 | 12 | 11 |  |  |  |  | R-410A | 2.8 | Residential & Commercial | USHP | Ducted CEE Tier 1
206788893 | Central HP <5.4 tons | CARRIER | HRCU-A-CB (Split System: Heat Pump with Remote Outdoor Unit-Air-Source) | 25VNA436A*031* |  |  | CAP**3717AL*+UI | 58TN*A070C14**12 | 34000 | 19.5 | 9.5 | 35400 | 26200 | 74.01% | 2.02 | 12 | 11.7 |  |  |  |  | R-410A | 2.8333 | Residential & Commercial | USHP | Ducted CEE Tier 1
216733644 | Central HP <5.4 tons | TEMPSTAR | HRCU-A-CB (Split System: Heat Pump with Remote Outdoor Unit-Air-Source) | D5CUHAH24AAK |  |  | EA*5X25M17A* | OMV098J12* | 23000 | 15.2 | 8.5 | 20800 | 18500 | 88.94% | 1.98 | 0 | 11 |  |  |  |  | R-454B | 1.9167 | Residential & Commercial | USHP | Ducted CEE Tier 1
216733862 | Central HP <5.4 tons | TEMPSTAR | HRCU-A-CB (Split System: Heat Pump with Remote Outdoor Unit-Air-Source) | D5CUHAH24AAK |  |  | EA*5X30M17A* | *80MS(N,L)0701712A* | 22200 | 16.5 | 8.1 | 20800 | 18700 | 89.9% | 1.85 | 0 | 10.5 |  |  |  |  | R-454B | 1.85 | Residential & Commercial | USHP | Ducted CEE Tier 1
214649883 | Central HP <5.4 tons | LUXAIRE | HRCU-A-CB (Split System: Heat Pump with Remote Outdoor Unit-Air-Source) | HH824E2S11 |  |  | CTU30B5XCS1+TXV | TPLC080B12MP13 | 23000 | 17 | 9.5 | 23000 | 17900 | 77.83% | 2 | 0 | 12 |  |  |  |  | R-454B | 1.9167 | Residential & Commercial | USHP | Ducted CEE Tier 1
211887778 | Central HP <5.4 tons | ECOER | HRCU-A-CB (Split System: Heat Pump with Remote Outdoor Unit-Air-Source) | EODA18H-2436 |  |  | EAHATN-24B | 0 | 23400 | 18.5 | 8.5 | 24000 | 17600 | 73.33% | 2.1 | 0 | 12 |  |  |  |  | R-410A | 1.95 | Residential & Commercial | USHP | Ducted CEE Tier 1
215935143 | Central HP <5.4 tons | TEMPSTAR | HRCU-A-CB (Split System: Heat Pump with Remote Outdoor Unit-Air-Source) | T5H3V36*K*AAA* |  |  | EVM5X49M21A*+WALLCON | *96CTN1002122B* | 35600 | 22 | 8.5 | 38000 | 28600 | 75.26% | 2.02 | 0 | 12.5 |  |  |  |  | R-454B | 2.9667 | Residential & Commercial | USHP | Ducted CEE Tier 1
215935293 | Central HP <5.4 tons | TEMPSTAR | HRCU-A-CB (Split System: Heat Pump with Remote Outdoor Unit-Air-Source) | T5H3V36*K*AAA* |  |  | EVM5X60M21A*+WALLCON | *97CMN0802120B* | 35600 | 21.5 | 8.5 | 38000 | 28600 | 75.26% | 2.02 | 0 | 12 |  |  |  |  | R-454B | 2.9667 | Residential & Commercial | USHP | Ducted CEE Tier 1
215934943 | Central HP <5.4 tons | TEMPSTAR | HRCU-A-CB (Split System: Heat Pump with Remote Outdoor Unit-Air-Source) | T5H3V36*K*AAA* |  |  | EVM5X44M21A*+WALLCON | *96CTN0801714B* | 35400 | 21.5 | 8.5 | 38500 | 28800 | 74.81% | 2.02 | 0 | 12 |  |  |  |  | R-454B | 2.95 | Residential & Commercial | USHP | Ducted CEE Tier 1
212396507 | Central HP <5.4 tons | Panasonic | HRCU-A-C (Split System: Heat Pump with Remote Outdoor Unit with No Indoor Fan --Air Source) | CU-HE36YAHK6 |  |  | CS-HE36YAC6 | 0 | 35000 | 15.2 | 10 | 39000 | 32000 | 82.05% | 2 | 10.2 | 10 |  |  |  |  | R-410A | 2.9167 | Residential & Commercial | USHP | Ducted CEE Tier 1
206788926 | Central HP <5.4 tons | CARRIER | HRCU-A-CB (Split System: Heat Pump with Remote Outdoor Unit-Air-Source) | 25VNA448A*031* |  |  | CSPH*6012AL*+UI | 59MN7B100C21**22 | 45000 | 20.5 | 9 | 46000 | 36200 | 78.7% | 2.36 | 12.5 | 11.7 |  |  |  |  | R-410A | 3.75 | Residential & Commercial | USHP | Ducted CEE Tier 1
215941473 | Central HP <5.4 tons | TEMPSTAR | HRCU-A-CB (Split System: Heat Pump with Remote Outdoor Unit-Air-Source) | T5H3V48*K*AAA* |  |  | EVM5X60M24A*+WALLCON | *97CTN1002122A* | 45500 | 20.5 | 8.1 | 52500 | 38000 | 72.38% | 1.9 | 0 | 11.5 |  |  |  |  | R-454B | 3.7917 | Residential & Commercial | USHP | Ducted CEE Tier 1
213771578 | Central HP <5.4 tons | AIRQUEST | HRCU-A-CB (Split System: Heat Pump with Remote Outdoor Unit-Air-Source) | HVH825GKA2* |  |  | EA*4X48L21A*+WALLCON | *80CTL0901716B* | 24200 | 17 | 8.1 | 20800 | 16500 | 79.33% | 2.02 | 0 | 11 |  |  |  |  | R-410A | 2.0167 | Residential & Commercial | USHP | Ducted CEE Tier 1
215931863 | Central HP <5.4 tons | TEMPSTAR | HRCU-A-CB (Split System: Heat Pump with Remote Outdoor Unit-Air-Source) | T5H3V60*K*AAA* |  |  | ESH5X60M12A*+WALLCON | *95CSU1002122B* | 56500 | 18 | 8.1 | 61000 | 45500 | 74.59% | 2 | 0 | 11.5 |  |  |  |  | R-454B | 4.7083 | Residential & Commercial | USHP | Ducted CEE Tier 1
206788941 | Central HP <5.4 tons | CARRIER | HRCU-A-CB (Split System: Heat Pump with Remote Outdoor Unit-Air-Source) | 25VNA448A*031* |  |  | CSPH*6012AL*+UI | 59TN6B100C21**22 | 45000 | 20.5 | 9 | 46000 | 36200 | 78.7% | 2.36 | 12.5 | 11.7 |  |  |  |  | R-410A | 3.75 | Residential & Commercial | USHP | Ducted CEE Tier 1
206788957 | Central HP <5.4 tons | CARRIER | HRCU-A-CB (Split System: Heat Pump with Remote Outdoor Unit-Air-Source) | 25VNA448A*031* |  |  | CAP**4821AL*+UI | 59CU5A100C21**22 | 44000 | 21 | 9.5 | 46500 | 36200 | 77.85% | 2.28 | 12 | 12 |  |  |  |  | R-410A | 3.6667 | Residential & Commercial | USHP | Ducted CEE Tier 1
213361586 | Central HP <5.4 tons | BRYANT HEATING AND COOLING SYSTEMS | HRCU-A-CB (Split System: Heat Pump with Remote Outdoor Unit-Air-Source) | 284ANV036*0**B* |  |  | FE4BN(B,X)C48L*+UI | 0 | 34400 | 21 | 9 | 35800 | 25200 | 70.39% | 2.04 | 0 | 12.5 |  |  |  |  | R-410A | 2.8667 | Residential & Commercial | USHP | Ducted CEE Tier 1
214651430 | Central HP <5.4 tons | LUXAIRE | HRCU-A-CB (Split System: Heat Pump with Remote Outdoor Unit-Air-Source) | HH824E2S11 |  |  | CTU36B5XDS1+TXV | TM8E100B12MP11 | 23000 | 18 | 9.5 | 23000 | 18900 | 82.17% | 2 | 0 | 12 |  |  |  |  | R-454B | 1.9167 | Residential & Commercial | USHP | Ducted CEE Tier 1
214651280 | Central HP <5.4 tons | LUXAIRE | HRCU-A-CB (Split System: Heat Pump with Remote Outdoor Unit-Air-Source) | HH824E2S11 |  |  | CTU36B5XDS1+TXV | LP9C060B12MP13 | 23000 | 18 | 9.5 | 23000 | 18800 | 81.74% | 2 | 0 | 12 |  |  |  |  | R-454B | 1.9167 | Residential & Commercial | USHP | Ducted CEE Tier 1
212396506 | Central HP <5.4 tons | Panasonic | HRCU-A-C (Split System: Heat Pump with Remote Outdoor Unit with No Indoor Fan --Air Source) | CU-HE30YAHK6 |  |  | CS-HE30YAC6 | 0 | 30000 | 15.5 | 9.7 | 33000 | 27000 | 81.82% | 1.85 | 10.7 | 10.5 |  |  |  |  | R-410A | 2.5 | Residential & Commercial | USHP | Ducted CEE Tier 1
213361582 | Central HP <5.4 tons | BRYANT HEATING AND COOLING SYSTEMS | HRCU-A-CB (Split System: Heat Pump with Remote Outdoor Unit-Air-Source) | 284ANV024*0**B* |  |  | FE4BNXB24L*+UI | 0 | 23400 | 20.5 | 10 | 26600 | 19900 | 74.81% | 2.46 | 0 | 13 |  |  |  |  | R-410A | 1.95 | Residential & Commercial | USHP | Ducted CEE Tier 1
210533085 | Central HP <5.4 tons | BRYANT HEATING AND COOLING SYSTEMS | HRCU-A-CB (Split System: Heat Pump with Remote Outdoor Unit-Air-Source) | 284ANV024*0**B* |  |  | CSPH*3012AL*+UI | 935CA60080C21*** | 23400 | 19.5 | 9 | 27000 | 19800 | 73.33% | 2.46 | 0 | 12.5 |  |  |  |  | R-410A | 1.95 | Residential & Commercial | USHP | Ducted CEE Tier 1
210533103 | Central HP <5.4 tons | BRYANT HEATING AND COOLING SYSTEMS | HRCU-A-CB (Split System: Heat Pump with Remote Outdoor Unit-Air-Source) | 284ANV024*0**B* |  |  | CSPH*3012AL*+UI | 88*TA48090C17*** | 23600 | 20.5 | 9 | 27000 | 19800 | 73.33% | 2.48 | 0 | 13 |  |  |  |  | R-410A | 1.9667 | Residential & Commercial | USHP | Ducted CEE Tier 1
216734596 | Central HP <5.4 tons | TEMPSTAR | HRCU-A-CB (Split System: Heat Pump with Remote Outdoor Unit-Air-Source) | D5CUHAH24AAK |  |  | EA*5X36M17A* | *92MSN0601412A* | 22600 | 15.5 | 8.5 | 21000 | 18800 | 89.52% | 1.98 | 0 | 11 |  |  |  |  | R-454B | 1.8833 | Residential & Commercial | USHP | Ducted CEE Tier 1
216734682 | Central HP <5.4 tons | TEMPSTAR | HRCU-A-CB (Split System: Heat Pump with Remote Outdoor Unit-Air-Source) | D5CUHAH24AAK |  |  | EA*5X36M17A* | *96MSN0801716A* | 22600 | 16 | 8.5 | 21000 | 18800 | 89.52% | 1.96 | 0 | 10.5 |  |  |  |  | R-454B | 1.8833 | Residential & Commercial | USHP | Ducted CEE Tier 1
216734346 | Central HP <5.4 tons | TEMPSTAR | HRCU-A-CB (Split System: Heat Pump with Remote Outdoor Unit-Air-Source) | D5CUHAH24AAK |  |  | EA*5X36M17A* | *80CSU0401712A* | 23000 | 17 | 8.5 | 21200 | 18900 | 89.15% | 1.94 | 0 | 11 |  |  |  |  | R-454B | 1.9167 | Residential & Commercial | USHP | Ducted CEE Tier 1
216735099 | Central HP <5.4 tons | TEMPSTAR | HRCU-A-CB (Split System: Heat Pump with Remote Outdoor Unit-Air-Source) | D5CUHAH24AAK |  |  | EA*5X37M17A* | *97CMN0601714B* | 22800 | 16 | 8.5 | 20800 | 18400 | 88.46% | 1.96 | 0 | 11 |  |  |  |  | R-454B | 1.9 | Residential & Commercial | USHP | Ducted CEE Tier 1
216735581 | Central HP <5.4 tons | TEMPSTAR | HRCU-A-CB (Split System: Heat Pump with Remote Outdoor Unit-Air-Source) | D5CUHAH24AAK |  |  | EA*5X37M21A* | *80MSU0802120A* | 22800 | 16.5 | 8.5 | 20400 | 18300 | 89.71% | 1.98 | 0 | 11 |  |  |  |  | R-454B | 1.9 | Residential & Commercial | USHP | Ducted CEE Tier 1
216683021 | Central HP <5.4 tons | DAY & NIGHT | HRCU-A-CB (Split System: Heat Pump with Remote Outdoor Unit-Air-Source) | DLCURAH24ABK |  |  | EN(A,D)4X36L21** | *97VTN1002122A* | 23800 | 17 | 9 | 26000 | 23200 | 89.23% | 1.8 | 0 | 10.5 |  |  |  |  | R-410A | 1.9833 | Residential & Commercial | USHP | Ducted CEE Tier 1
214866730 | Central HP <5.4 tons | ECOER | HRCU-A-CB (Split System: Heat Pump with Remote Outdoor Unit-Air-Source) | EODA18H-2436BAA |  |  | GNC2430APT | FG7TE-060D-V24B* | 22800 | 18 | 8.8 | 24000 | 19200 | 80% | 2 | 0 | 12.5 |  |  |  |  | R-410A | 1.9 | Residential & Commercial | USHP | Ducted CEE Tier 1
216735884 | Central HP <5.4 tons | TEMPSTAR | HRCU-A-CB (Split System: Heat Pump with Remote Outdoor Unit-Air-Source) | D5CUHAH24AAK |  |  | EA*5X37M21A* | *96VSN0801716B* | 23200 | 16.5 | 8.5 | 20800 | 18500 | 88.94% | 1.96 | 0 | 11 |  |  |  |  | R-454B | 1.9333 | Residential & Commercial | USHP | Ducted CEE Tier 1
216736285 | Central HP <5.4 tons | TEMPSTAR | HRCU-A-CB (Split System: Heat Pump with Remote Outdoor Unit-Air-Source) | D5CUHAH24AAK |  |  | ESH5X24M12A* | *80VSL0701412B* | 22200 | 16 | 8.1 | 21000 | 18900 | 90% | 1.85 | 0 | 10.5 |  |  |  |  | R-454B | 1.85 | Residential & Commercial | USHP | Ducted CEE Tier 1
216736303 | Central HP <5.4 tons | TEMPSTAR | HRCU-A-CB (Split System: Heat Pump with Remote Outdoor Unit-Air-Source) | D5CUHAH24AAK |  |  | ESH5X24M12A* | *80VSL0901716B* | 22200 | 15.2 | 8.1 | 21000 | 19000 | 90.48% | 1.9 | 0 | 10.5 |  |  |  |  | R-454B | 1.85 | Residential & Commercial | USHP | Ducted CEE Tier 1
216736434 | Central HP <5.4 tons | TEMPSTAR | HRCU-A-CB (Split System: Heat Pump with Remote Outdoor Unit-Air-Source) | D5CUHAH24AAK |  |  | ESH5X24M12A* | *80VTL0701716B* | 22600 | 15.5 | 8.1 | 21200 | 19100 | 90.09% | 1.85 | 0 | 10.5 |  |  |  |  | R-454B | 1.8833 | Residential & Commercial | USHP | Ducted CEE Tier 1
216736685 | Central HP <5.4 tons | TEMPSTAR | HRCU-A-CB (Split System: Heat Pump with Remote Outdoor Unit-Air-Source) | D5CUHAH24AAK |  |  | ESH5X24M12A* | *96VSN0601412B* | 22400 | 15.2 | 8.1 | 21200 | 19100 | 90.09% | 1.9 | 0 | 10.5 |  |  |  |  | R-454B | 1.8667 | Residential & Commercial | USHP | Ducted CEE Tier 1
216736721 | Central HP <5.4 tons | TEMPSTAR | HRCU-A-CB (Split System: Heat Pump with Remote Outdoor Unit-Air-Source) | D5CUHAH24AAK |  |  | ESH5X24M12A* | *96VSN1002120B* | 22400 | 15.2 | 8.1 | 21200 | 19100 | 90.09% | 1.85 | 0 | 10.5 |  |  |  |  | R-454B | 1.8667 | Residential & Commercial | USHP | Ducted CEE Tier 1
216737037 | Central HP <5.4 tons | TEMPSTAR | HRCU-A-CB (Split System: Heat Pump with Remote Outdoor Unit-Air-Source) | D5CUHAH24AAK |  |  | ESH5X30M12A* | *80MS(N,L)0701412A* | 22400 | 16 | 8.1 | 20800 | 18800 | 90.38% | 1.9 | 0 | 11 |  |  |  |  | R-454B | 1.8667 | Residential & Commercial | USHP | Ducted CEE Tier 1
216737155 | Central HP <5.4 tons | TEMPSTAR | HRCU-A-CB (Split System: Heat Pump with Remote Outdoor Unit-Air-Source) | D5CUHAH24AAK |  |  | ESH5X30M12A* | *80VSL0451412B* | 22200 | 15.5 | 8.1 | 20800 | 18700 | 89.9% | 1.85 | 0 | 10.5 |  |  |  |  | R-454B | 1.85 | Residential & Commercial | USHP | Ducted CEE Tier 1
210597996 | Central HP <5.4 tons | HEIL | HRCU-A-CB (Split System: Heat Pump with Remote Outdoor Unit-Air-Source) | HVH825GKA2* |  |  | EA*4X48L21A*+WALLCON | *80CSU0401712A* | 24200 | 17 | 8.1 | 21000 | 16500 | 78.57% | 2.02 | 0 | 11 |  |  |  |  | R-410A | 2.0167 | Residential & Commercial | USHP | Ducted CEE Tier 1
214651320 | Central HP <5.4 tons | LUXAIRE | HRCU-A-CB (Split System: Heat Pump with Remote Outdoor Unit-Air-Source) | HH824E2S11 |  |  | CTU30B5XCS1+TXV | TM9E060B12MP12 | 23000 | 17 | 9.5 | 23000 | 18900 | 82.17% | 2 | 0 | 11.7 |  |  |  |  | R-454B | 1.9167 | Residential & Commercial | USHP | Ducted CEE Tier 1
216736045 | Central HP <5.4 tons | TEMPSTAR | HRCU-A-CB (Split System: Heat Pump with Remote Outdoor Unit-Air-Source) | D5CUHAH24AAK |  |  | EA*5X37M21A* | *96VTN1002122B* | 23200 | 16 | 8.5 | 20800 | 18500 | 88.94% | 1.96 | 0 | 11 |  |  |  |  | R-454B | 1.9333 | Residential & Commercial | USHP | Ducted CEE Tier 1
216735686 | Central HP <5.4 tons | TEMPSTAR | HRCU-A-CB (Split System: Heat Pump with Remote Outdoor Unit-Air-Source) | D5CUHAH24AAK |  |  | EA*5X37M21A* | *95CSU0601716B* | 23000 | 16.5 | 8.5 | 20600 | 18400 | 89.32% | 1.96 | 0 | 11 |  |  |  |  | R-454B | 1.9167 | Residential & Commercial | USHP | Ducted CEE Tier 1
215942609 | Central HP <5.4 tons | TEMPSTAR | HRCU-A-CB (Split System: Heat Pump with Remote Outdoor Unit-Air-Source) | T5H3V36*K*AAA* |  |  | EVM5X61M24A*+WALLCON | *96CTN0802120B* | 36000 | 22 | 8.5 | 37400 | 28200 | 75.4% | 2.04 | 0 | 12.5 |  |  |  |  | R-454B | 3 | Residential & Commercial | USHP | Ducted CEE Tier 1
215942559 | Central HP <5.4 tons | TEMPSTAR | HRCU-A-CB (Split System: Heat Pump with Remote Outdoor Unit-Air-Source) | T5H3V36*K*AAA* |  |  | EVD5X61M24A*+WALLCON | *80CSU1002120A* | 36000 | 22 | 8.5 | 37400 | 28400 | 75.94% | 2.04 | 0 | 12.5 |  |  |  |  | R-454B | 3 | Residential & Commercial | USHP | Ducted CEE Tier 1
216734063 | Central HP <5.4 tons | TEMPSTAR | HRCU-A-CB (Split System: Heat Pump with Remote Outdoor Unit-Air-Source) | D5CUHAH24AAK |  |  | EA*5X30M17A* | *92MSN0601412A* | 22400 | 15.5 | 8.5 | 21000 | 18900 | 90% | 1.96 | 0 | 10.5 |  |  |  |  | R-454B | 1.8667 | Residential & Commercial | USHP | Ducted CEE Tier 1
216733544 | Central HP <5.4 tons | TEMPSTAR | HRCU-A-CB (Split System: Heat Pump with Remote Outdoor Unit-Air-Source) | D5CUHAH24AAK |  |  | EA*5X25M17A* | *96CTN0401410B* | 22800 | 15.5 | 8.5 | 20800 | 18600 | 89.42% | 1.96 | 0 | 10.5 |  |  |  |  | R-454B | 1.9 | Residential & Commercial | USHP | Ducted CEE Tier 1
206788943 | Central HP <5.4 tons | CARRIER | HRCU-A-CB (Split System: Heat Pump with Remote Outdoor Unit-Air-Source) | 25VNA448A*031* |  |  | CAP**4821AL*+UI | 58CU*A100C21**20 | 43500 | 20 | 9 | 46500 | 36600 | 78.71% | 2.24 | 12 | 11 |  |  |  |  | R-410A | 3.625 | Residential & Commercial | USHP | Ducted CEE Tier 1
213076974 | Central HP <5.4 tons | TEMPSTAR | HRCU-A-CB (Split System: Heat Pump with Remote Outdoor Unit-Air-Source) | DLCURAH36ABK |  |  | EA*4X42L21A* | *96VSN0801716B* | 35000 | 15.5 | 8.1 | 38500 | 35000 | 90.91% | 2.06 | 0 | 9.5 |  |  |  |  | R-410A | 2.9167 | Residential & Commercial | USHP
213077074 | Central HP <5.4 tons | TEMPSTAR | HRCU-A-CB (Split System: Heat Pump with Remote Outdoor Unit-Air-Source) | DLCURAH36ABK |  |  | EA*4X42L24A* | *96VSN0802120B* | 35000 | 16 | 8.1 | 38500 | 35000 | 90.91% | 2.06 | 0 | 9.5 |  |  |  |  | R-410A | 2.9167 | Residential & Commercial | USHP
213077174 | Central HP <5.4 tons | TEMPSTAR | HRCU-A-CB (Split System: Heat Pump with Remote Outdoor Unit-Air-Source) | DLCURAH36ABK |  |  | EA*4X42L24A* | *96VSN1002120B* | 35400 | 16 | 8.1 | 38500 | 34800 | 90.39% | 2.04 | 0 | 10 |  |  |  |  | R-410A | 2.95 | Residential & Commercial | USHP | Ducted CEE Tier 1
214807733 | Central HP <5.4 tons | LUXAIRE | HRCU-A-CB (Split System: Heat Pump with Remote Outdoor Unit-Air-Source) | HH824E2S11 |  |  | CTM36B5ADS1 | LP9C060B12MP13 | 23000 | 17 | 9 | 23000 | 17600 | 76.52% | 2 | 0 | 12 |  |  |  |  | R-454B | 1.9167 | Residential & Commercial | USHP | Ducted CEE Tier 1
214807802 | Central HP <5.4 tons | LUXAIRE | HRCU-A-CB (Split System: Heat Pump with Remote Outdoor Unit-Air-Source) | HH824E2S11 |  |  | CTU30B5XCS1+JME08B2SN1+TXV | 0 | 23000 | 19 | 9.5 | 23000 | 18500 | 80.43% | 2 | 0 | 12 |  |  |  |  | R-454B | 1.9167 | Residential & Commercial | USHP | Ducted CEE Tier 1
214650932 | Central HP <5.4 tons | LUXAIRE | HRCU-A-CB (Split System: Heat Pump with Remote Outdoor Unit-Air-Source) | HH824E2S11 |  |  | CTU36B5XDS1+TXV | TMLE080B12MP11 | 23000 | 18 | 9.5 | 23000 | 18700 | 81.3% | 2 | 0 | 12 |  |  |  |  | R-454B | 1.9167 | Residential & Commercial | USHP | Ducted CEE Tier 1
206764469 | Central HP <5.4 tons | CARRIER | HRCU-A-CB (Split System: Heat Pump with Remote Outdoor Unit-Air-Source) | 25VNA825A*032* |  |  | CAP**2517AL*+UI | 58CU*A060C17**16 | 24400 | 16.5 | 8.1 | 21200 | 16600 | 78.3% | 2 | 11.5 | 11 |  |  |  |  | R-410A | 2.0333 | Residential & Commercial | USHP | Ducted CEE Tier 1
213077407 | Central HP <5.4 tons | TEMPSTAR | HRCU-A-CB (Split System: Heat Pump with Remote Outdoor Unit-Air-Source) | DLCURAH36ABK |  |  | EA*4X43L21A* | *96VTN0801716B* | 36600 | 15.5 | 8.5 | 38500 | 35000 | 90.91% | 2.06 | 0 | 10 |  |  |  |  | R-410A | 3.05 | Residential & Commercial | USHP | Ducted CEE Tier 1
213077874 | Central HP <5.4 tons | TEMPSTAR | HRCU-A-CB (Split System: Heat Pump with Remote Outdoor Unit-Air-Source) | DLCURAH36ABK |  |  | EA*4X36L17A* | *80MS(N,L)0701412A* | 34800 | 15.5 | 8.1 | 38500 | 35200 | 91.43% | 1.82 | 0 | 9.5 |  |  |  |  | R-410A | 2.9 | Residential & Commercial | USHP
213078043 | Central HP <5.4 tons | TEMPSTAR | HRCU-A-CB (Split System: Heat Pump with Remote Outdoor Unit-Air-Source) | DLCURAH36ABK |  |  | EA*4X36L17A* | *80MS(N,L)0701716A* | 35200 | 15.5 | 8.1 | 39000 | 35200 | 90.26% | 1.84 | 0 | 9.5 |  |  |  |  | R-410A | 2.9333 | Residential & Commercial | USHP
213078194 | Central HP <5.4 tons | TEMPSTAR | HRCU-A-CB (Split System: Heat Pump with Remote Outdoor Unit-Air-Source) | DLCURAH36ABK |  |  | EA*4X42L21A* | *80MS(N,L)0702116A* | 35000 | 16.5 | 8.1 | 38500 | 35000 | 90.91% | 1.88 | 0 | 9.5 |  |  |  |  | R-410A | 2.9167 | Residential & Commercial | USHP
213079211 | Central HP <5.4 tons | TEMPSTAR | HRCU-A-CB (Split System: Heat Pump with Remote Outdoor Unit-Air-Source) | DLCURAH36ABK |  |  | EA*4X36L21A* | *80MSU0802120A* | 34800 | 16.5 | 8.1 | 38500 | 35200 | 91.43% | 1.82 | 0 | 9.5 |  |  |  |  | R-410A | 2.9 | Residential & Commercial | USHP
213079613 | Central HP <5.4 tons | TEMPSTAR | HRCU-A-CB (Split System: Heat Pump with Remote Outdoor Unit-Air-Source) | DLCURAH36ABK |  |  | END4X42L17** | *92MSN0801716A* | 35600 | 16 | 8.1 | 38500 | 35000 | 90.91% | 1.94 | 0 | 10 |  |  |  |  | R-410A | 2.9667 | Residential & Commercial | USHP | Ducted CEE Tier 1
213080702 | Central HP <5.4 tons | TEMPSTAR | HRCU-A-CB (Split System: Heat Pump with Remote Outdoor Unit-Air-Source) | DLCURAH36ABK |  |  | EA*4X42L21A* | *95MSU0601716A* | 35000 | 16 | 8.1 | 38500 | 35000 | 90.91% | 1.86 | 0 | 9.5 |  |  |  |  | R-410A | 2.9167 | Residential & Commercial | USHP
216997501 | Central HP <5.4 tons | BLUERIDGE | HRCU-A-CB (Split System: Heat Pump with Remote Outdoor Unit-Air-Source) | BNG2A36SCN |  |  | BNGFA36DH2 | 0 | 36000 | 16.1 | 8.7 | 36000 | 27000 | 75% | 2 | 0 | 10 |  |  |  |  | R-454B | 3 | Residential & Commercial | USHP | Ducted CEE Tier 1
210596433 | Central HP <5.4 tons | BRYANT HEATING AND COOLING SYSTEMS | HRCU-A-CB (Split System: Heat Pump with Remote Outdoor Unit-Air-Source) | 288BNV025*0**B* |  |  | CSPH*4812AL*+UI | 83*CA48060C17*** | 24200 | 16.5 | 8.1 | 21200 | 16600 | 78.3% | 2.02 | 0 | 11 |  |  |  |  | R-410A | 2.0167 | Residential & Commercial | USHP | Ducted CEE Tier 1
204298893 | Central HP <5.4 tons | CARRIER | HRCU-A-CB (Split System: Heat Pump with Remote Outdoor Unit-Air-Source) | 25VNA837A*030* |  |  | CAP**3721AL*+UI | 59MN7B100C21**22 | 33000 | 17.5 | 8.5 | 33000 | 25200 | 76.36% | 2 | 12 | 11.7 |  |  |  |  | R-410A | 2.75 | Residential & Commercial | USHP | Ducted CEE Tier 1
204299075 | Central HP <5.4 tons | CARRIER | HRCU-A-CB (Split System: Heat Pump with Remote Outdoor Unit-Air-Source) | 25VNA837A*030* |  |  | CAP**4224AL*+UI | 58TN*A135C24**22 | 31800 | 17.5 | 8.1 | 33000 | 24400 | 73.94% | 1.9 | 12 | 11.5 |  |  |  |  | R-410A | 2.65 | Residential & Commercial | USHP | Ducted CEE Tier 1
204299395 | Central HP <5.4 tons | CARRIER | HRCU-A-CB (Split System: Heat Pump with Remote Outdoor Unit-Air-Source) | 25VNA837A*030* |  |  | CAP**4824AL*+UI | 59MN7B100C21**22 | 32400 | 17.5 | 8.5 | 32600 | 24800 | 76.07% | 2 | 12 | 11.7 |  |  |  |  | R-410A | 2.7 | Residential & Commercial | USHP | Ducted CEE Tier 1
204299425 | Central HP <5.4 tons | CARRIER | HRCU-A-CB (Split System: Heat Pump with Remote Outdoor Unit-Air-Source) | 25VNA837A*030* |  |  | CAP**4824AL*+UI | 59TN6B100C21**22 | 32400 | 17.5 | 8.5 | 32600 | 24800 | 76.07% | 2 | 12 | 11.7 |  |  |  |  | R-410A | 2.7 | Residential & Commercial | USHP | Ducted CEE Tier 1
208127840 | Central HP <5.4 tons | Frigidaire | HRCU-A-CB (Split System: Heat Pump with Remote Outdoor Unit-Air-Source) | GXH24-36MSK4DH |  |  | GMH24-**MSK4DH1 | 0 | 24000 | 17 | 9 | 24000 | 22000 | 91.67% | 1.8 | 12.5 | 12 |  |  |  |  | R-410A | 2 | Residential & Commercial | USHP | Ducted CEE Tier 1
215932653 | Central HP <5.4 tons | TEMPSTAR | HRCU-A-CB (Split System: Heat Pump with Remote Outdoor Unit-Air-Source) | T5H3V36*K*AAA* |  |  | EA*5X60M24A*+WALLCON | *96CTN1202422B* | 34000 | 20.5 | 9.5 | 34000 | 26000 | 76.47% | 2.06 | 0 | 12 |  |  |  |  | R-454B | 2.8333 | Residential & Commercial | USHP | Ducted CEE Tier 1
215932203 | Central HP <5.4 tons | TEMPSTAR | HRCU-A-CB (Split System: Heat Pump with Remote Outdoor Unit-Air-Source) | T5H3V36*K*AAA* |  |  | EA*5X42M21A*+WALLCON | *80CSU0601716A* | 32600 | 20 | 9.5 | 34800 | 26800 | 77.01% | 2 | 0 | 11 |  |  |  |  | R-454B | 2.7167 | Residential & Commercial | USHP | Ducted CEE Tier 1
215932803 | Central HP <5.4 tons | TEMPSTAR | HRCU-A-CB (Split System: Heat Pump with Remote Outdoor Unit-Air-Source) | T5H3V36*K*AAA* |  |  | EA*5X61M21A*+WALLCON | *97CMN0801714B* | 34200 | 20 | 9 | 35000 | 26600 | 76% | 1.94 | 0 | 11.5 |  |  |  |  | R-454B | 2.85 | Residential & Commercial | USHP | Ducted CEE Tier 1
215932903 | Central HP <5.4 tons | TEMPSTAR | HRCU-A-CB (Split System: Heat Pump with Remote Outdoor Unit-Air-Source) | T5H3V36*K*AAA* |  |  | EA*5X61M24A*+WALLCON | *95CSU1002122B* | 34600 | 20.5 | 9.5 | 34200 | 25800 | 75.44% | 2.06 | 0 | 12 |  |  |  |  | R-454B | 2.8833 | Residential & Commercial | USHP | Ducted CEE Tier 1
215933023 | Central HP <5.4 tons | TEMPSTAR | HRCU-A-CB (Split System: Heat Pump with Remote Outdoor Unit-Air-Source) | T5H3V36*K*AAA* |  |  | ESH5X30M12A*+WALLCON | *96CTN0601714B* | 32400 | 18 | 9 | 34800 | 26600 | 76.44% | 1.92 | 0 | 10 |  |  |  |  | R-454B | 2.7 | Residential & Commercial | USHP | Ducted CEE Tier 1
215933073 | Central HP <5.4 tons | TEMPSTAR | HRCU-A-CB (Split System: Heat Pump with Remote Outdoor Unit-Air-Source) | T5H3V36*K*AAA* |  |  | ESH5X36M12A*+WALLCON | *80CTL0701412B* | 33000 | 18.5 | 9 | 35400 | 27200 | 76.84% | 1.9 | 0 | 10.5 |  |  |  |  | R-454B | 2.75 | Residential & Commercial | USHP | Ducted CEE Tier 1
214651634 | Central HP <5.4 tons | LUXAIRE | HRCU-A-CB (Split System: Heat Pump with Remote Outdoor Unit-Air-Source) | HH824E2S11 |  |  | CTU30B5XCS1+TXV | Z8ES080B12SMPS1 | 23000 | 18 | 9.5 | 23000 | 19100 | 83.04% | 2 | 0 | 12 |  |  |  |  | R-454B | 1.9167 | Residential & Commercial | USHP | Ducted CEE Tier 1
214650475 | Central HP <5.4 tons | LUXAIRE | HRCU-A-CB (Split System: Heat Pump with Remote Outdoor Unit-Air-Source) | HH824E2S11 |  |  | CTU36B5XDS1+TXV | TM8Y080B12MP11 | 23000 | 18 | 9.5 | 23000 | 18300 | 79.57% | 2 | 0 | 12 |  |  |  |  | R-454B | 1.9167 | Residential & Commercial | USHP | Ducted CEE Tier 1
215933103 | Central HP <5.4 tons | TEMPSTAR | HRCU-A-CB (Split System: Heat Pump with Remote Outdoor Unit-Air-Source) | T5H3V36*K*AAA* |  |  | ESH5X36M12A*+WALLCON | *80CTL0901716B* | 33200 | 19 | 9 | 35000 | 26800 | 76.57% | 1.92 | 0 | 11 |  |  |  |  | R-454B | 2.7667 | Residential & Commercial | USHP | Ducted CEE Tier 1
215932853 | Central HP <5.4 tons | TEMPSTAR | HRCU-A-CB (Split System: Heat Pump with Remote Outdoor Unit-Air-Source) | T5H3V36*K*AAA* |  |  | EA*5X61M24A*+WALLCON | *80CSU1002120A* | 34400 | 20.5 | 9 | 34400 | 26200 | 76.16% | 1.96 | 0 | 11.7 |  |  |  |  | R-454B | 2.8667 | Residential & Commercial | USHP | Ducted CEE Tier 1
213780114 | Central HP <5.4 tons | TEMPSTAR | HRCU-A-CB (Split System: Heat Pump with Remote Outdoor Unit-Air-Source) | TVH837GKA** |  |  | EHD4X42AAL+WALLCON | *96CTN0801714B* | 32400 | 16 | 8.1 | 33000 | 24800 | 75.15% | 1.92 | 0 | 11 |  |  |  |  | R-410A | 2.7 | Residential & Commercial | USHP | Ducted CEE Tier 1
215933573 | Central HP <5.4 tons | TEMPSTAR | HRCU-A-CB (Split System: Heat Pump with Remote Outdoor Unit-Air-Source) | T5H3V36*K*AAA* |  |  | ESH5X48M12A*+WALLCON | *80CTL0702120B* | 33600 | 19.5 | 9 | 34800 | 26600 | 76.44% | 1.94 | 0 | 11.5 |  |  |  |  | R-454B | 2.8 | Residential & Commercial | USHP | Ducted CEE Tier 1
215933623 | Central HP <5.4 tons | TEMPSTAR | HRCU-A-CB (Split System: Heat Pump with Remote Outdoor Unit-Air-Source) | T5H3V36*K*AAA* |  |  | ESH5X48M12A*+WALLCON | *95CSU0802120B* | 33600 | 19 | 9 | 34800 | 26600 | 76.44% | 1.94 | 0 | 11.5 |  |  |  |  | R-454B | 2.8 | Residential & Commercial | USHP | Ducted CEE Tier 1
210450202 | Central HP <5.4 tons | CARRIER | HRCU-A-CB (Split System: Heat Pump with Remote Outdoor Unit-Air-Source) | 38MURAQ36AB3* |  |  | CNPV*4221AL* | 59TP6B080V17**16 | 35000 | 15.5 | 8.5 | 38500 | 35200 | 91.43% | 1.86 | 0 | 10 |  |  |  |  | R-410A | 2.9167 | Residential & Commercial | USHP | Ducted CEE Tier 1
215934243 | Central HP <5.4 tons | TEMPSTAR | HRCU-A-CB (Split System: Heat Pump with Remote Outdoor Unit-Air-Source) | T5H3V48*K*AAA* |  |  | EA*5X61M21A*+WALLCON | *97CMN0602120B* | 44500 | 20.5 | 9.4 | 49000 | 37400 | 76.33% | 2 | 0 | 10 |  |  |  |  | R-454B | 3.7083 | Residential & Commercial | USHP | Ducted CEE Tier 1
215934293 | Central HP <5.4 tons | TEMPSTAR | HRCU-A-CB (Split System: Heat Pump with Remote Outdoor Unit-Air-Source) | T5H3V48*K*AAA* |  |  | EA*5X61M21A*+WALLCON | *96CTN1002122B* | 45500 | 21 | 9.5 | 48500 | 36800 | 75.88% | 2 | 0 | 11 |  |  |  |  | R-454B | 3.7917 | Residential & Commercial | USHP | Ducted CEE Tier 1
214649770 | Central HP <5.4 tons | LUXAIRE | HRCU-A-CB (Split System: Heat Pump with Remote Outdoor Unit-Air-Source) | HH824E2S11 |  |  | CTU30B5XCS1+TXV | TMLE100B12MP11 | 23000 | 17 | 9.5 | 23000 | 18400 | 80% | 2 | 0 | 12 |  |  |  |  | R-454B | 1.9167 | Residential & Commercial | USHP | Ducted CEE Tier 1
214650790 | Central HP <5.4 tons | LUXAIRE | HRCU-A-CB (Split System: Heat Pump with Remote Outdoor Unit-Air-Source) | HH824E2S11 |  |  | CTU30B5XCS1+TXV | TM9V060B12MP12 | 23000 | 17 | 9.5 | 23000 | 18300 | 79.57% | 2 | 0 | 12 |  |  |  |  | R-454B | 1.9167 | Residential & Commercial | USHP | Ducted CEE Tier 1
214651026 | Central HP <5.4 tons | LUXAIRE | HRCU-A-CB (Split System: Heat Pump with Remote Outdoor Unit-Air-Source) | HH824E2S11 |  |  | CTU36B5XDS1+TXV | LP9C080B12MP13 | 23000 | 18 | 9.5 | 23000 | 18400 | 80% | 2 | 0 | 12 |  |  |  |  | R-454B | 1.9167 | Residential & Commercial | USHP | Ducted CEE Tier 1
214651251 | Central HP <5.4 tons | LUXAIRE | HRCU-A-CB (Split System: Heat Pump with Remote Outdoor Unit-Air-Source) | HH824E2S11 |  |  | CTU36B5XDS1+TXV | TM9V060B12MP12 | 23000 | 18 | 9.5 | 23000 | 18800 | 81.74% | 2 | 0 | 12 |  |  |  |  | R-454B | 1.9167 | Residential & Commercial | USHP | Ducted CEE Tier 1
214651967 | Central HP <5.4 tons | LUXAIRE | HRCU-A-CB (Split System: Heat Pump with Remote Outdoor Unit-Air-Source) | HH824E2S11 |  |  | CTU30B5XCS1+TXV | Z8ET080B12LMPS1 | 23000 | 18 | 9.5 | 23000 | 18400 | 80% | 2 | 0 | 12 |  |  |  |  | R-454B | 1.9167 | Residential & Commercial | USHP | Ducted CEE Tier 1
214572627 | Central HP <5.4 tons | TEMPSTAR | HRCU-A-CB (Split System: Heat Pump with Remote Outdoor Unit-Air-Source) | TVH837GKA** |  |  | EA*4X42L21A*+WALLCON | *97CMN0602120B* | 31600 | 17 | 8.1 | 33200 | 24800 | 74.7% | 1.88 | 0 | 10.5 |  |  |  |  | R-410A | 2.6333 | Residential & Commercial | USHP | Ducted CEE Tier 1
214572777 | Central HP <5.4 tons | TEMPSTAR | HRCU-A-CB (Split System: Heat Pump with Remote Outdoor Unit-Air-Source) | TVH837GKA** |  |  | EA*4X48L21A*+WALLCON | *80CTL0702120B* | 32200 | 17.5 | 8.5 | 32400 | 25000 | 77.16% | 1.98 | 0 | 11 |  |  |  |  | R-410A | 2.6833 | Residential & Commercial | USHP | Ducted CEE Tier 1
214572927 | Central HP <5.4 tons | TEMPSTAR | HRCU-A-CB (Split System: Heat Pump with Remote Outdoor Unit-Air-Source) | TVH837GKA** |  |  | EA*4X60L24A*+WALLCON | *97CMN0602120B* | 32600 | 17.5 | 8.5 | 31800 | 25000 | 78.62% | 1.96 | 0 | 11 |  |  |  |  | R-410A | 2.7167 | Residential & Commercial | USHP | Ducted CEE Tier 1
214573327 | Central HP <5.4 tons | TEMPSTAR | HRCU-A-CB (Split System: Heat Pump with Remote Outdoor Unit-Air-Source) | TVH837GKA** |  |  | EN(A,D)4X36L21**+WALLCON | *95CSU0802120B* | 31400 | 16.5 | 8.1 | 33200 | 24200 | 72.89% | 1.82 | 0 | 11 |  |  |  |  | R-410A | 2.6167 | Residential & Commercial | USHP | Ducted CEE Tier 1
214573477 | Central HP <5.4 tons | TEMPSTAR | HRCU-A-CB (Split System: Heat Pump with Remote Outdoor Unit-Air-Source) | TVH837GKA** |  |  | EN(A,D,W)4X48L21**+WALLCON | *97CMN0802120B* | 32400 | 17.5 | 8.5 | 32800 | 24800 | 75.61% | 1.96 | 0 | 11.5 |  |  |  |  | R-410A | 2.7 | Residential & Commercial | USHP | Ducted CEE Tier 1
213079872 | Central HP <5.4 tons | TEMPSTAR | HRCU-A-CB (Split System: Heat Pump with Remote Outdoor Unit-Air-Source) | DLCURAH36ABK |  |  | EA*4X42L24A* | *92MSN1002122A* | 35400 | 16.5 | 8.1 | 38500 | 34800 | 90.39% | 2.04 | 0 | 10 |  |  |  |  | R-410A | 2.95 | Residential & Commercial | USHP | Ducted CEE Tier 1
213079908 | Central HP <5.4 tons | TEMPSTAR | HRCU-A-CB (Split System: Heat Pump with Remote Outdoor Unit-Air-Source) | DLCURAH36ABK |  |  | EN(A,D,W)4X48L21** | *92MSN1002122A* | 36000 | 16.5 | 8.1 | 38500 | 35000 | 90.91% | 2 | 0 | 10.5 |  |  |  |  | R-410A | 3 | Residential & Commercial | USHP | Ducted CEE Tier 1
213080158 | Central HP <5.4 tons | TEMPSTAR | HRCU-A-CB (Split System: Heat Pump with Remote Outdoor Unit-Air-Source) | DLCURAH36ABK |  |  | EA*4X37L21A* | *96MSN0802120A* | 36400 | 16 | 8.5 | 38000 | 35200 | 92.63% | 1.9 | 0 | 10 |  |  |  |  | R-410A | 3.0333 | Residential & Commercial | USHP | Ducted CEE Tier 1
213080206 | Central HP <5.4 tons | TEMPSTAR | HRCU-A-CB (Split System: Heat Pump with Remote Outdoor Unit-Air-Source) | DLCURAH36ABK |  |  | EA*4X48L21A* | *96MSN0802120A* | 36000 | 16 | 8.5 | 38000 | 34800 | 91.58% | 2.04 | 0 | 10 |  |  |  |  | R-410A | 3 | Residential & Commercial | USHP | Ducted CEE Tier 1
214650827 | Central HP <5.4 tons | LUXAIRE | HRCU-A-CB (Split System: Heat Pump with Remote Outdoor Unit-Air-Source) | HH860E2S11 |  |  | CTU60D5XGS1+TXV | Z8ES130D20SMPS1 | 45000 | 18 | 9 | 45000 | 33200 | 73.78% | 2 | 0 | 12 |  |  |  |  | R-454B | 3.75 | Residential & Commercial | USHP | Ducted CEE Tier 1
214650010 | Central HP <5.4 tons | LUXAIRE | HRCU-A-CB (Split System: Heat Pump with Remote Outdoor Unit-Air-Source) | HH860E2S11 |  |  | CTU60D5XGS1+TXV | Z9ES120D20SMPS1 | 46000 | 18 | 9 | 47000 | 34200 | 72.77% | 2 | 0 | 11.7 |  |  |  |  | R-454B | 3.8333 | Residential & Commercial | USHP | Ducted CEE Tier 1
214649814 | Central HP <5.4 tons | LUXAIRE | HRCU-A-CB (Split System: Heat Pump with Remote Outdoor Unit-Air-Source) | HH824E2S11 |  |  | CTU30B5XCS1+TXV | TMLE080B12MP11 | 23000 | 17 | 9.5 | 23000 | 18400 | 80% | 2 | 0 | 12 |  |  |  |  | R-454B | 1.9167 | Residential & Commercial | USHP | Ducted CEE Tier 1
214650173 | Central HP <5.4 tons | LUXAIRE | HRCU-A-CB (Split System: Heat Pump with Remote Outdoor Unit-Air-Source) | HH824E2S11 |  |  | CTU36B5XDS1+TXV | TM8V080B12MP12 | 23000 | 18 | 9 | 23000 | 18500 | 80.43% | 2 | 0 | 12 |  |  |  |  | R-454B | 1.9167 | Residential & Commercial | USHP | Ducted CEE Tier 1
213771608 | Central HP <5.4 tons | AIRQUEST | HRCU-A-CB (Split System: Heat Pump with Remote Outdoor Unit-Air-Source) | HVH825GKA2* |  |  | EA*4X48L21A*+WALLCON | *95CSU0601716B* | 24000 | 16.5 | 8.1 | 21000 | 16500 | 78.57% | 2 | 0 | 10.5 |  |  |  |  | R-410A | 2 | Residential & Commercial | USHP | Ducted CEE Tier 1
210532917 | Central HP <5.4 tons | BRYANT HEATING AND COOLING SYSTEMS | HRCU-A-CB (Split System: Heat Pump with Remote Outdoor Unit-Air-Source) | 284ANV048*0**B* |  |  | CSPH*4812AL*+UI | 935CA66100C21*** | 44500 | 20.5 | 9 | 46500 | 36400 | 78.28% | 2.24 | 0 | 11.7 |  |  |  |  | R-410A | 3.7083 | Residential & Commercial | USHP | Ducted CEE Tier 1
213080558 | Central HP <5.4 tons | TEMPSTAR | HRCU-A-CB (Split System: Heat Pump with Remote Outdoor Unit-Air-Source) | DLCURAH36ABK |  |  | EA*4X42L21A* | *95MSU0401712A* | 35200 | 15.2 | 8.1 | 39000 | 35200 | 90.26% | 1.88 | 0 | 9.5 |  |  |  |  | R-410A | 2.9333 | Residential & Commercial | USHP
213077014 | Central HP <5.4 tons | TEMPSTAR | HRCU-A-CB (Split System: Heat Pump with Remote Outdoor Unit-Air-Source) | DLCURAH36ABK |  |  | END4X42L17** | *96VSN0801716B* | 35800 | 15.5 | 8.1 | 39000 | 35200 | 90.26% | 1.88 | 0 | 10 |  |  |  |  | R-410A | 2.9833 | Residential & Commercial | USHP | Ducted CEE Tier 1
213077184 | Central HP <5.4 tons | TEMPSTAR | HRCU-A-CB (Split System: Heat Pump with Remote Outdoor Unit-Air-Source) | DLCURAH36ABK |  |  | EA*4X43L21A* | *96VSN1002120B* | 36200 | 16 | 8.5 | 38000 | 34800 | 91.58% | 2.02 | 0 | 10 |  |  |  |  | R-410A | 3.0167 | Residential & Commercial | USHP | Ducted CEE Tier 1
213078067 | Central HP <5.4 tons | TEMPSTAR | HRCU-A-CB (Split System: Heat Pump with Remote Outdoor Unit-Air-Source) | DLCURAH36ABK |  |  | EA*4X37L17A* | *80MS(N,L)0701716A* | 36000 | 15.5 | 8.5 | 38500 | 35000 | 90.91% | 2 | 0 | 10 |  |  |  |  | R-410A | 3 | Residential & Commercial | USHP | Ducted CEE Tier 1
213078103 | Central HP <5.4 tons | TEMPSTAR | HRCU-A-CB (Split System: Heat Pump with Remote Outdoor Unit-Air-Source) | DLCURAH36ABK |  |  | EA*4X43L21A* | *80MS(N,L)0701716A* | 36600 | 16 | 8.5 | 38500 | 35000 | 90.91% | 2.06 | 0 | 10 |  |  |  |  | R-410A | 3.05 | Residential & Commercial | USHP | Ducted CEE Tier 1
213078484 | Central HP <5.4 tons | TEMPSTAR | HRCU-A-CB (Split System: Heat Pump with Remote Outdoor Unit-Air-Source) | DLCURAH36ABK |  |  | EN(A,D)4X48L24** | *80MS(N,L)0902116A* | 35800 | 16.5 | 8.1 | 38500 | 34800 | 90.39% | 2 | 0 | 10 |  |  |  |  | R-410A | 2.9833 | Residential & Commercial | USHP | Ducted CEE Tier 1
213078518 | Central HP <5.4 tons | TEMPSTAR | HRCU-A-CB (Split System: Heat Pump with Remote Outdoor Unit-Air-Source) | DLCURAH36ABK |  |  | EA*4X42L21A* | *80MS(N,L)0902120A* | 35400 | 16.5 | 8.1 | 38500 | 35000 | 90.91% | 1.9 | 0 | 10 |  |  |  |  | R-410A | 2.95 | Residential & Commercial | USHP | Ducted CEE Tier 1
216599657 | Central HP <5.4 tons | TRANE | HRCU-A-CB (Split System: Heat Pump with Remote Outdoor Unit-Air-Source) | 5TWV8X24A1 |  |  | 5PX*B003AS3 | S9V2B060D3PSC+LRP | 20000 | 18.1 | 8.5 | 23200 | 18500 | 79.74% | 2.1 | 0 | 10.5 |  |  |  |  | R-454B | 1.6667 | Residential & Commercial | USHP | Ducted CEE Tier 1
212396494 | Central HP <5.4 tons | Panasonic | HRCU-A-CB (Split System: Heat Pump with Remote Outdoor Unit-Air-Source) | CU-HE30YAHK6 |  |  | CS-HE30YAHK6 | 0 | 30000 | 16.2 | 8.9 | 33000 | 24000 | 72.73% | 1.8 | 11 | 10 |  |  |  |  | R-410A | 2.5 | Residential & Commercial | USHP | Ducted CEE Tier 1
210450189 | Central HP <5.4 tons | CARRIER | HRCU-A-CB (Split System: Heat Pump with Remote Outdoor Unit-Air-Source) | 38MURAQ36AB3* |  |  | CAP**3617AL* | 59TP6B080V17**16 | 34800 | 15.5 | 8.5 | 39000 | 35200 | 90.26% | 1.8 | 0 | 9.5 |  |  |  |  | R-410A | 2.9 | Residential & Commercial | USHP
214650383 | Central HP <5.4 tons | LUXAIRE | HRCU-A-CB (Split System: Heat Pump with Remote Outdoor Unit-Air-Source) | HH860E2S11 |  |  | CTU60D5XHS1+TXV | TM9Y120D20MP11 | 53500 | 19 | 8.5 | 54500 | 39500 | 72.48% | 2 | 0 | 11 |  |  |  |  | R-454B | 4.4583 | Residential & Commercial | USHP | Ducted CEE Tier 1
214573747 | Central HP <5.4 tons | TEMPSTAR | HRCU-A-CB (Split System: Heat Pump with Remote Outdoor Unit-Air-Source) | TVH837GKA2* |  |  | EA*4X42L21A*+WALLCON | *95CSU0802120B* | 31800 | 17 | 8.5 | 33000 | 24400 | 73.94% | 1.9 | 0 | 11 |  |  |  |  | R-410A | 2.65 | Residential & Commercial | USHP | Ducted CEE Tier 1
214573947 | Central HP <5.4 tons | TEMPSTAR | HRCU-A-CB (Split System: Heat Pump with Remote Outdoor Unit-Air-Source) | TVH837GKA2* |  |  | EA*4X48L21A*+WALLCON | *97CMN0602120B* | 32200 | 17 | 8.5 | 32600 | 25200 | 77.3% | 1.96 | 0 | 11 |  |  |  |  | R-410A | 2.6833 | Residential & Commercial | USHP | Ducted CEE Tier 1
211240520 | Central HP <5.4 tons | BRYANT HEATING AND COOLING SYSTEMS | HRCU-A-CB (Split System: Heat Pump with Remote Outdoor Unit-Air-Source) | 38MURAQ24AB3* |  |  | CAP**2417AL* | 82*TA48090V17*** | 23400 | 16.5 | 8.5 | 26600 | 24800 | 93.23% | 2.08 | 0 | 10 |  |  |  |  | R-410A | 1.95 | Residential & Commercial | USHP | Ducted CEE Tier 1
211240638 | Central HP <5.4 tons | BRYANT HEATING AND COOLING SYSTEMS | HRCU-A-CB (Split System: Heat Pump with Remote Outdoor Unit-Air-Source) | 38MURAQ24AB3* |  |  | CAP**2417AL* | 8(0,1)*SA36045E17*** | 23800 | 16.5 | 8.5 | 26800 | 24200 | 90.3% | 2 | 0 | 10 |  |  |  |  | R-410A | 1.9833 | Residential & Commercial | USHP | Ducted CEE Tier 1
211240913 | Central HP <5.4 tons | BRYANT HEATING AND COOLING SYSTEMS | HRCU-A-CB (Split System: Heat Pump with Remote Outdoor Unit-Air-Source) | 38MURAQ24AB3* |  |  | CAP**2517AL* | 82*SA48070V17*** | 24400 | 17 | 8.5 | 25400 | 21400 | 84.25% | 1.8 | 0 | 10 |  |  |  |  | R-410A | 2.0333 | Residential & Commercial | USHP | Ducted CEE Tier 1
211241031 | Central HP <5.4 tons | BRYANT HEATING AND COOLING SYSTEMS | HRCU-A-CB (Split System: Heat Pump with Remote Outdoor Unit-Air-Source) | 38MURAQ24AB3* |  |  | CAP**2517AL* | 926TB36060V14*** | 24000 | 16.5 | 8.1 | 25200 | 21600 | 85.71% | 1.82 | 0 | 10 |  |  |  |  | R-410A | 2 | Residential & Commercial | USHP | Ducted CEE Tier 1
211240245 | Central HP <5.4 tons | BRYANT HEATING AND COOLING SYSTEMS | HRCU-A-CB (Split System: Heat Pump with Remote Outdoor Unit-Air-Source) | 38MURAQ24AB3* |  |  | CAP**2414AL* | 926SA36060V14*** | 23200 | 16 | 8.5 | 26400 | 25600 | 96.97% | 2.14 | 0 | 10 |  |  |  |  | R-410A | 1.9333 | Residential & Commercial | USHP | Ducted CEE Tier 1
211242051 | Central HP <5.4 tons | BRYANT HEATING AND COOLING SYSTEMS | HRCU-A-CB (Split System: Heat Pump with Remote Outdoor Unit-Air-Source) | 38MURAQ24AB3* |  |  | CAP**3617AL* | 915SB30026E14*** | 23400 | 16.5 | 8.5 | 25600 | 23600 | 92.19% | 1.96 | 0 | 10 |  |  |  |  | R-410A | 1.95 | Residential & Commercial | USHP | Ducted CEE Tier 1
211242508 | Central HP <5.4 tons | BRYANT HEATING AND COOLING SYSTEMS | HRCU-A-CB (Split System: Heat Pump with Remote Outdoor Unit-Air-Source) | 38MURAQ24AB3* |  |  | CAP**3621AL* | 926TB42060V17*** | 24000 | 16.5 | 8.5 | 26000 | 22800 | 87.69% | 1.88 | 0 | 10 |  |  |  |  | R-410A | 2 | Residential & Commercial | USHP | Ducted CEE Tier 1
211242719 | Central HP <5.4 tons | BRYANT HEATING AND COOLING SYSTEMS | HRCU-A-CB (Split System: Heat Pump with Remote Outdoor Unit-Air-Source) | 38MURAQ24AB3* |  |  | CAP**3621AL* | OVMAAB036098 | 23600 | 16.5 | 8.5 | 25800 | 23200 | 89.92% | 1.94 | 0 | 10 |  |  |  |  | R-410A | 1.9667 | Residential & Commercial | USHP | Ducted CEE Tier 1
211242910 | Central HP <5.4 tons | BRYANT HEATING AND COOLING SYSTEMS | HRCU-A-CB (Split System: Heat Pump with Remote Outdoor Unit-Air-Source) | 38MURAQ24AB3* |  |  | CAP**3717AL* | 82*TA48090V17*** | 24200 | 17 | 8.5 | 25200 | 22000 | 87.3% | 1.82 | 0 | 10 |  |  |  |  | R-410A | 2.0167 | Residential & Commercial | USHP | Ducted CEE Tier 1
211242953 | Central HP <5.4 tons | BRYANT HEATING AND COOLING SYSTEMS | HRCU-A-CB (Split System: Heat Pump with Remote Outdoor Unit-Air-Source) | 38MURAQ24AB3* |  |  | CAP**3717AL* | 915SB36040E17*** | 24400 | 15.2 | 8.5 | 26000 | 21600 | 83.08% | 1.78 | 0 | 10 |  |  |  |  | R-410A | 2.0333 | Residential & Commercial | USHP | Ducted CEE Tier 1
211242985 | Central HP <5.4 tons | BRYANT HEATING AND COOLING SYSTEMS | HRCU-A-CB (Split System: Heat Pump with Remote Outdoor Unit-Air-Source) | 38MURAQ24AB3* |  |  | CAP**3717AL* | 926TB36060V14*** | 24000 | 16.5 | 8.5 | 25200 | 22000 | 87.3% | 1.84 | 0 | 10 |  |  |  |  | R-410A | 2 | Residential & Commercial | USHP | Ducted CEE Tier 1
213082093 | Central HP <5.4 tons | Panasonic | HRCU-A-C (Split System: Heat Pump with Remote Outdoor Unit with No Indoor Fan --Air Source) | CU-HE18YAHK6 |  |  | CS-HE24YAC6 | 0 | 18000 | 16.1 | 9.5 | 19000 | 15000 | 78.95% | 2.2 | 11.6 | 11.7 |  |  |  |  | R-410A | 1.5 | Residential & Commercial | USHP | Ducted CEE Tier 1
215933063 | Central HP <5.4 tons | TEMPSTAR | HRCU-A-CB (Split System: Heat Pump with Remote Outdoor Unit-Air-Source) | T5H3V36*K*AAA* |  |  | ESH5X36M12A*+WALLCON | *80CTL0451712B* | 32800 | 18.5 | 9 | 35800 | 27600 | 77.09% | 1.88 | 0 | 10.5 |  |  |  |  | R-454B | 2.7333 | Residential & Commercial | USHP | Ducted CEE Tier 1
215933563 | Central HP <5.4 tons | TEMPSTAR | HRCU-A-CB (Split System: Heat Pump with Remote Outdoor Unit-Air-Source) | T5H3V36*K*AAA* |  |  | ESH5X48M12A*+WALLCON | *80CTL0701716B* | 33600 | 19 | 9 | 35000 | 26800 | 76.57% | 1.92 | 0 | 11 |  |  |  |  | R-454B | 2.8 | Residential & Commercial | USHP | Ducted CEE Tier 1
215933633 | Central HP <5.4 tons | TEMPSTAR | HRCU-A-CB (Split System: Heat Pump with Remote Outdoor Unit-Air-Source) | T5H3V36*K*AAA* |  |  | ESH5X48M12A*+WALLCON | *95CSU1002122B* | 33800 | 19.5 | 9 | 34600 | 26400 | 76.3% | 1.94 | 0 | 11.7 |  |  |  |  | R-454B | 2.8167 | Residential & Commercial | USHP | Ducted CEE Tier 1
215933683 | Central HP <5.4 tons | TEMPSTAR | HRCU-A-CB (Split System: Heat Pump with Remote Outdoor Unit-Air-Source) | T5H3V36*K*AAA* |  |  | ESH5X48M12A*+WALLCON | *97CMN1202422B* | 33800 | 19.5 | 9 | 35000 | 26600 | 76% | 1.92 | 0 | 11.5 |  |  |  |  | R-454B | 2.8167 | Residential & Commercial | USHP | Ducted CEE Tier 1
215934033 | Central HP <5.4 tons | TEMPSTAR | HRCU-A-CB (Split System: Heat Pump with Remote Outdoor Unit-Air-Source) | T5H3V48*K*AAA* |  |  | EA*5X48M21A*+WALLCON | *95CSU0802120B* | 43500 | 20.5 | 9 | 48000 | 36600 | 76.25% | 2 | 0 | 10.5 |  |  |  |  | R-454B | 3.625 | Residential & Commercial | USHP | Ducted CEE Tier 1
211389070 | Central HP <5.4 tons | LUXAIRE | HRCU-A-CB (Split System: Heat Pump with Remote Outdoor Unit-Air-Source) | HMH72B341 |  |  | XAFB36DXXN1+TXV | TM9E060B12MP12 | 34000 | 17.5 | 8.1 | 34000 | 24200 | 71.18% | 2.04 | 0 | 9.5 |  |  |  |  | R-410A | 2.8333 | Residential & Commercial | USHP
211389995 | Central HP <5.4 tons | LUXAIRE | HRCU-A-CB (Split System: Heat Pump with Remote Outdoor Unit-Air-Source) | HMH72B341 |  |  | XAHC36DBCN1 | TM8V100C16MP12 | 34000 | 17 | 8.1 | 34000 | 24600 | 72.35% | 2.08 | 0 | 9.5 |  |  |  |  | R-410A | 2.8333 | Residential & Commercial | USHP
211390022 | Central HP <5.4 tons | LUXAIRE | HRCU-A-CB (Split System: Heat Pump with Remote Outdoor Unit-Air-Source) | HMH72B341 |  |  | XAHC36DBCN1 | TMLV100C16MP12 | 34000 | 17 | 8.1 | 34000 | 24600 | 72.35% | 2.08 | 0 | 9.5 |  |  |  |  | R-410A | 2.8333 | Residential & Commercial | USHP
211391383 | Central HP <5.4 tons | LUXAIRE | HRCU-A-CB (Split System: Heat Pump with Remote Outdoor Unit-Air-Source) | HMH72B341 |  |  | XAFC30CXXN1+TXV | TMLE120C16MP11 | 33200 | 18 | 8.5 | 33000 | 23200 | 70.3% | 2.06 | 0 | 10 |  |  |  |  | R-410A | 2.7667 | Residential & Commercial | USHP | Ducted CEE Tier 1
211391458 | Central HP <5.4 tons | LUXAIRE | HRCU-A-CB (Split System: Heat Pump with Remote Outdoor Unit-Air-Source) | HMH72B341 |  |  | XAHC30CXXN1+TXV | TM8E100C16MP11 | 32200 | 16.5 | 8.1 | 32400 | 22800 | 70.37% | 2 | 0 | 9.5 |  |  |  |  | R-410A | 2.6833 | Residential & Commercial | USHP
211391608 | Central HP <5.4 tons | LUXAIRE | HRCU-A-CB (Split System: Heat Pump with Remote Outdoor Unit-Air-Source) | HMH72B341 |  |  | XAHC36DBCN1 | TM8E100B12MP11 | 33400 | 17.5 | 8.1 | 33000 | 23400 | 70.91% | 2.02 | 0 | 9.5 |  |  |  |  | R-410A | 2.7833 | Residential & Commercial | USHP
215933813 | Central HP <5.4 tons | TEMPSTAR | HRCU-A-CB (Split System: Heat Pump with Remote Outdoor Unit-Air-Source) | T5H3V36*K*AAA* |  |  | ESH5X60M12A*+WALLCON | *80CTL1102120B* | 34200 | 19.5 | 9 | 34400 | 26000 | 75.58% | 1.96 | 0 | 11.7 |  |  |  |  | R-454B | 2.85 | Residential & Commercial | USHP | Ducted CEE Tier 1
215933263 | Central HP <5.4 tons | TEMPSTAR | HRCU-A-CB (Split System: Heat Pump with Remote Outdoor Unit-Air-Source) | T5H3V36*K*AAA* |  |  | ESH5X36M12A*+WALLCON | *96CTN1002122B* | 33400 | 19 | 9 | 34800 | 26600 | 76.44% | 1.92 | 0 | 11 |  |  |  |  | R-454B | 2.7833 | Residential & Commercial | USHP | Ducted CEE Tier 1
212383010 | Central HP <5.4 tons | BRYANT HEATING AND COOLING SYSTEMS | HRCU-A-CB (Split System: Heat Pump with Remote Outdoor Unit-Air-Source) | 38MURAQ36AB3* |  |  | CAP**3617AL* | 912SD36060E14*** | 35400 | 15.2 | 8.1 | 39500 | 35400 | 89.62% | 1.82 | 0 | 9.5 |  |  |  |  | R-410A | 2.95 | Residential & Commercial | USHP
215933363 | Central HP <5.4 tons | TEMPSTAR | HRCU-A-CB (Split System: Heat Pump with Remote Outdoor Unit-Air-Source) | T5H3V36*K*AAA* |  |  | ESH5X42M12A*+WALLCON | *80CTL1352422B* | 33600 | 19.5 | 9 | 34600 | 26400 | 76.3% | 1.92 | 0 | 11.7 |  |  |  |  | R-454B | 2.8 | Residential & Commercial | USHP | Ducted CEE Tier 1
215934953 | Central HP <5.4 tons | TEMPSTAR | HRCU-A-CB (Split System: Heat Pump with Remote Outdoor Unit-Air-Source) | T5H3V36*K*AAA* |  |  | EVM5X44M21A*+WALLCON | *96CTN1002122B* | 35600 | 22 | 8.5 | 38000 | 28600 | 75.26% | 2.02 | 0 | 12.5 |  |  |  |  | R-454B | 2.9667 | Residential & Commercial | USHP | Ducted CEE Tier 1
213079019 | Central HP <5.4 tons | TEMPSTAR | HRCU-A-CB (Split System: Heat Pump with Remote Outdoor Unit-Air-Source) | DLCURAH36ABK |  |  | EA*4X43L21A* | *80MSU0401712A* | 36600 | 16 | 8.5 | 38500 | 34800 | 90.39% | 2.08 | 0 | 10 |  |  |  |  | R-410A | 3.05 | Residential & Commercial | USHP | Ducted CEE Tier 1
213079055 | Central HP <5.4 tons | TEMPSTAR | HRCU-A-CB (Split System: Heat Pump with Remote Outdoor Unit-Air-Source) | DLCURAH36ABK |  |  | END4X42L17** | *80MSU0401712A* | 35400 | 15.5 | 8.5 | 39000 | 34800 | 89.23% | 1.94 | 0 | 10 |  |  |  |  | R-410A | 2.95 | Residential & Commercial | USHP | Ducted CEE Tier 1
213079103 | Central HP <5.4 tons | TEMPSTAR | HRCU-A-CB (Split System: Heat Pump with Remote Outdoor Unit-Air-Source) | DLCURAH36ABK |  |  | EA*4X37L21A* | *80MSU0601716A* | 36400 | 16.5 | 8.5 | 38000 | 34800 | 91.58% | 2.08 | 0 | 10 |  |  |  |  | R-410A | 3.0333 | Residential & Commercial | USHP | Ducted CEE Tier 1
215935583 | Central HP <5.4 tons | TEMPSTAR | HRCU-A-CB (Split System: Heat Pump with Remote Outdoor Unit-Air-Source) | T5H3V36*K*AAA* |  |  | EVD5X36M17A*+WALLCON | *96CTN0601714B* | 34000 | 20 | 8.1 | 38000 | 27200 | 71.58% | 2 | 0 | 11 |  |  |  |  | R-454B | 2.8333 | Residential & Commercial | USHP | Ducted CEE Tier 1
215935883 | Central HP <5.4 tons | TEMPSTAR | HRCU-A-CB (Split System: Heat Pump with Remote Outdoor Unit-Air-Source) | T5H3V36*K*AAA* |  |  | EVD5X38M17A*+WALLCON | *97CMN0601714B* | 35200 | 21 | 8.5 | 38000 | 28000 | 73.68% | 2.06 | 0 | 11.5 |  |  |  |  | R-454B | 2.9333 | Residential & Commercial | USHP | Ducted CEE Tier 1
213079407 | Central HP <5.4 tons | TEMPSTAR | HRCU-A-CB (Split System: Heat Pump with Remote Outdoor Unit-Air-Source) | DLCURAH36ABK |  |  | EA*4X37L17A* | *92MSN0601714A* | 36000 | 15.5 | 8.5 | 38500 | 35000 | 90.91% | 2 | 0 | 10 |  |  |  |  | R-410A | 3 | Residential & Commercial | USHP | Ducted CEE Tier 1
213079505 | Central HP <5.4 tons | TEMPSTAR | HRCU-A-CB (Split System: Heat Pump with Remote Outdoor Unit-Air-Source) | DLCURAH36ABK |  |  | EN(A,D,W)4X48L21** | *92MSN0601714A* | 35800 | 16 | 8.1 | 38500 | 35000 | 90.91% | 2 | 0 | 10 |  |  |  |  | R-410A | 2.9833 | Residential & Commercial | USHP | Ducted CEE Tier 1
210532927 | Central HP <5.4 tons | BRYANT HEATING AND COOLING SYSTEMS | HRCU-A-CB (Split System: Heat Pump with Remote Outdoor Unit-Air-Source) | 284ANV048*0**B* |  |  | CSPH*4812AL*+UI | 987MB66100C21*** | 44500 | 20 | 9 | 46500 | 36600 | 78.71% | 2.22 | 0 | 11.7 |  |  |  |  | R-410A | 3.7083 | Residential & Commercial | USHP | Ducted CEE Tier 1
213082094 | Central HP <5.4 tons | Panasonic | HRCU-A-C (Split System: Heat Pump with Remote Outdoor Unit with No Indoor Fan --Air Source) | CU-HE36YAHK6 |  |  | CS-HE36YAS6 | 0 | 35000 | 15.5 | 8.6 | 38000 | 31600 | 83.16% | 1.85 | 0 | 10 |  |  |  |  | R-410A | 2.9167 | Residential & Commercial | USHP | Ducted CEE Tier 1
214650722 | Central HP <5.4 tons | LUXAIRE | HRCU-A-CB (Split System: Heat Pump with Remote Outdoor Unit-Air-Source) | HH860E2S11 |  |  | CTU60D5XHS1+TXV | TM9E120D20MP12 | 53500 | 19 | 8.5 | 54500 | 39500 | 72.48% | 2 | 0 | 11 |  |  |  |  | R-454B | 4.4583 | Residential & Commercial | USHP | Ducted CEE Tier 1
214651444 | Central HP <5.4 tons | LUXAIRE | HRCU-A-CB (Split System: Heat Pump with Remote Outdoor Unit-Air-Source) | HH824E2S11 |  |  | CTU36B5XDS1+TXV | TMLE100B12MP11 | 23000 | 18 | 9.5 | 23000 | 18900 | 82.17% | 2 | 0 | 12 |  |  |  |  | R-454B | 1.9167 | Residential & Commercial | USHP | Ducted CEE Tier 1
214651567 | Central HP <5.4 tons | LUXAIRE | HRCU-A-CB (Split System: Heat Pump with Remote Outdoor Unit-Air-Source) | HH824E2S11 |  |  | CTU30B5XCS1+TXV | TM8Y080B12MP11 | 23000 | 18 | 9.5 | 23000 | 18800 | 81.74% | 2 | 0 | 12 |  |  |  |  | R-454B | 1.9167 | Residential & Commercial | USHP | Ducted CEE Tier 1
211243028 | Central HP <5.4 tons | BRYANT HEATING AND COOLING SYSTEMS | HRCU-A-CB (Split System: Heat Pump with Remote Outdoor Unit-Air-Source) | 38MURAQ24AB3* |  |  | CAP**3717AL* | 8(0,1)*SA36045E17*** | 24600 | 16.5 | 8.5 | 25600 | 21600 | 84.38% | 1.8 | 0 | 10 |  |  |  |  | R-410A | 2.05 | Residential & Commercial | USHP | Ducted CEE Tier 1
211243462 | Central HP <5.4 tons | BRYANT HEATING AND COOLING SYSTEMS | HRCU-A-CB (Split System: Heat Pump with Remote Outdoor Unit-Air-Source) | 38MURAQ24AB3* |  |  | CAP**3721AL* | 926TB60080V21*** | 24200 | 17 | 8.1 | 25000 | 21400 | 85.6% | 1.8 | 0 | 10 |  |  |  |  | R-410A | 2.0167 | Residential & Commercial | USHP | Ducted CEE Tier 1
211243528 | Central HP <5.4 tons | BRYANT HEATING AND COOLING SYSTEMS | HRCU-A-CB (Split System: Heat Pump with Remote Outdoor Unit-Air-Source) | 38MURAQ24AB3* |  |  | CAP**3721AL* | 8(0,1)*SA42090E17*** | 25400 | 17 | 8.5 | 25800 | 20600 | 79.84% | 1.76 | 0 | 10.5 |  |  |  |  | R-410A | 2.1167 | Residential & Commercial | USHP | Ducted CEE Tier 1
211243630 | Central HP <5.4 tons | BRYANT HEATING AND COOLING SYSTEMS | HRCU-A-CB (Split System: Heat Pump with Remote Outdoor Unit-Air-Source) | 38MURAQ24AB3* |  |  | CAP**3721AL* | 912SD36040E17*** | 24400 | 16 | 8.1 | 25400 | 21200 | 83.46% | 1.78 | 0 | 10 |  |  |  |  | R-410A | 2.0333 | Residential & Commercial | USHP | Ducted CEE Tier 1
211243760 | Central HP <5.4 tons | BRYANT HEATING AND COOLING SYSTEMS | HRCU-A-CB (Split System: Heat Pump with Remote Outdoor Unit-Air-Source) | 38MURAQ24AB3* |  |  | CNPV*2414AL* | 926TB30040V14*** | 23400 | 15.5 | 8.5 | 26600 | 24000 | 90.23% | 1.96 | 0 | 10 |  |  |  |  | R-410A | 1.95 | Residential & Commercial | USHP | Ducted CEE Tier 1
211243837 | Central HP <5.4 tons | BRYANT HEATING AND COOLING SYSTEMS | HRCU-A-CB (Split System: Heat Pump with Remote Outdoor Unit-Air-Source) | 38MURAQ24AB3* |  |  | CNPV*2417AL* | 82*SA36045V14*** | 23800 | 16 | 8.5 | 26800 | 23200 | 86.57% | 1.9 | 0 | 10 |  |  |  |  | R-410A | 1.9833 | Residential & Commercial | USHP | Ducted CEE Tier 1
214649994 | Central HP <5.4 tons | LUXAIRE | HRCU-A-CB (Split System: Heat Pump with Remote Outdoor Unit-Air-Source) | HH824E2S11 |  |  | CTU30B5XCS1+TXV | TL9E060B12UH11 | 23000 | 17 | 9.5 | 23000 | 18400 | 80% | 2 | 0 | 12 |  |  |  |  | R-454B | 1.9167 | Residential & Commercial | USHP | Ducted CEE Tier 1
206788889 | Central HP <5.4 tons | CARRIER | HRCU-A-CB (Split System: Heat Pump with Remote Outdoor Unit-Air-Source) | 25VNA436A*031* |  |  | CSPH*3612AL*+UI | 59MN7B060C17**14 | 33200 | 17.5 | 9 | 35600 | 26600 | 74.72% | 1.98 | 11.5 | 11 |  |  |  |  | R-410A | 2.7667 | Residential & Commercial | USHP | Ducted CEE Tier 1
215942659 | Central HP <5.4 tons | TEMPSTAR | HRCU-A-CB (Split System: Heat Pump with Remote Outdoor Unit-Air-Source) | T5H3V36*K*AAA* |  |  | EVD5X61M24A*+WALLCON | *96CTN0802120B* | 36000 | 22 | 8.5 | 37400 | 28200 | 75.4% | 2.04 | 0 | 12.5 |  |  |  |  | R-454B | 3 | Residential & Commercial | USHP | Ducted CEE Tier 1
214807735 | Central HP <5.4 tons | LUXAIRE | HRCU-A-CB (Split System: Heat Pump with Remote Outdoor Unit-Air-Source) | HH824E2S11 |  |  | CTM36B5ADS1 | TMLE100B12MP11 | 23000 | 18 | 9.5 | 23000 | 18800 | 81.74% | 2 | 0 | 12 |  |  |  |  | R-454B | 1.9167 | Residential & Commercial | USHP | Ducted CEE Tier 1
215941623 | Central HP <5.4 tons | TEMPSTAR | HRCU-A-CB (Split System: Heat Pump with Remote Outdoor Unit-Air-Source) | T5H3V48*K*AAA* |  |  | EVD5X48M24A*+WALLCON | *97CTN1202422A* | 45000 | 20.5 | 8.1 | 52000 | 38000 | 73.08% | 1.9 | 0 | 11 |  |  |  |  | R-454B | 3.75 | Residential & Commercial | USHP | Ducted CEE Tier 1
216734818 | Central HP <5.4 tons | TEMPSTAR | HRCU-A-CB (Split System: Heat Pump with Remote Outdoor Unit-Air-Source) | D5CUHAH24AAK |  |  | EA*5X36M17A* | *96VTN0601716B* | 22400 | 16 | 8.5 | 20800 | 18700 | 89.9% | 1.96 | 0 | 10.5 |  |  |  |  | R-454B | 1.8667 | Residential & Commercial | USHP | Ducted CEE Tier 1
216734503 | Central HP <5.4 tons | TEMPSTAR | HRCU-A-CB (Split System: Heat Pump with Remote Outdoor Unit-Air-Source) | D5CUHAH24AAK |  |  | EA*5X36M17A* | *80CTL0701716B* | 22400 | 16.5 | 8.5 | 20800 | 18700 | 89.9% | 1.96 | 0 | 10.5 |  |  |  |  | R-454B | 1.8667 | Residential & Commercial | USHP | Ducted CEE Tier 1
216734888 | Central HP <5.4 tons | TEMPSTAR | HRCU-A-CB (Split System: Heat Pump with Remote Outdoor Unit-Air-Source) | D5CUHAH24AAK |  |  | EA*5X37M17A* | *80CSU0401712A* | 23600 | 17 | 8.5 | 21200 | 18700 | 88.21% | 1.94 | 0 | 11 |  |  |  |  | R-454B | 1.9667 | Residential & Commercial | USHP | Ducted CEE Tier 1
216735307 | Central HP <5.4 tons | TEMPSTAR | HRCU-A-CB (Split System: Heat Pump with Remote Outdoor Unit-Air-Source) | D5CUHAH24AAK |  |  | EA*5X37M17A* | *96CTN0801714B* | 22800 | 16.5 | 8.5 | 20800 | 18400 | 88.46% | 1.98 | 0 | 11 |  |  |  |  | R-454B | 1.9 | Residential & Commercial | USHP | Ducted CEE Tier 1
216734907 | Central HP <5.4 tons | TEMPSTAR | HRCU-A-CB (Split System: Heat Pump with Remote Outdoor Unit-Air-Source) | D5CUHAH24AAK |  |  | EA*5X37M17A* | *80MS(N,L)0451412A* | 22800 | 16 | 8.5 | 20800 | 18500 | 88.94% | 1.98 | 0 | 11 |  |  |  |  | R-454B | 1.9 | Residential & Commercial | USHP | Ducted CEE Tier 1
215942516 | Central HP <5.4 tons | DAY & NIGHT | HRCU-A-CB (Split System: Heat Pump with Remote Outdoor Unit-Air-Source) | C5H3V36*K*AAA* |  |  | EVD5X61M21A*+WALLCON | *97CMN0601714B* | 35600 | 21.5 | 8.5 | 37400 | 28200 | 75.4% | 2.06 | 0 | 11.7 |  |  |  |  | R-454B | 2.9667 | Residential & Commercial | USHP | Ducted CEE Tier 1
214866731 | Central HP <5.4 tons | ECOER | HRCU-A-CB (Split System: Heat Pump with Remote Outdoor Unit-Air-Source) | EODA18H-2436BAA |  |  | GNC2430BPT | FG7TE-060D-V24B* | 22800 | 18 | 8.8 | 24000 | 19200 | 80% | 2.1 | 0 | 12.5 |  |  |  |  | R-410A | 1.9 | Residential & Commercial | USHP | Ducted CEE Tier 1
211295781 | Central HP <5.4 tons | BRYANT HEATING AND COOLING SYSTEMS | HRCU-A-CB (Split System: Heat Pump with Remote Outdoor Unit-Air-Source) | 38MURAQ30AB3* |  |  | CAP**3621AL* | 926TB66100V21*** | 29600 | 15.2 | 8.1 | 33800 | 27800 | 82.25% | 1.76 | 0 | 9 |  |  |  |  | R-410A | 2.4667 | Residential & Commercial | USHP
210598495 | Central HP <5.4 tons | HEIL | HRCU-A-CB (Split System: Heat Pump with Remote Outdoor Unit-Air-Source) | HVH825GKA2* |  |  | EN(A,D,W)4X48L21**+WALLCON | *95CSU0802120A* | 24200 | 17 | 8.1 | 21200 | 16600 | 78.3% | 2.02 | 0 | 11.5 |  |  |  |  | R-410A | 2.0167 | Residential & Commercial | USHP | Ducted CEE Tier 1
216734879 | Central HP <5.4 tons | TEMPSTAR | HRCU-A-CB (Split System: Heat Pump with Remote Outdoor Unit-Air-Source) | D5CUHAH24AAK |  |  | EA*5X36M17A* | OMV112K14A | 22800 | 16 | 8.5 | 21200 | 19000 | 89.62% | 1.96 | 0 | 10.5 |  |  |  |  | R-454B | 1.9 | Residential & Commercial | USHP | Ducted CEE Tier 1
216734927 | Central HP <5.4 tons | TEMPSTAR | HRCU-A-CB (Split System: Heat Pump with Remote Outdoor Unit-Air-Source) | D5CUHAH24AAK |  |  | EA*5X37M17A* | *80MS(N,L)0701412A* | 22800 | 16.5 | 8.5 | 20600 | 18400 | 89.32% | 1.98 | 0 | 11 |  |  |  |  | R-454B | 1.9 | Residential & Commercial | USHP | Ducted CEE Tier 1
216734566 | Central HP <5.4 tons | TEMPSTAR | HRCU-A-CB (Split System: Heat Pump with Remote Outdoor Unit-Air-Source) | D5CUHAH24AAK |  |  | EA*5X36M17A* | *97CMN0801714B* | 22200 | 16 | 8.1 | 20800 | 18600 | 89.42% | 1.85 | 0 | 10.5 |  |  |  |  | R-454B | 1.85 | Residential & Commercial | USHP | Ducted CEE Tier 1
211392337 | Central HP <5.4 tons | LUXAIRE | HRCU-A-CB (Split System: Heat Pump with Remote Outdoor Unit-Air-Source) | HMH72B341 |  |  | XAFC36DBCN1 | TMLE080B12MP11 | 34000 | 18 | 8.1 | 34000 | 24400 | 71.76% | 2.06 | 0 | 9.5 |  |  |  |  | R-410A | 2.8333 | Residential & Commercial | USHP
211392396 | Central HP <5.4 tons | LUXAIRE | HRCU-A-CB (Split System: Heat Pump with Remote Outdoor Unit-Air-Source) | HMH72B341 |  |  | XAFB36DXXN1+TXV | TMLE080B12MP11 | 34000 | 18 | 8.1 | 34000 | 24400 | 71.76% | 2.06 | 0 | 9.5 |  |  |  |  | R-410A | 2.8333 | Residential & Commercial | USHP
211392462 | Central HP <5.4 tons | LUXAIRE | HRCU-A-CB (Split System: Heat Pump with Remote Outdoor Unit-Air-Source) | HMH72B341 |  |  | XAFB30CXXN1+TXV | TM8E080B12MP11 | 32800 | 17.5 | 8.1 | 34000 | 23800 | 70% | 2.02 | 0 | 9.5 |  |  |  |  | R-410A | 2.7333 | Residential & Commercial | USHP
211392785 | Central HP <5.4 tons | LUXAIRE | HRCU-A-CB (Split System: Heat Pump with Remote Outdoor Unit-Air-Source) | HMH72B341 |  |  | XAHB36DBCN1 | TMLE040A12MP11 | 33200 | 17.5 | 8.1 | 33000 | 23200 | 70.3% | 2.02 | 0 | 9.5 |  |  |  |  | R-410A | 2.7667 | Residential & Commercial | USHP
211393473 | Central HP <5.4 tons | LUXAIRE | HRCU-A-CB (Split System: Heat Pump with Remote Outdoor Unit-Air-Source) | HMH72B341 |  |  | XAFC30CXXN1+TXV | TL8E080C16UH11 | 33200 | 17.5 | 8.5 | 33400 | 23400 | 70.06% | 2.04 | 0 | 9.5 |  |  |  |  | R-410A | 2.7667 | Residential & Commercial | USHP
211393705 | Central HP <5.4 tons | LUXAIRE | HRCU-A-CB (Split System: Heat Pump with Remote Outdoor Unit-Air-Source) | HMH72B341 |  |  | XAFA30DXXN1+TXV | TPLC060A12MP13 | 34000 | 17 | 8.1 | 34000 | 24200 | 71.18% | 2.04 | 0 | 9.5 |  |  |  |  | R-410A | 2.8333 | Residential & Commercial | USHP
211387923 | Central HP <5.4 tons | LUXAIRE | HRCU-A-CB (Split System: Heat Pump with Remote Outdoor Unit-Air-Source) | HMH72B341 |  |  | XAUB36DXXN1+TXV | TM9V080B12MP12 | 33600 | 17.5 | 8.5 | 33400 | 23400 | 70.06% | 2.04 | 0 | 10 |  |  |  |  | R-410A | 2.8 | Residential & Commercial | USHP | Ducted CEE Tier 1
211387964 | Central HP <5.4 tons | LUXAIRE | HRCU-A-CB (Split System: Heat Pump with Remote Outdoor Unit-Air-Source) | HMH72B341 |  |  | XAUB36DXXN1+TXV | LP9C080B12MP13 | 33600 | 17.5 | 8.5 | 33400 | 23400 | 70.06% | 2.04 | 0 | 10 |  |  |  |  | R-410A | 2.8 | Residential & Commercial | USHP | Ducted CEE Tier 1
216735298 | Central HP <5.4 tons | TEMPSTAR | HRCU-A-CB (Split System: Heat Pump with Remote Outdoor Unit-Air-Source) | D5CUHAH24AAK |  |  | EA*5X37M17A* | *96CTN0601714B* | 23000 | 16.5 | 8.5 | 20800 | 18500 | 88.94% | 1.96 | 0 | 11 |  |  |  |  | R-454B | 1.9167 | Residential & Commercial | USHP | Ducted CEE Tier 1
210598056 | Central HP <5.4 tons | HEIL | HRCU-A-CB (Split System: Heat Pump with Remote Outdoor Unit-Air-Source) | HVH825GKA2* |  |  | EA*4X48L21A*+WALLCON | *97CMN1002122A* | 24000 | 16.5 | 8.1 | 21000 | 16500 | 78.57% | 2.02 | 0 | 11 |  |  |  |  | R-410A | 2 | Residential & Commercial | USHP | Ducted CEE Tier 1
210598072 | Central HP <5.4 tons | HEIL | HRCU-A-CB (Split System: Heat Pump with Remote Outdoor Unit-Air-Source) | HVH825GKA2* |  |  | EA*4X48L24A*+WALLCON | *95CSU1002122A* | 24200 | 17 | 8.1 | 21000 | 16500 | 78.57% | 2.02 | 0 | 11 |  |  |  |  | R-410A | 2.0167 | Residential & Commercial | USHP | Ducted CEE Tier 1
216735677 | Central HP <5.4 tons | TEMPSTAR | HRCU-A-CB (Split System: Heat Pump with Remote Outdoor Unit-Air-Source) | D5CUHAH24AAK |  |  | EA*5X37M21A* | *80VTL1102122B* | 23200 | 16 | 8.5 | 20600 | 18500 | 89.81% | 1.96 | 0 | 11 |  |  |  |  | R-454B | 1.9333 | Residential & Commercial | USHP | Ducted CEE Tier 1
216735827 | Central HP <5.4 tons | TEMPSTAR | HRCU-A-CB (Split System: Heat Pump with Remote Outdoor Unit-Air-Source) | D5CUHAH24AAK |  |  | EA*5X37M21A* | *96MSN0801716A* | 23200 | 16 | 8.5 | 20600 | 18400 | 89.32% | 1.98 | 0 | 11 |  |  |  |  | R-454B | 1.9333 | Residential & Commercial | USHP | Ducted CEE Tier 1
210598388 | Central HP <5.4 tons | HEIL | HRCU-A-CB (Split System: Heat Pump with Remote Outdoor Unit-Air-Source) | HVH825GKA2* |  |  | EN(A,D)4X48L24**+WALLCON | *97CMN1202422A* | 24200 | 16.5 | 8.1 | 21400 | 16600 | 77.57% | 2 | 0 | 11 |  |  |  |  | R-410A | 2.0167 | Residential & Commercial | USHP | Ducted CEE Tier 1
210598471 | Central HP <5.4 tons | HEIL | HRCU-A-CB (Split System: Heat Pump with Remote Outdoor Unit-Air-Source) | HVH825GKA2* |  |  | EN(A,D,W)4X48L21**+WALLCON | *80CSU0601716A* | 24200 | 17 | 8.1 | 21400 | 16600 | 77.57% | 2.02 | 0 | 11 |  |  |  |  | R-410A | 2.0167 | Residential & Commercial | USHP | Ducted CEE Tier 1
210598491 | Central HP <5.4 tons | HEIL | HRCU-A-CB (Split System: Heat Pump with Remote Outdoor Unit-Air-Source) | HVH825GKA2* |  |  | EN(A,D,W)4X48L21**+WALLCON | *95CSU0601716A* | 24000 | 16.5 | 8.1 | 21400 | 16700 | 78.04% | 2 | 0 | 11 |  |  |  |  | R-410A | 2 | Residential & Commercial | USHP | Ducted CEE Tier 1
216621503 | Central HP <5.4 tons | Panasonic | HRCU-A-C (Split System: Heat Pump with Remote Outdoor Unit with No Indoor Fan --Air Source) | CU-HM55BAHU |  |  | CS-HM60BAAU4 | 0 | 47000 | 15.2 | 8.1 | 58000 | 43000 | 74.14% | 1.83 | 0 | 10 |  |  |  |  | R-454B | 3.9167 | Residential & Commercial | USHP | Ducted CEE Tier 1
215934443 | Central HP <5.4 tons | TEMPSTAR | HRCU-A-CB (Split System: Heat Pump with Remote Outdoor Unit-Air-Source) | T5H3V48*K*AAA* |  |  | ESH5X48M12A*+WALLCON | *80CTL0701412B* | 43000 | 19.5 | 8.5 | 49000 | 35400 | 72.24% | 1.8 | 0 | 11 |  |  |  |  | R-454B | 3.5833 | Residential & Commercial | USHP | Ducted CEE Tier 1
216734701 | Central HP <5.4 tons | TEMPSTAR | HRCU-A-CB (Split System: Heat Pump with Remote Outdoor Unit-Air-Source) | D5CUHAH24AAK |  |  | EA*5X36M17A* | *96VSN0401712B* | 22200 | 15.5 | 8.1 | 20800 | 18700 | 89.9% | 1.85 | 0 | 10.5 |  |  |  |  | R-454B | 1.85 | Residential & Commercial | USHP | Ducted CEE Tier 1
216734728 | Central HP <5.4 tons | TEMPSTAR | HRCU-A-CB (Split System: Heat Pump with Remote Outdoor Unit-Air-Source) | D5CUHAH24AAK |  |  | EA*5X36M17A* | *96VSN0801716B* | 22200 | 16 | 8.1 | 20800 | 18700 | 89.9% | 1.85 | 0 | 10.5 |  |  |  |  | R-454B | 1.85 | Residential & Commercial | USHP | Ducted CEE Tier 1
216734494 | Central HP <5.4 tons | TEMPSTAR | HRCU-A-CB (Split System: Heat Pump with Remote Outdoor Unit-Air-Source) | D5CUHAH24AAK |  |  | EA*5X36M17A* | *80CTL0701412B* | 22200 | 16.5 | 8.1 | 20800 | 18600 | 89.42% | 1.85 | 0 | 11 |  |  |  |  | R-454B | 1.85 | Residential & Commercial | USHP | Ducted CEE Tier 1
211388134 | Central HP <5.4 tons | LUXAIRE | HRCU-A-CB (Split System: Heat Pump with Remote Outdoor Unit-Air-Source) | HMH72B341 |  |  | XAHB36DXXN1+TXV | TP9C060B12MP13 | 32800 | 17 | 8.1 | 33000 | 23400 | 70.91% | 1.98 | 0 | 9.5 |  |  |  |  | R-410A | 2.7333 | Residential & Commercial | USHP
211388225 | Central HP <5.4 tons | LUXAIRE | HRCU-A-CB (Split System: Heat Pump with Remote Outdoor Unit-Air-Source) | HMH72B341 |  |  | XAFC36DXXN1+TXV | TP9C060B12MP13 | 34000 | 17.5 | 8.1 | 34000 | 24200 | 71.18% | 2.06 | 0 | 9.5 |  |  |  |  | R-410A | 2.8333 | Residential & Commercial | USHP
211388791 | Central HP <5.4 tons | LUXAIRE | HRCU-A-CB (Split System: Heat Pump with Remote Outdoor Unit-Air-Source) | HMH72B341 |  |  | XAHB36DXXN1+TXV | TM9E080B12MP12 | 33200 | 17 | 8.1 | 33200 | 23400 | 70.48% | 2 | 0 | 9.5 |  |  |  |  | R-410A | 2.7667 | Residential & Commercial | USHP
211388911 | Central HP <5.4 tons | LUXAIRE | HRCU-A-CB (Split System: Heat Pump with Remote Outdoor Unit-Air-Source) | HMH72B341 |  |  | XAFB30CXXN1+TXV | TM9E080B12MP12 | 32800 | 17.5 | 8.1 | 33600 | 23600 | 70.24% | 2.02 | 0 | 9.5 |  |  |  |  | R-410A | 2.7333 | Residential & Commercial | USHP
211389377 | Central HP <5.4 tons | LUXAIRE | HRCU-A-CB (Split System: Heat Pump with Remote Outdoor Unit-Air-Source) | HMH72B341 |  |  | XAFC36DXXN1+TXV | TM8Y100C20MP11 | 34000 | 17.5 | 8.5 | 33800 | 23800 | 70.41% | 2.1 | 0 | 10 |  |  |  |  | R-410A | 2.8333 | Residential & Commercial | USHP | Ducted CEE Tier 1
211390106 | Central HP <5.4 tons | LUXAIRE | HRCU-A-CB (Split System: Heat Pump with Remote Outdoor Unit-Air-Source) | HMH72B341 |  |  | XAHC30CXXN1+TXV | TMLV100C16MP12 | 32400 | 17 | 8.1 | 32400 | 22800 | 70.37% | 2 | 0 | 9.5 |  |  |  |  | R-410A | 2.7 | Residential & Commercial | USHP
211390399 | Central HP <5.4 tons | LUXAIRE | HRCU-A-CB (Split System: Heat Pump with Remote Outdoor Unit-Air-Source) | HMH72B341 |  |  | XAFC30CXXN1+TXV | LPLC100C16MP13 | 33000 | 17.5 | 8.5 | 33000 | 23200 | 70.3% | 2.04 | 0 | 9.5 |  |  |  |  | R-410A | 2.75 | Residential & Commercial | USHP
211390529 | Central HP <5.4 tons | LUXAIRE | HRCU-A-CB (Split System: Heat Pump with Remote Outdoor Unit-Air-Source) | HMH72B341 |  |  | XAHB36DXXN1+TXV | LPLC080B12MP13 | 32800 | 16.5 | 8.1 | 33000 | 23400 | 70.91% | 1.98 | 0 | 9.5 |  |  |  |  | R-410A | 2.7333 | Residential & Commercial | USHP
215936083 | Central HP <5.4 tons | TEMPSTAR | HRCU-A-CB (Split System: Heat Pump with Remote Outdoor Unit-Air-Source) | T5H3V36*K*AAA* |  |  | EVD5X42M21A*+WALLCON | *97CMN0602120B* | 34200 | 20.5 | 8.5 | 39000 | 28600 | 73.33% | 2.04 | 0 | 11.5 |  |  |  |  | R-454B | 2.85 | Residential & Commercial | USHP | Ducted CEE Tier 1
215936283 | Central HP <5.4 tons | TEMPSTAR | HRCU-A-CB (Split System: Heat Pump with Remote Outdoor Unit-Air-Source) | T5H3V36*K*AAA* |  |  | EVD5X48M21A*+WALLCON | *97CMN0601714B* | 34400 | 20.5 | 8.5 | 38000 | 27600 | 72.63% | 2.08 | 0 | 11 |  |  |  |  | R-454B | 2.8667 | Residential & Commercial | USHP | Ducted CEE Tier 1
215936353 | Central HP <5.4 tons | TEMPSTAR | HRCU-A-CB (Split System: Heat Pump with Remote Outdoor Unit-Air-Source) | T5H3V36*K*AAA* |  |  | EVD5X48M24A*+WALLCON | *95CSU0802120B* | 35000 | 21 | 8.5 | 38500 | 28400 | 73.77% | 2.04 | 0 | 12 |  |  |  |  | R-454B | 2.9167 | Residential & Commercial | USHP | Ducted CEE Tier 1
215936483 | Central HP <5.4 tons | TEMPSTAR | HRCU-A-CB (Split System: Heat Pump with Remote Outdoor Unit-Air-Source) | T5H3V36*K*AAA* |  |  | EVD5X49M24A*+WALLCON | *95CSU0802120B* | 35400 | 21.5 | 8.5 | 38000 | 28600 | 75.26% | 2.04 | 0 | 12 |  |  |  |  | R-454B | 2.95 | Residential & Commercial | USHP | Ducted CEE Tier 1
216997511 | Central HP <5.4 tons | BLUERIDGE | HRCU-A-CB (Split System: Heat Pump with Remote Outdoor Unit-Air-Source) | BNG3A24UCN |  |  | BNG3A24DH3 | 0 | 24000 | 18.6 | 10 | 24000 | 20600 | 85.83% | 2.14 | 0 | 12 |  |  |  |  | R-454B | 2 | Residential & Commercial | USHP | Ducted CEE Tier 1
206790017 | Central HP <5.4 tons | BRYANT HEATING AND COOLING SYSTEMS | HRCU-A-CB (Split System: Heat Pump with Remote Outdoor Unit-Air-Source) | 284ANV024*0**B* |  |  | FE4ANF002L+UI | 0 | 23400 | 21 | 10 | 26600 | 19800 | 74.44% | 2.48 | 14 | 13.5 |  |  |  |  | R-410A | 1.95 | Residential & Commercial | USHP | Ducted CEE Tier 1
211244657 | Central HP <5.4 tons | HEIL | HRCU-A-CB (Split System: Heat Pump with Remote Outdoor Unit-Air-Source) | DLCURAH24ABK |  |  | EN(A,D)4X30L17** | *95ESN0261410A* | 23400 | 16 | 8.1 | 25800 | 24200 | 93.8% | 2 | 0 | 10 |  |  |  |  | R-410A | 1.95 | Residential & Commercial | USHP | Ducted CEE Tier 1
211244714 | Central HP <5.4 tons | HEIL | HRCU-A-CB (Split System: Heat Pump with Remote Outdoor Unit-Air-Source) | DLCURAH24ABK |  |  | EN(A,D)4X30L17** | *80ES(N,L)0901714A* | 24600 | 16.5 | 8.1 | 26400 | 22600 | 85.61% | 1.86 | 0 | 10.5 |  |  |  |  | R-410A | 2.05 | Residential & Commercial | USHP | Ducted CEE Tier 1
210598160 | Central HP <5.4 tons | HEIL | HRCU-A-CB (Split System: Heat Pump with Remote Outdoor Unit-Air-Source) | HVH825GKA2* |  |  | EHD4X42AAL+WALLCON | *80CSU0601716A* | 24200 | 16 | 8.1 | 21400 | 16600 | 77.57% | 2 | 0 | 10.5 |  |  |  |  | R-410A | 2.0167 | Residential & Commercial | USHP | Ducted CEE Tier 1
216643743 | Central HP <5.4 tons | DAY & NIGHT | HRCU-A-CB (Split System: Heat Pump with Remote Outdoor Unit-Air-Source) | D5CUHAH18AAK |  |  | EA*5X25M17A* | *80VTL0451412B* | 18500 | 15.2 | 9.5 | 20000 | 17600 | 88% | 2.02 | 0 | 11.7 |  |  |  |  | R-454B | 1.5417 | Residential & Commercial | USHP | Ducted CEE Tier 1
214651802 | Central HP <5.4 tons | LUXAIRE | HRCU-A-CB (Split System: Heat Pump with Remote Outdoor Unit-Air-Source) | HH824E2S11 |  |  | CTU30B5XCS1+TXV | TM9E080B12MP12 | 23000 | 17 | 9.5 | 23000 | 19400 | 84.35% | 2 | 0 | 11.7 |  |  |  |  | R-454B | 1.9167 | Residential & Commercial | USHP | Ducted CEE Tier 1
214807696 | Central HP <5.4 tons | LUXAIRE | HRCU-A-CB (Split System: Heat Pump with Remote Outdoor Unit-Air-Source) | HH824E2S11 |  |  | CTU36B5XDS1+JMVT12BC2N1+TXV | 0 | 23000 | 19 | 9.5 | 23000 | 18500 | 80.43% | 2 | 0 | 12 |  |  |  |  | R-454B | 1.9167 | Residential & Commercial | USHP | Ducted CEE Tier 1
214807787 | Central HP <5.4 tons | LUXAIRE | HRCU-A-CB (Split System: Heat Pump with Remote Outdoor Unit-Air-Source) | HH836E2S11 |  |  | CTU48C5XFS1+JMC17C2SN1+TXV | 0 | 34400 | 19 | 9 | 32000 | 25200 | 78.75% | 2 | 0 | 11.7 |  |  |  |  | R-454B | 2.8667 | Residential & Commercial | USHP | Ducted CEE Tier 1
206790101 | Central HP <5.4 tons | BRYANT HEATING AND COOLING SYSTEMS | HRCU-A-CB (Split System: Heat Pump with Remote Outdoor Unit-Air-Source) | 284ANV024*0**B* |  |  | CSPH*3612AL*+UI | 987MB60060C21*** | 23600 | 19 | 9 | 26600 | 19900 | 74.81% | 2.48 | 13 | 12.5 |  |  |  |  | R-410A | 1.9667 | Residential & Commercial | USHP | Ducted CEE Tier 1
211206956 | Central HP <5.4 tons | LUXAIRE | HRCU-A-CB (Split System: Heat Pump with Remote Outdoor Unit-Air-Source) | HL20B4821 |  |  | XAMC48HE3N1+CC | TM8V100C20MP12 | 43500 | 19 | 9 | 44500 | 36200 | 81.35% | 2.14 | 0 | 12 |  |  |  |  | R-410A | 3.625 | Residential & Commercial | USHP | Ducted CEE Tier 1
206790335 | Central HP <5.4 tons | BRYANT HEATING AND COOLING SYSTEMS | HRCU-A-CB (Split System: Heat Pump with Remote Outdoor Unit-Air-Source) | 284ANV036*0**B* |  |  | CAP**4824AL*+UI | 987MB66120C24*** | 33800 | 19.5 | 9.5 | 34800 | 25800 | 74.14% | 2.04 | 12 | 12 |  |  |  |  | R-410A | 2.8167 | Residential & Commercial | USHP | Ducted CEE Tier 1
206790203 | Central HP <5.4 tons | BRYANT HEATING AND COOLING SYSTEMS | HRCU-A-CB (Split System: Heat Pump with Remote Outdoor Unit-Air-Source) | 284ANV024*0**B* |  |  | CSPH*3612AL*+UI | 88*TA36045C17*** | 23600 | 19 | 9 | 26800 | 20000 | 74.63% | 2.46 | 14 | 12.5 |  |  |  |  | R-410A | 1.9667 | Residential & Commercial | USHP | Ducted CEE Tier 1
206790204 | Central HP <5.4 tons | BRYANT HEATING AND COOLING SYSTEMS | HRCU-A-CB (Split System: Heat Pump with Remote Outdoor Unit-Air-Source) | 284ANV024*0**B* |  |  | CSPH*3612AL*+UI | 88*TA48070C17*** | 23800 | 19.5 | 9 | 26600 | 19800 | 74.44% | 2.5 | 14 | 13 |  |  |  |  | R-410A | 1.9833 | Residential & Commercial | USHP | Ducted CEE Tier 1
206790403 | Central HP <5.4 tons | BRYANT HEATING AND COOLING SYSTEMS | HRCU-A-CB (Split System: Heat Pump with Remote Outdoor Unit-Air-Source) | 284ANV036*0**B* |  |  | CNPV*4821AL*+UI | 88*TA48090C17*** | 34000 | 20 | 9 | 35000 | 26000 | 74.29% | 2.04 | 13 | 12.5 |  |  |  |  | R-410A | 2.8333 | Residential & Commercial | USHP | Ducted CEE Tier 1
206790420 | Central HP <5.4 tons | BRYANT HEATING AND COOLING SYSTEMS | HRCU-A-CB (Split System: Heat Pump with Remote Outdoor Unit-Air-Source) | 284ANV036*0**B* |  |  | CNPV*6024AL*+UI | 986TC66120C24*** | 34400 | 20.5 | 9 | 34800 | 25400 | 72.99% | 2.02 | 13 | 12.5 |  |  |  |  | R-410A | 2.8667 | Residential & Commercial | USHP | Ducted CEE Tier 1
210533059 | Central HP <5.4 tons | BRYANT HEATING AND COOLING SYSTEMS | HRCU-A-CB (Split System: Heat Pump with Remote Outdoor Unit-Air-Source) | 284ANV024*0**B* |  |  | CNPV*3017AL*+UI | 986TC42080C17*** | 23200 | 20 | 9.5 | 26800 | 20000 | 74.63% | 2.38 | 0 | 13 |  |  |  |  | R-410A | 1.9333 | Residential & Commercial | USHP | Ducted CEE Tier 1
211386216 | Central HP <5.4 tons | LUXAIRE | HRCU-A-CB (Split System: Heat Pump with Remote Outdoor Unit-Air-Source) | HMH72B341 |  |  | XAHC48FBCN1 | TL9E080C16UH11 | 33200 | 16 | 8.5 | 32400 | 23600 | 72.84% | 2.04 | 0 | 9 |  |  |  |  | R-410A | 2.7667 | Residential & Commercial | USHP
211387167 | Central HP <5.4 tons | LUXAIRE | HRCU-A-CB (Split System: Heat Pump with Remote Outdoor Unit-Air-Source) | HMH72B341 |  |  | XAFC36DBCN1 | TM9Y060B12MP11 | 34000 | 17.5 | 8.1 | 34000 | 24200 | 71.18% | 2.04 | 0 | 9.5 |  |  |  |  | R-410A | 2.8333 | Residential & Commercial | USHP
211386383 | Central HP <5.4 tons | LUXAIRE | HRCU-A-CB (Split System: Heat Pump with Remote Outdoor Unit-Air-Source) | HMH72B341 |  |  | XAHC48FXXN1+TXV | TL8E100C20UH11 | 33400 | 16 | 8.5 | 32000 | 23200 | 72.5% | 2.06 | 0 | 9.5 |  |  |  |  | R-410A | 2.7833 | Residential & Commercial | USHP
211386618 | Central HP <5.4 tons | LUXAIRE | HRCU-A-CB (Split System: Heat Pump with Remote Outdoor Unit-Air-Source) | HMH72B341 |  |  | XAFC48FXXN1+JMET12CS2N1+TXV | 0 | 34000 | 17.5 | 8.5 | 32600 | 23800 | 73.01% | 2.12 | 0 | 9.5 |  |  |  |  | R-410A | 2.8333 | Residential & Commercial | USHP
211386918 | Central HP <5.4 tons | LUXAIRE | HRCU-A-CB (Split System: Heat Pump with Remote Outdoor Unit-Air-Source) | HMH72B341 |  |  | XAHB36DXXN1+TXV | TM9Y080B12MP11 | 33000 | 17 | 8.1 | 32800 | 23200 | 70.73% | 2 | 0 | 9.5 |  |  |  |  | R-410A | 2.75 | Residential & Commercial | USHP
211387383 | Central HP <5.4 tons | LUXAIRE | HRCU-A-CB (Split System: Heat Pump with Remote Outdoor Unit-Air-Source) | HMH72B341 |  |  | XAFC30CXXN1+TXV | TP9C100C20MP13 | 33400 | 17.5 | 8.1 | 33600 | 23600 | 70.24% | 2.06 | 0 | 9.5 |  |  |  |  | R-410A | 2.7833 | Residential & Commercial | USHP
211387468 | Central HP <5.4 tons | LUXAIRE | HRCU-A-CB (Split System: Heat Pump with Remote Outdoor Unit-Air-Source) | HMH72B341 |  |  | XAHC30CXXN1+TXV | TM9V100C16MP12 | 32400 | 17 | 8.1 | 32800 | 23000 | 70.12% | 2 | 0 | 9.5 |  |  |  |  | R-410A | 2.7 | Residential & Commercial | USHP
216734937 | Central HP <5.4 tons | TEMPSTAR | HRCU-A-CB (Split System: Heat Pump with Remote Outdoor Unit-Air-Source) | D5CUHAH24AAK |  |  | EA*5X37M17A* | *80MS(N,L)0701712A* | 23000 | 16.5 | 8.5 | 20800 | 18500 | 88.94% | 1.98 | 0 | 11 |  |  |  |  | R-454B | 1.9167 | Residential & Commercial | USHP | Ducted CEE Tier 1
216734978 | Central HP <5.4 tons | TEMPSTAR | HRCU-A-CB (Split System: Heat Pump with Remote Outdoor Unit-Air-Source) | D5CUHAH24AAK |  |  | EA*5X37M17A* | *80VSL0701412B* | 23000 | 16.5 | 8.5 | 20800 | 18500 | 88.94% | 1.94 | 0 | 11 |  |  |  |  | R-454B | 1.9167 | Residential & Commercial | USHP | Ducted CEE Tier 1
214280310 | Central HP <5.4 tons | AIRQUEST | HRCU-A-CB (Split System: Heat Pump with Remote Outdoor Unit-Air-Source) | DLCURAH36ABK |  |  | EA*4X48L21A* | *96MSN0601716A* | 35600 | 15.5 | 8.5 | 38000 | 34800 | 91.58% | 2.04 | 0 | 9.5 |  |  |  |  | R-410A | 2.9667 | Residential & Commercial | USHP
210450262 | Central HP <5.4 tons | CARRIER | HRCU-A-CB (Split System: Heat Pump with Remote Outdoor Unit-Air-Source) | 38MURAQ36AB3* |  |  | CNPV*4821AL* | GG96VTAA48080B | 35800 | 16 | 8.5 | 38500 | 35000 | 90.91% | 2 | 0 | 10 |  |  |  |  | R-410A | 2.9833 | Residential & Commercial | USHP | Ducted CEE Tier 1
214650917 | Central HP <5.4 tons | LUXAIRE | HRCU-A-CB (Split System: Heat Pump with Remote Outdoor Unit-Air-Source) | HH824E2S11 |  |  | CTU36B5XDS1+TXV | TM8E080B12MP11 | 23000 | 18 | 9.5 | 23000 | 18700 | 81.3% | 2 | 0 | 12 |  |  |  |  | R-454B | 1.9167 | Residential & Commercial | USHP | Ducted CEE Tier 1
210598507 | Central HP <5.4 tons | HEIL | HRCU-A-CB (Split System: Heat Pump with Remote Outdoor Unit-Air-Source) | HVH825GKA2* |  |  | EN(A,D,W)4X48L21**+WALLCON | *96CTN0801714A* | 24000 | 16.5 | 8.1 | 21400 | 16600 | 77.57% | 2 | 0 | 11 |  |  |  |  | R-410A | 2 | Residential & Commercial | USHP | Ducted CEE Tier 1
210597872 | Central HP <5.4 tons | HEIL | HRCU-A-CB (Split System: Heat Pump with Remote Outdoor Unit-Air-Source) | HVH825GKA2* |  |  | EA*4X42L21A*+WALLCON | *96CTN0801714A* | 23600 | 16.5 | 8.1 | 21400 | 16700 | 78.04% | 1.96 | 0 | 11 |  |  |  |  | R-410A | 1.9667 | Residential & Commercial | USHP | Ducted CEE Tier 1
210597972 | Central HP <5.4 tons | HEIL | HRCU-A-CB (Split System: Heat Pump with Remote Outdoor Unit-Air-Source) | HVH825GKA2* |  |  | EA*4X43L21A*+WALLCON | *96CTN0801714A* | 24400 | 16.5 | 8.1 | 21200 | 16700 | 78.77% | 2.02 | 0 | 11 |  |  |  |  | R-410A | 2.0333 | Residential & Commercial | USHP | Ducted CEE Tier 1
216735977 | Central HP <5.4 tons | TEMPSTAR | HRCU-A-CB (Split System: Heat Pump with Remote Outdoor Unit-Air-Source) | D5CUHAH24AAK |  |  | EA*5X37M21A* | *96CTN0802120B* | 23400 | 16 | 8.5 | 20800 | 18500 | 88.94% | 1.98 | 0 | 11 |  |  |  |  | R-454B | 1.95 | Residential & Commercial | USHP | Ducted CEE Tier 1
216736075 | Central HP <5.4 tons | TEMPSTAR | HRCU-A-CB (Split System: Heat Pump with Remote Outdoor Unit-Air-Source) | D5CUHAH24AAK |  |  | EA*5X37M21A* | *97VTN0802120A* | 23200 | 16.5 | 8.5 | 20800 | 18500 | 88.94% | 1.96 | 0 | 11 |  |  |  |  | R-454B | 1.9333 | Residential & Commercial | USHP | Ducted CEE Tier 1
213361592 | Central HP <5.4 tons | BRYANT HEATING AND COOLING SYSTEMS | HRCU-A-CB (Split System: Heat Pump with Remote Outdoor Unit-Air-Source) | 284ANV048*0**B* |  |  | FE4BNBD60L*+UI | 0 | 46000 | 22 | 9.5 | 45500 | 35400 | 77.8% | 2.48 | 0 | 13 |  |  |  |  | R-410A | 3.8333 | Residential & Commercial | USHP | Ducted CEE Tier 1
216644286 | Central HP <5.4 tons | DAY & NIGHT | HRCU-A-CB (Split System: Heat Pump with Remote Outdoor Unit-Air-Source) | D5CUHAH18AAK |  |  | EA*5X25M17A* | *95MSU0601716A* | 18100 | 15.2 | 9 | 19700 | 17600 | 89.34% | 1.9 | 0 | 11 |  |  |  |  | R-454B | 1.5083 | Residential & Commercial | USHP | Ducted CEE Tier 1
216644572 | Central HP <5.4 tons | DAY & NIGHT | HRCU-A-CB (Split System: Heat Pump with Remote Outdoor Unit-Air-Source) | D5CUHAH18AAK |  |  | EA*5X19M17A* | OLV098A12* | 18800 | 15.5 | 9.5 | 20400 | 18000 | 88.24% | 2 | 0 | 11 |  |  |  |  | R-454B | 1.5667 | Residential & Commercial | USHP | Ducted CEE Tier 1
216997497 | Central HP <5.4 tons | BLUERIDGE | HRCU-A-CB (Split System: Heat Pump with Remote Outdoor Unit-Air-Source) | BXS5A33UC0 |  |  | BNHFA36DH0 | 0 | 33000 | 16.5 | 10 | 35000 | 34000 | 97.14% | 2 | 0 | 11.7 |  |  |  |  | R-454B | 2.75 | Residential & Commercial | USHP | Ducted CEE Tier 1
213353813 | Central HP <5.4 tons | HEIL | HRCU-A-CB (Split System: Heat Pump with Remote Outdoor Unit-Air-Source) | DLCURAH30ABK |  |  | F5MA4*30L*B* | 0 | 30000 | 15.2 | 8.5 | 33600 | 27200 | 80.95% | 1.8 | 0 | 9 |  |  |  |  | R-410A | 2.5 | Residential & Commercial | USHP
210598543 | Central HP <5.4 tons | HEIL | HRCU-A-CB (Split System: Heat Pump with Remote Outdoor Unit-Air-Source) | HVH825GKA2* |  |  | END4X42L17**+WALLCON | *80CTL0701412A* | 24000 | 17 | 8.1 | 21400 | 16600 | 77.57% | 2 | 0 | 11 |  |  |  |  | R-410A | 2 | Residential & Commercial | USHP | Ducted CEE Tier 1
210598268 | Central HP <5.4 tons | HEIL | HRCU-A-CB (Split System: Heat Pump with Remote Outdoor Unit-Air-Source) | HVH825GKA2* |  |  | EHD4X48AAL+WALLCON | *95CSU0601716A* | 24200 | 16 | 8.1 | 21400 | 16700 | 78.04% | 2 | 0 | 10.5 |  |  |  |  | R-410A | 2.0167 | Residential & Commercial | USHP | Ducted CEE Tier 1
216010731 | Central HP <5.4 tons | LUXAIRE | HRCU-A-CB (Split System: Heat Pump with Remote Outdoor Unit-Air-Source) | HH824E2S11 |  |  | CTM36B5ADS1 | TL9E060B12UH11 | 23000 | 18 | 9 | 23000 | 18900 | 82.17% | 2 | 0 | 12 |  |  |  |  | R-454B | 1.9167 | Residential & Commercial | USHP | Ducted CEE Tier 1
214807832 | Central HP <5.4 tons | LUXAIRE | HRCU-A-CB (Split System: Heat Pump with Remote Outdoor Unit-Air-Source) | HH860E2S11 |  |  | CTU60D5XHS1+JMET18DS2N1+TXV | 0 | 54000 | 19 | 9 | 53500 | 38500 | 71.96% | 2 | 0 | 12 |  |  |  |  | R-454B | 4.5 | Residential & Commercial | USHP | Ducted CEE Tier 1
214809004 | Central HP <5.4 tons | LUXAIRE | HRCU-A-CB (Split System: Heat Pump with Remote Outdoor Unit-Air-Source) | HH860E2S11 |  |  | CTU60C5XGS1+JMC17C2SN1+TXV | 0 | 44500 | 18 | 9 | 44000 | 33000 | 75% | 2 | 0 | 12 |  |  |  |  | R-454B | 3.7083 | Residential & Commercial | USHP | Ducted CEE Tier 1
216735431 | Central HP <5.4 tons | TEMPSTAR | HRCU-A-CB (Split System: Heat Pump with Remote Outdoor Unit-Air-Source) | D5CUHAH24AAK |  |  | EA*5X37M21A* | *80CSU0601716A* | 23800 | 17 | 8.5 | 21000 | 18700 | 89.05% | 1.96 | 0 | 11 |  |  |  |  | R-454B | 1.9833 | Residential & Commercial | USHP | Ducted CEE Tier 1
216734829 | Central HP <5.4 tons | TEMPSTAR | HRCU-A-CB (Split System: Heat Pump with Remote Outdoor Unit-Air-Source) | D5CUHAH24AAK |  |  | EA*5X36M17A* | *96VTN0801716B* | 22200 | 16 | 8.1 | 20800 | 18700 | 89.9% | 1.85 | 0 | 10.5 |  |  |  |  | R-454B | 1.85 | Residential & Commercial | USHP | Ducted CEE Tier 1
216734375 | Central HP <5.4 tons | TEMPSTAR | HRCU-A-CB (Split System: Heat Pump with Remote Outdoor Unit-Air-Source) | D5CUHAH24AAK |  |  | EA*5X36M17A* | *80MS(N,L)0451714A* | 22200 | 15.5 | 8.1 | 20800 | 18700 | 89.9% | 1.85 | 0 | 10.5 |  |  |  |  | R-454B | 1.85 | Residential & Commercial | USHP | Ducted CEE Tier 1
216734427 | Central HP <5.4 tons | TEMPSTAR | HRCU-A-CB (Split System: Heat Pump with Remote Outdoor Unit-Air-Source) | D5CUHAH24AAK |  |  | EA*5X36M17A* | *80VSL0451412B* | 22200 | 16.5 | 8.5 | 20800 | 18700 | 89.9% | 1.94 | 0 | 10.5 |  |  |  |  | R-454B | 1.85 | Residential & Commercial | USHP | Ducted CEE Tier 1
211261733 | Central HP <5.4 tons | TEMPSTAR | HRCU-A-CB (Split System: Heat Pump with Remote Outdoor Unit-Air-Source) | DLCURAH18ABK |  |  | EA*4X30L17A* | *80VSL0701716A* | 17600 | 16 | 8.5 | 18100 | 18600 | 102.8% | 2.24 | 0 | 10.5 |  |  |  |  | R-410A | 1.4667 | Residential & Commercial | USHP | Ducted CEE Tier 1
215869160 | Central HP <5.4 tons | TRANE | HRCU-A-CB (Split System: Heat Pump with Remote Outdoor Unit-Air-Source) | 5TWV8X60A1 |  |  | 5TXCD010AS3 | S9V2C100U5VSB+LRP | 54500 | 18.1 | 8.5 | 55500 | 39500 | 71.17% | 2 | 0 | 10 |  |  |  |  | R-454B | 4.5417 | Residential & Commercial | USHP | Ducted CEE Tier 1
212976398 | Central HP <5.4 tons | TEMPSTAR | HRCU-A-CB (Split System: Heat Pump with Remote Outdoor Unit-Air-Source) | DLCURAH24ABK |  |  | EA*4X36L21A* | *96VTN0802120B* | 24000 | 17 | 8.5 | 26400 | 21400 | 81.06% | 1.8 | 0 | 10 |  |  |  |  | R-410A | 2 | Residential & Commercial | USHP | Ducted CEE Tier 1
216735496 | Central HP <5.4 tons | TEMPSTAR | HRCU-A-CB (Split System: Heat Pump with Remote Outdoor Unit-Air-Source) | D5CUHAH24AAK |  |  | EA*5X37M21A* | *80MS(N,L)0901714A* | 23000 | 16 | 8.5 | 20600 | 18400 | 89.32% | 1.98 | 0 | 11 |  |  |  |  | R-454B | 1.9167 | Residential & Commercial | USHP | Ducted CEE Tier 1
216735212 | Central HP <5.4 tons | TEMPSTAR | HRCU-A-CB (Split System: Heat Pump with Remote Outdoor Unit-Air-Source) | D5CUHAH24AAK |  |  | EA*5X37M17A* | *96MSN0801716A* | 23000 | 16 | 8.5 | 20800 | 18500 | 88.94% | 1.98 | 0 | 11 |  |  |  |  | R-454B | 1.9167 | Residential & Commercial | USHP | Ducted CEE Tier 1
216010751 | Central HP <5.4 tons | LUXAIRE | HRCU-A-CB (Split System: Heat Pump with Remote Outdoor Unit-Air-Source) | HH824E2S11 |  |  | CTM36B5ADS1+JME08B2SN1 | 0 | 23000 | 19 | 9.5 | 23000 | 18000 | 78.26% | 2 | 0 | 12 |  |  |  |  | R-454B | 1.9167 | Residential & Commercial | USHP | Ducted CEE Tier 1
213249269 | Central HP <5.4 tons | BRYANT HEATING AND COOLING SYSTEMS | HRCU-A-CB (Split System: Heat Pump with Remote Outdoor Unit-Air-Source) | 38MURAQ24AB3* |  |  | FEVA0024**+NAVA43601CK | 0 | 24200 | 17 | 9 | 25800 | 22200 | 86.05% | 1.84 | 0 | 10 |  |  |  |  | R-410A | 2.0167 | Residential & Commercial | USHP | Ducted CEE Tier 1
213352688 | Central HP <5.4 tons | ECOER | HRCU-A-CB (Split System: Heat Pump with Remote Outdoor Unit-Air-Source) | EODA18H-4860B |  |  | EAHATN-60 | 0 | 54000 | 16 | 8.8 | 55000 | 38500 | 70% | 1.9 | 0 | 10 |  |  |  |  | R-410A | 4.5 | Residential & Commercial | USHP | Ducted CEE Tier 1
211385840 | Central HP <5.4 tons | LUXAIRE | HRCU-A-CB (Split System: Heat Pump with Remote Outdoor Unit-Air-Source) | HMH72B341 |  |  | XAFC48FXXN1+TXV | TMLE080C16MP11 | 33400 | 17 | 8.5 | 32200 | 23400 | 72.67% | 2.06 | 0 | 9.5 |  |  |  |  | R-410A | 2.7833 | Residential & Commercial | USHP
211385954 | Central HP <5.4 tons | LUXAIRE | HRCU-A-CB (Split System: Heat Pump with Remote Outdoor Unit-Air-Source) | HMH72B341 |  |  | XAHC48FBCN1 | TMLE080B12MP11 | 32800 | 16.5 | 8.1 | 32400 | 23800 | 73.46% | 2 | 0 | 9 |  |  |  |  | R-410A | 2.7333 | Residential & Commercial | USHP
216735064 | Central HP <5.4 tons | TEMPSTAR | HRCU-A-CB (Split System: Heat Pump with Remote Outdoor Unit-Air-Source) | D5CUHAH24AAK |  |  | EA*5X37M17A* | *80VTL0451412B* | 23000 | 16.5 | 8.5 | 20800 | 18500 | 88.94% | 1.96 | 0 | 11 |  |  |  |  | R-454B | 1.9167 | Residential & Commercial | USHP | Ducted CEE Tier 1
216735249 | Central HP <5.4 tons | TEMPSTAR | HRCU-A-CB (Split System: Heat Pump with Remote Outdoor Unit-Air-Source) | D5CUHAH24AAK |  |  | EA*5X37M17A* | *96VSN0601716B* | 22800 | 16 | 8.5 | 20600 | 18400 | 89.32% | 1.96 | 0 | 11 |  |  |  |  | R-454B | 1.9 | Residential & Commercial | USHP | Ducted CEE Tier 1
216735381 | Central HP <5.4 tons | TEMPSTAR | HRCU-A-CB (Split System: Heat Pump with Remote Outdoor Unit-Air-Source) | D5CUHAH24AAK |  |  | EA*5X37M17A* | *97VTN0801716A* | 23000 | 16.5 | 8.5 | 20800 | 18500 | 88.94% | 1.96 | 0 | 11 |  |  |  |  | R-454B | 1.9167 | Residential & Commercial | USHP | Ducted CEE Tier 1
216735533 | Central HP <5.4 tons | TEMPSTAR | HRCU-A-CB (Split System: Heat Pump with Remote Outdoor Unit-Air-Source) | D5CUHAH24AAK |  |  | EA*5X37M21A* | *80VSL0901716B* | 22800 | 16 | 8.5 | 20400 | 18300 | 89.71% | 1.98 | 0 | 11 |  |  |  |  | R-454B | 1.9 | Residential & Commercial | USHP | Ducted CEE Tier 1
216735817 | Central HP <5.4 tons | TEMPSTAR | HRCU-A-CB (Split System: Heat Pump with Remote Outdoor Unit-Air-Source) | D5CUHAH24AAK |  |  | EA*5X37M21A* | *96MSN0601716A* | 23200 | 15.5 | 8.5 | 20800 | 18500 | 88.94% | 1.98 | 0 | 11 |  |  |  |  | R-454B | 1.9333 | Residential & Commercial | USHP | Ducted CEE Tier 1
214807745 | Central HP <5.4 tons | LUXAIRE | HRCU-A-CB (Split System: Heat Pump with Remote Outdoor Unit-Air-Source) | HH824E2S11 |  |  | CTM36B5ADS1 | LP9C080B12MP13 | 23000 | 18 | 9.5 | 23000 | 18500 | 80.43% | 2 | 0 | 12 |  |  |  |  | R-454B | 1.9167 | Residential & Commercial | USHP | Ducted CEE Tier 1
210597844 | Central HP <5.4 tons | HEIL | HRCU-A-CB (Split System: Heat Pump with Remote Outdoor Unit-Air-Source) | HVH825GKA2* |  |  | EA*4X42L21A*+WALLCON | *80CTL0451712A* | 23600 | 16.5 | 8.1 | 21600 | 16800 | 77.78% | 1.94 | 0 | 10.5 |  |  |  |  | R-410A | 1.9667 | Residential & Commercial | USHP | Ducted CEE Tier 1
210597864 | Central HP <5.4 tons | HEIL | HRCU-A-CB (Split System: Heat Pump with Remote Outdoor Unit-Air-Source) | HVH825GKA2* |  |  | EA*4X42L21A*+WALLCON | *95CSU1002122A* | 23800 | 16.5 | 8.1 | 21400 | 16600 | 77.57% | 1.96 | 0 | 11 |  |  |  |  | R-410A | 1.9833 | Residential & Commercial | USHP | Ducted CEE Tier 1
211206928 | Central HP <5.4 tons | FRASER-JOHNSTON | HRCU-A-CB (Split System: Heat Pump with Remote Outdoor Unit-Air-Source) | HL20B4821 |  |  | XAMC48HE3N1+CC | TM9V100C16MP12 | 43500 | 19 | 9 | 44000 | 36200 | 82.27% | 2.14 | 0 | 12 |  |  |  |  | R-410A | 3.625 | Residential & Commercial | USHP | Ducted CEE Tier 1
216735778 | Central HP <5.4 tons | TEMPSTAR | HRCU-A-CB (Split System: Heat Pump with Remote Outdoor Unit-Air-Source) | D5CUHAH24AAK |  |  | EA*5X37M21A* | *92MSN0801716A* | 23000 | 16.5 | 8.5 | 20400 | 18300 | 89.71% | 1.98 | 0 | 11 |  |  |  |  | R-454B | 1.9167 | Residential & Commercial | USHP | Ducted CEE Tier 1
216736055 | Central HP <5.4 tons | TEMPSTAR | HRCU-A-CB (Split System: Heat Pump with Remote Outdoor Unit-Air-Source) | D5CUHAH24AAK |  |  | EA*5X37M21A* | *97VTN0601716A* | 23000 | 16.5 | 8.5 | 20600 | 18400 | 89.32% | 1.96 | 0 | 11 |  |  |  |  | R-454B | 1.9167 | Residential & Commercial | USHP | Ducted CEE Tier 1
210598208 | Central HP <5.4 tons | HEIL | HRCU-A-CB (Split System: Heat Pump with Remote Outdoor Unit-Air-Source) | HVH825GKA2* |  |  | EHD4X42AAL+WALLCON | *96CTN1002122A* | 24200 | 16 | 8.1 | 21400 | 16600 | 77.57% | 2 | 0 | 10.5 |  |  |  |  | R-410A | 2.0167 | Residential & Commercial | USHP | Ducted CEE Tier 1
212396495 | Central HP <5.4 tons | Panasonic | HRCU-A-CB (Split System: Heat Pump with Remote Outdoor Unit-Air-Source) | CU-HE36YAHK6 |  |  | CS-HE36YAHK6 | 0 | 36000 | 16 | 9.5 | 40000 | 34400 | 86% | 1.97 | 10.5 | 10 |  |  |  |  | R-410A | 3 | Residential & Commercial | USHP | Ducted CEE Tier 1
211227900 | Central HP <5.4 tons | HEIL | HRCU-A-CB (Split System: Heat Pump with Remote Outdoor Unit-Air-Source) | DLCURAH36ABK |  |  | EA*4X42L24A* | *80ESU0802120A | 37000 | 15.5 | 8.5 | 40000 | 35200 | 88% | 1.96 | 0 | 10 |  |  |  |  | R-410A | 3.0833 | Residential & Commercial | USHP | Ducted CEE Tier 1
211228004 | Central HP <5.4 tons | HEIL | HRCU-A-CB (Split System: Heat Pump with Remote Outdoor Unit-Air-Source) | DLCURAH36ABK |  |  | EA*4X42L24A* | *95ESN0802120A* | 36200 | 15.5 | 8.1 | 39500 | 35200 | 89.11% | 1.92 | 0 | 10 |  |  |  |  | R-410A | 3.0167 | Residential & Commercial | USHP | Ducted CEE Tier 1
211228229 | Central HP <5.4 tons | HEIL | HRCU-A-CB (Split System: Heat Pump with Remote Outdoor Unit-Air-Source) | DLCURAH36ABK |  |  | EA*4X43L21A* | *80ES(N,L)0701712A* | 36400 | 15.5 | 8.5 | 38500 | 34800 | 90.39% | 2.08 | 0 | 10 |  |  |  |  | R-410A | 3.0333 | Residential & Commercial | USHP | Ducted CEE Tier 1
211228318 | Central HP <5.4 tons | HEIL | HRCU-A-CB (Split System: Heat Pump with Remote Outdoor Unit-Air-Source) | DLCURAH36ABK |  |  | EA*4X43L21A* | *80VSL0702120A* | 36200 | 16 | 8.5 | 38500 | 34800 | 90.39% | 2.06 | 0 | 10 |  |  |  |  | R-410A | 3.0167 | Residential & Commercial | USHP | Ducted CEE Tier 1
211228393 | Central HP <5.4 tons | HEIL | HRCU-A-CB (Split System: Heat Pump with Remote Outdoor Unit-Air-Source) | DLCURAH36ABK |  |  | EA*4X43L21A* | *80VTL0902120A* | 36200 | 16 | 8.5 | 38500 | 34800 | 90.39% | 2.06 | 0 | 10 |  |  |  |  | R-410A | 3.0167 | Residential & Commercial | USHP | Ducted CEE Tier 1
211227536 | Central HP <5.4 tons | HEIL | HRCU-A-CB (Split System: Heat Pump with Remote Outdoor Unit-Air-Source) | DLCURAH36ABK |  |  | EA*4X42L21A* | *92ESN0802120A* | 35200 | 16.5 | 8.1 | 38500 | 35000 | 90.91% | 1.88 | 0 | 10 |  |  |  |  | R-410A | 2.9333 | Residential & Commercial | USHP | Ducted CEE Tier 1
216736373 | Central HP <5.4 tons | TEMPSTAR | HRCU-A-CB (Split System: Heat Pump with Remote Outdoor Unit-Air-Source) | D5CUHAH24AAK |  |  | ESH5X24M12A* | *80MSU1002120A* | 22800 | 15.5 | 8.5 | 21400 | 19300 | 90.19% | 1.96 | 0 | 10.5 |  |  |  |  | R-454B | 1.9 | Residential & Commercial | USHP | Ducted CEE Tier 1
212396505 | Central HP <5.4 tons | Panasonic | HRCU-A-C (Split System: Heat Pump with Remote Outdoor Unit with No Indoor Fan --Air Source) | CU-HE24YAHK6 |  |  | CS-HE24YAC6 | 0 | 24000 | 16.5 | 9.5 | 25000 | 20000 | 80% | 1.95 | 11 | 10.7 |  |  |  |  | R-410A | 2 | Residential & Commercial | USHP | Ducted CEE Tier 1
214807747 | Central HP <5.4 tons | LUXAIRE | HRCU-A-CB (Split System: Heat Pump with Remote Outdoor Unit-Air-Source) | HH836E2S11 |  |  | CTU36B5XDS1+JMVT12BC2N1+TXV | 0 | 34000 | 19 | 9 | 31400 | 25600 | 81.53% | 2 | 0 | 11.7 |  |  |  |  | R-454B | 2.8333 | Residential & Commercial | USHP | Ducted CEE Tier 1
214807752 | Central HP <5.4 tons | LUXAIRE | HRCU-A-CB (Split System: Heat Pump with Remote Outdoor Unit-Air-Source) | HH836E2S11 |  |  | CTU36B5XDS1+TXV | Z8ET080B12LMPS1 | 33200 | 19 | 9 | 30400 | 24800 | 81.58% | 2 | 0 | 11.7 |  |  |  |  | R-454B | 2.7667 | Residential & Commercial | USHP | Ducted CEE Tier 1
214807772 | Central HP <5.4 tons | LUXAIRE | HRCU-A-CB (Split System: Heat Pump with Remote Outdoor Unit-Air-Source) | HH836E2S11 |  |  | CTU36B5XDS1+TXV | Z8ES100B12SMPS1 | 33400 | 18 | 8.5 | 30800 | 25000 | 81.17% | 2 | 0 | 11.7 |  |  |  |  | R-454B | 2.7833 | Residential & Commercial | USHP | Ducted CEE Tier 1
214809217 | Central HP <5.4 tons | LUXAIRE | HRCU-A-CB (Split System: Heat Pump with Remote Outdoor Unit-Air-Source) | HH860E2S11 |  |  | CTU60C5XGS1+TXV | Z8ES120C16SMPS1 | 44000 | 18 | 9 | 43500 | 33000 | 75.86% | 2 | 0 | 12 |  |  |  |  | R-454B | 3.6667 | Residential & Commercial | USHP | Ducted CEE Tier 1
214809251 | Central HP <5.4 tons | LUXAIRE | HRCU-A-CB (Split System: Heat Pump with Remote Outdoor Unit-Air-Source) | HH860E2S11 |  |  | CTU60C5XGS1+TXV | Z8ES080C16SMPS1 | 44500 | 18 | 9 | 44500 | 33400 | 75.06% | 2 | 0 | 12 |  |  |  |  | R-454B | 3.7083 | Residential & Commercial | USHP | Ducted CEE Tier 1
214809183 | Central HP <5.4 tons | LUXAIRE | HRCU-A-CB (Split System: Heat Pump with Remote Outdoor Unit-Air-Source) | HH860E2S11 |  |  | CTU60C5XGS1+TXV | TPLC080C16MP13 | 43500 | 18 | 9 | 44000 | 33400 | 75.91% | 2 | 0 | 11.7 |  |  |  |  | R-454B | 3.625 | Residential & Commercial | USHP | Ducted CEE Tier 1
214651388 | Central HP <5.4 tons | LUXAIRE | HRCU-A-CB (Split System: Heat Pump with Remote Outdoor Unit-Air-Source) | HH824E2S11 |  |  | CTU36B5XDS1+TXV | TM9Y080B12MP11 | 23000 | 18 | 9.5 | 23000 | 18600 | 80.87% | 2 | 0 | 12 |  |  |  |  | R-454B | 1.9167 | Residential & Commercial | USHP | Ducted CEE Tier 1
214807767 | Central HP <5.4 tons | LUXAIRE | HRCU-A-CB (Split System: Heat Pump with Remote Outdoor Unit-Air-Source) | HH836E2S11 |  |  | CTU36B5XDS1+JME12B2SN1+TXV | 0 | 33400 | 19 | 9 | 30400 | 24800 | 81.58% | 2 | 0 | 12 |  |  |  |  | R-454B | 2.7833 | Residential & Commercial | USHP | Ducted CEE Tier 1
211391056 | Central HP <5.4 tons | LUXAIRE | HRCU-A-CB (Split System: Heat Pump with Remote Outdoor Unit-Air-Source) | HMH72B341 |  |  | XAUB36DXXN1+TXV | TM8V060A12MP12 | 34000 | 17.5 | 8.1 | 34000 | 24200 | 71.18% | 2.06 | 0 | 9.5 |  |  |  |  | R-410A | 2.8333 | Residential & Commercial | USHP
211391101 | Central HP <5.4 tons | LUXAIRE | HRCU-A-CB (Split System: Heat Pump with Remote Outdoor Unit-Air-Source) | HMH72B341 |  |  | XAFB36DBCN1 | TPLC060A12MP13 | 34000 | 17.5 | 8.1 | 34000 | 24200 | 71.18% | 2.06 | 0 | 9.5 |  |  |  |  | R-410A | 2.8333 | Residential & Commercial | USHP
211391131 | Central HP <5.4 tons | LUXAIRE | HRCU-A-CB (Split System: Heat Pump with Remote Outdoor Unit-Air-Source) | HMH72B341 |  |  | XAFB30CXXN1+TXV | TM8V060A12MP12 | 32800 | 17.5 | 8.1 | 33400 | 23400 | 70.06% | 2.02 | 0 | 9.5 |  |  |  |  | R-410A | 2.7333 | Residential & Commercial | USHP
211391308 | Central HP <5.4 tons | LUXAIRE | HRCU-A-CB (Split System: Heat Pump with Remote Outdoor Unit-Air-Source) | HMH72B341 |  |  | XAFC36DXXN1+TXV | TM8E120C16MP11 | 34000 | 18 | 8.5 | 33600 | 23800 | 70.83% | 2.08 | 0 | 10 |  |  |  |  | R-410A | 2.8333 | Residential & Commercial | USHP | Ducted CEE Tier 1
211387909 | Central HP <5.4 tons | LUXAIRE | HRCU-A-CB (Split System: Heat Pump with Remote Outdoor Unit-Air-Source) | HMH72B341 |  |  | XAFB36DBCN1 | TM9V080B12MP12 | 33600 | 17.5 | 8.5 | 33400 | 23400 | 70.06% | 2.04 | 0 | 10 |  |  |  |  | R-410A | 2.8 | Residential & Commercial | USHP | Ducted CEE Tier 1
211387889 | Central HP <5.4 tons | LUXAIRE | HRCU-A-CB (Split System: Heat Pump with Remote Outdoor Unit-Air-Source) | HMH72B341 |  |  | XAFB36DXXN1+TXV | TP9C080B12MP13 | 33600 | 17.5 | 8.5 | 33400 | 23400 | 70.06% | 2.04 | 0 | 10 |  |  |  |  | R-410A | 2.8 | Residential & Commercial | USHP | Ducted CEE Tier 1
210597928 | Central HP <5.4 tons | HEIL | HRCU-A-CB (Split System: Heat Pump with Remote Outdoor Unit-Air-Source) | HVH825GKA2* |  |  | EA*4X42L24A*+WALLCON | *97CMN1202422A* | 23800 | 16.5 | 8.1 | 21400 | 16700 | 78.04% | 1.96 | 0 | 11 |  |  |  |  | R-410A | 1.9833 | Residential & Commercial | USHP | Ducted CEE Tier 1
210598080 | Central HP <5.4 tons | HEIL | HRCU-A-CB (Split System: Heat Pump with Remote Outdoor Unit-Air-Source) | HVH825GKA2* |  |  | EA*4X48L24A*+WALLCON | *96CTN1202422A* | 24200 | 17 | 8.1 | 21000 | 16500 | 78.57% | 2.02 | 0 | 11 |  |  |  |  | R-410A | 2.0167 | Residential & Commercial | USHP | Ducted CEE Tier 1
210598479 | Central HP <5.4 tons | HEIL | HRCU-A-CB (Split System: Heat Pump with Remote Outdoor Unit-Air-Source) | HVH825GKA2* |  |  | EN(A,D,W)4X48L21**+WALLCON | *80CTL0451712A* | 24000 | 16.5 | 8.1 | 21400 | 16700 | 78.04% | 2 | 0 | 11 |  |  |  |  | R-410A | 2 | Residential & Commercial | USHP | Ducted CEE Tier 1
213160450 | Central HP <5.4 tons | Panasonic | HRCU-A-C (Split System: Heat Pump with Remote Outdoor Unit with No Indoor Fan --Air Source) | CU-HE18YAHK6 |  |  | CS-HE24YAC6* | 0 | 18000 | 16.1 | 9.5 | 19000 | 15000 | 78.95% | 2.2 | 11.6 | 11.7 |  |  |  |  | R-410A | 1.5 | Residential & Commercial | USHP | Ducted CEE Tier 1
216734692 | Central HP <5.4 tons | TEMPSTAR | HRCU-A-CB (Split System: Heat Pump with Remote Outdoor Unit-Air-Source) | D5CUHAH24AAK |  |  | EA*5X36M17A* | *96VSN0401410B* | 22200 | 15.5 | 8.1 | 21000 | 18800 | 89.52% | 1.85 | 0 | 10.5 |  |  |  |  | R-454B | 1.85 | Residential & Commercial | USHP | Ducted CEE Tier 1
216735655 | Central HP <5.4 tons | TEMPSTAR | HRCU-A-CB (Split System: Heat Pump with Remote Outdoor Unit-Air-Source) | D5CUHAH24AAK |  |  | EA*5X37M21A* | *80VTL0701716B* | 23000 | 16.5 | 8.5 | 20600 | 18400 | 89.32% | 1.96 | 0 | 11 |  |  |  |  | R-454B | 1.9167 | Residential & Commercial | USHP | Ducted CEE Tier 1
213079688 | Central HP <5.4 tons | TEMPSTAR | HRCU-A-CB (Split System: Heat Pump with Remote Outdoor Unit-Air-Source) | DLCURAH36ABK |  |  | EA*4X43L21A* | *92MSN0802120A* | 36800 | 16.5 | 8.5 | 38500 | 34600 | 89.87% | 2.02 | 0 | 10 |  |  |  |  | R-410A | 3.0667 | Residential & Commercial | USHP | Ducted CEE Tier 1
206790602 | Central HP <5.4 tons | BRYANT HEATING AND COOLING SYSTEMS | HRCU-A-CB (Split System: Heat Pump with Remote Outdoor Unit-Air-Source) | 284ANV048*0**B* |  |  | CAP**4821AL*+UI | 987MB66100C21*** | 43500 | 21 | 9.5 | 46500 | 36400 | 78.28% | 2.28 | 12 | 11.7 |  |  |  |  | R-410A | 3.625 | Residential & Commercial | USHP | Ducted CEE Tier 1
206790438 | Central HP <5.4 tons | BRYANT HEATING AND COOLING SYSTEMS | HRCU-A-CB (Split System: Heat Pump with Remote Outdoor Unit-Air-Source) | 284ANV036*0**B* |  |  | CSPH*3612AL*+UI | 987MB66120C24*** | 33600 | 18 | 9 | 35200 | 26200 | 74.43% | 2.02 | 12.5 | 11.7 |  |  |  |  | R-410A | 2.8 | Residential & Commercial | USHP | Ducted CEE Tier 1
206790536 | Central HP <5.4 tons | BRYANT HEATING AND COOLING SYSTEMS | HRCU-A-CB (Split System: Heat Pump with Remote Outdoor Unit-Air-Source) | 284ANV036*0**B* |  |  | CAP**4221AL*+UI | 935CA66100C21*** | 33200 | 19.5 | 9.5 | 35400 | 26600 | 75.14% | 2 | 12.5 | 12 |  |  |  |  | R-410A | 2.7667 | Residential & Commercial | USHP | Ducted CEE Tier 1
214572937 | Central HP <5.4 tons | TEMPSTAR | HRCU-A-CB (Split System: Heat Pump with Remote Outdoor Unit-Air-Source) | TVH837GKA** |  |  | EA*4X60L24A*+WALLCON | *97CMN0802120B* | 32800 | 17.5 | 8.5 | 31600 | 24800 | 78.48% | 2 | 0 | 11.5 |  |  |  |  | R-410A | 2.7333 | Residential & Commercial | USHP | Ducted CEE Tier 1
214572967 | Central HP <5.4 tons | TEMPSTAR | HRCU-A-CB (Split System: Heat Pump with Remote Outdoor Unit-Air-Source) | TVH837GKA** |  |  | EA*4X61L21A*+WALLCON | *95CSU0802120B* | 33200 | 17.5 | 8.5 | 32000 | 25000 | 78.12% | 2 | 0 | 11.5 |  |  |  |  | R-410A | 2.7667 | Residential & Commercial | USHP | Ducted CEE Tier 1
211227733 | Central HP <5.4 tons | HEIL | HRCU-A-CB (Split System: Heat Pump with Remote Outdoor Unit-Air-Source) | DLCURAH36ABK |  |  | EA*4X42L21A* | OMV098J12* | 35000 | 15.2 | 8.1 | 38500 | 35200 | 91.43% | 1.86 | 0 | 9.5 |  |  |  |  | R-410A | 2.9167 | Residential & Commercial | USHP
211227794 | Central HP <5.4 tons | HEIL | HRCU-A-CB (Split System: Heat Pump with Remote Outdoor Unit-Air-Source) | DLCURAH36ABK |  |  | EA*4X42L24A* | *80ES(N,L)0902120A* | 36000 | 16 | 8.1 | 39500 | 35000 | 88.61% | 1.92 | 0 | 10 |  |  |  |  | R-410A | 3 | Residential & Commercial | USHP | Ducted CEE Tier 1
216734522 | Central HP <5.4 tons | TEMPSTAR | HRCU-A-CB (Split System: Heat Pump with Remote Outdoor Unit-Air-Source) | D5CUHAH24AAK |  |  | EA*5X36M17A* | *80VTL0451412B* | 22200 | 16.5 | 8.5 | 20800 | 18700 | 89.9% | 1.94 | 0 | 10.5 |  |  |  |  | R-454B | 1.85 | Residential & Commercial | USHP | Ducted CEE Tier 1
216737146 | Central HP <5.4 tons | TEMPSTAR | HRCU-A-CB (Split System: Heat Pump with Remote Outdoor Unit-Air-Source) | D5CUHAH24AAK |  |  | ESH5X30M12A* | *80MS(N,L)1552420A* | 22400 | 15.2 | 8.1 | 21000 | 18800 | 89.52% | 1.9 | 0 | 10.5 |  |  |  |  | R-454B | 1.8667 | Residential & Commercial | USHP | Ducted CEE Tier 1
210474581 | Central HP <5.4 tons | BRYANT HEATING AND COOLING SYSTEMS | HRCU-A-CB (Split System: Heat Pump with Remote Outdoor Unit-Air-Source) | 288BNV025*0**C* |  |  | CSPH*4812AL*+UI | 987MB42080C17*** | 24200 | 16 | 8.1 | 21400 | 16700 | 78.04% | 2 | 0 | 10.5 |  |  |  |  | R-410A | 2.0167 | Residential & Commercial | USHP | Ducted CEE Tier 1
211387751 | Central HP <5.4 tons | FRASER-JOHNSTON | HRCU-A-CB (Split System: Heat Pump with Remote Outdoor Unit-Air-Source) | HMH72B341 |  |  | XAHB36DXXN1+TXV | TP9C080B12MP13 | 33200 | 16.5 | 8.1 | 33400 | 23600 | 70.66% | 2 | 0 | 9.5 |  |  |  |  | R-410A | 2.7667 | Residential & Commercial | USHP
211388137 | Central HP <5.4 tons | FRASER-JOHNSTON | HRCU-A-CB (Split System: Heat Pump with Remote Outdoor Unit-Air-Source) | HMH72B341 |  |  | XAHB36DXXN1+TXV | TP9C060B12MP13 | 32800 | 17 | 8.1 | 33000 | 23400 | 70.91% | 1.98 | 0 | 9.5 |  |  |  |  | R-410A | 2.7333 | Residential & Commercial | USHP
211388272 | Central HP <5.4 tons | FRASER-JOHNSTON | HRCU-A-CB (Split System: Heat Pump with Remote Outdoor Unit-Air-Source) | HMH72B341 |  |  | XAFC30CXXN1+TXV | TM9V060B12MP12 | 32600 | 17 | 8.1 | 33600 | 23600 | 70.24% | 2.02 | 0 | 9.5 |  |  |  |  | R-410A | 2.7167 | Residential & Commercial | USHP
211388004 | Central HP <5.4 tons | FRASER-JOHNSTON | HRCU-A-CB (Split System: Heat Pump with Remote Outdoor Unit-Air-Source) | HMH72B341 |  |  | XAUB30CXXN1+TXV | TM9V080B12MP12 | 32800 | 17 | 8.1 | 33600 | 23600 | 70.24% | 2.02 | 0 | 9.5 |  |  |  |  | R-410A | 2.7333 | Residential & Commercial | USHP
211387703 | Central HP <5.4 tons | FRASER-JOHNSTON | HRCU-A-CB (Split System: Heat Pump with Remote Outdoor Unit-Air-Source) | HMH72B341 |  |  | XAHC36DBCN1 | TM9V080B12MP12 | 33200 | 17 | 8.1 | 33200 | 23400 | 70.48% | 2.02 | 0 | 9.5 |  |  |  |  | R-410A | 2.7667 | Residential & Commercial | USHP
211387834 | Central HP <5.4 tons | FRASER-JOHNSTON | HRCU-A-CB (Split System: Heat Pump with Remote Outdoor Unit-Air-Source) | HMH72B341 |  |  | XAFC36DBCN1 | TP9C080B12MP13 | 34000 | 17 | 8.1 | 34000 | 24400 | 71.76% | 2.06 | 0 | 9.5 |  |  |  |  | R-410A | 2.8333 | Residential & Commercial | USHP
210533075 | Central HP <5.4 tons | BRYANT HEATING AND COOLING SYSTEMS | HRCU-A-CB (Split System: Heat Pump with Remote Outdoor Unit-Air-Source) | 284ANV024*0**B* |  |  | CNPV*4221AL*+UI | 935CA60080C21*** | 23600 | 20.5 | 10 | 26600 | 19700 | 74.06% | 2.46 | 0 | 13.5 |  |  |  |  | R-410A | 1.9667 | Residential & Commercial | USHP | Ducted CEE Tier 1
211229117 | Central HP <5.4 tons | HEIL | HRCU-A-CB (Split System: Heat Pump with Remote Outdoor Unit-Air-Source) | DLCURAH36ABK |  |  | EA*4X48L21A* | *95ESU0601716A* | 35600 | 16 | 8.5 | 38500 | 34600 | 89.87% | 2.04 | 0 | 10 |  |  |  |  | R-410A | 2.9667 | Residential & Commercial | USHP | Ducted CEE Tier 1
211229149 | Central HP <5.4 tons | HEIL | HRCU-A-CB (Split System: Heat Pump with Remote Outdoor Unit-Air-Source) | DLCURAH36ABK |  |  | EA*4X48L21A* | *95ESU1002122A* | 37200 | 15.5 | 8.5 | 38500 | 35000 | 90.91% | 2.12 | 0 | 10 |  |  |  |  | R-410A | 3.1 | Residential & Commercial | USHP | Ducted CEE Tier 1
211227597 | Central HP <5.4 tons | HEIL | HRCU-A-CB (Split System: Heat Pump with Remote Outdoor Unit-Air-Source) | DLCURAH36ABK |  |  | EA*4X42L21A* | *96VSN0601714A* | 35000 | 15.2 | 8.1 | 38500 | 35200 | 91.43% | 1.86 | 0 | 9.5 |  |  |  |  | R-410A | 2.9167 | Residential & Commercial | USHP
211227715 | Central HP <5.4 tons | HEIL | HRCU-A-CB (Split System: Heat Pump with Remote Outdoor Unit-Air-Source) | DLCURAH36ABK |  |  | EA*4X42L21A* | *96VTN1002122A* | 35400 | 16.5 | 8.1 | 38500 | 35000 | 90.91% | 1.88 | 0 | 10 |  |  |  |  | R-410A | 2.95 | Residential & Commercial | USHP | Ducted CEE Tier 1
211227830 | Central HP <5.4 tons | HEIL | HRCU-A-CB (Split System: Heat Pump with Remote Outdoor Unit-Air-Source) | DLCURAH36ABK |  |  | EA*4X42L24A* | *80ES(N,L)1102420A* | 35400 | 16.5 | 8.1 | 38500 | 35000 | 90.91% | 1.88 | 0 | 10 |  |  |  |  | R-410A | 2.95 | Residential & Commercial | USHP | Ducted CEE Tier 1
206788573 | Central HP <5.4 tons | CARRIER | HRCU-A-CB (Split System: Heat Pump with Remote Outdoor Unit-Air-Source) | 25VNA424A*031* |  |  | CSPH*3612AL*+UI | 59CU5A100C21**22 | 23800 | 19.5 | 9.5 | 26600 | 19700 | 74.06% | 2.52 | 13.5 | 13 |  |  |  |  | R-410A | 1.9833 | Residential & Commercial | USHP | Ducted CEE Tier 1
214609054 | Central HP <5.4 tons | LUXAIRE | HRCU-A-CB (Split System: Heat Pump with Remote Outdoor Unit-Air-Source) | HH860E2S11 |  |  | CTM60C5CGS1 | Z9ES100C20SMPS1 | 45500 | 18 | 9 | 47000 | 34400 | 73.19% | 2 | 0 | 11.7 |  |  |  |  | R-454B | 3.7917 | Residential & Commercial | USHP | Ducted CEE Tier 1
211227525 | Central HP <5.4 tons | HEIL | HRCU-A-CB (Split System: Heat Pump with Remote Outdoor Unit-Air-Source) | DLCURAH36ABK |  |  | EA*4X42L21A* | *92ESN0801716A* | 35400 | 16 | 8.1 | 38500 | 35000 | 90.91% | 1.88 | 0 | 10 |  |  |  |  | R-410A | 2.95 | Residential & Commercial | USHP | Ducted CEE Tier 1
215938403 | Central HP <5.4 tons | TEMPSTAR | HRCU-A-CB (Split System: Heat Pump with Remote Outdoor Unit-Air-Source) | T5H3V48*K*AAA* |  |  | EVD5X60M24A*+WALLCON | *96CTN1202422B* | 45500 | 20.5 | 8.1 | 52500 | 38000 | 72.38% | 1.95 | 0 | 11.5 |  |  |  |  | R-454B | 3.7917 | Residential & Commercial | USHP | Ducted CEE Tier 1
216997505 | Central HP <5.4 tons | BLUERIDGE | HRCU-A-CB (Split System: Heat Pump with Remote Outdoor Unit-Air-Source) | BNG3A24UCN |  |  | BNGFA24DH2 | 0 | 23000 | 18.3 | 10 | 24000 | 21600 | 90% | 1.87 | 0 | 11.7 |  |  |  |  | R-454B | 1.9167 | Residential & Commercial | USHP | Ducted CEE Tier 1
214808989 | Central HP <5.4 tons | LUXAIRE | HRCU-A-CB (Split System: Heat Pump with Remote Outdoor Unit-Air-Source) | HH860E2S11 |  |  | CTU60C5XGS1+TXV | TL8E100C20UH11 | 45000 | 18 | 9 | 45000 | 33400 | 74.22% | 2 | 0 | 11.7 |  |  |  |  | R-454B | 3.75 | Residential & Commercial | USHP | Ducted CEE Tier 1
214570637 | Central HP <5.4 tons | TEMPSTAR | HRCU-A-CB (Split System: Heat Pump with Remote Outdoor Unit-Air-Source) | TVH825GKA3* |  |  | EA*4X43L21A*+WALLCON | *95CSU1002122B* | 24400 | 17 | 8.5 | 21200 | 16600 | 78.3% | 2.04 | 0 | 11 |  |  |  |  | R-410A | 2.0333 | Residential & Commercial | USHP | Ducted CEE Tier 1
214572477 | Central HP <5.4 tons | TEMPSTAR | HRCU-A-CB (Split System: Heat Pump with Remote Outdoor Unit-Air-Source) | TVH837GKA** |  |  | EA*4X36L21A*+WALLCON | *80CTL0702120B* | 31400 | 17 | 8.1 | 33000 | 24200 | 73.33% | 1.86 | 0 | 11 |  |  |  |  | R-410A | 2.6167 | Residential & Commercial | USHP | Ducted CEE Tier 1
214397091 | Central HP <5.4 tons | LUXAIRE | HRCU-A-CB (Split System: Heat Pump with Remote Outdoor Unit-Air-Source) | HH860E2S11 |  |  | CTF60C5CGS1 | TL9E100C20UH11 | 44000 | 17 | 9 | 44500 | 33400 | 75.06% | 2 | 0 | 11.7 |  |  |  |  | R-454B | 3.6667 | Residential & Commercial | USHP | Ducted CEE Tier 1
214397190 | Central HP <5.4 tons | LUXAIRE | HRCU-A-CB (Split System: Heat Pump with Remote Outdoor Unit-Air-Source) | HH860E2S11 |  |  | CTF60C5CHS1 | TM9E100C20MP12 | 54000 | 19 | 8.5 | 55000 | 39500 | 71.82% | 2 | 0 | 11 |  |  |  |  | R-454B | 4.5 | Residential & Commercial | USHP | Ducted CEE Tier 1
215864981 | Central HP <5.4 tons | TRANE | HRCU-A-CB (Split System: Heat Pump with Remote Outdoor Unit-Air-Source) | 5TWV8X48A1 |  |  | 5TXCD010AS3 | S9V2C080U5PSC+LRP | 46500 | 18.1 | 8.5 | 45500 | 34800 | 76.48% | 2.1 | 0 | 10.5 |  |  |  |  | R-454B | 3.875 | Residential & Commercial | USHP | Ducted CEE Tier 1
214396689 | Central HP <5.4 tons | LUXAIRE | HRCU-A-CB (Split System: Heat Pump with Remote Outdoor Unit-Air-Source) | HH824E2S11 |  |  | CTF30A5ADS1 | TM8Y060A12MP11 | 23000 | 18 | 9 | 23000 | 18200 | 79.13% | 2 | 0 | 12 |  |  |  |  | R-454B | 1.9167 | Residential & Commercial | USHP | Ducted CEE Tier 1
212396493 | Central HP <5.4 tons | Panasonic | HRCU-A-CB (Split System: Heat Pump with Remote Outdoor Unit-Air-Source) | CU-HE24YAHK6 |  |  | CS-HE24YAHK6 | 0 | 24000 | 17.4 | 10 | 24000 | 22600 | 94.17% | 1.91 | 12.5 | 11.7 |  |  |  |  | R-410A | 2 | Residential & Commercial | USHP | Ducted CEE Tier 1
214396907 | Central HP <5.4 tons | LUXAIRE | HRCU-A-CB (Split System: Heat Pump with Remote Outdoor Unit-Air-Source) | HH836E2S11 |  |  | CTF36B5CDS1 | TM9Y060B12MP11 | 33200 | 18 | 8.5 | 31200 | 25600 | 82.05% | 2 | 0 | 11 |  |  |  |  | R-454B | 2.7667 | Residential & Commercial | USHP | Ducted CEE Tier 1
211227442 | Central HP <5.4 tons | HEIL | HRCU-A-CB (Split System: Heat Pump with Remote Outdoor Unit-Air-Source) | DLCURAH36ABK |  |  | EA*4X42L21A* | *80ESU0802120A | 36800 | 15.5 | 8.5 | 40000 | 35200 | 88% | 1.96 | 0 | 10 |  |  |  |  | R-410A | 3.0667 | Residential & Commercial | USHP | Ducted CEE Tier 1
216734536 | Central HP <5.4 tons | TEMPSTAR | HRCU-A-CB (Split System: Heat Pump with Remote Outdoor Unit-Air-Source) | D5CUHAH24AAK |  |  | EA*5X36M17A* | *80VTL0701716B* | 22400 | 16 | 8.5 | 20800 | 18700 | 89.9% | 1.96 | 0 | 10.5 |  |  |  |  | R-454B | 1.8667 | Residential & Commercial | USHP | Ducted CEE Tier 1
216735045 | Central HP <5.4 tons | TEMPSTAR | HRCU-A-CB (Split System: Heat Pump with Remote Outdoor Unit-Air-Source) | D5CUHAH24AAK |  |  | EA*5X37M17A* | *80CTL0701716B* | 23000 | 16.5 | 8.5 | 20800 | 18500 | 88.94% | 1.94 | 0 | 11 |  |  |  |  | R-454B | 1.9167 | Residential & Commercial | USHP | Ducted CEE Tier 1
211227301 | Central HP <5.4 tons | HEIL | HRCU-A-CB (Split System: Heat Pump with Remote Outdoor Unit-Air-Source) | DLCURAH36ABK |  |  | EA*4X42L21A* | *80ES(N,L)0701712A* | 35600 | 15.2 | 8.1 | 39500 | 35200 | 89.11% | 1.88 | 0 | 9.5 |  |  |  |  | R-410A | 2.9667 | Residential & Commercial | USHP
211227360 | Central HP <5.4 tons | HEIL | HRCU-A-CB (Split System: Heat Pump with Remote Outdoor Unit-Air-Source) | DLCURAH36ABK |  |  | EA*4X42L21A* | *80ES(N,L)0902120A* | 36000 | 16 | 8.1 | 39500 | 35000 | 88.61% | 1.9 | 0 | 10 |  |  |  |  | R-410A | 3 | Residential & Commercial | USHP | Ducted CEE Tier 1
215223946 | Central HP <5.4 tons | LUXAIRE | HRCU-A-CB (Split System: Heat Pump with Remote Outdoor Unit-Air-Source) | HH824E2S11 |  |  | CTM36B5ADS1 | Z8ES080B12SMPS1 | 23000 | 18 | 9.5 | 23000 | 18600 | 80.87% | 2 | 0 | 12 |  |  |  |  | R-454B | 1.9167 | Residential & Commercial | USHP | Ducted CEE Tier 1
216736168 | Central HP <5.4 tons | TEMPSTAR | HRCU-A-CB (Split System: Heat Pump with Remote Outdoor Unit-Air-Source) | D5CUHAH24AAK |  |  | ESH5X24M12A* | *80MS(N,L)0701712A* | 22200 | 15.2 | 8.1 | 21000 | 18900 | 90% | 1.9 | 0 | 10.5 |  |  |  |  | R-454B | 1.85 | Residential & Commercial | USHP | Ducted CEE Tier 1
211386008 | Central HP <5.4 tons | LUXAIRE | HRCU-A-CB (Split System: Heat Pump with Remote Outdoor Unit-Air-Source) | HMH72B341 |  |  | XAUC48FXXN1+TXV | TM8E080B12MP11 | 33400 | 17 | 8.5 | 32400 | 23800 | 73.46% | 2.04 | 0 | 9 |  |  |  |  | R-410A | 2.7833 | Residential & Commercial | USHP
211387493 | Central HP <5.4 tons | LUXAIRE | HRCU-A-CB (Split System: Heat Pump with Remote Outdoor Unit-Air-Source) | HMH72B341 |  |  | XAHC30CXXN1+TXV | LP9C100C16MP13 | 32400 | 17 | 8.1 | 32800 | 23000 | 70.12% | 2 | 0 | 9.5 |  |  |  |  | R-410A | 2.7 | Residential & Commercial | USHP
212383123 | Central HP <5.4 tons | BRYANT HEATING AND COOLING SYSTEMS | HRCU-A-CB (Split System: Heat Pump with Remote Outdoor Unit-Air-Source) | 38MURAQ36AB3* |  |  | CAP**3621AL* | 926SA60100V21*** | 35200 | 16 | 8.1 | 39000 | 35200 | 90.26% | 1.82 | 0 | 9.5 |  |  |  |  | R-410A | 2.9333 | Residential & Commercial | USHP
211387938 | Central HP <5.4 tons | FRASER-JOHNSTON | HRCU-A-CB (Split System: Heat Pump with Remote Outdoor Unit-Air-Source) | HMH72B341 |  |  | XAFB36DBCN1 | TP9C080B12MP13 | 33600 | 17.5 | 8.5 | 33400 | 23400 | 70.06% | 2.04 | 0 | 10 |  |  |  |  | R-410A | 2.8 | Residential & Commercial | USHP | Ducted CEE Tier 1
211389558 | Central HP <5.4 tons | FRASER-JOHNSTON | HRCU-A-CB (Split System: Heat Pump with Remote Outdoor Unit-Air-Source) | HMH72B341 |  |  | XAFC36DBCN1 | TM8Y100C16MP11 | 34000 | 18.5 | 8.5 | 34000 | 24000 | 70.59% | 2.1 | 0 | 10 |  |  |  |  | R-410A | 2.8333 | Residential & Commercial | USHP | Ducted CEE Tier 1
211389607 | Central HP <5.4 tons | FRASER-JOHNSTON | HRCU-A-CB (Split System: Heat Pump with Remote Outdoor Unit-Air-Source) | HMH72B341 |  |  | XAHC36DXXN1+TXV | TM8Y080B12MP11 | 33200 | 17.5 | 8.1 | 32800 | 23200 | 70.73% | 2.02 | 0 | 9.5 |  |  |  |  | R-410A | 2.7667 | Residential & Commercial | USHP
211389724 | Central HP <5.4 tons | FRASER-JOHNSTON | HRCU-A-CB (Split System: Heat Pump with Remote Outdoor Unit-Air-Source) | HMH72B341 |  |  | XAFC30CXXN1+TXV | TM8Y080B12MP11 | 32800 | 17.5 | 8.1 | 33000 | 23200 | 70.3% | 2.02 | 0 | 10 |  |  |  |  | R-410A | 2.7333 | Residential & Commercial | USHP | Ducted CEE Tier 1
211389958 | Central HP <5.4 tons | FRASER-JOHNSTON | HRCU-A-CB (Split System: Heat Pump with Remote Outdoor Unit-Air-Source) | HMH72B341 |  |  | XAHC36DXXN1+TXV | TPLC080C16MP13 | 34000 | 17 | 8.1 | 34000 | 24600 | 72.35% | 2.08 | 0 | 9.5 |  |  |  |  | R-410A | 2.8333 | Residential & Commercial | USHP
211390040 | Central HP <5.4 tons | FRASER-JOHNSTON | HRCU-A-CB (Split System: Heat Pump with Remote Outdoor Unit-Air-Source) | HMH72B341 |  |  | XAHC36DBCN1 | TPLC080C16MP13 | 34000 | 17 | 8.1 | 34000 | 24600 | 72.35% | 2.08 | 0 | 9.5 |  |  |  |  | R-410A | 2.8333 | Residential & Commercial | USHP
212384275 | Central HP <5.4 tons | BRYANT HEATING AND COOLING SYSTEMS | HRCU-A-CB (Split System: Heat Pump with Remote Outdoor Unit-Air-Source) | 38MURAQ36AB3* |  |  | CNPV*4217AL* | 8(0,1)*SA36070E17*** | 35800 | 15.2 | 8.1 | 39500 | 35000 | 88.61% | 1.96 | 0 | 10 |  |  |  |  | R-410A | 2.9833 | Residential & Commercial | USHP | Ducted CEE Tier 1
212384325 | Central HP <5.4 tons | BRYANT HEATING AND COOLING SYSTEMS | HRCU-A-CB (Split System: Heat Pump with Remote Outdoor Unit-Air-Source) | 38MURAQ36AB3* |  |  | CNPV*4217AL* | 912SD48080E17*** | 35600 | 16 | 8.1 | 39000 | 35000 | 89.74% | 1.96 | 0 | 10 |  |  |  |  | R-410A | 2.9667 | Residential & Commercial | USHP | Ducted CEE Tier 1
212384775 | Central HP <5.4 tons | BRYANT HEATING AND COOLING SYSTEMS | HRCU-A-CB (Split System: Heat Pump with Remote Outdoor Unit-Air-Source) | 38MURAQ36AB3* |  |  | CNPV*4821AL* | 8(0,1)*SA48070E17*** | 35800 | 16 | 8.1 | 39000 | 34800 | 89.23% | 2 | 0 | 10 |  |  |  |  | R-410A | 2.9833 | Residential & Commercial | USHP | Ducted CEE Tier 1
215223951 | Central HP <5.4 tons | LUXAIRE | HRCU-A-CB (Split System: Heat Pump with Remote Outdoor Unit-Air-Source) | HH824E2S11 |  |  | CTM36B5ADS1 | Z8ES100B12SMPS1 | 23000 | 18 | 9.5 | 23000 | 18800 | 81.74% | 2 | 0 | 12 |  |  |  |  | R-454B | 1.9167 | Residential & Commercial | USHP | Ducted CEE Tier 1
211227983 | Central HP <5.4 tons | HEIL | HRCU-A-CB (Split System: Heat Pump with Remote Outdoor Unit-Air-Source) | DLCURAH36ABK |  |  | EA*4X42L24A* | *92ESN1002122A* | 36800 | 15.2 | 8.5 | 40000 | 35200 | 88% | 1.94 | 0 | 10 |  |  |  |  | R-410A | 3.0667 | Residential & Commercial | USHP | Ducted CEE Tier 1
211228015 | Central HP <5.4 tons | HEIL | HRCU-A-CB (Split System: Heat Pump with Remote Outdoor Unit-Air-Source) | DLCURAH36ABK |  |  | EA*4X42L24A* | *95ESN1002120A* | 36000 | 15.5 | 8.1 | 39500 | 35200 | 89.11% | 1.92 | 0 | 10 |  |  |  |  | R-410A | 3 | Residential & Commercial | USHP | Ducted CEE Tier 1
216767076 | Central HP <5.4 tons | TRANE | HRCU-A-CB (Split System: Heat Pump with Remote Outdoor Unit-Air-Source) | 5TWX7036A1 |  |  | 5TXCC007AS3 | S8V2C100M5PDB | 33800 | 16.5 | 8.7 | 32800 | 24200 | 73.78% | 2.18 | 0 | 12 |  |  |  |  | R-454B | 2.8167 | Residential & Commercial | USHP | Ducted CEE Tier 1
216767077 | Central HP <5.4 tons | TRANE | HRCU-A-CB (Split System: Heat Pump with Remote Outdoor Unit-Air-Source) | 5TWX7036A1 |  |  | 5TXCC007AS3 | S9X2C080U5PSB | 34200 | 17 | 8.7 | 33000 | 24400 | 73.94% | 2.19 | 0 | 12 |  |  |  |  | R-454B | 2.85 | Residential & Commercial | USHP | Ducted CEE Tier 1
211245976 | Central HP <5.4 tons | HEIL | HRCU-A-CB (Split System: Heat Pump with Remote Outdoor Unit-Air-Source) | DLCURAH24ABK |  |  | FVM4X24***L | 0 | 23800 | 17 | 8.5 | 25800 | 23000 | 89.15% | 1.92 | 0 | 10 |  |  |  |  | R-410A | 1.9833 | Residential & Commercial | USHP | Ducted CEE Tier 1
216010736 | Central HP <5.4 tons | LUXAIRE | HRCU-A-CB (Split System: Heat Pump with Remote Outdoor Unit-Air-Source) | HH824E2S11 |  |  | CTM36B5ADS1 | Z8ET080B12LMPS1 | 23000 | 19 | 9.5 | 23000 | 18600 | 80.87% | 2 | 0 | 12 |  |  |  |  | R-454B | 1.9167 | Residential & Commercial | USHP | Ducted CEE Tier 1
211227392 | Central HP <5.4 tons | HEIL | HRCU-A-CB (Split System: Heat Pump with Remote Outdoor Unit-Air-Source) | DLCURAH36ABK |  |  | EA*4X42L21A* | *80VSL0701716A* | 35200 | 16 | 8.1 | 38500 | 35000 | 90.91% | 1.86 | 0 | 9.5 |  |  |  |  | R-410A | 2.9333 | Residential & Commercial | USHP
211227567 | Central HP <5.4 tons | HEIL | HRCU-A-CB (Split System: Heat Pump with Remote Outdoor Unit-Air-Source) | DLCURAH36ABK |  |  | EA*4X42L21A* | *95ESN0601714A* | 35000 | 15.5 | 8.1 | 38500 | 35000 | 90.91% | 1.86 | 0 | 9.5 |  |  |  |  | R-410A | 2.9167 | Residential & Commercial | USHP
216736730 | Central HP <5.4 tons | TEMPSTAR | HRCU-A-CB (Split System: Heat Pump with Remote Outdoor Unit-Air-Source) | D5CUHAH24AAK |  |  | ESH5X24M12A* | *96VSN1202422B* | 22400 | 15.2 | 8.1 | 21200 | 19100 | 90.09% | 1.85 | 0 | 10.5 |  |  |  |  | R-454B | 1.8667 | Residential & Commercial | USHP | Ducted CEE Tier 1
211212528 | Central HP <5.4 tons | FRASER-JOHNSTON | HRCU-A-CB (Split System: Heat Pump with Remote Outdoor Unit-Air-Source) | HL20B6021 |  |  | JHVVC60HE4C2N1+CC | 0 | 52000 | 19 | 8.5 | 52500 | 40000 | 76.19% | 2 | 0 | 12 |  |  |  |  | R-410A | 4.3333 | Residential & Commercial | USHP | Ducted CEE Tier 1
211227207 | Central HP <5.4 tons | HEIL | HRCU-A-CB (Split System: Heat Pump with Remote Outdoor Unit-Air-Source) | DLCURAH36ABK |  |  | EA*4X37L21A* | *96VTN1002122A* | 36800 | 16.5 | 8.5 | 38500 | 34800 | 90.39% | 2.1 | 0 | 10 |  |  |  |  | R-410A | 3.0667 | Residential & Commercial | USHP | Ducted CEE Tier 1
214574447 | Central HP <5.4 tons | TEMPSTAR | HRCU-A-CB (Split System: Heat Pump with Remote Outdoor Unit-Air-Source) | TVH837GKA2* |  |  | EHD4X60AAL+WALLCON | *96CTN0802120B* | 33000 | 18 | 8.5 | 32000 | 24800 | 77.5% | 2.02 | 0 | 11.5 |  |  |  |  | R-410A | 2.75 | Residential & Commercial | USHP | Ducted CEE Tier 1
214574597 | Central HP <5.4 tons | TEMPSTAR | HRCU-A-CB (Split System: Heat Pump with Remote Outdoor Unit-Air-Source) | TVH837GKA2* |  |  | EN(A,D,W)4X48L21**+WALLCON | *95CSU1002122B* | 32400 | 17.5 | 8.5 | 32600 | 24800 | 76.07% | 1.98 | 0 | 11.5 |  |  |  |  | R-410A | 2.7 | Residential & Commercial | USHP | Ducted CEE Tier 1
216735805 | Central HP <5.4 tons | TEMPSTAR | HRCU-A-CB (Split System: Heat Pump with Remote Outdoor Unit-Air-Source) | D5CUHAH24AAK |  |  | EA*5X37M21A* | *92MSN1002122A* | 23600 | 16 | 8.5 | 21000 | 18600 | 88.57% | 1.96 | 0 | 11 |  |  |  |  | R-454B | 1.9667 | Residential & Commercial | USHP | Ducted CEE Tier 1
216736112 | Central HP <5.4 tons | TEMPSTAR | HRCU-A-CB (Split System: Heat Pump with Remote Outdoor Unit-Air-Source) | D5CUHAH24AAK |  |  | EA*5X37M21A* | OMV098J12* | 23200 | 15.2 | 8.5 | 20600 | 18500 | 89.81% | 1.98 | 0 | 11 |  |  |  |  | R-454B | 1.9333 | Residential & Commercial | USHP | Ducted CEE Tier 1
211243980 | Central HP <5.4 tons | BRYANT HEATING AND COOLING SYSTEMS | HRCU-A-CB (Split System: Heat Pump with Remote Outdoor Unit-Air-Source) | 38MURAQ24AB3* |  |  | CNPV*2417AL* | 82*TA36045V14*** | 23800 | 16 | 8.5 | 26800 | 23200 | 86.57% | 1.92 | 0 | 10 |  |  |  |  | R-410A | 1.9833 | Residential & Commercial | USHP | Ducted CEE Tier 1
211388252 | Central HP <5.4 tons | FRASER-JOHNSTON | HRCU-A-CB (Split System: Heat Pump with Remote Outdoor Unit-Air-Source) | HMH72B341 |  |  | XAFC36DBCN1 | TP9C060B12MP13 | 34000 | 17.5 | 8.1 | 34000 | 24200 | 71.18% | 2.06 | 0 | 9.5 |  |  |  |  | R-410A | 2.8333 | Residential & Commercial | USHP
211389073 | Central HP <5.4 tons | FRASER-JOHNSTON | HRCU-A-CB (Split System: Heat Pump with Remote Outdoor Unit-Air-Source) | HMH72B341 |  |  | XAFB36DXXN1+TXV | TM9E060B12MP12 | 34000 | 17.5 | 8.1 | 34000 | 24200 | 71.18% | 2.04 | 0 | 9.5 |  |  |  |  | R-410A | 2.8333 | Residential & Commercial | USHP
211390242 | Central HP <5.4 tons | FRASER-JOHNSTON | HRCU-A-CB (Split System: Heat Pump with Remote Outdoor Unit-Air-Source) | HMH72B341 |  |  | XAFC36DBCN1 | TM8V100C16MP12 | 34000 | 17.5 | 8.5 | 33800 | 23800 | 70.41% | 2.08 | 0 | 10 |  |  |  |  | R-410A | 2.8333 | Residential & Commercial | USHP | Ducted CEE Tier 1
211391864 | Central HP <5.4 tons | FRASER-JOHNSTON | HRCU-A-CB (Split System: Heat Pump with Remote Outdoor Unit-Air-Source) | HMH72B341 |  |  | XAUB36DXXN1+TXV | TM8E100B12MP11 | 34000 | 18 | 8.1 | 33800 | 23800 | 70.41% | 2.06 | 0 | 10 |  |  |  |  | R-410A | 2.8333 | Residential & Commercial | USHP | Ducted CEE Tier 1
211391999 | Central HP <5.4 tons | FRASER-JOHNSTON | HRCU-A-CB (Split System: Heat Pump with Remote Outdoor Unit-Air-Source) | HMH72B341 |  |  | XAHC36DBCN1 | TM8E080C16MP11 | 33600 | 17.5 | 8.1 | 32800 | 23200 | 70.73% | 2.04 | 0 | 10 |  |  |  |  | R-410A | 2.8 | Residential & Commercial | USHP | Ducted CEE Tier 1
212975396 | Central HP <5.4 tons | TEMPSTAR | HRCU-A-CB (Split System: Heat Pump with Remote Outdoor Unit-Air-Source) | DLCURAH18ABK |  |  | EA*4X24L14A* | *96VTN0601412B* | 17200 | 16 | 8.5 | 18100 | 19400 | 107.2% | 2.34 | 0 | 10.5 |  |  |  |  | R-410A | 1.4333 | Residential & Commercial | USHP | Ducted CEE Tier 1
212975847 | Central HP <5.4 tons | TEMPSTAR | HRCU-A-CB (Split System: Heat Pump with Remote Outdoor Unit-Air-Source) | DLCURAH18ABK |  |  | EN(A,D)4X30L17** | *96VTN0801716B* | 17500 | 16 | 8.1 | 18000 | 18700 | 103.9% | 2.24 | 0 | 11 |  |  |  |  | R-410A | 1.4583 | Residential & Commercial | USHP | Ducted CEE Tier 1
211206839 | Central HP <5.4 tons | FRASER-JOHNSTON | HRCU-A-CB (Split System: Heat Pump with Remote Outdoor Unit-Air-Source) | HL20B2421 |  |  | XAMB24DE1N1+CC | TP9C060B12MP13 | 22600 | 17 | 8.5 | 23800 | 18500 | 77.73% | 1.92 | 0 | 12 |  |  |  |  | R-410A | 1.8833 | Residential & Commercial | USHP | Ducted CEE Tier 1
216736712 | Central HP <5.4 tons | TEMPSTAR | HRCU-A-CB (Split System: Heat Pump with Remote Outdoor Unit-Air-Source) | D5CUHAH24AAK |  |  | ESH5X24M12A* | *96VSN0802120B* | 22200 | 15.2 | 8.1 | 21000 | 19000 | 90.48% | 1.9 | 0 | 10.5 |  |  |  |  | R-454B | 1.85 | Residential & Commercial | USHP | Ducted CEE Tier 1
216736762 | Central HP <5.4 tons | TEMPSTAR | HRCU-A-CB (Split System: Heat Pump with Remote Outdoor Unit-Air-Source) | D5CUHAH24AAK |  |  | ESH5X24M12A* | *95MSU0802120A* | 22400 | 15.2 | 8.1 | 21200 | 19100 | 90.09% | 1.85 | 0 | 10.5 |  |  |  |  | R-454B | 1.8667 | Residential & Commercial | USHP | Ducted CEE Tier 1
210599089 | Central HP <5.4 tons | HEIL | HRCU-A-CB (Split System: Heat Pump with Remote Outdoor Unit-Air-Source) | HVH837GKA** |  |  | EA*4X42L21A*+WALLCON | *80CSU0401712A* | 31800 | 17 | 8.1 | 33200 | 24400 | 73.49% | 1.88 | 0 | 11 |  |  |  |  | R-410A | 2.65 | Residential & Commercial | USHP | Ducted CEE Tier 1
210599443 | Central HP <5.4 tons | HEIL | HRCU-A-CB (Split System: Heat Pump with Remote Outdoor Unit-Air-Source) | HVH837GKA** |  |  | EHD4X60AAL+WALLCON | *96CTN1202422A* | 33000 | 17 | 8.1 | 32200 | 24800 | 77.02% | 2.02 | 0 | 11.5 |  |  |  |  | R-410A | 2.75 | Residential & Commercial | USHP | Ducted CEE Tier 1
210599592 | Central HP <5.4 tons | HEIL | HRCU-A-CB (Split System: Heat Pump with Remote Outdoor Unit-Air-Source) | HVH837GKA** |  |  | EN(A,D,W)4X60L24**+WALLCON | *95CSU1002122A* | 32800 | 18 | 8.1 | 32200 | 24600 | 76.4% | 1.98 | 0 | 12 |  |  |  |  | R-410A | 2.7333 | Residential & Commercial | USHP | Ducted CEE Tier 1
212396497 | Central HP <5.4 tons | Panasonic | HRCU-A-CB (Split System: Heat Pump with Remote Outdoor Unit-Air-Source) | CU-HE55YAHK6 |  |  | CS-HE60YAHK6 | 0 | 55000 | 15.3 | 9.4 | 59000 | 48500 | 82.2% | 1.91 | 9 | 8.8 |  |  |  |  | R-410A | 4.5833 | Residential & Commercial | USHP
210599214 | Central HP <5.4 tons | HEIL | HRCU-A-CB (Split System: Heat Pump with Remote Outdoor Unit-Air-Source) | HVH837GKA** |  |  | EA*4X60L24A*+WALLCON | *97CMN1202422A* | 32800 | 17.5 | 8.5 | 32000 | 24800 | 77.5% | 1.98 | 0 | 11.7 |  |  |  |  | R-410A | 2.7333 | Residential & Commercial | USHP | Ducted CEE Tier 1
214573157 | Central HP <5.4 tons | TEMPSTAR | HRCU-A-CB (Split System: Heat Pump with Remote Outdoor Unit-Air-Source) | TVH837GKA** |  |  | EHD4X42AAL+WALLCON | *95CSU1002122B* | 32600 | 17 | 8.5 | 32800 | 24800 | 75.61% | 1.96 | 0 | 11 |  |  |  |  | R-410A | 2.7167 | Residential & Commercial | USHP | Ducted CEE Tier 1
214573257 | Central HP <5.4 tons | TEMPSTAR | HRCU-A-CB (Split System: Heat Pump with Remote Outdoor Unit-Air-Source) | TVH837GKA** |  |  | EHD4X60AAL+WALLCON | *80CTL0702120B* | 33000 | 17 | 8.5 | 32200 | 25000 | 77.64% | 2 | 0 | 11 |  |  |  |  | R-410A | 2.75 | Residential & Commercial | USHP | Ducted CEE Tier 1
214573357 | Central HP <5.4 tons | TEMPSTAR | HRCU-A-CB (Split System: Heat Pump with Remote Outdoor Unit-Air-Source) | TVH837GKA** |  |  | EN(A,D)4X36L21**+WALLCON | *97CMN0802120B* | 31400 | 17 | 8.1 | 33200 | 24200 | 72.89% | 1.82 | 0 | 11 |  |  |  |  | R-410A | 2.6167 | Residential & Commercial | USHP | Ducted CEE Tier 1
216734385 | Central HP <5.4 tons | TEMPSTAR | HRCU-A-CB (Split System: Heat Pump with Remote Outdoor Unit-Air-Source) | D5CUHAH24AAK |  |  | EA*5X36M17A* | *80MS(N,L)0701412A* | 22400 | 16.5 | 8.5 | 20800 | 18700 | 89.9% | 1.96 | 0 | 11 |  |  |  |  | R-454B | 1.8667 | Residential & Commercial | USHP | Ducted CEE Tier 1
216734417 | Central HP <5.4 tons | TEMPSTAR | HRCU-A-CB (Split System: Heat Pump with Remote Outdoor Unit-Air-Source) | D5CUHAH24AAK |  |  | EA*5X36M17A* | *80MS(N,L)0901714A* | 22400 | 16 | 8.1 | 20800 | 18700 | 89.9% | 1.9 | 0 | 11 |  |  |  |  | R-454B | 1.8667 | Residential & Commercial | USHP | Ducted CEE Tier 1
216734617 | Central HP <5.4 tons | TEMPSTAR | HRCU-A-CB (Split System: Heat Pump with Remote Outdoor Unit-Air-Source) | D5CUHAH24AAK |  |  | EA*5X36M17A* | *92MSN0801716A* | 22400 | 16.5 | 8.1 | 20800 | 18600 | 89.42% | 1.9 | 0 | 11 |  |  |  |  | R-454B | 1.8667 | Residential & Commercial | USHP | Ducted CEE Tier 1
211227770 | Central HP <5.4 tons | HEIL | HRCU-A-CB (Split System: Heat Pump with Remote Outdoor Unit-Air-Source) | DLCURAH36ABK |  |  | EA*4X42L24A* | *80ES(N,L)0702116A* | 35200 | 16 | 8.1 | 38500 | 35000 | 90.91% | 1.88 | 0 | 10 |  |  |  |  | R-410A | 2.9333 | Residential & Commercial | USHP | Ducted CEE Tier 1
211227109 | Central HP <5.4 tons | HEIL | HRCU-A-CB (Split System: Heat Pump with Remote Outdoor Unit-Air-Source) | DLCURAH36ABK |  |  | EA*4X37L21A* | *96VSN0801716A* | 36800 | 15.2 | 8.5 | 38500 | 35000 | 90.91% | 2.1 | 0 | 10 |  |  |  |  | R-410A | 3.0667 | Residential & Commercial | USHP | Ducted CEE Tier 1
211227118 | Central HP <5.4 tons | HEIL | HRCU-A-CB (Split System: Heat Pump with Remote Outdoor Unit-Air-Source) | DLCURAH36ABK |  |  | EA*4X37L21A* | *96VSN0802120A* | 36400 | 16 | 8.5 | 38500 | 34800 | 90.39% | 2.08 | 0 | 10 |  |  |  |  | R-410A | 3.0333 | Residential & Commercial | USHP | Ducted CEE Tier 1
211227148 | Central HP <5.4 tons | HEIL | HRCU-A-CB (Split System: Heat Pump with Remote Outdoor Unit-Air-Source) | DLCURAH36ABK |  |  | EA*4X37L21A* | *95ESU1002120A* | 36600 | 16 | 8.5 | 38500 | 34800 | 90.39% | 2.1 | 0 | 10 |  |  |  |  | R-410A | 3.05 | Residential & Commercial | USHP | Ducted CEE Tier 1
216997512 | Central HP <5.4 tons | BLUERIDGE | HRCU-A-CB (Split System: Heat Pump with Remote Outdoor Unit-Air-Source) | BNG3A30UCN |  |  | BNG3A30DH3 | 0 | 30000 | 17.2 | 10.8 | 33000 | 33200 | 100.6% | 1.97 | 0 | 12 |  |  |  |  | R-454B | 2.5 | Residential & Commercial | USHP | Ducted CEE Tier 1
216767078 | Central HP <5.4 tons | TRANE | HRCU-A-CB (Split System: Heat Pump with Remote Outdoor Unit-Air-Source) | 5TWX7036A1 |  |  | 5TXCC007AS3 | S9X2C100U5PSB | 33600 | 15.2 | 8.7 | 32800 | 24200 | 73.78% | 2.18 | 0 | 12 |  |  |  |  | R-454B | 2.8 | Residential & Commercial | USHP | Ducted CEE Tier 1
211261007 | Central HP <5.4 tons | AIRQUEST | HRCU-A-CB (Split System: Heat Pump with Remote Outdoor Unit-Air-Source) | DLCURAH18ABK |  |  | EA*4X25L17A* | *80ES(N,L)0701712A* | 18600 | 16.5 | 8.5 | 18400 | 17400 | 94.57% | 2.12 | 0 | 11 |  |  |  |  | R-410A | 1.55 | Residential & Commercial | USHP | Ducted CEE Tier 1
216767096 | Central HP <5.4 tons | TRANE | HRCU-A-CB (Split System: Heat Pump with Remote Outdoor Unit-Air-Source) | 5TWX7036A1 |  |  | 5TXCD008AS3 | S8V2D120M5PDB | 34200 | 17.1 | 9 | 32600 | 24200 | 74.23% | 2.21 | 0 | 12 |  |  |  |  | R-454B | 2.85 | Residential & Commercial | USHP | Ducted CEE Tier 1
216767145 | Central HP <5.4 tons | TRANE | HRCU-A-CB (Split System: Heat Pump with Remote Outdoor Unit-Air-Source) | 5TWX7048A1 |  |  | 5PX*D010AS3 | S9X1D120U5PSB | 44000 | 15.5 | 8.7 | 44000 | 32400 | 73.64% | 2.22 | 0 | 12 |  |  |  |  | R-454B | 3.6667 | Residential & Commercial | USHP | Ducted CEE Tier 1
214573457 | Central HP <5.4 tons | TEMPSTAR | HRCU-A-CB (Split System: Heat Pump with Remote Outdoor Unit-Air-Source) | TVH837GKA** |  |  | EN(A,D,W)4X48L21**+WALLCON | *95CSU1002122B* | 32400 | 17.5 | 8.5 | 32600 | 24800 | 76.07% | 1.98 | 0 | 11.5 |  |  |  |  | R-410A | 2.7 | Residential & Commercial | USHP | Ducted CEE Tier 1
215359194 | Central HP <5.4 tons | BLUERIDGE | HRCU-A-CB (Split System: Heat Pump with Remote Outdoor Unit-Air-Source) | BMY18HH22C |  |  | BMAHM1820I | 0 | 18000 | 17.6 | 9.6 | 19000 | 17000 | 89.47% | 2 | 12.5 | 11.7 |  |  |  |  | R-410A | 1.5 | Residential & Commercial | USHP | Ducted CEE Tier 1
214573727 | Central HP <5.4 tons | TEMPSTAR | HRCU-A-CB (Split System: Heat Pump with Remote Outdoor Unit-Air-Source) | TVH837GKA2* |  |  | EA*4X37L21A*+WALLCON | *96CTN0802120B* | 33000 | 17.5 | 8.5 | 32600 | 25000 | 76.69% | 2 | 0 | 11.5 |  |  |  |  | R-410A | 2.75 | Residential & Commercial | USHP | Ducted CEE Tier 1
212976699 | Central HP <5.4 tons | TEMPSTAR | HRCU-A-CB (Split System: Heat Pump with Remote Outdoor Unit-Air-Source) | DLCURAH24ABK |  |  | EN(A,D)4X36L21** | *96VTN1002120B* | 23600 | 17 | 8.5 | 26200 | 24600 | 93.89% | 2.04 | 0 | 10.5 |  |  |  |  | R-410A | 1.9667 | Residential & Commercial | USHP | Ducted CEE Tier 1
211245270 | Central HP <5.4 tons | HEIL | HRCU-A-CB (Split System: Heat Pump with Remote Outdoor Unit-Air-Source) | DLCURAH24ABK |  |  | EN(A,D,W)4X36L17** | OLV098A12* | 23400 | 16.5 | 8.1 | 25800 | 24200 | 93.8% | 2 | 0 | 10 |  |  |  |  | R-410A | 1.95 | Residential & Commercial | USHP | Ducted CEE Tier 1
216680866 | Central HP <5.4 tons | AIRQUEST | HRCU-A-CB (Split System: Heat Pump with Remote Outdoor Unit-Air-Source) | DLCURAH18ABK |  |  | EA*4X30L17A* | *97VTN0801716A* | 17400 | 16 | 8.5 | 17900 | 18300 | 102.2% | 2.14 | 0 | 10.5 |  |  |  |  | R-410A | 1.45 | Residential & Commercial | USHP | Ducted CEE Tier 1
210599166 | Central HP <5.4 tons | HEIL | HRCU-A-CB (Split System: Heat Pump with Remote Outdoor Unit-Air-Source) | HVH837GKA** |  |  | EA*4X60L24A*+WALLCON | *80CSU1002120A* | 32800 | 17 | 8.1 | 32000 | 24800 | 77.5% | 1.96 | 0 | 11 |  |  |  |  | R-410A | 2.7333 | Residential & Commercial | USHP | Ducted CEE Tier 1
216767162 | Central HP <5.4 tons | TRANE | HRCU-A-CB (Split System: Heat Pump with Remote Outdoor Unit-Air-Source) | 5TWX7048A1 |  |  | 5TXCC009AS3 | S9X1C100U5PSB | 43500 | 15.2 | 8.7 | 44000 | 32200 | 73.18% | 2.19 | 0 | 12 |  |  |  |  | R-454B | 3.625 | Residential & Commercial | USHP | Ducted CEE Tier 1
216767179 | Central HP <5.4 tons | TRANE | HRCU-A-CB (Split System: Heat Pump with Remote Outdoor Unit-Air-Source) | 5TWX7048A1 |  |  | 5TXCD008AS3+P0V0C000M50SD | 0 | 43500 | 16 | 8.7 | 44000 | 32400 | 73.64% | 2.21 | 0 | 12 |  |  |  |  | R-454B | 3.625 | Residential & Commercial | USHP | Ducted CEE Tier 1
216767193 | Central HP <5.4 tons | TRANE | HRCU-A-CB (Split System: Heat Pump with Remote Outdoor Unit-Air-Source) | 5TWX7048A1 |  |  | 5TXCD010AS3 | S9V2C080U5VSB | 43500 | 16 | 8.7 | 43500 | 32000 | 73.56% | 2.2 | 0 | 12 |  |  |  |  | R-454B | 3.625 | Residential & Commercial | USHP | Ducted CEE Tier 1
216767196 | Central HP <5.4 tons | TRANE | HRCU-A-CB (Split System: Heat Pump with Remote Outdoor Unit-Air-Source) | 5TWX7048A1 |  |  | 5TXCD010AS3 | S8V2C080M5PCB | 43500 | 16 | 8.7 | 44000 | 32000 | 72.73% | 2.19 | 0 | 12 |  |  |  |  | R-454B | 3.625 | Residential & Commercial | USHP | Ducted CEE Tier 1
216767261 | Central HP <5.4 tons | TRANE | HRCU-A-CB (Split System: Heat Pump with Remote Outdoor Unit-Air-Source) | 5TWX7060A1 |  |  | 5TXCD010AS3 | S9X1C100U5PSB | 52500 | 15.2 | 8.7 | 51500 | 39000 | 75.73% | 2.19 | 0 | 10 |  |  |  |  | R-454B | 4.375 | Residential & Commercial | USHP | Ducted CEE Tier 1
216767262 | Central HP <5.4 tons | TRANE | HRCU-A-CB (Split System: Heat Pump with Remote Outdoor Unit-Air-Source) | 5TWX7060A1 |  |  | 5TXCD010AS3 | S9X1D120U5PSB | 52000 | 15.5 | 8.7 | 50500 | 38500 | 76.24% | 2.2 | 0 | 11.2 |  |  |  |  | R-454B | 4.3333 | Residential & Commercial | USHP | Ducted CEE Tier 1
215942636 | Central HP <5.4 tons | DAY & NIGHT | HRCU-A-CB (Split System: Heat Pump with Remote Outdoor Unit-Air-Source) | C5H3V36*K*AAA* |  |  | EVD5X61M21A*+WALLCON | *97CTN0802120A* | 35800 | 22 | 8.5 | 37400 | 28400 | 75.94% | 2.04 | 0 | 12.5 |  |  |  |  | R-454B | 2.9833 | Residential & Commercial | USHP | Ducted CEE Tier 1
214572617 | Central HP <5.4 tons | TEMPSTAR | HRCU-A-CB (Split System: Heat Pump with Remote Outdoor Unit-Air-Source) | TVH837GKA** |  |  | EA*4X42L21A*+WALLCON | *95CSU1002122B* | 31800 | 17.5 | 8.5 | 32800 | 24400 | 74.39% | 1.9 | 0 | 11 |  |  |  |  | R-410A | 2.65 | Residential & Commercial | USHP | Ducted CEE Tier 1
214572667 | Central HP <5.4 tons | TEMPSTAR | HRCU-A-CB (Split System: Heat Pump with Remote Outdoor Unit-Air-Source) | TVH837GKA** |  |  | EA*4X42L24A*+WALLCON | *95CSU0802120B* | 31800 | 17 | 8.5 | 33000 | 24400 | 73.94% | 1.9 | 0 | 11 |  |  |  |  | R-410A | 2.65 | Residential & Commercial | USHP | Ducted CEE Tier 1
214572787 | Central HP <5.4 tons | TEMPSTAR | HRCU-A-CB (Split System: Heat Pump with Remote Outdoor Unit-Air-Source) | TVH837GKA** |  |  | EA*4X48L21A*+WALLCON | *95CSU0802120B* | 32200 | 17.5 | 8.5 | 32400 | 25000 | 77.16% | 1.98 | 0 | 11 |  |  |  |  | R-410A | 2.6833 | Residential & Commercial | USHP | Ducted CEE Tier 1
214572817 | Central HP <5.4 tons | TEMPSTAR | HRCU-A-CB (Split System: Heat Pump with Remote Outdoor Unit-Air-Source) | TVH837GKA** |  |  | EA*4X48L21A*+WALLCON | *97CMN0802120B* | 32200 | 17.5 | 8.5 | 32400 | 25000 | 77.16% | 1.98 | 0 | 11 |  |  |  |  | R-410A | 2.6833 | Residential & Commercial | USHP | Ducted CEE Tier 1
214572837 | Central HP <5.4 tons | TEMPSTAR | HRCU-A-CB (Split System: Heat Pump with Remote Outdoor Unit-Air-Source) | TVH837GKA** |  |  | EA*4X48L24A*+WALLCON | *80CTL0702120B* | 32400 | 17.5 | 8.5 | 32400 | 25000 | 77.16% | 1.98 | 0 | 11 |  |  |  |  | R-410A | 2.7 | Residential & Commercial | USHP | Ducted CEE Tier 1
216680602 | Central HP <5.4 tons | AIRQUEST | HRCU-A-CB (Split System: Heat Pump with Remote Outdoor Unit-Air-Source) | DLCURAH24ABK |  |  | EHD4X36AAL | *97VTN0801716A* | 23800 | 16 | 8.5 | 25200 | 22400 | 88.89% | 1.75 | 0 | 10 |  |  |  |  | R-410A | 1.9833 | Residential & Commercial | USHP | Ducted CEE Tier 1
212396496 | Central HP <5.4 tons | Panasonic | HRCU-A-CB (Split System: Heat Pump with Remote Outdoor Unit-Air-Source) | CU-HE48YAHK6 |  |  | CS-HE48YAHK6 | 0 | 47000 | 15.6 | 9.4 | 50000 | 46000 | 92% | 1.9 | 8.5 | 8.2 |  |  |  |  | R-410A | 3.9167 | Residential & Commercial | USHP
210599102 | Central HP <5.4 tons | HEIL | HRCU-A-CB (Split System: Heat Pump with Remote Outdoor Unit-Air-Source) | HVH837GKA** |  |  | EA*4X42L21A*+WALLCON | *95CSU0802120A* | 31800 | 17.5 | 8.1 | 33000 | 24400 | 73.94% | 1.9 | 0 | 11 |  |  |  |  | R-410A | 2.65 | Residential & Commercial | USHP | Ducted CEE Tier 1
214573437 | Central HP <5.4 tons | TEMPSTAR | HRCU-A-CB (Split System: Heat Pump with Remote Outdoor Unit-Air-Source) | TVH837GKA** |  |  | EN(A,D,W)4X48L21**+WALLCON | *80CTL0702120B* | 32400 | 18.5 | 8.1 | 32800 | 24800 | 75.61% | 1.96 | 0 | 11.5 |  |  |  |  | R-410A | 2.7 | Residential & Commercial | USHP | Ducted CEE Tier 1
214573487 | Central HP <5.4 tons | TEMPSTAR | HRCU-A-CB (Split System: Heat Pump with Remote Outdoor Unit-Air-Source) | TVH837GKA** |  |  | EN(A,D,W)4X48L21**+WALLCON | *96CTN0802120B* | 32400 | 17.5 | 8.5 | 32600 | 24800 | 76.07% | 1.98 | 0 | 11.5 |  |  |  |  | R-410A | 2.7 | Residential & Commercial | USHP | Ducted CEE Tier 1
210598052 | Central HP <5.4 tons | HEIL | HRCU-A-CB (Split System: Heat Pump with Remote Outdoor Unit-Air-Source) | HVH825GKA2* |  |  | EA*4X48L21A*+WALLCON | *97CMN0801714A* | 24000 | 16.5 | 8.1 | 21000 | 16600 | 79.05% | 2 | 0 | 11 |  |  |  |  | R-410A | 2 | Residential & Commercial | USHP | Ducted CEE Tier 1
210598527 | Central HP <5.4 tons | HEIL | HRCU-A-CB (Split System: Heat Pump with Remote Outdoor Unit-Air-Source) | HVH825GKA2* |  |  | EN(A,D,W)4X48L21**+WALLCON | *97CMN1002122A* | 24200 | 17 | 8.1 | 21400 | 16600 | 77.57% | 2.02 | 0 | 11.5 |  |  |  |  | R-410A | 2.0167 | Residential & Commercial | USHP | Ducted CEE Tier 1
212396487 | Central HP <5.4 tons | Panasonic | HRCU-A-CB (Split System: Heat Pump with Remote Outdoor Unit-Air-Source) | CU-E24YAHK6 |  |  | CS-HE24YAHK6 | 0 | 24000 | 17 | 9.2 | 26000 | 19400 | 74.62% | 2.1 | 11.3 | 10.5 |  |  |  |  | R-410A | 2 | Residential & Commercial | USHP | Ducted CEE Tier 1
211206995 | Central HP <5.4 tons | FRASER-JOHNSTON | HRCU-A-CB (Split System: Heat Pump with Remote Outdoor Unit-Air-Source) | HL20B4821 |  |  | XAMC48HE3N1+CC | TPLC080C16MP13 | 43500 | 19 | 9 | 44500 | 36200 | 81.35% | 2.14 | 0 | 12 |  |  |  |  | R-410A | 3.625 | Residential & Commercial | USHP | Ducted CEE Tier 1
211206886 | Central HP <5.4 tons | FRASER-JOHNSTON | HRCU-A-CB (Split System: Heat Pump with Remote Outdoor Unit-Air-Source) | HL20B3621 |  |  | XAMB36DE2N1+CC | TP9C080B12MP13 | 32200 | 18 | 8.5 | 34000 | 29400 | 86.47% | 1.92 | 0 | 11.7 |  |  |  |  | R-410A | 2.6833 | Residential & Commercial | USHP | Ducted CEE Tier 1
214572887 | Central HP <5.4 tons | TEMPSTAR | HRCU-A-CB (Split System: Heat Pump with Remote Outdoor Unit-Air-Source) | TVH837GKA** |  |  | EA*4X48L24A*+WALLCON | *96CTN0802120B* | 32400 | 17.5 | 8.5 | 32200 | 24800 | 77.02% | 2 | 0 | 11.5 |  |  |  |  | R-410A | 2.7 | Residential & Commercial | USHP | Ducted CEE Tier 1
214573237 | Central HP <5.4 tons | TEMPSTAR | HRCU-A-CB (Split System: Heat Pump with Remote Outdoor Unit-Air-Source) | TVH837GKA** |  |  | EHD4X48AAL+WALLCON | *97CMN0802120B* | 32600 | 17 | 8.5 | 32800 | 25000 | 76.22% | 1.98 | 0 | 11 |  |  |  |  | R-410A | 2.7167 | Residential & Commercial | USHP | Ducted CEE Tier 1
211244273 | Central HP <5.4 tons | BRYANT HEATING AND COOLING SYSTEMS | HRCU-A-CB (Split System: Heat Pump with Remote Outdoor Unit-Air-Source) | 38MURAQ24AB3* |  |  | CNPV*3014AL* | 82*SA36045V14*** | 24000 | 16 | 8.1 | 26400 | 23000 | 87.12% | 1.88 | 0 | 10 |  |  |  |  | R-410A | 2 | Residential & Commercial | USHP | Ducted CEE Tier 1
211244282 | Central HP <5.4 tons | BRYANT HEATING AND COOLING SYSTEMS | HRCU-A-CB (Split System: Heat Pump with Remote Outdoor Unit-Air-Source) | 38MURAQ24AB3* |  |  | CNPV*3014AL* | 926SA30040V14*** | 23600 | 15.5 | 8.1 | 26200 | 23600 | 90.08% | 1.92 | 0 | 10 |  |  |  |  | R-410A | 1.9667 | Residential & Commercial | USHP | Ducted CEE Tier 1
211244212 | Central HP <5.4 tons | BRYANT HEATING AND COOLING SYSTEMS | HRCU-A-CB (Split System: Heat Pump with Remote Outdoor Unit-Air-Source) | 38MURAQ24AB3* |  |  | CNPV*2417AL* | 912SD36040E17*** | 23200 | 15.5 | 8.5 | 26600 | 24200 | 90.98% | 1.98 | 0 | 10 |  |  |  |  | R-410A | 1.9333 | Residential & Commercial | USHP | Ducted CEE Tier 1
216736782 | Central HP <5.4 tons | TEMPSTAR | HRCU-A-CB (Split System: Heat Pump with Remote Outdoor Unit-Air-Source) | D5CUHAH24AAK |  |  | ESH5X24M12A* | *95MSU1002122A* | 22600 | 16 | 8.1 | 21200 | 19100 | 90.09% | 1.85 | 0 | 10.5 |  |  |  |  | R-454B | 1.8833 | Residential & Commercial | USHP | Ducted CEE Tier 1
216736800 | Central HP <5.4 tons | TEMPSTAR | HRCU-A-CB (Split System: Heat Pump with Remote Outdoor Unit-Air-Source) | D5CUHAH24AAK |  |  | ESH5X24M12A* | *96CTN0801714B* | 22200 | 15.2 | 8.1 | 21000 | 19000 | 90.48% | 1.85 | 0 | 10.5 |  |  |  |  | R-454B | 1.85 | Residential & Commercial | USHP | Ducted CEE Tier 1
216736900 | Central HP <5.4 tons | TEMPSTAR | HRCU-A-CB (Split System: Heat Pump with Remote Outdoor Unit-Air-Source) | D5CUHAH24AAK |  |  | ESH5X24M12A* | *96VTN1202422B* | 22400 | 15.2 | 8.1 | 21200 | 19100 | 90.09% | 1.85 | 0 | 10.5 |  |  |  |  | R-454B | 1.8667 | Residential & Commercial | USHP | Ducted CEE Tier 1
216736932 | Central HP <5.4 tons | TEMPSTAR | HRCU-A-CB (Split System: Heat Pump with Remote Outdoor Unit-Air-Source) | D5CUHAH24AAK |  |  | ESH5X24M12A* | *97VTN0802120A* | 22200 | 15.2 | 8.1 | 21000 | 19000 | 90.48% | 1.9 | 0 | 10.5 |  |  |  |  | R-454B | 1.85 | Residential & Commercial | USHP | Ducted CEE Tier 1
213781624 | Central HP <5.4 tons | TEMPSTAR | HRCU-A-CB (Split System: Heat Pump with Remote Outdoor Unit-Air-Source) | TVH837GKA2* |  |  | EA*4X61L21A*+WALLCON | *97CMN1002122B* | 33200 | 17.5 | 8.5 | 32000 | 24800 | 77.5% | 1.98 | 0 | 11.7 |  |  |  |  | R-410A | 2.7667 | Residential & Commercial | USHP | Ducted CEE Tier 1
214573957 | Central HP <5.4 tons | TEMPSTAR | HRCU-A-CB (Split System: Heat Pump with Remote Outdoor Unit-Air-Source) | TVH837GKA2* |  |  | EA*4X48L21A*+WALLCON | *97CMN0802120B* | 32200 | 17.5 | 8.5 | 32400 | 25000 | 77.16% | 1.98 | 0 | 11 |  |  |  |  | R-410A | 2.6833 | Residential & Commercial | USHP | Ducted CEE Tier 1
211388123 | Central HP <5.4 tons | FRASER-JOHNSTON | HRCU-A-CB (Split System: Heat Pump with Remote Outdoor Unit-Air-Source) | HMH72B341 |  |  | XAHB36DXXN1+TXV | TM9V060B12MP12 | 32800 | 17 | 8.1 | 33000 | 23400 | 70.91% | 1.98 | 0 | 9.5 |  |  |  |  | R-410A | 2.7333 | Residential & Commercial | USHP
211388400 | Central HP <5.4 tons | FRASER-JOHNSTON | HRCU-A-CB (Split System: Heat Pump with Remote Outdoor Unit-Air-Source) | HMH72B341 |  |  | XAFB30CXXN1+TXV | TM9V060B12MP12 | 32600 | 17 | 8.1 | 33600 | 23600 | 70.24% | 2.02 | 0 | 9.5 |  |  |  |  | R-410A | 2.7167 | Residential & Commercial | USHP
211389059 | Central HP <5.4 tons | FRASER-JOHNSTON | HRCU-A-CB (Split System: Heat Pump with Remote Outdoor Unit-Air-Source) | HMH72B341 |  |  | XAFC30CXXN1+TXV | TM9E060B12MP12 | 32600 | 17 | 8.1 | 33600 | 23600 | 70.24% | 2 | 0 | 9.5 |  |  |  |  | R-410A | 2.7167 | Residential & Commercial | USHP
211389336 | Central HP <5.4 tons | FRASER-JOHNSTON | HRCU-A-CB (Split System: Heat Pump with Remote Outdoor Unit-Air-Source) | HMH72B341 |  |  | XAHC30CXXN1+TXV | TM8Y120C20MP11 | 32800 | 17 | 8.1 | 32800 | 23000 | 70.12% | 2.02 | 0 | 9.5 |  |  |  |  | R-410A | 2.7333 | Residential & Commercial | USHP
211389577 | Central HP <5.4 tons | FRASER-JOHNSTON | HRCU-A-CB (Split System: Heat Pump with Remote Outdoor Unit-Air-Source) | HMH72B341 |  |  | XAFC30CXXN1+TXV | TM8Y100C16MP11 | 33200 | 18 | 8.5 | 33400 | 23400 | 70.06% | 2.06 | 0 | 10 |  |  |  |  | R-410A | 2.7667 | Residential & Commercial | USHP | Ducted CEE Tier 1
211389836 | Central HP <5.4 tons | FRASER-JOHNSTON | HRCU-A-CB (Split System: Heat Pump with Remote Outdoor Unit-Air-Source) | HMH72B341 |  |  | XAHB30CXXN1+TXV | TM8Y060A12MP11 | 31800 | 17 | 8.1 | 32600 | 23000 | 70.55% | 1.98 | 0 | 9.5 |  |  |  |  | R-410A | 2.65 | Residential & Commercial | USHP
211389929 | Central HP <5.4 tons | FRASER-JOHNSTON | HRCU-A-CB (Split System: Heat Pump with Remote Outdoor Unit-Air-Source) | HMH72B341 |  |  | XAHC36DXXN1+TXV | TM8V080C16MP12 | 34000 | 17 | 8.1 | 34000 | 24600 | 72.35% | 2.08 | 0 | 9.5 |  |  |  |  | R-410A | 2.8333 | Residential & Commercial | USHP
211387825 | Central HP <5.4 tons | FRASER-JOHNSTON | HRCU-A-CB (Split System: Heat Pump with Remote Outdoor Unit-Air-Source) | HMH72B341 |  |  | XAFC36DBCN1 | TM9V080B12MP12 | 34000 | 17 | 8.1 | 34000 | 24400 | 71.76% | 2.06 | 0 | 9.5 |  |  |  |  | R-410A | 2.8333 | Residential & Commercial | USHP
211388366 | Central HP <5.4 tons | FRASER-JOHNSTON | HRCU-A-CB (Split System: Heat Pump with Remote Outdoor Unit-Air-Source) | HMH72B341 |  |  | XAFB36DBCN1 | TP9C060B12MP13 | 33800 | 17 | 8.5 | 33400 | 23800 | 71.26% | 2.04 | 0 | 9.5 |  |  |  |  | R-410A | 2.8167 | Residential & Commercial | USHP
211388959 | Central HP <5.4 tons | FRASER-JOHNSTON | HRCU-A-CB (Split System: Heat Pump with Remote Outdoor Unit-Air-Source) | HMH72B341 |  |  | XAHC36DBCN1 | TM9E060B12MP12 | 33400 | 17 | 8.1 | 33400 | 23800 | 71.26% | 2 | 0 | 9.5 |  |  |  |  | R-410A | 2.7833 | Residential & Commercial | USHP
211390381 | Central HP <5.4 tons | FRASER-JOHNSTON | HRCU-A-CB (Split System: Heat Pump with Remote Outdoor Unit-Air-Source) | HMH72B341 |  |  | XAFC30CXXN1+TXV | TPLC100C16MP13 | 33000 | 17.5 | 8.5 | 33000 | 23200 | 70.3% | 2.04 | 0 | 9.5 |  |  |  |  | R-410A | 2.75 | Residential & Commercial | USHP
211390488 | Central HP <5.4 tons | FRASER-JOHNSTON | HRCU-A-CB (Split System: Heat Pump with Remote Outdoor Unit-Air-Source) | HMH72B341 |  |  | XAHC30CXXN1+TXV | TPLC080B12MP13 | 31800 | 16.5 | 8.1 | 33000 | 23200 | 70.3% | 1.96 | 0 | 9 |  |  |  |  | R-410A | 2.65 | Residential & Commercial | USHP
211391149 | Central HP <5.4 tons | FRASER-JOHNSTON | HRCU-A-CB (Split System: Heat Pump with Remote Outdoor Unit-Air-Source) | HMH72B341 |  |  | XAFB30CXXN1+TXV | TMLV060A12MP12 | 32800 | 17.5 | 8.1 | 33400 | 23400 | 70.06% | 2.02 | 0 | 9.5 |  |  |  |  | R-410A | 2.7333 | Residential & Commercial | USHP
216997506 | Central HP <5.4 tons | BLUERIDGE | HRCU-A-CB (Split System: Heat Pump with Remote Outdoor Unit-Air-Source) | BNG3A30UCN |  |  | BNGFA30DH2 | 0 | 30000 | 16.8 | 10 | 34000 | 32600 | 95.88% | 1.96 | 0 | 11.7 |  |  |  |  | R-454B | 2.5 | Residential & Commercial | USHP | Ducted CEE Tier 1
210599186 | Central HP <5.4 tons | HEIL | HRCU-A-CB (Split System: Heat Pump with Remote Outdoor Unit-Air-Source) | HVH837GKA** |  |  | EA*4X60L24A*+WALLCON | *95CSU1002122A* | 32800 | 18 | 8.5 | 31800 | 24800 | 77.99% | 2 | 0 | 11.5 |  |  |  |  | R-410A | 2.7333 | Residential & Commercial | USHP | Ducted CEE Tier 1
210599202 | Central HP <5.4 tons | HEIL | HRCU-A-CB (Split System: Heat Pump with Remote Outdoor Unit-Air-Source) | HVH837GKA** |  |  | EA*4X60L24A*+WALLCON | *97CMN0602120A* | 32600 | 17 | 8.1 | 32200 | 25000 | 77.64% | 1.96 | 0 | 11.5 |  |  |  |  | R-410A | 2.7167 | Residential & Commercial | USHP | Ducted CEE Tier 1
210599447 | Central HP <5.4 tons | HEIL | HRCU-A-CB (Split System: Heat Pump with Remote Outdoor Unit-Air-Source) | HVH837GKA** |  |  | EHD4X60AAL+WALLCON | *97CMN0602120A* | 32800 | 16.5 | 8.1 | 32400 | 25200 | 77.78% | 1.98 | 0 | 11 |  |  |  |  | R-410A | 2.7333 | Residential & Commercial | USHP | Ducted CEE Tier 1
214574037 | Central HP <5.4 tons | TEMPSTAR | HRCU-A-CB (Split System: Heat Pump with Remote Outdoor Unit-Air-Source) | TVH837GKA2* |  |  | EA*4X60L24A*+WALLCON | *80CTL0702120B* | 32800 | 17.5 | 8.5 | 31600 | 24800 | 78.48% | 1.98 | 0 | 11.5 |  |  |  |  | R-410A | 2.7333 | Residential & Commercial | USHP | Ducted CEE Tier 1
214574107 | Central HP <5.4 tons | TEMPSTAR | HRCU-A-CB (Split System: Heat Pump with Remote Outdoor Unit-Air-Source) | TVH837GKA2* |  |  | EA*4X61L21A*+WALLCON | *95CSU0802120B* | 33200 | 17.5 | 8.5 | 32000 | 25000 | 78.12% | 2 | 0 | 11.5 |  |  |  |  | R-410A | 2.7667 | Residential & Commercial | USHP | Ducted CEE Tier 1
211391401 | Central HP <5.4 tons | FRASER-JOHNSTON | HRCU-A-CB (Split System: Heat Pump with Remote Outdoor Unit-Air-Source) | HMH72B341 |  |  | XAHC36DXXN1+TXV | TM8E100C16MP11 | 33600 | 17.5 | 8.1 | 33000 | 23200 | 70.3% | 2.04 | 0 | 10 |  |  |  |  | R-410A | 2.8 | Residential & Commercial | USHP | Ducted CEE Tier 1
211387691 | Central HP <5.4 tons | FRASER-JOHNSTON | HRCU-A-CB (Split System: Heat Pump with Remote Outdoor Unit-Air-Source) | HMH72B341 |  |  | XAHC36DXXN1+TXV | TP9C080B12MP13 | 33200 | 17 | 8.1 | 33200 | 23400 | 70.48% | 2.02 | 0 | 9.5 |  |  |  |  | R-410A | 2.7667 | Residential & Commercial | USHP
211245844 | Central HP <5.4 tons | HEIL | HRCU-A-CB (Split System: Heat Pump with Remote Outdoor Unit-Air-Source) | DLCURAH24ABK |  |  | FXM4X30**AL | 0 | 24200 | 16.5 | 8.5 | 26000 | 22600 | 86.92% | 1.86 | 0 | 10 |  |  |  |  | R-410A | 2.0167 | Residential & Commercial | USHP | Ducted CEE Tier 1
216735645 | Central HP <5.4 tons | TEMPSTAR | HRCU-A-CB (Split System: Heat Pump with Remote Outdoor Unit-Air-Source) | D5CUHAH24AAK |  |  | EA*5X37M21A* | *80CTL1102120B* | 23600 | 15.5 | 8.5 | 21000 | 18600 | 88.57% | 1.96 | 0 | 11 |  |  |  |  | R-454B | 1.9667 | Residential & Commercial | USHP | Ducted CEE Tier 1
216736006 | Central HP <5.4 tons | TEMPSTAR | HRCU-A-CB (Split System: Heat Pump with Remote Outdoor Unit-Air-Source) | D5CUHAH24AAK |  |  | EA*5X37M21A* | *96VTN0601716B* | 23000 | 16.5 | 8.5 | 20600 | 18400 | 89.32% | 1.96 | 0 | 11 |  |  |  |  | R-454B | 1.9167 | Residential & Commercial | USHP | Ducted CEE Tier 1
216735968 | Central HP <5.4 tons | TEMPSTAR | HRCU-A-CB (Split System: Heat Pump with Remote Outdoor Unit-Air-Source) | D5CUHAH24AAK |  |  | EA*5X37M21A* | *96CTN0801714B* | 23000 | 16.5 | 8.5 | 20600 | 18400 | 89.32% | 1.96 | 0 | 11 |  |  |  |  | R-454B | 1.9167 | Residential & Commercial | USHP | Ducted CEE Tier 1
216737219 | Central HP <5.4 tons | TEMPSTAR | HRCU-A-CB (Split System: Heat Pump with Remote Outdoor Unit-Air-Source) | D5CUHAH24AAK |  |  | ESH5X30M12A* | *80MSU0401712A* | 22400 | 16 | 8.1 | 21000 | 18800 | 89.52% | 1.85 | 0 | 10.5 |  |  |  |  | R-454B | 1.8667 | Residential & Commercial | USHP | Ducted CEE Tier 1
216736838 | Central HP <5.4 tons | TEMPSTAR | HRCU-A-CB (Split System: Heat Pump with Remote Outdoor Unit-Air-Source) | D5CUHAH24AAK |  |  | ESH5X24M12A* | *96VTN0601412B* | 22400 | 15.2 | 8.1 | 21200 | 19100 | 90.09% | 1.9 | 0 | 10.5 |  |  |  |  | R-454B | 1.8667 | Residential & Commercial | USHP | Ducted CEE Tier 1
216737088 | Central HP <5.4 tons | TEMPSTAR | HRCU-A-CB (Split System: Heat Pump with Remote Outdoor Unit-Air-Source) | D5CUHAH24AAK |  |  | ESH5X30M12A* | *80MS(N,L)0902116A* | 22600 | 15.2 | 8.1 | 21000 | 18900 | 90% | 1.85 | 0 | 10.5 |  |  |  |  | R-454B | 1.8833 | Residential & Commercial | USHP | Ducted CEE Tier 1
211392465 | Central HP <5.4 tons | FRASER-JOHNSTON | HRCU-A-CB (Split System: Heat Pump with Remote Outdoor Unit-Air-Source) | HMH72B341 |  |  | XAFB30CXXN1+TXV | TM8E080B12MP11 | 32800 | 17.5 | 8.1 | 34000 | 23800 | 70% | 2.02 | 0 | 9.5 |  |  |  |  | R-410A | 2.7333 | Residential & Commercial | USHP
211392899 | Central HP <5.4 tons | FRASER-JOHNSTON | HRCU-A-CB (Split System: Heat Pump with Remote Outdoor Unit-Air-Source) | HMH72B341 |  |  | XAUB36DXXN1+TXV | TMLE040A12MP11 | 34000 | 18 | 8.1 | 33600 | 23800 | 70.83% | 2.06 | 0 | 10 |  |  |  |  | R-410A | 2.8333 | Residential & Commercial | USHP | Ducted CEE Tier 1
211393018 | Central HP <5.4 tons | FRASER-JOHNSTON | HRCU-A-CB (Split System: Heat Pump with Remote Outdoor Unit-Air-Source) | HMH72B341 |  |  | XAFC36DXXN1+TXV | TL9E100C20UH11 | 34000 | 17 | 8.5 | 34000 | 25000 | 73.53% | 2.12 | 0 | 9.5 |  |  |  |  | R-410A | 2.8333 | Residential & Commercial | USHP
211393753 | Central HP <5.4 tons | FRASER-JOHNSTON | HRCU-A-CB (Split System: Heat Pump with Remote Outdoor Unit-Air-Source) | HMH72B341 |  |  | XAFA30DXXN1+TXV | TM8E040A12MP11 | 33800 | 18 | 8.1 | 33600 | 23600 | 70.24% | 2.04 | 0 | 10 |  |  |  |  | R-410A | 2.8167 | Residential & Commercial | USHP | Ducted CEE Tier 1
210599230 | Central HP <5.4 tons | HEIL | HRCU-A-CB (Split System: Heat Pump with Remote Outdoor Unit-Air-Source) | HVH837GKA** |  |  | EA*4X61L21A*+WALLCON | *80CTL0701716A* | 33200 | 17.5 | 8.5 | 32200 | 25000 | 77.64% | 1.98 | 0 | 11.7 |  |  |  |  | R-410A | 2.7667 | Residential & Commercial | USHP | Ducted CEE Tier 1
211244916 | Central HP <5.4 tons | HEIL | HRCU-A-CB (Split System: Heat Pump with Remote Outdoor Unit-Air-Source) | DLCURAH24ABK |  |  | EN(A,D,W)4X36L17** | *95ESU0401712A* | 23600 | 16.5 | 8.1 | 25800 | 23600 | 91.47% | 1.96 | 0 | 10 |  |  |  |  | R-410A | 1.9667 | Residential & Commercial | USHP | Ducted CEE Tier 1
211245073 | Central HP <5.4 tons | HEIL | HRCU-A-CB (Split System: Heat Pump with Remote Outdoor Unit-Air-Source) | DLCURAH24ABK |  |  | EN(A,D,W)4X36L17** | *96VTN0401410A* | 23400 | 16 | 8.1 | 25800 | 24000 | 93.02% | 2 | 0 | 10 |  |  |  |  | R-410A | 1.95 | Residential & Commercial | USHP | Ducted CEE Tier 1
216769902 | Central HP <5.4 tons | TRANE | HRCU-A-CB (Split System: Heat Pump with Remote Outdoor Unit-Air-Source) | 5TWR7036A1 |  |  | 5PX*B006AS3 | *UHMB060CCV3 | 33200 | 17 | 8.7 | 32400 | 24000 | 74.07% | 2.17 | 0 | 12 |  |  |  |  | R-454B | 2.7667 | Residential & Commercial | USHP | Ducted CEE Tier 1
216734689 | Central HP <5.4 tons | DAY & NIGHT | HRCU-A-CB (Split System: Heat Pump with Remote Outdoor Unit-Air-Source) | D5CUHAH24AAK |  |  | EA*5X36M17A* | *96VSN0401410B* | 22200 | 15.5 | 8.1 | 21000 | 18800 | 89.52% | 1.85 | 0 | 10.5 |  |  |  |  | R-454B | 1.85 | Residential & Commercial | USHP | Ducted CEE Tier 1
216735156 | Central HP <5.4 tons | DAY & NIGHT | HRCU-A-CB (Split System: Heat Pump with Remote Outdoor Unit-Air-Source) | D5CUHAH24AAK |  |  | EA*5X37M17A* | *92MSN0801716A* | 23200 | 16 | 8.5 | 20800 | 18500 | 88.94% | 1.96 | 0 | 11 |  |  |  |  | R-454B | 1.9333 | Residential & Commercial | USHP | Ducted CEE Tier 1
216735356 | Central HP <5.4 tons | DAY & NIGHT | HRCU-A-CB (Split System: Heat Pump with Remote Outdoor Unit-Air-Source) | D5CUHAH24AAK |  |  | EA*5X37M17A* | *96VTN0801716B* | 23000 | 16.5 | 8.5 | 20800 | 18500 | 88.94% | 1.96 | 0 | 11 |  |  |  |  | R-454B | 1.9167 | Residential & Commercial | USHP | Ducted CEE Tier 1
216735794 | Central HP <5.4 tons | DAY & NIGHT | HRCU-A-CB (Split System: Heat Pump with Remote Outdoor Unit-Air-Source) | D5CUHAH24AAK |  |  | EA*5X37M21A* | *92MSN1002120A* | 23000 | 16.5 | 8.5 | 20600 | 18400 | 89.32% | 1.98 | 0 | 11 |  |  |  |  | R-454B | 1.9167 | Residential & Commercial | USHP | Ducted CEE Tier 1
216737068 | Central HP <5.4 tons | TEMPSTAR | HRCU-A-CB (Split System: Heat Pump with Remote Outdoor Unit-Air-Source) | D5CUHAH24AAK |  |  | ESH5X30M12A* | *80MS(N,L)0702116A* | 22400 | 15.2 | 8.1 | 21000 | 18900 | 90% | 1.9 | 0 | 10.5 |  |  |  |  | R-454B | 1.8667 | Residential & Commercial | USHP | Ducted CEE Tier 1
216737107 | Central HP <5.4 tons | TEMPSTAR | HRCU-A-CB (Split System: Heat Pump with Remote Outdoor Unit-Air-Source) | D5CUHAH24AAK |  |  | ESH5X30M12A* | *80MS(N,L)0902420A* | 22200 | 15.5 | 8.1 | 21000 | 18800 | 89.52% | 1.9 | 0 | 10.5 |  |  |  |  | R-454B | 1.85 | Residential & Commercial | USHP | Ducted CEE Tier 1
216737182 | Central HP <5.4 tons | TEMPSTAR | HRCU-A-CB (Split System: Heat Pump with Remote Outdoor Unit-Air-Source) | D5CUHAH24AAK |  |  | ESH5X30M12A* | *80VSL0901716B* | 22600 | 16 | 8.1 | 21000 | 18900 | 90% | 1.85 | 0 | 10.5 |  |  |  |  | R-454B | 1.8833 | Residential & Commercial | USHP | Ducted CEE Tier 1
216737007 | Central HP <5.4 tons | TEMPSTAR | HRCU-A-CB (Split System: Heat Pump with Remote Outdoor Unit-Air-Source) | D5CUHAH24AAK |  |  | ESH5X30M12A* | *80CSU1002120A* | 23200 | 16 | 8.5 | 21600 | 19300 | 89.35% | 1.94 | 0 | 10.5 |  |  |  |  | R-454B | 1.9333 | Residential & Commercial | USHP | Ducted CEE Tier 1
210599439 | Central HP <5.4 tons | HEIL | HRCU-A-CB (Split System: Heat Pump with Remote Outdoor Unit-Air-Source) | HVH837GKA** |  |  | EHD4X60AAL+WALLCON | *96CTN1002122A* | 33000 | 17 | 8.1 | 32200 | 24800 | 77.02% | 2.02 | 0 | 11.5 |  |  |  |  | R-410A | 2.75 | Residential & Commercial | USHP | Ducted CEE Tier 1
214573627 | Central HP <5.4 tons | TEMPSTAR | HRCU-A-CB (Split System: Heat Pump with Remote Outdoor Unit-Air-Source) | TVH837GKA2* |  |  | EA*4X36L21A*+WALLCON | *95CSU0802120B* | 31400 | 17 | 8.1 | 33000 | 24200 | 73.33% | 1.86 | 0 | 11 |  |  |  |  | R-410A | 2.6167 | Residential & Commercial | USHP | Ducted CEE Tier 1
210599387 | Central HP <5.4 tons | HEIL | HRCU-A-CB (Split System: Heat Pump with Remote Outdoor Unit-Air-Source) | HVH837GKA** |  |  | EHD4X60AAL+WALLCON | *80CSU0401712A* | 33000 | 17 | 8.1 | 32200 | 24800 | 77.02% | 1.98 | 0 | 11 |  |  |  |  | R-410A | 2.75 | Residential & Commercial | USHP | Ducted CEE Tier 1
210599403 | Central HP <5.4 tons | HEIL | HRCU-A-CB (Split System: Heat Pump with Remote Outdoor Unit-Air-Source) | HVH837GKA** |  |  | EHD4X60AAL+WALLCON | *80CTL0701716A* | 32800 | 17 | 8.1 | 32400 | 25000 | 77.16% | 2 | 0 | 11 |  |  |  |  | R-410A | 2.7333 | Residential & Commercial | USHP | Ducted CEE Tier 1
210599505 | Central HP <5.4 tons | HEIL | HRCU-A-CB (Split System: Heat Pump with Remote Outdoor Unit-Air-Source) | HVH837GKA** |  |  | EN(A,D)4X48L24**+WALLCON | *95CSU0802120A* | 32400 | 17.5 | 8.1 | 32800 | 24800 | 75.61% | 1.96 | 0 | 11.7 |  |  |  |  | R-410A | 2.7 | Residential & Commercial | USHP | Ducted CEE Tier 1
216737252 | Central HP <5.4 tons | TEMPSTAR | HRCU-A-CB (Split System: Heat Pump with Remote Outdoor Unit-Air-Source) | D5CUHAH24AAK |  |  | ESH5X30M12A* | *80MSU1002120A* | 22400 | 15.5 | 8.1 | 21000 | 18900 | 90% | 1.85 | 0 | 10.5 |  |  |  |  | R-454B | 1.8667 | Residential & Commercial | USHP | Ducted CEE Tier 1
216737241 | Central HP <5.4 tons | TEMPSTAR | HRCU-A-CB (Split System: Heat Pump with Remote Outdoor Unit-Air-Source) | D5CUHAH24AAK |  |  | ESH5X30M12A* | *80MSU0802120A* | 22800 | 16 | 8.5 | 21200 | 19000 | 89.62% | 1.96 | 0 | 10.5 |  |  |  |  | R-454B | 1.9 | Residential & Commercial | USHP | Ducted CEE Tier 1
216735909 | Central HP <5.4 tons | DAY & NIGHT | HRCU-A-CB (Split System: Heat Pump with Remote Outdoor Unit-Air-Source) | D5CUHAH24AAK |  |  | EA*5X37M21A* | *95MSU0401712A* | 23000 | 16.5 | 8.5 | 20600 | 18400 | 89.32% | 1.9 | 0 | 11 |  |  |  |  | R-454B | 1.9167 | Residential & Commercial | USHP | Ducted CEE Tier 1
216736359 | Central HP <5.4 tons | DAY & NIGHT | HRCU-A-CB (Split System: Heat Pump with Remote Outdoor Unit-Air-Source) | D5CUHAH24AAK |  |  | ESH5X24M12A* | *80MSU0802120A* | 22600 | 15.5 | 8.1 | 21200 | 19100 | 90.09% | 1.85 | 0 | 10.5 |  |  |  |  | R-454B | 1.8833 | Residential & Commercial | USHP | Ducted CEE Tier 1
216736845 | Central HP <5.4 tons | DAY & NIGHT | HRCU-A-CB (Split System: Heat Pump with Remote Outdoor Unit-Air-Source) | D5CUHAH24AAK |  |  | ESH5X24M12A* | *96VTN0601716B* | 22400 | 15.2 | 8.1 | 21200 | 19100 | 90.09% | 1.85 | 0 | 10.5 |  |  |  |  | R-454B | 1.8667 | Residential & Commercial | USHP | Ducted CEE Tier 1
211245010 | Central HP <5.4 tons | HEIL | HRCU-A-CB (Split System: Heat Pump with Remote Outdoor Unit-Air-Source) | DLCURAH24ABK |  |  | EN(A,D,W)4X36L17** | *96VTN0401712A* | 23400 | 16 | 8.1 | 25800 | 24000 | 93.02% | 1.98 | 0 | 10 |  |  |  |  | R-410A | 1.95 | Residential & Commercial | USHP | Ducted CEE Tier 1
211245162 | Central HP <5.4 tons | HEIL | HRCU-A-CB (Split System: Heat Pump with Remote Outdoor Unit-Air-Source) | DLCURAH24ABK |  |  | EN(A,D,W)4X36L17** | *92ESN0601412A* | 23400 | 17 | 8.1 | 25800 | 24000 | 93.02% | 2 | 0 | 10 |  |  |  |  | R-410A | 1.95 | Residential & Commercial | USHP | Ducted CEE Tier 1
211245228 | Central HP <5.4 tons | HEIL | HRCU-A-CB (Split System: Heat Pump with Remote Outdoor Unit-Air-Source) | DLCURAH24ABK |  |  | EN(A,D,W)4X36L17** | *92ESN0401712A* | 23600 | 15.5 | 8.1 | 26200 | 23400 | 89.31% | 1.92 | 0 | 10 |  |  |  |  | R-410A | 1.9667 | Residential & Commercial | USHP | Ducted CEE Tier 1
214397324 | Central HP <5.4 tons | LUXAIRE | HRCU-A-CB (Split System: Heat Pump with Remote Outdoor Unit-Air-Source) | HH836E2S11 |  |  | CTF48C5CFS1 | TM9E100C16MP12 | 33400 | 19 | 9 | 31400 | 25400 | 80.89% | 2 | 0 | 11 |  |  |  |  | R-454B | 2.7833 | Residential & Commercial | USHP | Ducted CEE Tier 1
214396372 | Central HP <5.4 tons | LUXAIRE | HRCU-A-CB (Split System: Heat Pump with Remote Outdoor Unit-Air-Source) | HH836E2S11 |  |  | CTF48C5CFS1+JME16C2SN1 | 0 | 34200 | 19 | 9 | 31600 | 25200 | 79.75% | 2 | 0 | 11.7 |  |  |  |  | R-454B | 2.85 | Residential & Commercial | USHP | Ducted CEE Tier 1
214396489 | Central HP <5.4 tons | LUXAIRE | HRCU-A-CB (Split System: Heat Pump with Remote Outdoor Unit-Air-Source) | HH836E2S11 |  |  | CTF48C5CFS1+JMC17C2SN1 | 0 | 34400 | 19 | 9 | 32000 | 25200 | 78.75% | 2 | 0 | 11.7 |  |  |  |  | R-454B | 2.8667 | Residential & Commercial | USHP | Ducted CEE Tier 1
214594985 | Central HP <5.4 tons | LUXAIRE | HRCU-A-CB (Split System: Heat Pump with Remote Outdoor Unit-Air-Source) | HH836E2S11 |  |  | CTF36C5CDS1 | Z8ES120C20SMPS1 | 34400 | 18 | 8.5 | 32000 | 26200 | 81.88% | 2 | 0 | 11 |  |  |  |  | R-454B | 2.8667 | Residential & Commercial | USHP | Ducted CEE Tier 1
216410927 | Central HP <5.4 tons | LUXAIRE | HRCU-A-CB (Split System: Heat Pump with Remote Outdoor Unit-Air-Source) | HMH72B361 |  |  | XAHC36DBCN1 | Z9ET080C16SMPS1 | 34200 | 16.5 | 8.5 | 33800 | 24400 | 72.19% | 2.04 | 0 | 8.5 |  |  |  |  | R-410A | 2.85 | Residential & Commercial | USHP
213942111 | Central HP <5.4 tons | TEMPSTAR | HRCU-A-CB (Split System: Heat Pump with Remote Outdoor Unit-Air-Source) | DLCURAH24ABK |  |  | EN(A,D,W)4X36L17** | *96VTN0601716B* | 24000 | 16.5 | 9 | 26000 | 23200 | 89.23% | 1.92 | 0 | 10.5 |  |  |  |  | R-410A | 2 | Residential & Commercial | USHP | Ducted CEE Tier 1
214229132 | Central HP <5.4 tons | TEMPSTAR | HRCU-A-CB (Split System: Heat Pump with Remote Outdoor Unit-Air-Source) | DLCURAH24ABK |  |  | EA*4X24L17A* | *80MSU0601716A* | 23400 | 17 | 9 | 26200 | 26000 | 99.24% | 2.2 | 0 | 10 |  |  |  |  | R-410A | 1.95 | Residential & Commercial | USHP | Ducted CEE Tier 1
211245910 | Central HP <5.4 tons | HEIL | HRCU-A-CB (Split System: Heat Pump with Remote Outdoor Unit-Air-Source) | DLCURAH24ABK |  |  | FMA4X36**AL* | 0 | 25800 | 18 | 9 | 27600 | 21000 | 76.09% | 1.8 | 0 | 10.5 |  |  |  |  | R-410A | 2.15 | Residential & Commercial | USHP | Ducted CEE Tier 1
211244647 | Central HP <5.4 tons | HEIL | HRCU-A-CB (Split System: Heat Pump with Remote Outdoor Unit-Air-Source) | DLCURAH24ABK |  |  | EN(A,D)4X30L17** | *96VTN0601412A* | 23600 | 16.5 | 8.1 | 25800 | 23800 | 92.25% | 1.98 | 0 | 10 |  |  |  |  | R-410A | 1.9667 | Residential & Commercial | USHP | Ducted CEE Tier 1
211244815 | Central HP <5.4 tons | HEIL | HRCU-A-CB (Split System: Heat Pump with Remote Outdoor Unit-Air-Source) | DLCURAH24ABK |  |  | EN(A,D)4X30L17** | *80ESU0601716A | 24800 | 16.5 | 8.5 | 26600 | 22200 | 83.46% | 1.84 | 0 | 10.5 |  |  |  |  | R-410A | 2.0667 | Residential & Commercial | USHP | Ducted CEE Tier 1
211245126 | Central HP <5.4 tons | HEIL | HRCU-A-CB (Split System: Heat Pump with Remote Outdoor Unit-Air-Source) | DLCURAH24ABK |  |  | EN(A,D,W)4X36L17** | *80ES(N,L)0451712A* | 24000 | 16.5 | 8.1 | 26200 | 23000 | 87.79% | 1.9 | 0 | 10.5 |  |  |  |  | R-410A | 2 | Residential & Commercial | USHP | Ducted CEE Tier 1
211245673 | Central HP <5.4 tons | HEIL | HRCU-A-CB (Split System: Heat Pump with Remote Outdoor Unit-Air-Source) | DLCURAH24ABK |  |  | EN(A,D)4X36L21** | *92ESN0801716A* | 24200 | 17 | 8.1 | 26200 | 22800 | 87.02% | 1.88 | 0 | 10.5 |  |  |  |  | R-410A | 2.0167 | Residential & Commercial | USHP | Ducted CEE Tier 1
211245706 | Central HP <5.4 tons | HEIL | HRCU-A-CB (Split System: Heat Pump with Remote Outdoor Unit-Air-Source) | DLCURAH24ABK |  |  | EN(A,D)4X36L21** | *95ESN0601714A* | 24600 | 16 | 8.1 | 26600 | 22400 | 84.21% | 1.84 | 0 | 10.5 |  |  |  |  | R-410A | 2.05 | Residential & Commercial | USHP | Ducted CEE Tier 1
212396492 | Central HP <5.4 tons | Panasonic | HRCU-A-CB (Split System: Heat Pump with Remote Outdoor Unit-Air-Source) | CU-HE18YAHK6 |  |  | CS-HE18YAHK6 | 0 | 18000 | 18 | 9.3 | 19000 | 16500 | 86.84% | 2.04 | 12.5 | 12.4 |  |  |  |  | R-410A | 1.5 | Residential & Commercial | USHP | Ducted CEE Tier 1
216755386 | Central HP <5.4 tons | DAY & NIGHT | HRCU-A-CB (Split System: Heat Pump with Remote Outdoor Unit-Air-Source) | D5CUHAH30AAK |  |  | EA*5X37M21A* | *80VSL1102122B* | 31000 | 15.2 | 9 | 34200 | 30200 | 88.3% | 1.8 | 0 | 9.5 |  |  |  |  | R-454B | 2.5833 | Residential & Commercial | USHP
214573757 | Central HP <5.4 tons | TEMPSTAR | HRCU-A-CB (Split System: Heat Pump with Remote Outdoor Unit-Air-Source) | TVH837GKA2* |  |  | EA*4X42L21A*+WALLCON | *95CSU1002122B* | 31800 | 17.5 | 8.5 | 32800 | 24400 | 74.39% | 1.9 | 0 | 11 |  |  |  |  | R-410A | 2.65 | Residential & Commercial | USHP | Ducted CEE Tier 1
214573777 | Central HP <5.4 tons | TEMPSTAR | HRCU-A-CB (Split System: Heat Pump with Remote Outdoor Unit-Air-Source) | TVH837GKA2* |  |  | EA*4X42L21A*+WALLCON | *97CMN0802120B* | 31800 | 17 | 8.5 | 32800 | 24400 | 74.39% | 1.9 | 0 | 11 |  |  |  |  | R-410A | 2.65 | Residential & Commercial | USHP | Ducted CEE Tier 1
211394153 | Central HP <5.4 tons | FRASER-JOHNSTON | HRCU-A-CB (Split System: Heat Pump with Remote Outdoor Unit-Air-Source) | HMH72B341 |  |  | XAFC48FXXN1+TXV | TM9Y080B12MP11 | 33400 | 17 | 8.1 | 32800 | 24200 | 73.78% | 2.04 | 0 | 9 |  |  |  |  | R-410A | 2.7833 | Residential & Commercial | USHP
211394222 | Central HP <5.4 tons | FRASER-JOHNSTON | HRCU-A-CB (Split System: Heat Pump with Remote Outdoor Unit-Air-Source) | HMH72B341 |  |  | XAFC48FXXN1+TXV | TM9Y060B12MP11 | 33200 | 16.5 | 8.1 | 32600 | 24000 | 73.62% | 2.02 | 0 | 9 |  |  |  |  | R-410A | 2.7667 | Residential & Commercial | USHP
211394235 | Central HP <5.4 tons | FRASER-JOHNSTON | HRCU-A-CB (Split System: Heat Pump with Remote Outdoor Unit-Air-Source) | HMH72B341 |  |  | XAFC48FBCN1 | TM9Y060B12MP11 | 33200 | 16.5 | 8.1 | 32600 | 24000 | 73.62% | 2.02 | 0 | 9 |  |  |  |  | R-410A | 2.7667 | Residential & Commercial | USHP
211394573 | Central HP <5.4 tons | FRASER-JOHNSTON | HRCU-A-CB (Split System: Heat Pump with Remote Outdoor Unit-Air-Source) | HMH72B341 |  |  | XAFD48FBCN1 | TP9C100C20MP13 | 34000 | 16.5 | 8.5 | 33000 | 24200 | 73.33% | 2.1 | 0 | 9 |  |  |  |  | R-410A | 2.8333 | Residential & Commercial | USHP
211395656 | Central HP <5.4 tons | FRASER-JOHNSTON | HRCU-A-CB (Split System: Heat Pump with Remote Outdoor Unit-Air-Source) | HMH72B341 |  |  | XAFC48FBCN1 | TP9C080B12MP13 | 33400 | 16.5 | 8.5 | 32600 | 24000 | 73.62% | 2.06 | 0 | 9 |  |  |  |  | R-410A | 2.7833 | Residential & Commercial | USHP
211387723 | Central HP <5.4 tons | FRASER-JOHNSTON | HRCU-A-CB (Split System: Heat Pump with Remote Outdoor Unit-Air-Source) | HMH72B341 |  |  | XAHC30CXXN1+TXV | TM9V080B12MP12 | 32000 | 16.5 | 8.1 | 33000 | 23200 | 70.3% | 1.98 | 0 | 9 |  |  |  |  | R-410A | 2.6667 | Residential & Commercial | USHP
211388016 | Central HP <5.4 tons | FRASER-JOHNSTON | HRCU-A-CB (Split System: Heat Pump with Remote Outdoor Unit-Air-Source) | HMH72B341 |  |  | XAUB30CXXN1+TXV | TP9C080B12MP13 | 32800 | 17 | 8.1 | 33600 | 23600 | 70.24% | 2.02 | 0 | 9.5 |  |  |  |  | R-410A | 2.7333 | Residential & Commercial | USHP
211245206 | Central HP <5.4 tons | HEIL | HRCU-A-CB (Split System: Heat Pump with Remote Outdoor Unit-Air-Source) | DLCURAH24ABK |  |  | EN(A,D,W)4X36L17** | *95ESN0801716A* | 24600 | 15.5 | 8.1 | 26800 | 22200 | 82.84% | 1.82 | 0 | 10 |  |  |  |  | R-410A | 2.05 | Residential & Commercial | USHP | Ducted CEE Tier 1
211245315 | Central HP <5.4 tons | HEIL | HRCU-A-CB (Split System: Heat Pump with Remote Outdoor Unit-Air-Source) | DLCURAH24ABK |  |  | EN(A,D)4X36L21** | *96VSN0601714A* | 23400 | 16.5 | 8.1 | 25800 | 24000 | 93.02% | 2 | 0 | 10 |  |  |  |  | R-410A | 1.95 | Residential & Commercial | USHP | Ducted CEE Tier 1
215853879 | Central HP <5.4 tons | BLUERIDGE | HRCU-A-CB (Split System: Heat Pump with Remote Outdoor Unit-Air-Source) | BMSAH48HHC |  |  | BMS3AH48I | 0 | 48000 | 17.5 | 9.5 | 48000 | 48000 | 100% | 2 | 0 | 12 |  |  |  |  | R-454B | 4 | Residential & Commercial | USHP | Ducted CEE Tier 1
214573787 | Central HP <5.4 tons | TEMPSTAR | HRCU-A-CB (Split System: Heat Pump with Remote Outdoor Unit-Air-Source) | TVH837GKA2* |  |  | EA*4X42L21A*+WALLCON | *96CTN0802120B* | 31800 | 17.5 | 8.5 | 32800 | 24400 | 74.39% | 1.9 | 0 | 11 |  |  |  |  | R-410A | 2.65 | Residential & Commercial | USHP | Ducted CEE Tier 1
214573837 | Central HP <5.4 tons | TEMPSTAR | HRCU-A-CB (Split System: Heat Pump with Remote Outdoor Unit-Air-Source) | TVH837GKA2* |  |  | EA*4X42L24A*+WALLCON | *97CMN0802120B* | 31800 | 17 | 8.5 | 32800 | 24400 | 74.39% | 1.9 | 0 | 11 |  |  |  |  | R-410A | 2.65 | Residential & Commercial | USHP | Ducted CEE Tier 1
214573897 | Central HP <5.4 tons | TEMPSTAR | HRCU-A-CB (Split System: Heat Pump with Remote Outdoor Unit-Air-Source) | TVH837GKA2* |  |  | EA*4X43L21A*+WALLCON | *97CMN0802120B* | 32800 | 17.5 | 8.5 | 32800 | 25200 | 76.83% | 2 | 0 | 11.5 |  |  |  |  | R-410A | 2.7333 | Residential & Commercial | USHP | Ducted CEE Tier 1
211245261 | Central HP <5.4 tons | HEIL | HRCU-A-CB (Split System: Heat Pump with Remote Outdoor Unit-Air-Source) | DLCURAH24ABK |  |  | EN(A,D,W)4X36L17** | OMV098J12* | 23600 | 16.5 | 8.1 | 26000 | 23600 | 90.77% | 1.96 | 0 | 10 |  |  |  |  | R-410A | 1.9667 | Residential & Commercial | USHP | Ducted CEE Tier 1
211226997 | Central HP <5.4 tons | HEIL | HRCU-A-CB (Split System: Heat Pump with Remote Outdoor Unit-Air-Source) | DLCURAH36ABK |  |  | EA*4X37L21A* | *92ESN0601714A* | 36400 | 16 | 8.5 | 38500 | 34800 | 90.39% | 2.08 | 0 | 10 |  |  |  |  | R-410A | 3.0333 | Residential & Commercial | USHP | Ducted CEE Tier 1
211227061 | Central HP <5.4 tons | HEIL | HRCU-A-CB (Split System: Heat Pump with Remote Outdoor Unit-Air-Source) | DLCURAH36ABK |  |  | EA*4X37L21A* | *95ESN0802120A* | 37200 | 15.5 | 8.5 | 38500 | 35000 | 90.91% | 2.12 | 0 | 10 |  |  |  |  | R-410A | 3.1 | Residential & Commercial | USHP | Ducted CEE Tier 1
211227313 | Central HP <5.4 tons | HEIL | HRCU-A-CB (Split System: Heat Pump with Remote Outdoor Unit-Air-Source) | DLCURAH36ABK |  |  | EA*4X42L21A* | *80ES(N,L)0701716A* | 35200 | 16 | 8.1 | 38500 | 35000 | 90.91% | 1.88 | 0 | 9.5 |  |  |  |  | R-410A | 2.9333 | Residential & Commercial | USHP
215941030 | Central HP <5.4 tons | DAY & NIGHT | HRCU-A-CB (Split System: Heat Pump with Remote Outdoor Unit-Air-Source) | C5H3V48*K*AAA* |  |  | EA*5X60M24A*+WALLCON | *97CTN1202422A* | 44500 | 21 | 9.5 | 48000 | 36400 | 75.83% | 2 | 0 | 11 |  |  |  |  | R-454B | 3.7083 | Residential & Commercial | USHP | Ducted CEE Tier 1
211245580 | Central HP <5.4 tons | HEIL | HRCU-A-CB (Split System: Heat Pump with Remote Outdoor Unit-Air-Source) | DLCURAH24ABK |  |  | EN(A,D)4X36L21** | *80VTL1102122A* | 23800 | 17 | 8.1 | 26000 | 23600 | 90.77% | 1.96 | 0 | 10.5 |  |  |  |  | R-410A | 1.9833 | Residential & Commercial | USHP | Ducted CEE Tier 1
211245965 | Central HP <5.4 tons | HEIL | HRCU-A-CB (Split System: Heat Pump with Remote Outdoor Unit-Air-Source) | DLCURAH24ABK |  |  | FM(C,U)4Z36**AL* | 0 | 24200 | 18 | 9 | 26600 | 23000 | 86.47% | 1.92 | 0 | 10.5 |  |  |  |  | R-410A | 2.0167 | Residential & Commercial | USHP | Ducted CEE Tier 1
216769904 | Central HP <5.4 tons | TRANE | HRCU-A-CB (Split System: Heat Pump with Remote Outdoor Unit-Air-Source) | 5TWR7036A1 |  |  | 5PX*B006AS3 | *UHMB080CCV3 | 33200 | 17 | 8.7 | 32400 | 24000 | 74.07% | 2.17 | 0 | 12 |  |  |  |  | R-454B | 2.7667 | Residential & Commercial | USHP | Ducted CEE Tier 1
215942386 | Central HP <5.4 tons | DAY & NIGHT | HRCU-A-CB (Split System: Heat Pump with Remote Outdoor Unit-Air-Source) | C5H3V36*K*AAA* |  |  | EVM5X49M21A*+WALLCON | *97CMN0601714B* | 35200 | 21 | 8.5 | 37400 | 28000 | 74.87% | 2.06 | 0 | 11.7 |  |  |  |  | R-454B | 2.9333 | Residential & Commercial | USHP | Ducted CEE Tier 1
215941330 | Central HP <5.4 tons | DAY & NIGHT | HRCU-A-CB (Split System: Heat Pump with Remote Outdoor Unit-Air-Source) | C5H3V48*K*AAA* |  |  | EVM5X49M21A*+WALLCON | *96CTN0802120B* | 45500 | 20.5 | 8.1 | 53000 | 38500 | 72.64% | 1.95 | 0 | 11 |  |  |  |  | R-454B | 3.7917 | Residential & Commercial | USHP | Ducted CEE Tier 1
215941480 | Central HP <5.4 tons | DAY & NIGHT | HRCU-A-CB (Split System: Heat Pump with Remote Outdoor Unit-Air-Source) | C5H3V48*K*AAA* |  |  | EVM5X60M24A*+WALLCON | *97CTN1202422A* | 45500 | 20.5 | 8.1 | 52500 | 38000 | 72.38% | 1.95 | 0 | 11.5 |  |  |  |  | R-454B | 3.7917 | Residential & Commercial | USHP | Ducted CEE Tier 1
215853862 | Central HP <5.4 tons | BLUERIDGE | HRCU-A-CB (Split System: Heat Pump with Remote Outdoor Unit-Air-Source) | BMS3320HHYC |  |  | BMMZAH36I | 0 | 33000 | 16.5 | 10 | 35000 | 34000 | 97.14% | 2 | 0 | 11.7 |  |  |  |  | R-454B | 2.75 | Residential & Commercial | USHP | Ducted CEE Tier 1
211206862 | Central HP <5.4 tons | FRASER-JOHNSTON | HRCU-A-CB (Split System: Heat Pump with Remote Outdoor Unit-Air-Source) | HL20B3621 |  |  | XAMC36DE2N1+CC | TP9C100C16MP13 | 33000 | 18 | 8.5 | 34000 | 29200 | 85.88% | 1.96 | 0 | 12 |  |  |  |  | R-410A | 2.75 | Residential & Commercial | USHP | Ducted CEE Tier 1
214573887 | Central HP <5.4 tons | TEMPSTAR | HRCU-A-CB (Split System: Heat Pump with Remote Outdoor Unit-Air-Source) | TVH837GKA2* |  |  | EA*4X43L21A*+WALLCON | *97CMN0602120B* | 32800 | 17 | 8.5 | 33000 | 25400 | 76.97% | 1.98 | 0 | 11 |  |  |  |  | R-410A | 2.7333 | Residential & Commercial | USHP | Ducted CEE Tier 1
211245324 | Central HP <5.4 tons | HEIL | HRCU-A-CB (Split System: Heat Pump with Remote Outdoor Unit-Air-Source) | DLCURAH24ABK |  |  | EN(A,D)4X36L21** | *96VSN0802120A* | 24000 | 17 | 8.1 | 26000 | 23200 | 89.23% | 1.92 | 0 | 10.5 |  |  |  |  | R-410A | 2 | Residential & Commercial | USHP | Ducted CEE Tier 1
211245760 | Central HP <5.4 tons | HEIL | HRCU-A-CB (Split System: Heat Pump with Remote Outdoor Unit-Air-Source) | DLCURAH24ABK |  |  | EN(A,D)4X36L21** | OMV098J12* | 23600 | 16.5 | 8.1 | 26000 | 23600 | 90.77% | 1.96 | 0 | 10 |  |  |  |  | R-410A | 1.9667 | Residential & Commercial | USHP | Ducted CEE Tier 1
211245769 | Central HP <5.4 tons | HEIL | HRCU-A-CB (Split System: Heat Pump with Remote Outdoor Unit-Air-Source) | DLCURAH24ABK |  |  | EN(A,D)4X36L21** | OLV098A12* | 23400 | 16.5 | 8.1 | 25800 | 24200 | 93.8% | 2 | 0 | 10 |  |  |  |  | R-410A | 1.95 | Residential & Commercial | USHP | Ducted CEE Tier 1
211245810 | Central HP <5.4 tons | HEIL | HRCU-A-CB (Split System: Heat Pump with Remote Outdoor Unit-Air-Source) | DLCURAH24ABK |  |  | FEM4X24**CL | 0 | 23800 | 17.5 | 8.5 | 26000 | 23800 | 91.54% | 2 | 0 | 10 |  |  |  |  | R-410A | 1.9833 | Residential & Commercial | USHP | Ducted CEE Tier 1
214573937 | Central HP <5.4 tons | TEMPSTAR | HRCU-A-CB (Split System: Heat Pump with Remote Outdoor Unit-Air-Source) | TVH837GKA2* |  |  | EA*4X48L21A*+WALLCON | *95CSU1002122B* | 32400 | 17.5 | 8.5 | 32400 | 24800 | 76.54% | 2 | 0 | 11.5 |  |  |  |  | R-410A | 2.7 | Residential & Commercial | USHP | Ducted CEE Tier 1
214573997 | Central HP <5.4 tons | TEMPSTAR | HRCU-A-CB (Split System: Heat Pump with Remote Outdoor Unit-Air-Source) | TVH837GKA2* |  |  | EA*4X48L24A*+WALLCON | *95CSU1002122B* | 32400 | 17.5 | 8.5 | 32200 | 24800 | 77.02% | 2 | 0 | 11.5 |  |  |  |  | R-410A | 2.7 | Residential & Commercial | USHP | Ducted CEE Tier 1
214574147 | Central HP <5.4 tons | TEMPSTAR | HRCU-A-CB (Split System: Heat Pump with Remote Outdoor Unit-Air-Source) | TVH837GKA2* |  |  | EA*4X61L21A*+WALLCON | *96CTN0802120B* | 33200 | 18.5 | 8.5 | 31800 | 24800 | 77.99% | 2 | 0 | 11.5 |  |  |  |  | R-410A | 2.7667 | Residential & Commercial | USHP | Ducted CEE Tier 1
211227243 | Central HP <5.4 tons | HEIL | HRCU-A-CB (Split System: Heat Pump with Remote Outdoor Unit-Air-Source) | DLCURAH36ABK |  |  | EA*4X37L21A* | OMV112K14A | 36200 | 15.5 | 8.5 | 38500 | 34800 | 90.39% | 2.06 | 0 | 10 |  |  |  |  | R-410A | 3.0167 | Residential & Commercial | USHP | Ducted CEE Tier 1
211226564 | Central HP <5.4 tons | HEIL | HRCU-A-CB (Split System: Heat Pump with Remote Outdoor Unit-Air-Source) | DLCURAH36ABK |  |  | EA*4X37L17A* | *80VSL0701716A* | 36200 | 15.2 | 8.1 | 38500 | 35000 | 90.91% | 2.02 | 0 | 10 |  |  |  |  | R-410A | 3.0167 | Residential & Commercial | USHP | Ducted CEE Tier 1
211244825 | Central HP <5.4 tons | HEIL | HRCU-A-CB (Split System: Heat Pump with Remote Outdoor Unit-Air-Source) | DLCURAH24ABK |  |  | EN(A,D)4X30L17** | OMV098J12* | 23600 | 16.5 | 8.1 | 26000 | 23600 | 90.77% | 1.96 | 0 | 10 |  |  |  |  | R-410A | 1.9667 | Residential & Commercial | USHP | Ducted CEE Tier 1
211245150 | Central HP <5.4 tons | HEIL | HRCU-A-CB (Split System: Heat Pump with Remote Outdoor Unit-Air-Source) | DLCURAH24ABK |  |  | EN(A,D,W)4X36L17** | *80ES(N,L)0901714A* | 24600 | 16.5 | 8.1 | 26400 | 22600 | 85.61% | 1.86 | 0 | 10.5 |  |  |  |  | R-410A | 2.05 | Residential & Commercial | USHP | Ducted CEE Tier 1
214574007 | Central HP <5.4 tons | TEMPSTAR | HRCU-A-CB (Split System: Heat Pump with Remote Outdoor Unit-Air-Source) | TVH837GKA2* |  |  | EA*4X48L24A*+WALLCON | *97CMN0602120B* | 32200 | 17 | 8.5 | 32600 | 25200 | 77.3% | 1.96 | 0 | 11 |  |  |  |  | R-410A | 2.6833 | Residential & Commercial | USHP | Ducted CEE Tier 1
211388877 | Central HP <5.4 tons | FRASER-JOHNSTON | HRCU-A-CB (Split System: Heat Pump with Remote Outdoor Unit-Air-Source) | HMH72B341 |  |  | XAFB36DXXN1+TXV | TM9E080B12MP12 | 34000 | 17.5 | 8.1 | 33800 | 24000 | 71.01% | 2.06 | 0 | 10 |  |  |  |  | R-410A | 2.8333 | Residential & Commercial | USHP | Ducted CEE Tier 1
211389000 | Central HP <5.4 tons | FRASER-JOHNSTON | HRCU-A-CB (Split System: Heat Pump with Remote Outdoor Unit-Air-Source) | HMH72B341 |  |  | XAHB36DBCN1 | TM9E060B12MP12 | 33200 | 17 | 8.1 | 33200 | 23600 | 71.08% | 2 | 0 | 9.5 |  |  |  |  | R-410A | 2.7667 | Residential & Commercial | USHP
211388434 | Central HP <5.4 tons | FRASER-JOHNSTON | HRCU-A-CB (Split System: Heat Pump with Remote Outdoor Unit-Air-Source) | HMH72B341 |  |  | XAUB30CXXN1+TXV | TM9V060B12MP12 | 32600 | 17 | 8.1 | 33600 | 23600 | 70.24% | 2.02 | 0 | 9.5 |  |  |  |  | R-410A | 2.7167 | Residential & Commercial | USHP
211388534 | Central HP <5.4 tons | FRASER-JOHNSTON | HRCU-A-CB (Split System: Heat Pump with Remote Outdoor Unit-Air-Source) | HMH72B341 |  |  | XAFB30CXXN1+TXV | TM9V040A10MP12 | 32000 | 16.5 | 8.1 | 33400 | 23400 | 70.06% | 2 | 0 | 9.5 |  |  |  |  | R-410A | 2.6667 | Residential & Commercial | USHP
215853470 | Central HP <5.4 tons | LUXAIRE | HRCU-A-CB (Split System: Heat Pump with Remote Outdoor Unit-Air-Source) | HH860E2S11 |  |  | CTM60D5CJS1 | TM8E130D20MP11 | 53500 | 18 | 9 | 55500 | 39500 | 71.17% | 2 | 0 | 11 |  |  |  |  | R-454B | 4.4583 | Residential & Commercial | USHP | Ducted CEE Tier 1
214807847 | Central HP <5.4 tons | LUXAIRE | HRCU-A-CB (Split System: Heat Pump with Remote Outdoor Unit-Air-Source) | HH860E2S11 |  |  | CTU60D5XHS1+JME18D2SN1+TXV | 0 | 54000 | 19 | 9 | 53500 | 38500 | 71.96% | 2 | 0 | 12 |  |  |  |  | R-454B | 4.5 | Residential & Commercial | USHP | Ducted CEE Tier 1
214573927 | Central HP <5.4 tons | TEMPSTAR | HRCU-A-CB (Split System: Heat Pump with Remote Outdoor Unit-Air-Source) | TVH837GKA2* |  |  | EA*4X48L21A*+WALLCON | *95CSU0802120B* | 32200 | 17.5 | 8.5 | 32400 | 25000 | 77.16% | 1.98 | 0 | 11 |  |  |  |  | R-410A | 2.6833 | Residential & Commercial | USHP | Ducted CEE Tier 1
214573977 | Central HP <5.4 tons | TEMPSTAR | HRCU-A-CB (Split System: Heat Pump with Remote Outdoor Unit-Air-Source) | TVH837GKA2* |  |  | EA*4X48L24A*+WALLCON | *80CTL0702120B* | 32400 | 17.5 | 8.5 | 32400 | 25000 | 77.16% | 1.98 | 0 | 11 |  |  |  |  | R-410A | 2.7 | Residential & Commercial | USHP | Ducted CEE Tier 1
214574077 | Central HP <5.4 tons | TEMPSTAR | HRCU-A-CB (Split System: Heat Pump with Remote Outdoor Unit-Air-Source) | TVH837GKA2* |  |  | EA*4X60L24A*+WALLCON | *97CMN0802120B* | 32800 | 17.5 | 8.5 | 31600 | 24800 | 78.48% | 2 | 0 | 11.5 |  |  |  |  | R-410A | 2.7333 | Residential & Commercial | USHP | Ducted CEE Tier 1
214574377 | Central HP <5.4 tons | TEMPSTAR | HRCU-A-CB (Split System: Heat Pump with Remote Outdoor Unit-Air-Source) | TVH837GKA2* |  |  | EHD4X48AAL+WALLCON | *97CMN0802120B* | 32600 | 17 | 8.5 | 32800 | 25000 | 76.22% | 1.98 | 0 | 11 |  |  |  |  | R-410A | 2.7167 | Residential & Commercial | USHP | Ducted CEE Tier 1
213160451 | Central HP <5.4 tons | Panasonic | HRCU-A-C (Split System: Heat Pump with Remote Outdoor Unit with No Indoor Fan --Air Source) | CU-HE36YAHK6 |  |  | CS-HE36YAS6* | 0 | 35000 | 15.5 | 8.6 | 38000 | 31600 | 83.16% | 1.85 | 0 | 10 |  |  |  |  | R-410A | 2.9167 | Residential & Commercial | USHP | Ducted CEE Tier 1
211226894 | Central HP <5.4 tons | HEIL | HRCU-A-CB (Split System: Heat Pump with Remote Outdoor Unit-Air-Source) | DLCURAH36ABK |  |  | EA*4X37L21A* | *80VSL0902120A* | 36200 | 16 | 8.5 | 38500 | 34800 | 90.39% | 2.06 | 0 | 10 |  |  |  |  | R-410A | 3.0167 | Residential & Commercial | USHP | Ducted CEE Tier 1
211227348 | Central HP <5.4 tons | HEIL | HRCU-A-CB (Split System: Heat Pump with Remote Outdoor Unit-Air-Source) | DLCURAH36ABK |  |  | EA*4X42L21A* | *80ES(N,L)0902116A* | 35800 | 16 | 8.1 | 38500 | 35000 | 90.91% | 1.9 | 0 | 10 |  |  |  |  | R-410A | 2.9833 | Residential & Commercial | USHP | Ducted CEE Tier 1
216736897 | Central HP <5.4 tons | DAY & NIGHT | HRCU-A-CB (Split System: Heat Pump with Remote Outdoor Unit-Air-Source) | D5CUHAH24AAK |  |  | ESH5X24M12A* | *96VTN1202422B* | 22400 | 15.2 | 8.1 | 21200 | 19100 | 90.09% | 1.85 | 0 | 10.5 |  |  |  |  | R-454B | 1.8667 | Residential & Commercial | USHP | Ducted CEE Tier 1
216737014 | Central HP <5.4 tons | DAY & NIGHT | HRCU-A-CB (Split System: Heat Pump with Remote Outdoor Unit-Air-Source) | D5CUHAH24AAK |  |  | ESH5X30M12A* | *80MS(N,L)0451412A* | 22400 | 15.2 | 8.1 | 21000 | 18800 | 89.52% | 1.9 | 0 | 10.5 |  |  |  |  | R-454B | 1.8667 | Residential & Commercial | USHP | Ducted CEE Tier 1
216734710 | Central HP <5.4 tons | TEMPSTAR | HRCU-A-CB (Split System: Heat Pump with Remote Outdoor Unit-Air-Source) | D5CUHAH24AAK |  |  | EA*5X36M17A* | *96VSN0601412B* | 22200 | 16 | 8.1 | 20800 | 18700 | 89.9% | 1.85 | 0 | 10.5 |  |  |  |  | R-454B | 1.85 | Residential & Commercial | USHP | Ducted CEE Tier 1
216734808 | Central HP <5.4 tons | TEMPSTAR | HRCU-A-CB (Split System: Heat Pump with Remote Outdoor Unit-Air-Source) | D5CUHAH24AAK |  |  | EA*5X36M17A* | *96VTN0601412B* | 22200 | 16 | 8.1 | 20800 | 18700 | 89.9% | 1.85 | 0 | 10.5 |  |  |  |  | R-454B | 1.85 | Residential & Commercial | USHP | Ducted CEE Tier 1
216734851 | Central HP <5.4 tons | TEMPSTAR | HRCU-A-CB (Split System: Heat Pump with Remote Outdoor Unit-Air-Source) | D5CUHAH24AAK |  |  | EA*5X36M17A* | *97VTN0801716A* | 22200 | 16 | 8.1 | 20800 | 18700 | 89.9% | 1.85 | 0 | 10.5 |  |  |  |  | R-454B | 1.85 | Residential & Commercial | USHP | Ducted CEE Tier 1
216735201 | Central HP <5.4 tons | TEMPSTAR | HRCU-A-CB (Split System: Heat Pump with Remote Outdoor Unit-Air-Source) | D5CUHAH24AAK |  |  | EA*5X37M17A* | *96MSN0601716A* | 23000 | 15.5 | 8.5 | 20800 | 18600 | 89.42% | 1.98 | 0 | 11 |  |  |  |  | R-454B | 1.9167 | Residential & Commercial | USHP | Ducted CEE Tier 1
211245114 | Central HP <5.4 tons | HEIL | HRCU-A-CB (Split System: Heat Pump with Remote Outdoor Unit-Air-Source) | DLCURAH24ABK |  |  | EN(A,D,W)4X36L17** | *80ES(N,L)0451412A* | 24600 | 16 | 8.1 | 26600 | 22400 | 84.21% | 1.84 | 0 | 10.5 |  |  |  |  | R-410A | 2.05 | Residential & Commercial | USHP | Ducted CEE Tier 1
211245684 | Central HP <5.4 tons | HEIL | HRCU-A-CB (Split System: Heat Pump with Remote Outdoor Unit-Air-Source) | DLCURAH24ABK |  |  | EN(A,D)4X36L21** | *92ESN0802120A* | 24800 | 16.5 | 8.5 | 26800 | 22200 | 82.84% | 1.84 | 0 | 10.5 |  |  |  |  | R-410A | 2.0667 | Residential & Commercial | USHP | Ducted CEE Tier 1
211388550 | Central HP <5.4 tons | FRASER-JOHNSTON | HRCU-A-CB (Split System: Heat Pump with Remote Outdoor Unit-Air-Source) | HMH72B341 |  |  | XAHC36DXXN1+TXV | TM9E100C20MP12 | 34000 | 15.5 | 8.1 | 33200 | 23600 | 71.08% | 2.06 | 0 | 10 |  |  |  |  | R-410A | 2.8333 | Residential & Commercial | USHP | Ducted CEE Tier 1
211389211 | Central HP <5.4 tons | FRASER-JOHNSTON | HRCU-A-CB (Split System: Heat Pump with Remote Outdoor Unit-Air-Source) | HMH72B341 |  |  | XAUB36DXXN1+TXV | TM9E060A10MP12 | 33600 | 17.5 | 8.1 | 33800 | 23800 | 70.41% | 2.02 | 0 | 9.5 |  |  |  |  | R-410A | 2.8 | Residential & Commercial | USHP
211389636 | Central HP <5.4 tons | FRASER-JOHNSTON | HRCU-A-CB (Split System: Heat Pump with Remote Outdoor Unit-Air-Source) | HMH72B341 |  |  | XAHC30CXXN1+TXV | TM8Y080B12MP11 | 32000 | 17.5 | 8.1 | 32400 | 22800 | 70.37% | 1.98 | 0 | 9.5 |  |  |  |  | R-410A | 2.6667 | Residential & Commercial | USHP
211389747 | Central HP <5.4 tons | FRASER-JOHNSTON | HRCU-A-CB (Split System: Heat Pump with Remote Outdoor Unit-Air-Source) | HMH72B341 |  |  | XAFB36DBCN1 | TM8Y080B12MP11 | 34000 | 18 | 8.1 | 33400 | 23600 | 70.66% | 2.04 | 0 | 10 |  |  |  |  | R-410A | 2.8333 | Residential & Commercial | USHP | Ducted CEE Tier 1
211389822 | Central HP <5.4 tons | FRASER-JOHNSTON | HRCU-A-CB (Split System: Heat Pump with Remote Outdoor Unit-Air-Source) | HMH72B341 |  |  | XAHB36DBCN1 | TM8Y060A12MP11 | 32800 | 17.5 | 8.1 | 32600 | 23000 | 70.55% | 1.98 | 0 | 9.5 |  |  |  |  | R-410A | 2.7333 | Residential & Commercial | USHP
211391267 | Central HP <5.4 tons | FRASER-JOHNSTON | HRCU-A-CB (Split System: Heat Pump with Remote Outdoor Unit-Air-Source) | HMH72B341 |  |  | XAHC36DBCN1 | TMLE120C16MP11 | 33600 | 17.5 | 8.1 | 33000 | 23200 | 70.3% | 2.04 | 0 | 10 |  |  |  |  | R-410A | 2.8 | Residential & Commercial | USHP | Ducted CEE Tier 1
211391476 | Central HP <5.4 tons | FRASER-JOHNSTON | HRCU-A-CB (Split System: Heat Pump with Remote Outdoor Unit-Air-Source) | HMH72B341 |  |  | XAHC30CXXN1+TXV | TMLE100C16MP11 | 32200 | 16.5 | 8.1 | 32400 | 22800 | 70.37% | 2 | 0 | 9.5 |  |  |  |  | R-410A | 2.6833 | Residential & Commercial | USHP
211391835 | Central HP <5.4 tons | FRASER-JOHNSTON | HRCU-A-CB (Split System: Heat Pump with Remote Outdoor Unit-Air-Source) | HMH72B341 |  |  | XAFB36DXXN1+TXV | TMLE100B12MP11 | 34000 | 18 | 8.1 | 33800 | 23800 | 70.41% | 2.06 | 0 | 10 |  |  |  |  | R-410A | 2.8333 | Residential & Commercial | USHP | Ducted CEE Tier 1
216679534 | Central HP <5.4 tons | AIRQUEST | HRCU-A-CB (Split System: Heat Pump with Remote Outdoor Unit-Air-Source) | DLCURAH24ABK |  |  | EN(A,D)4X36L21** | *97VTN0601716A* | 23600 | 16.5 | 9 | 25800 | 23600 | 91.47% | 1.76 | 0 | 10 |  |  |  |  | R-410A | 1.9667 | Residential & Commercial | USHP | Ducted CEE Tier 1
216679525 | Central HP <5.4 tons | DAY & NIGHT | HRCU-A-CB (Split System: Heat Pump with Remote Outdoor Unit-Air-Source) | DLCURAH24ABK |  |  | EN(A,D,W)4X36L17** | *97VTN0601716A* | 23600 | 16.5 | 9 | 25800 | 23600 | 91.47% | 1.76 | 0 | 10 |  |  |  |  | R-410A | 1.9667 | Residential & Commercial | USHP | Ducted CEE Tier 1
214574297 | Central HP <5.4 tons | TEMPSTAR | HRCU-A-CB (Split System: Heat Pump with Remote Outdoor Unit-Air-Source) | TVH837GKA2* |  |  | EHD4X42AAL+WALLCON | *95CSU1002122B* | 32600 | 17 | 8.5 | 32800 | 24800 | 75.61% | 1.96 | 0 | 11 |  |  |  |  | R-410A | 2.7167 | Residential & Commercial | USHP | Ducted CEE Tier 1
214572527 | Central HP <5.4 tons | TEMPSTAR | HRCU-A-CB (Split System: Heat Pump with Remote Outdoor Unit-Air-Source) | TVH837GKA** |  |  | EA*4X36L21A*+WALLCON | *96CTN0802120B* | 31600 | 17.5 | 8.1 | 32800 | 24200 | 73.78% | 1.86 | 0 | 11 |  |  |  |  | R-410A | 2.6333 | Residential & Commercial | USHP | Ducted CEE Tier 1
214573447 | Central HP <5.4 tons | TEMPSTAR | HRCU-A-CB (Split System: Heat Pump with Remote Outdoor Unit-Air-Source) | TVH837GKA** |  |  | EN(A,D,W)4X48L21**+WALLCON | *95CSU0802120B* | 32400 | 17.5 | 8.1 | 32800 | 24800 | 75.61% | 1.96 | 0 | 11.5 |  |  |  |  | R-410A | 2.7 | Residential & Commercial | USHP | Ducted CEE Tier 1
214574347 | Central HP <5.4 tons | TEMPSTAR | HRCU-A-CB (Split System: Heat Pump with Remote Outdoor Unit-Air-Source) | TVH837GKA2* |  |  | EHD4X48AAL+WALLCON | *95CSU0802120B* | 32600 | 17.5 | 8.5 | 32800 | 25000 | 76.22% | 1.98 | 0 | 11 |  |  |  |  | R-410A | 2.7167 | Residential & Commercial | USHP | Ducted CEE Tier 1
214574747 | Central HP <5.4 tons | TEMPSTAR | HRCU-A-CB (Split System: Heat Pump with Remote Outdoor Unit-Air-Source) | TVH837GKA2* |  |  | EN(A,D,W)4X60L24**+WALLCON | *96CTN0802120B* | 32800 | 19 | 8.5 | 32200 | 24600 | 76.4% | 1.98 | 0 | 12 |  |  |  |  | R-410A | 2.7333 | Residential & Commercial | USHP | Ducted CEE Tier 1
216679438 | Central HP <5.4 tons | AIRQUEST | HRCU-A-CB (Split System: Heat Pump with Remote Outdoor Unit-Air-Source) | DLCURAH24ABK |  |  | EA*4X37L17A* | *97VTN0601716A* | 24000 | 17 | 9 | 25200 | 22000 | 87.3% | 1.76 | 0 | 10 |  |  |  |  | R-410A | 2 | Residential & Commercial | USHP | Ducted CEE Tier 1
211245279 | Central HP <5.4 tons | HEIL | HRCU-A-CB (Split System: Heat Pump with Remote Outdoor Unit-Air-Source) | DLCURAH24ABK |  |  | EN(A,D,W)4X36L17** | OMV112K14A | 24000 | 16 | 8.1 | 26400 | 23000 | 87.12% | 1.88 | 0 | 10 |  |  |  |  | R-410A | 2 | Residential & Commercial | USHP | Ducted CEE Tier 1
211245464 | Central HP <5.4 tons | HEIL | HRCU-A-CB (Split System: Heat Pump with Remote Outdoor Unit-Air-Source) | DLCURAH24ABK |  |  | EN(A,D)4X36L21** | *95ESU0601716A* | 24200 | 16.5 | 8.1 | 26200 | 22800 | 87.02% | 1.9 | 0 | 10.5 |  |  |  |  | R-410A | 2.0167 | Residential & Commercial | USHP | Ducted CEE Tier 1
211245062 | Central HP <5.4 tons | HEIL | HRCU-A-CB (Split System: Heat Pump with Remote Outdoor Unit-Air-Source) | DLCURAH24ABK |  |  | EN(A,D,W)4X36L17** | *95ESN0601412A* | 24400 | 15.5 | 8.1 | 26600 | 22600 | 84.96% | 1.86 | 0 | 10 |  |  |  |  | R-410A | 2.0333 | Residential & Commercial | USHP | Ducted CEE Tier 1
211245195 | Central HP <5.4 tons | HEIL | HRCU-A-CB (Split System: Heat Pump with Remote Outdoor Unit-Air-Source) | DLCURAH24ABK |  |  | EN(A,D,W)4X36L17** | *95ESN0601714A* | 24600 | 16 | 8.1 | 26600 | 22400 | 84.21% | 1.84 | 0 | 10 |  |  |  |  | R-410A | 2.05 | Residential & Commercial | USHP | Ducted CEE Tier 1
211245529 | Central HP <5.4 tons | HEIL | HRCU-A-CB (Split System: Heat Pump with Remote Outdoor Unit-Air-Source) | DLCURAH24ABK |  |  | EN(A,D)4X36L21** | *80VTL0701716A* | 24200 | 17 | 8.1 | 26200 | 23000 | 87.79% | 1.9 | 0 | 10.5 |  |  |  |  | R-410A | 2.0167 | Residential & Commercial | USHP | Ducted CEE Tier 1
214572567 | Central HP <5.4 tons | TEMPSTAR | HRCU-A-CB (Split System: Heat Pump with Remote Outdoor Unit-Air-Source) | TVH837GKA** |  |  | EA*4X37L21A*+WALLCON | *97CMN0602120B* | 32800 | 17 | 8.5 | 33000 | 25400 | 76.97% | 1.98 | 0 | 11 |  |  |  |  | R-410A | 2.7333 | Residential & Commercial | USHP | Ducted CEE Tier 1
214572717 | Central HP <5.4 tons | TEMPSTAR | HRCU-A-CB (Split System: Heat Pump with Remote Outdoor Unit-Air-Source) | TVH837GKA** |  |  | EA*4X43L21A*+WALLCON | *80CTL0702120B* | 32800 | 17.5 | 8.5 | 32800 | 25200 | 76.83% | 2 | 0 | 11 |  |  |  |  | R-410A | 2.7333 | Residential & Commercial | USHP | Ducted CEE Tier 1
214572867 | Central HP <5.4 tons | TEMPSTAR | HRCU-A-CB (Split System: Heat Pump with Remote Outdoor Unit-Air-Source) | TVH837GKA** |  |  | EA*4X48L24A*+WALLCON | *97CMN0602120B* | 32200 | 17 | 8.5 | 32600 | 25200 | 77.3% | 1.96 | 0 | 11 |  |  |  |  | R-410A | 2.6833 | Residential & Commercial | USHP | Ducted CEE Tier 1
216679825 | Central HP <5.4 tons | DAY & NIGHT | HRCU-A-CB (Split System: Heat Pump with Remote Outdoor Unit-Air-Source) | DLCURAH36ABK |  |  | EA*4X36L21A* | *97VTN0801716A* | 34800 | 15.5 | 8.5 | 38500 | 34800 | 90.39% | 1.75 | 0 | 9.5 |  |  |  |  | R-410A | 2.9 | Residential & Commercial | USHP
211388238 | Central HP <5.4 tons | FRASER-JOHNSTON | HRCU-A-CB (Split System: Heat Pump with Remote Outdoor Unit-Air-Source) | HMH72B341 |  |  | XAFC36DBCN1 | TM9V060B12MP12 | 34000 | 17.5 | 8.1 | 34000 | 24200 | 71.18% | 2.06 | 0 | 9.5 |  |  |  |  | R-410A | 2.8333 | Residential & Commercial | USHP
211388473 | Central HP <5.4 tons | FRASER-JOHNSTON | HRCU-A-CB (Split System: Heat Pump with Remote Outdoor Unit-Air-Source) | HMH72B341 |  |  | XAHB36DBCN1 | TM9V040A10MP12 | 32400 | 16.5 | 8.1 | 32600 | 23000 | 70.55% | 1.96 | 0 | 9.5 |  |  |  |  | R-410A | 2.7 | Residential & Commercial | USHP
211245351 | Central HP <5.4 tons | HEIL | HRCU-A-CB (Split System: Heat Pump with Remote Outdoor Unit-Air-Source) | DLCURAH24ABK |  |  | EN(A,D)4X36L21** | *96VSN0801716A* | 24200 | 16.5 | 8.1 | 26200 | 23000 | 87.79% | 1.9 | 0 | 10.5 |  |  |  |  | R-410A | 2.0167 | Residential & Commercial | USHP | Ducted CEE Tier 1
211245508 | Central HP <5.4 tons | HEIL | HRCU-A-CB (Split System: Heat Pump with Remote Outdoor Unit-Air-Source) | DLCURAH24ABK |  |  | EN(A,D)4X36L21** | *95ESN0802120A* | 24600 | 16.5 | 8.5 | 26600 | 22400 | 84.21% | 1.84 | 0 | 10.5 |  |  |  |  | R-410A | 2.05 | Residential & Commercial | USHP | Ducted CEE Tier 1
213825964 | Central HP <5.4 tons | TRANE | HRCU-A-CB (Split System: Heat Pump with Remote Outdoor Unit-Air-Source) | 4TWV8X48A1 |  |  | 4TXCC009DS3 | *UHMC100CCV4 | 46500 | 18 | 8.5 | 41000 | 29000 | 70.73% | 2 | 0 | 12 |  |  |  |  | R-410A | 3.875 | Residential & Commercial | USHP | Ducted CEE Tier 1
215319123 | Central HP <5.4 tons | SMART COMFORT | HRCU-A-CB (Split System: Heat Pump with Remote Outdoor Unit-Air-Source) | D5CURAH48AAK |  |  | D5FUAAH48XAK | 0 | 48000 | 16 | 8.5 | 48000 | 38000 | 79.17% | 1.85 | 0 | 10 |  |  |  |  | R-454B | 4 | Residential & Commercial | USHP | Ducted CEE Tier 1
211245877 | Central HP <5.4 tons | HEIL | HRCU-A-CB (Split System: Heat Pump with Remote Outdoor Unit-Air-Source) | DLCURAH24ABK |  |  | FMA4P30**AL* | 0 | 25200 | 15.2 | 9 | 27800 | 21600 | 77.7% | 1.78 | 0 | 10 |  |  |  |  | R-410A | 2.1 | Residential & Commercial | USHP | Ducted CEE Tier 1
211245943 | Central HP <5.4 tons | HEIL | HRCU-A-CB (Split System: Heat Pump with Remote Outdoor Unit-Air-Source) | DLCURAH24ABK |  |  | FM(C,U)4Z24**AL* | 0 | 23800 | 17.5 | 9 | 27200 | 25800 | 94.85% | 2.18 | 0 | 10 |  |  |  |  | R-410A | 1.9833 | Residential & Commercial | USHP | Ducted CEE Tier 1
211244770 | Central HP <5.4 tons | HEIL | HRCU-A-CB (Split System: Heat Pump with Remote Outdoor Unit-Air-Source) | DLCURAH24ABK |  |  | EN(A,D)4X30L17** | *95ESN0801716A* | 24600 | 15.5 | 8.1 | 26800 | 22200 | 82.84% | 1.82 | 0 | 10 |  |  |  |  | R-410A | 2.05 | Residential & Commercial | USHP | Ducted CEE Tier 1
211244870 | Central HP <5.4 tons | HEIL | HRCU-A-CB (Split System: Heat Pump with Remote Outdoor Unit-Air-Source) | DLCURAH24ABK |  |  | EN(A,D,W)4X36L17** | *96VSN0601714A* | 23400 | 16.5 | 8.1 | 25800 | 24000 | 93.02% | 2 | 0 | 10 |  |  |  |  | R-410A | 1.95 | Residential & Commercial | USHP | Ducted CEE Tier 1
214574187 | Central HP <5.4 tons | TEMPSTAR | HRCU-A-CB (Split System: Heat Pump with Remote Outdoor Unit-Air-Source) | TVH837GKA2* |  |  | EA*4X61L24A*+WALLCON | *97CMN0602120B* | 33000 | 18 | 8.5 | 32000 | 25000 | 78.12% | 1.98 | 0 | 11.5 |  |  |  |  | R-410A | 2.75 | Residential & Commercial | USHP | Ducted CEE Tier 1
214574407 | Central HP <5.4 tons | TEMPSTAR | HRCU-A-CB (Split System: Heat Pump with Remote Outdoor Unit-Air-Source) | TVH837GKA2* |  |  | EHD4X60AAL+WALLCON | *95CSU0802120B* | 33000 | 17 | 8.5 | 32200 | 25000 | 77.64% | 2 | 0 | 11 |  |  |  |  | R-410A | 2.75 | Residential & Commercial | USHP | Ducted CEE Tier 1
211391894 | Central HP <5.4 tons | FRASER-JOHNSTON | HRCU-A-CB (Split System: Heat Pump with Remote Outdoor Unit-Air-Source) | HMH72B341 |  |  | XAUB36DXXN1+TXV | TMLE100B12MP11 | 34000 | 18 | 8.1 | 33800 | 23800 | 70.41% | 2.06 | 0 | 10 |  |  |  |  | R-410A | 2.8333 | Residential & Commercial | USHP | Ducted CEE Tier 1
211389888 | Central HP <5.4 tons | FRASER-JOHNSTON | HRCU-A-CB (Split System: Heat Pump with Remote Outdoor Unit-Air-Source) | HMH72B341 |  |  | XAFB30CXXN1+TXV | TM8Y060A12MP11 | 32600 | 17.5 | 8.1 | 33400 | 23400 | 70.06% | 2.02 | 0 | 10 |  |  |  |  | R-410A | 2.7167 | Residential & Commercial | USHP | Ducted CEE Tier 1
211389972 | Central HP <5.4 tons | FRASER-JOHNSTON | HRCU-A-CB (Split System: Heat Pump with Remote Outdoor Unit-Air-Source) | HMH72B341 |  |  | XAHC36DXXN1+TXV | TPLC100C16MP13 | 34000 | 17 | 8.1 | 34000 | 24600 | 72.35% | 2.08 | 0 | 9.5 |  |  |  |  | R-410A | 2.8333 | Residential & Commercial | USHP
211390815 | Central HP <5.4 tons | FRASER-JOHNSTON | HRCU-A-CB (Split System: Heat Pump with Remote Outdoor Unit-Air-Source) | HMH72B341 |  |  | XAFB30CXXN1+TXV | TPLC080B12MP13 | 32400 | 17 | 8.1 | 33600 | 23600 | 70.24% | 2 | 0 | 9.5 |  |  |  |  | R-410A | 2.7 | Residential & Commercial | USHP
214395010 | Central HP <5.4 tons | AIRQUEST | HRCU-A-CB (Split System: Heat Pump with Remote Outdoor Unit-Air-Source) | DLCURAH24ABK |  |  | EN(A,D)4X24L17** | *96MSN0601716A* | 23400 | 16 | 9 | 26600 | 24200 | 90.98% | 2 | 0 | 10 |  |  |  |  | R-410A | 1.95 | Residential & Commercial | USHP | Ducted CEE Tier 1
210471223 | Central HP <5.4 tons | HEIL | HRCU-A-CB (Split System: Heat Pump with Remote Outdoor Unit-Air-Source) | HVH837GKA2* |  |  | EHD4X60AAL+WALLCON | *97CMN0801714A* | 32800 | 16.5 | 8.1 | 32600 | 25200 | 77.3% | 1.98 | 0 | 11 |  |  |  |  | R-410A | 2.7333 | Residential & Commercial | USHP | Ducted CEE Tier 1
210471256 | Central HP <5.4 tons | HEIL | HRCU-A-CB (Split System: Heat Pump with Remote Outdoor Unit-Air-Source) | HVH837GKA2* |  |  | EHD4X60AAL+WALLCON | *97CMN1202422A* | 33000 | 17 | 8.1 | 32200 | 25000 | 77.64% | 2 | 0 | 11 |  |  |  |  | R-410A | 2.75 | Residential & Commercial | USHP | Ducted CEE Tier 1
210471289 | Central HP <5.4 tons | HEIL | HRCU-A-CB (Split System: Heat Pump with Remote Outdoor Unit-Air-Source) | HVH837GKA2* |  |  | EHD4X60AAL+WALLCON | *80CTL0701412A* | 32800 | 17 | 8.1 | 32400 | 25000 | 77.16% | 2 | 0 | 11 |  |  |  |  | R-410A | 2.7333 | Residential & Commercial | USHP | Ducted CEE Tier 1
216621502 | Central HP <5.4 tons | Panasonic | HRCU-A-C (Split System: Heat Pump with Remote Outdoor Unit with No Indoor Fan --Air Source) | CU-HM36BAHU |  |  | CS-HM36BAAU3 | 0 | 36000 | 15.8 | 9.4 | 38000 | 36000 | 94.74% | 1.9 | 0 | 10.7 |  |  |  |  | R-454B | 3 | Residential & Commercial | USHP | Ducted CEE Tier 1
211229179 | Central HP <5.4 tons | HEIL | HRCU-A-CB (Split System: Heat Pump with Remote Outdoor Unit-Air-Source) | DLCURAH36ABK |  |  | EA*4X48L21A* | *96VTN1002120A* | 36200 | 15.5 | 8.5 | 38500 | 34800 | 90.39% | 2.08 | 0 | 10 |  |  |  |  | R-410A | 3.0167 | Residential & Commercial | USHP | Ducted CEE Tier 1
211229188 | Central HP <5.4 tons | HEIL | HRCU-A-CB (Split System: Heat Pump with Remote Outdoor Unit-Air-Source) | DLCURAH36ABK |  |  | EA*4X48L21A* | *96VTN1002122A* | 35800 | 16.5 | 8.5 | 37800 | 34600 | 91.53% | 2.04 | 0 | 10 |  |  |  |  | R-410A | 2.9833 | Residential & Commercial | USHP | Ducted CEE Tier 1
211229197 | Central HP <5.4 tons | HEIL | HRCU-A-CB (Split System: Heat Pump with Remote Outdoor Unit-Air-Source) | DLCURAH36ABK |  |  | EA*4X48L21A* | OLV098A12* | 35400 | 15.2 | 8.1 | 38500 | 34800 | 90.39% | 2.02 | 0 | 9.5 |  |  |  |  | R-410A | 2.95 | Residential & Commercial | USHP
211206898 | Central HP <5.4 tons | FRASER-JOHNSTON | HRCU-A-CB (Split System: Heat Pump with Remote Outdoor Unit-Air-Source) | HL20B3621 |  |  | XAMB36DE2N1+CC | TPLC080B12MP13 | 32600 | 18 | 8.5 | 34400 | 29600 | 86.05% | 1.94 | 0 | 11.7 |  |  |  |  | R-410A | 2.7167 | Residential & Commercial | USHP | Ducted CEE Tier 1
214229465 | Central HP <5.4 tons | TEMPSTAR | HRCU-A-CB (Split System: Heat Pump with Remote Outdoor Unit-Air-Source) | DLCURAH36ABK |  |  | EA*4X48L24A* | *80MSU1002120A* | 35600 | 16 | 8.5 | 38000 | 34600 | 91.05% | 2.04 | 0 | 10 |  |  |  |  | R-410A | 2.9667 | Residential & Commercial | USHP | Ducted CEE Tier 1
214397210 | Central HP <5.4 tons | LUXAIRE | HRCU-A-CB (Split System: Heat Pump with Remote Outdoor Unit-Air-Source) | HH860E2S11 |  |  | CTM60D5CJS1+JME18D2SN1 | 0 | 53500 | 19 | 9 | 54000 | 39000 | 72.22% | 2 | 0 | 11 |  |  |  |  | R-454B | 4.4583 | Residential & Commercial | USHP | Ducted CEE Tier 1
214396655 | Central HP <5.4 tons | LUXAIRE | HRCU-A-CB (Split System: Heat Pump with Remote Outdoor Unit-Air-Source) | HH860E2S11 |  |  | CTM60C5CGS1 | LPLC080C16MP13 | 44000 | 18 | 9 | 44500 | 33600 | 75.51% | 2 | 0 | 11.7 |  |  |  |  | R-454B | 3.6667 | Residential & Commercial | USHP | Ducted CEE Tier 1
211390833 | Central HP <5.4 tons | FRASER-JOHNSTON | HRCU-A-CB (Split System: Heat Pump with Remote Outdoor Unit-Air-Source) | HMH72B341 |  |  | XAUB30CXXN1+TXV | TM8V080B12MP12 | 32400 | 17 | 8.1 | 33600 | 23600 | 70.24% | 2 | 0 | 9.5 |  |  |  |  | R-410A | 2.7 | Residential & Commercial | USHP
211391969 | Central HP <5.4 tons | FRASER-JOHNSTON | HRCU-A-CB (Split System: Heat Pump with Remote Outdoor Unit-Air-Source) | HMH72B341 |  |  | XAHC36DXXN1+TXV | TM8E080C16MP11 | 33600 | 17.5 | 8.1 | 32800 | 23200 | 70.73% | 2.04 | 0 | 10 |  |  |  |  | R-410A | 2.8 | Residential & Commercial | USHP | Ducted CEE Tier 1
211393446 | Central HP <5.4 tons | FRASER-JOHNSTON | HRCU-A-CB (Split System: Heat Pump with Remote Outdoor Unit-Air-Source) | HMH72B341 |  |  | XAFC36DXXN1+TXV | TL8E080C16UH11 | 34000 | 17.5 | 8.1 | 34000 | 24200 | 71.18% | 2.1 | 0 | 10 |  |  |  |  | R-410A | 2.8333 | Residential & Commercial | USHP | Ducted CEE Tier 1
211393521 | Central HP <5.4 tons | FRASER-JOHNSTON | HRCU-A-CB (Split System: Heat Pump with Remote Outdoor Unit-Air-Source) | HMH72B341 |  |  | XAHB30CXXN1+TXV | TL8E060A12UH11 | 32000 | 17.5 | 8.1 | 32600 | 23000 | 70.55% | 1.98 | 0 | 9.5 |  |  |  |  | R-410A | 2.6667 | Residential & Commercial | USHP
214574557 | Central HP <5.4 tons | TEMPSTAR | HRCU-A-CB (Split System: Heat Pump with Remote Outdoor Unit-Air-Source) | TVH837GKA2* |  |  | EN(A,D,W)4X42L21**+WALLCON | *97CMN0802120B* | 31800 | 17 | 8.1 | 33000 | 24400 | 73.94% | 1.88 | 0 | 11 |  |  |  |  | R-410A | 2.65 | Residential & Commercial | USHP | Ducted CEE Tier 1
211387612 | Central HP <5.4 tons | LUXAIRE | HRCU-A-CB (Split System: Heat Pump with Remote Outdoor Unit-Air-Source) | HMH72B341 |  |  | XAHC30CXXN1+TXV | TP9C080C16MP13 | 32200 | 16.5 | 8.1 | 32800 | 23000 | 70.12% | 2 | 0 | 9.5 |  |  |  |  | R-410A | 2.6833 | Residential & Commercial | USHP
214279871 | Central HP <5.4 tons | DAY & NIGHT | HRCU-A-CB (Split System: Heat Pump with Remote Outdoor Unit-Air-Source) | DLCURAH24ABK |  |  | EA*4X24L17A* | *96MSN0601716A* | 23600 | 16.5 | 9.5 | 26600 | 24800 | 93.23% | 2.04 | 0 | 10 |  |  |  |  | R-410A | 1.9667 | Residential & Commercial | USHP | Ducted CEE Tier 1
210470398 | Central HP <5.4 tons | HEIL | HRCU-A-CB (Split System: Heat Pump with Remote Outdoor Unit-Air-Source) | HVH837GKA2* |  |  | EA*4X61L21A*+WALLCON | *80CSU0401712A* | 33200 | 17.5 | 8.1 | 32000 | 24800 | 77.5% | 1.98 | 0 | 11.5 |  |  |  |  | R-410A | 2.7667 | Residential & Commercial | USHP | Ducted CEE Tier 1
210470464 | Central HP <5.4 tons | HEIL | HRCU-A-CB (Split System: Heat Pump with Remote Outdoor Unit-Air-Source) | HVH837GKA2* |  |  | EA*4X61L21A*+WALLCON | *97CMN1002122A* | 33200 | 17.5 | 8.5 | 32000 | 24800 | 77.5% | 2 | 0 | 12 |  |  |  |  | R-410A | 2.7667 | Residential & Commercial | USHP | Ducted CEE Tier 1
210470563 | Central HP <5.4 tons | HEIL | HRCU-A-CB (Split System: Heat Pump with Remote Outdoor Unit-Air-Source) | HVH837GKA2* |  |  | EA*4X61L24A*+WALLCON | *80CTL1352422A* | 33200 | 18 | 8.5 | 32000 | 24800 | 77.5% | 2.02 | 0 | 12 |  |  |  |  | R-410A | 2.7667 | Residential & Commercial | USHP | Ducted CEE Tier 1
216735328 | Central HP <5.4 tons | TEMPSTAR | HRCU-A-CB (Split System: Heat Pump with Remote Outdoor Unit-Air-Source) | D5CUHAH24AAK |  |  | EA*5X37M17A* | *96VTN0401712B* | 22800 | 16 | 8.5 | 20800 | 18600 | 89.42% | 1.96 | 0 | 10.5 |  |  |  |  | R-454B | 1.9 | Residential & Commercial | USHP | Ducted CEE Tier 1
216736121 | Central HP <5.4 tons | TEMPSTAR | HRCU-A-CB (Split System: Heat Pump with Remote Outdoor Unit-Air-Source) | D5CUHAH24AAK |  |  | EA*5X37M21A* | OMV112K14A | 23600 | 16 | 8.5 | 21200 | 18800 | 88.68% | 1.96 | 0 | 11 |  |  |  |  | R-454B | 1.9667 | Residential & Commercial | USHP | Ducted CEE Tier 1
216621507 | Central HP <5.4 tons | Panasonic | HRCU-A-C (Split System: Heat Pump with Remote Outdoor Unit with No Indoor Fan --Air Source) | CU-M24BAHU |  |  | CS-HM24BAAU2 | 0 | 24000 | 16 | 9 | 25000 | 19000 | 76% | 1.8 | 0 | 10 |  |  |  |  | R-454B | 2 | Residential & Commercial | USHP | Ducted CEE Tier 1
216736130 | Central HP <5.4 tons | TEMPSTAR | HRCU-A-CB (Split System: Heat Pump with Remote Outdoor Unit-Air-Source) | D5CUHAH24AAK |  |  | ESH5X24M12A* | *80CSU0401712A* | 23000 | 16 | 8.5 | 21400 | 19300 | 90.19% | 1.96 | 0 | 10.5 |  |  |  |  | R-454B | 1.9167 | Residential & Commercial | USHP | Ducted CEE Tier 1
214572737 | Central HP <5.4 tons | TEMPSTAR | HRCU-A-CB (Split System: Heat Pump with Remote Outdoor Unit-Air-Source) | TVH837GKA** |  |  | EA*4X43L21A*+WALLCON | *95CSU1002122B* | 33000 | 17.5 | 8.5 | 32600 | 25000 | 76.69% | 2 | 0 | 11.5 |  |  |  |  | R-410A | 2.75 | Residential & Commercial | USHP | Ducted CEE Tier 1
214572767 | Central HP <5.4 tons | TEMPSTAR | HRCU-A-CB (Split System: Heat Pump with Remote Outdoor Unit-Air-Source) | TVH837GKA** |  |  | EA*4X43L21A*+WALLCON | *96CTN0802120B* | 33000 | 18.5 | 8.5 | 32600 | 25000 | 76.69% | 2 | 0 | 11.5 |  |  |  |  | R-410A | 2.75 | Residential & Commercial | USHP | Ducted CEE Tier 1
214573637 | Central HP <5.4 tons | TEMPSTAR | HRCU-A-CB (Split System: Heat Pump with Remote Outdoor Unit-Air-Source) | TVH837GKA2* |  |  | EA*4X36L21A*+WALLCON | *95CSU1002122B* | 31600 | 17 | 8.1 | 32800 | 24200 | 73.78% | 1.86 | 0 | 11 |  |  |  |  | R-410A | 2.6333 | Residential & Commercial | USHP | Ducted CEE Tier 1
214573687 | Central HP <5.4 tons | TEMPSTAR | HRCU-A-CB (Split System: Heat Pump with Remote Outdoor Unit-Air-Source) | TVH837GKA2* |  |  | EA*4X37L21A*+WALLCON | *95CSU0802120B* | 32800 | 17.5 | 8.5 | 32800 | 25200 | 76.83% | 2 | 0 | 11 |  |  |  |  | R-410A | 2.7333 | Residential & Commercial | USHP | Ducted CEE Tier 1
214573737 | Central HP <5.4 tons | TEMPSTAR | HRCU-A-CB (Split System: Heat Pump with Remote Outdoor Unit-Air-Source) | TVH837GKA2* |  |  | EA*4X42L21A*+WALLCON | *80CTL0702120B* | 31800 | 17 | 8.5 | 33000 | 24400 | 73.94% | 1.9 | 0 | 11 |  |  |  |  | R-410A | 2.65 | Residential & Commercial | USHP | Ducted CEE Tier 1
211388889 | Central HP <5.4 tons | FRASER-JOHNSTON | HRCU-A-CB (Split System: Heat Pump with Remote Outdoor Unit-Air-Source) | HMH72B341 |  |  | XAFB36DBCN1 | TM9E080B12MP12 | 34000 | 17.5 | 8.1 | 33800 | 24000 | 71.01% | 2.06 | 0 | 10 |  |  |  |  | R-410A | 2.8333 | Residential & Commercial | USHP | Ducted CEE Tier 1
211389088 | Central HP <5.4 tons | FRASER-JOHNSTON | HRCU-A-CB (Split System: Heat Pump with Remote Outdoor Unit-Air-Source) | HMH72B341 |  |  | XAFB36DBCN1 | TM9E060B12MP12 | 34000 | 17.5 | 8.1 | 34000 | 24200 | 71.18% | 2.04 | 0 | 9.5 |  |  |  |  | R-410A | 2.8333 | Residential & Commercial | USHP
211388286 | Central HP <5.4 tons | FRASER-JOHNSTON | HRCU-A-CB (Split System: Heat Pump with Remote Outdoor Unit-Air-Source) | HMH72B341 |  |  | XAFC30CXXN1+TXV | TP9C060B12MP13 | 32600 | 17 | 8.1 | 33600 | 23600 | 70.24% | 2.02 | 0 | 9.5 |  |  |  |  | R-410A | 2.7167 | Residential & Commercial | USHP
214239769 | Central HP <5.4 tons | DAY & NIGHT | HRCU-A-CB (Split System: Heat Pump with Remote Outdoor Unit-Air-Source) | CVH837GKA** |  |  | EN(A,D,W)4X42L21**+WALLCON | *80CTL1102120B* | 31800 | 17 | 8.1 | 33000 | 24400 | 73.94% | 1.88 | 0 | 11 |  |  |  |  | R-410A | 2.65 | Residential & Commercial | USHP | Ducted CEE Tier 1
214239869 | Central HP <5.4 tons | DAY & NIGHT | HRCU-A-CB (Split System: Heat Pump with Remote Outdoor Unit-Air-Source) | CVH837GKA** |  |  | EN(A,D,W)4X48L21**+WALLCON | *80CTL0901716B* | 32400 | 17 | 8.1 | 32800 | 24800 | 75.61% | 1.94 | 0 | 11.7 |  |  |  |  | R-410A | 2.7 | Residential & Commercial | USHP | Ducted CEE Tier 1
211388487 | Central HP <5.4 tons | FRASER-JOHNSTON | HRCU-A-CB (Split System: Heat Pump with Remote Outdoor Unit-Air-Source) | HMH72B341 |  |  | XAHB30CXXN1+TXV | TM9V040A10MP12 | 31400 | 16 | 8.1 | 32800 | 23000 | 70.12% | 1.96 | 0 | 9.5 |  |  |  |  | R-410A | 2.6167 | Residential & Commercial | USHP
211388706 | Central HP <5.4 tons | FRASER-JOHNSTON | HRCU-A-CB (Split System: Heat Pump with Remote Outdoor Unit-Air-Source) | HMH72B341 |  |  | XAFC36DXXN1+TXV | TM9E080C16MP12 | 34000 | 18 | 8.1 | 33600 | 23800 | 70.83% | 2.08 | 0 | 10 |  |  |  |  | R-410A | 2.8333 | Residential & Commercial | USHP | Ducted CEE Tier 1
212383071 | Central HP <5.4 tons | BRYANT HEATING AND COOLING SYSTEMS | HRCU-A-CB (Split System: Heat Pump with Remote Outdoor Unit-Air-Source) | 38MURAQ36AB3* |  |  | CAP**3617AL* | 83*SA48060E17*** | 35600 | 15.5 | 8.1 | 39500 | 35200 | 89.11% | 1.84 | 0 | 9.5 |  |  |  |  | R-410A | 2.9667 | Residential & Commercial | USHP
212383207 | Central HP <5.4 tons | BRYANT HEATING AND COOLING SYSTEMS | HRCU-A-CB (Split System: Heat Pump with Remote Outdoor Unit-Air-Source) | 38MURAQ36AB3* |  |  | CAP**3621AL* | 935SA60100E21*** | 35400 | 16 | 8.1 | 39500 | 35200 | 89.11% | 1.82 | 0 | 9.5 |  |  |  |  | R-410A | 2.95 | Residential & Commercial | USHP
210599234 | Central HP <5.4 tons | HEIL | HRCU-A-CB (Split System: Heat Pump with Remote Outdoor Unit-Air-Source) | HVH837GKA** |  |  | EA*4X61L21A*+WALLCON | *80CTL0901716A* | 33200 | 18 | 8.5 | 32000 | 24800 | 77.5% | 2 | 0 | 12 |  |  |  |  | R-410A | 2.7667 | Residential & Commercial | USHP | Ducted CEE Tier 1
210599282 | Central HP <5.4 tons | HEIL | HRCU-A-CB (Split System: Heat Pump with Remote Outdoor Unit-Air-Source) | HVH837GKA** |  |  | EA*4X61L24A*+WALLCON | *80CTL1352422A* | 33200 | 18 | 8.5 | 32000 | 24800 | 77.5% | 2.02 | 0 | 12 |  |  |  |  | R-410A | 2.7667 | Residential & Commercial | USHP | Ducted CEE Tier 1
210599318 | Central HP <5.4 tons | HEIL | HRCU-A-CB (Split System: Heat Pump with Remote Outdoor Unit-Air-Source) | HVH837GKA** |  |  | EA*4X61L24A*+WALLCON | *97CMN1202422A* | 33200 | 17.5 | 8.5 | 32000 | 25000 | 78.12% | 2 | 0 | 11.7 |  |  |  |  | R-410A | 2.7667 | Residential & Commercial | USHP | Ducted CEE Tier 1
210599399 | Central HP <5.4 tons | HEIL | HRCU-A-CB (Split System: Heat Pump with Remote Outdoor Unit-Air-Source) | HVH837GKA** |  |  | EHD4X60AAL+WALLCON | *80CTL0701412A* | 32800 | 17 | 8.1 | 32400 | 25000 | 77.16% | 2 | 0 | 11 |  |  |  |  | R-410A | 2.7333 | Residential & Commercial | USHP | Ducted CEE Tier 1
210599419 | Central HP <5.4 tons | HEIL | HRCU-A-CB (Split System: Heat Pump with Remote Outdoor Unit-Air-Source) | HVH837GKA** |  |  | EHD4X60AAL+WALLCON | *80CTL1352422A* | 33000 | 17 | 8.1 | 32200 | 24800 | 77.02% | 2.02 | 0 | 11.5 |  |  |  |  | R-410A | 2.75 | Residential & Commercial | USHP | Ducted CEE Tier 1
211245638 | Central HP <5.4 tons | HEIL | HRCU-A-CB (Split System: Heat Pump with Remote Outdoor Unit-Air-Source) | DLCURAH24ABK |  |  | EN(A,D)4X36L21** | *80ES(N,L)0902120A* | 24600 | 16.5 | 8.5 | 26600 | 22400 | 84.21% | 1.84 | 0 | 10.5 |  |  |  |  | R-410A | 2.05 | Residential & Commercial | USHP | Ducted CEE Tier 1
211245739 | Central HP <5.4 tons | HEIL | HRCU-A-CB (Split System: Heat Pump with Remote Outdoor Unit-Air-Source) | DLCURAH24ABK |  |  | EN(A,D)4X36L21** | *80ESU0802120A | 24400 | 17 | 8.5 | 26200 | 22800 | 87.02% | 1.88 | 0 | 10.5 |  |  |  |  | R-410A | 2.0333 | Residential & Commercial | USHP | Ducted CEE Tier 1
211227588 | Central HP <5.4 tons | HEIL | HRCU-A-CB (Split System: Heat Pump with Remote Outdoor Unit-Air-Source) | DLCURAH36ABK |  |  | EA*4X42L21A* | *95ESN1002122A* | 36600 | 15.2 | 8.5 | 40000 | 35200 | 88% | 1.94 | 0 | 10 |  |  |  |  | R-410A | 3.05 | Residential & Commercial | USHP | Ducted CEE Tier 1
211226885 | Central HP <5.4 tons | HEIL | HRCU-A-CB (Split System: Heat Pump with Remote Outdoor Unit-Air-Source) | DLCURAH36ABK |  |  | EA*4X37L21A* | *80VSL0702120A* | 36200 | 16 | 8.5 | 38500 | 34800 | 90.39% | 2.06 | 0 | 10 |  |  |  |  | R-410A | 3.0167 | Residential & Commercial | USHP | Ducted CEE Tier 1
211227019 | Central HP <5.4 tons | HEIL | HRCU-A-CB (Split System: Heat Pump with Remote Outdoor Unit-Air-Source) | DLCURAH36ABK |  |  | EA*4X37L21A* | *92ESN0802120A* | 37400 | 16 | 8.5 | 38500 | 34800 | 90.39% | 2.14 | 0 | 10 |  |  |  |  | R-410A | 3.1167 | Residential & Commercial | USHP | Ducted CEE Tier 1
211226585 | Central HP <5.4 tons | HEIL | HRCU-A-CB (Split System: Heat Pump with Remote Outdoor Unit-Air-Source) | DLCURAH36ABK |  |  | EA*4X37L17A* | *80VTL0451412A* | 36000 | 15.2 | 8.1 | 38500 | 35000 | 90.91% | 2.02 | 0 | 9.5 |  |  |  |  | R-410A | 3 | Residential & Commercial | USHP
211245822 | Central HP <5.4 tons | HEIL | HRCU-A-CB (Split System: Heat Pump with Remote Outdoor Unit-Air-Source) | DLCURAH24ABK |  |  | FEM4X30**BL | 0 | 24000 | 17 | 8.5 | 26200 | 23400 | 89.31% | 1.94 | 0 | 10 |  |  |  |  | R-410A | 2 | Residential & Commercial | USHP | Ducted CEE Tier 1
211244584 | Central HP <5.4 tons | HEIL | HRCU-A-CB (Split System: Heat Pump with Remote Outdoor Unit-Air-Source) | DLCURAH24ABK |  |  | EN(A,D)4X30L17** | *96VTN0801716A* | 24200 | 16.5 | 8.1 | 26200 | 23000 | 87.79% | 1.9 | 0 | 10.5 |  |  |  |  | R-410A | 2.0167 | Residential & Commercial | USHP | Ducted CEE Tier 1
211244702 | Central HP <5.4 tons | HEIL | HRCU-A-CB (Split System: Heat Pump with Remote Outdoor Unit-Air-Source) | DLCURAH24ABK |  |  | EN(A,D)4X30L17** | *80ES(N,L)0701712A* | 24400 | 16.5 | 8.1 | 26400 | 22600 | 85.61% | 1.88 | 0 | 10.5 |  |  |  |  | R-410A | 2.0333 | Residential & Commercial | USHP | Ducted CEE Tier 1
211244852 | Central HP <5.4 tons | HEIL | HRCU-A-CB (Split System: Heat Pump with Remote Outdoor Unit-Air-Source) | DLCURAH24ABK |  |  | EN(A,D,W)4X36L17** | *80VSL0451412A* | 23400 | 16.5 | 8.1 | 25800 | 24200 | 93.8% | 2 | 0 | 10 |  |  |  |  | R-410A | 1.95 | Residential & Commercial | USHP | Ducted CEE Tier 1
211245138 | Central HP <5.4 tons | HEIL | HRCU-A-CB (Split System: Heat Pump with Remote Outdoor Unit-Air-Source) | DLCURAH24ABK |  |  | EN(A,D,W)4X36L17** | *80ES(N,L)0701712A* | 24400 | 16.5 | 8.1 | 26400 | 22600 | 85.61% | 1.88 | 0 | 10.5 |  |  |  |  | R-410A | 2.0333 | Residential & Commercial | USHP | Ducted CEE Tier 1
211245020 | Central HP <5.4 tons | HEIL | HRCU-A-CB (Split System: Heat Pump with Remote Outdoor Unit-Air-Source) | DLCURAH24ABK |  |  | EN(A,D,W)4X36L17** | *96VTN0801716A* | 24200 | 16.5 | 8.1 | 26200 | 23000 | 87.79% | 1.9 | 0 | 10.5 |  |  |  |  | R-410A | 2.0167 | Residential & Commercial | USHP | Ducted CEE Tier 1
214573677 | Central HP <5.4 tons | TEMPSTAR | HRCU-A-CB (Split System: Heat Pump with Remote Outdoor Unit-Air-Source) | TVH837GKA2* |  |  | EA*4X37L21A*+WALLCON | *80CTL0702120B* | 32800 | 17.5 | 8.5 | 32800 | 25200 | 76.83% | 2 | 0 | 11 |  |  |  |  | R-410A | 2.7333 | Residential & Commercial | USHP | Ducted CEE Tier 1
214574657 | Central HP <5.4 tons | TEMPSTAR | HRCU-A-CB (Split System: Heat Pump with Remote Outdoor Unit-Air-Source) | TVH837GKA2* |  |  | EN(A,D)4X48L24**+WALLCON | *95CSU1002122B* | 32400 | 17.5 | 8.5 | 32600 | 24800 | 76.07% | 1.98 | 0 | 11.5 |  |  |  |  | R-410A | 2.7 | Residential & Commercial | USHP | Ducted CEE Tier 1
211393857 | Central HP <5.4 tons | FRASER-JOHNSTON | HRCU-A-CB (Split System: Heat Pump with Remote Outdoor Unit-Air-Source) | HMH72B341 |  |  | XAHD48FXXN1+TXV | TM9Y100C16MP11 | 33200 | 15.5 | 8.1 | 32400 | 23600 | 72.84% | 2.02 | 0 | 9 |  |  |  |  | R-410A | 2.7667 | Residential & Commercial | USHP
211389997 | Central HP <5.4 tons | FRASER-JOHNSTON | HRCU-A-CB (Split System: Heat Pump with Remote Outdoor Unit-Air-Source) | HMH72B341 |  |  | XAHC36DBCN1 | TM8V100C16MP12 | 34000 | 17 | 8.1 | 34000 | 24600 | 72.35% | 2.08 | 0 | 9.5 |  |  |  |  | R-410A | 2.8333 | Residential & Commercial | USHP
211393048 | Central HP <5.4 tons | FRASER-JOHNSTON | HRCU-A-CB (Split System: Heat Pump with Remote Outdoor Unit-Air-Source) | HMH72B341 |  |  | XAFC30CXXN1+TXV | TL9E100C20UH11 | 33400 | 17 | 8.5 | 33400 | 23400 | 70.06% | 2.06 | 0 | 10 |  |  |  |  | R-410A | 2.7833 | Residential & Commercial | USHP | Ducted CEE Tier 1
211393228 | Central HP <5.4 tons | FRASER-JOHNSTON | HRCU-A-CB (Split System: Heat Pump with Remote Outdoor Unit-Air-Source) | HMH72B341 |  |  | XAFC30CXXN1+TXV | TL9E060B12UH11 | 32600 | 17.5 | 8.1 | 33600 | 23600 | 70.24% | 2 | 0 | 9.5 |  |  |  |  | R-410A | 2.7167 | Residential & Commercial | USHP
214242861 | Central HP <5.4 tons | DAY & NIGHT | HRCU-A-CB (Split System: Heat Pump with Remote Outdoor Unit-Air-Source) | CVH825GKA2* |  |  | END4X42L17**+WALLCON | *80CTL0451712B* | 23800 | 16 | 8.1 | 21400 | 16700 | 78.04% | 1.96 | 0 | 11 |  |  |  |  | R-410A | 1.9833 | Residential & Commercial | USHP | Ducted CEE Tier 1
214650515 | Central HP <5.4 tons | LUXAIRE | HRCU-A-CB (Split System: Heat Pump with Remote Outdoor Unit-Air-Source) | HH860E2S11 |  |  | CTU60D5XHS1+TXV | TP9C120D20MP13 | 54000 | 19 | 9 | 54500 | 39500 | 72.48% | 2 | 0 | 11 |  |  |  |  | R-454B | 4.5 | Residential & Commercial | USHP | Ducted CEE Tier 1
214570377 | Central HP <5.4 tons | TEMPSTAR | HRCU-A-CB (Split System: Heat Pump with Remote Outdoor Unit-Air-Source) | TVH825GKA3* |  |  | EA*4X36L21A*+WALLCON | *80CTL0702120B* | 23600 | 16.5 | 8.1 | 21400 | 16600 | 77.57% | 1.94 | 0 | 10.5 |  |  |  |  | R-410A | 1.9667 | Residential & Commercial | USHP | Ducted CEE Tier 1
211226915 | Central HP <5.4 tons | HEIL | HRCU-A-CB (Split System: Heat Pump with Remote Outdoor Unit-Air-Source) | DLCURAH36ABK |  |  | EA*4X37L21A* | *80ESU0601716A | 37000 | 16 | 8.5 | 38500 | 34800 | 90.39% | 2.12 | 0 | 10 |  |  |  |  | R-410A | 3.0833 | Residential & Commercial | USHP | Ducted CEE Tier 1
211226926 | Central HP <5.4 tons | HEIL | HRCU-A-CB (Split System: Heat Pump with Remote Outdoor Unit-Air-Source) | DLCURAH36ABK |  |  | EA*4X37L21A* | *80ESU0802120A | 37400 | 15.5 | 8.5 | 39000 | 35000 | 89.74% | 2.16 | 0 | 10 |  |  |  |  | R-410A | 3.1167 | Residential & Commercial | USHP | Ducted CEE Tier 1
213771671 | Central HP <5.4 tons | DAY & NIGHT | HRCU-A-CB (Split System: Heat Pump with Remote Outdoor Unit-Air-Source) | CVH825GKA2* |  |  | EA*4X48L21A*+WALLCON | *96CTN1002122B* | 24000 | 16.5 | 8.1 | 21000 | 16500 | 78.57% | 2.02 | 0 | 11 |  |  |  |  | R-410A | 2 | Residential & Commercial | USHP | Ducted CEE Tier 1
206136330 | Central HP <5.4 tons | CARRIER | HRCU-A-CB (Split System: Heat Pump with Remote Outdoor Unit-Air-Source) | 25VNA837A*030* |  |  | CSPH*4212AL*+UI | 59CU5A080C21**20 | 32600 | 17 | 8.1 | 33000 | 24800 | 75.15% | 1.96 | 11.5 | 11 |  |  |  |  | R-410A | 2.7167 | Residential & Commercial | USHP | Ducted CEE Tier 1
214572614 | Central HP <5.4 tons | DAY & NIGHT | HRCU-A-CB (Split System: Heat Pump with Remote Outdoor Unit-Air-Source) | CVH837GKA** |  |  | EA*4X42L21A*+WALLCON | *95CSU1002122B* | 31800 | 17.5 | 8.5 | 32800 | 24400 | 74.39% | 1.9 | 0 | 11 |  |  |  |  | R-410A | 2.65 | Residential & Commercial | USHP | Ducted CEE Tier 1
214572914 | Central HP <5.4 tons | DAY & NIGHT | HRCU-A-CB (Split System: Heat Pump with Remote Outdoor Unit-Air-Source) | CVH837GKA** |  |  | EA*4X60L24A*+WALLCON | *95CSU1002122B* | 32800 | 17.5 | 8.5 | 31600 | 24800 | 78.48% | 2 | 0 | 11.5 |  |  |  |  | R-410A | 2.7333 | Residential & Commercial | USHP | Ducted CEE Tier 1
214572964 | Central HP <5.4 tons | DAY & NIGHT | HRCU-A-CB (Split System: Heat Pump with Remote Outdoor Unit-Air-Source) | CVH837GKA** |  |  | EA*4X61L21A*+WALLCON | *95CSU0802120B* | 33200 | 17.5 | 8.5 | 32000 | 25000 | 78.12% | 2 | 0 | 11.5 |  |  |  |  | R-410A | 2.7667 | Residential & Commercial | USHP | Ducted CEE Tier 1
214573384 | Central HP <5.4 tons | DAY & NIGHT | HRCU-A-CB (Split System: Heat Pump with Remote Outdoor Unit-Air-Source) | CVH837GKA** |  |  | EN(A,D,W)4X42L21**+WALLCON | *95CSU0802120B* | 31800 | 17 | 8.1 | 33000 | 24600 | 74.55% | 1.88 | 0 | 11 |  |  |  |  | R-410A | 2.65 | Residential & Commercial | USHP | Ducted CEE Tier 1
216644080 | Central HP <5.4 tons | TEMPSTAR | HRCU-A-CB (Split System: Heat Pump with Remote Outdoor Unit-Air-Source) | D5CUHAH18AAK |  |  | EA*5X25M17A* | *96VSN0401410B* | 18000 | 15.2 | 9 | 19700 | 17600 | 89.34% | 1.88 | 0 | 11 |  |  |  |  | R-454B | 1.5 | Residential & Commercial | USHP | Ducted CEE Tier 1
216644180 | Central HP <5.4 tons | TEMPSTAR | HRCU-A-CB (Split System: Heat Pump with Remote Outdoor Unit-Air-Source) | D5CUHAH18AAK |  |  | EA*5X25M17A* | *96VSN0601412B* | 18000 | 15.2 | 9 | 19700 | 17600 | 89.34% | 1.88 | 0 | 11 |  |  |  |  | R-454B | 1.5 | Residential & Commercial | USHP | Ducted CEE Tier 1
216736791 | Central HP <5.4 tons | TEMPSTAR | HRCU-A-CB (Split System: Heat Pump with Remote Outdoor Unit-Air-Source) | D5CUHAH24AAK |  |  | ESH5X24M12A* | *96CTN0601714B* | 22400 | 15.5 | 8.1 | 21200 | 19000 | 89.62% | 1.85 | 0 | 10.5 |  |  |  |  | R-454B | 1.8667 | Residential & Commercial | USHP | Ducted CEE Tier 1
211245986 | Central HP <5.4 tons | HEIL | HRCU-A-CB (Split System: Heat Pump with Remote Outdoor Unit-Air-Source) | DLCURAH24ABK |  |  | FVM4X36***L | 0 | 24400 | 17.5 | 8.5 | 26000 | 22400 | 86.15% | 1.88 | 0 | 10.5 |  |  |  |  | R-410A | 2.0333 | Residential & Commercial | USHP | Ducted CEE Tier 1
210533055 | Central HP <5.4 tons | BRYANT HEATING AND COOLING SYSTEMS | HRCU-A-CB (Split System: Heat Pump with Remote Outdoor Unit-Air-Source) | 284ANV024*0**B* |  |  | CNPV*3017AL*+UI | 88*TA48070C17*** | 23200 | 20.5 | 10 | 26800 | 19900 | 74.25% | 2.38 | 0 | 13 |  |  |  |  | R-410A | 1.9333 | Residential & Commercial | USHP | Ducted CEE Tier 1
211387783 | Central HP <5.4 tons | FRASER-JOHNSTON | HRCU-A-CB (Split System: Heat Pump with Remote Outdoor Unit-Air-Source) | HMH72B341 |  |  | XAHB30CXXN1+TXV | TM9V080B12MP12 | 32000 | 16.5 | 8.1 | 33400 | 23400 | 70.06% | 1.98 | 0 | 9 |  |  |  |  | R-410A | 2.6667 | Residential & Commercial | USHP
211241138 | Central HP <5.4 tons | HEIL | HRCU-A-CB (Split System: Heat Pump with Remote Outdoor Unit-Air-Source) | DLCURAH24ABK |  |  | EA*4X25L17A* | *92ESN0801716A* | 25000 | 17.5 | 8.5 | 25600 | 21000 | 82.03% | 1.78 | 0 | 10.5 |  |  |  |  | R-410A | 2.0833 | Residential & Commercial | USHP | Ducted CEE Tier 1
211241270 | Central HP <5.4 tons | HEIL | HRCU-A-CB (Split System: Heat Pump with Remote Outdoor Unit-Air-Source) | DLCURAH24ABK |  |  | EA*4X30L14A* | *80VTL0451412A* | 24000 | 16.5 | 8.5 | 26200 | 23000 | 87.79% | 1.9 | 0 | 10 |  |  |  |  | R-410A | 2 | Residential & Commercial | USHP | Ducted CEE Tier 1
214573484 | Central HP <5.4 tons | DAY & NIGHT | HRCU-A-CB (Split System: Heat Pump with Remote Outdoor Unit-Air-Source) | CVH837GKA** |  |  | EN(A,D,W)4X48L21**+WALLCON | *96CTN0802120B* | 32400 | 17.5 | 8.5 | 32600 | 24800 | 76.07% | 1.98 | 0 | 11.5 |  |  |  |  | R-410A | 2.7 | Residential & Commercial | USHP | Ducted CEE Tier 1
211391029 | Central HP <5.4 tons | FRASER-JOHNSTON | HRCU-A-CB (Split System: Heat Pump with Remote Outdoor Unit-Air-Source) | HMH72B341 |  |  | XAFB36DXXN1+TXV | TPLC060A12MP13 | 34000 | 17.5 | 8.1 | 34000 | 24200 | 71.18% | 2.06 | 0 | 9.5 |  |  |  |  | R-410A | 2.8333 | Residential & Commercial | USHP
211391163 | Central HP <5.4 tons | FRASER-JOHNSTON | HRCU-A-CB (Split System: Heat Pump with Remote Outdoor Unit-Air-Source) | HMH72B341 |  |  | XAFB30CXXN1+TXV | TPLC060A12MP13 | 32800 | 17.5 | 8.1 | 33400 | 23400 | 70.06% | 2.02 | 0 | 9.5 |  |  |  |  | R-410A | 2.7333 | Residential & Commercial | USHP
211391178 | Central HP <5.4 tons | FRASER-JOHNSTON | HRCU-A-CB (Split System: Heat Pump with Remote Outdoor Unit-Air-Source) | HMH72B341 |  |  | XAUB30CXXN1+TXV | TM8V060A12MP12 | 32800 | 17.5 | 8.1 | 33400 | 23400 | 70.06% | 2.02 | 0 | 9.5 |  |  |  |  | R-410A | 2.7333 | Residential & Commercial | USHP
211391296 | Central HP <5.4 tons | FRASER-JOHNSTON | HRCU-A-CB (Split System: Heat Pump with Remote Outdoor Unit-Air-Source) | HMH72B341 |  |  | XAHC30CXXN1+TXV | TMLE120C16MP11 | 32400 | 17.5 | 8.1 | 32400 | 22800 | 70.37% | 2 | 0 | 9.5 |  |  |  |  | R-410A | 2.7 | Residential & Commercial | USHP
211228988 | Central HP <5.4 tons | HEIL | HRCU-A-CB (Split System: Heat Pump with Remote Outdoor Unit-Air-Source) | DLCURAH36ABK |  |  | EA*4X48L21A* | *92ESN0802120A* | 35600 | 16.5 | 8.5 | 37800 | 34600 | 91.53% | 2.04 | 0 | 10 |  |  |  |  | R-410A | 2.9667 | Residential & Commercial | USHP | Ducted CEE Tier 1
211229547 | Central HP <5.4 tons | HEIL | HRCU-A-CB (Split System: Heat Pump with Remote Outdoor Unit-Air-Source) | DLCURAH36ABK |  |  | EA*4X48L24A* | *96VSN1002120A* | 36000 | 16 | 8.5 | 38500 | 34600 | 89.87% | 2.06 | 0 | 10 |  |  |  |  | R-410A | 3 | Residential & Commercial | USHP | Ducted CEE Tier 1
216505884 | Central HP <5.4 tons | Panasonic | HRCU-A-CB (Split System: Heat Pump with Remote Outdoor Unit-Air-Source) | CU-HM55BAHU |  |  | CS-HM60BAHU | 0 | 54000 | 16 | 9 | 56000 | 52000 | 92.86% | 1.8 | 0 | 10 |  |  |  |  | R-454B | 4.5 | Residential & Commercial | USHP | Ducted CEE Tier 1
211395409 | Central HP <5.4 tons | FRASER-JOHNSTON | HRCU-A-CB (Split System: Heat Pump with Remote Outdoor Unit-Air-Source) | HMH72B341 |  |  | XAUC48FXXN1+TXV | TP9C080C16MP13 | 33400 | 16.5 | 8.5 | 32400 | 23600 | 72.84% | 2.06 | 0 | 9.5 |  |  |  |  | R-410A | 2.7833 | Residential & Commercial | USHP
211387892 | Central HP <5.4 tons | FRASER-JOHNSTON | HRCU-A-CB (Split System: Heat Pump with Remote Outdoor Unit-Air-Source) | HMH72B341 |  |  | XAFB36DXXN1+TXV | TP9C080B12MP13 | 33600 | 17.5 | 8.5 | 33400 | 23400 | 70.06% | 2.04 | 0 | 10 |  |  |  |  | R-410A | 2.8 | Residential & Commercial | USHP | Ducted CEE Tier 1
214573647 | Central HP <5.4 tons | TEMPSTAR | HRCU-A-CB (Split System: Heat Pump with Remote Outdoor Unit-Air-Source) | TVH837GKA2* |  |  | EA*4X36L21A*+WALLCON | *97CMN0602120B* | 31400 | 17 | 8.1 | 33200 | 24400 | 73.49% | 1.84 | 0 | 10.5 |  |  |  |  | R-410A | 2.6167 | Residential & Commercial | USHP | Ducted CEE Tier 1
211390780 | Central HP <5.4 tons | FRASER-JOHNSTON | HRCU-A-CB (Split System: Heat Pump with Remote Outdoor Unit-Air-Source) | HMH72B341 |  |  | XAUB36DXXN1+TXV | TPLC080B12MP13 | 33600 | 17 | 8.1 | 33600 | 23600 | 70.24% | 2.02 | 0 | 9.5 |  |  |  |  | R-410A | 2.8 | Residential & Commercial | USHP
211390800 | Central HP <5.4 tons | FRASER-JOHNSTON | HRCU-A-CB (Split System: Heat Pump with Remote Outdoor Unit-Air-Source) | HMH72B341 |  |  | XAFB30CXXN1+TXV | TM8V080B12MP12 | 32400 | 17 | 8.1 | 33600 | 23600 | 70.24% | 2 | 0 | 9.5 |  |  |  |  | R-410A | 2.7 | Residential & Commercial | USHP
211390880 | Central HP <5.4 tons | FRASER-JOHNSTON | HRCU-A-CB (Split System: Heat Pump with Remote Outdoor Unit-Air-Source) | HMH72B341 |  |  | XAHB36DXXN1+TXV | TMLV060A12MP12 | 33400 | 16.5 | 8.1 | 33600 | 23800 | 70.83% | 2.02 | 0 | 9.5 |  |  |  |  | R-410A | 2.7833 | Residential & Commercial | USHP
216737230 | Central HP <5.4 tons | TEMPSTAR | HRCU-A-CB (Split System: Heat Pump with Remote Outdoor Unit-Air-Source) | D5CUHAH24AAK |  |  | ESH5X30M12A* | *80MSU0601716A* | 22800 | 16 | 8.5 | 21200 | 19000 | 89.62% | 1.96 | 0 | 10.5 |  |  |  |  | R-454B | 1.9 | Residential & Commercial | USHP | Ducted CEE Tier 1
216738766 | Central HP <5.4 tons | DAY & NIGHT | HRCU-A-CB (Split System: Heat Pump with Remote Outdoor Unit-Air-Source) | D5CUHAH24AAK |  |  | ESH5X36M12A* | *96CTN0801714B* | 22600 | 16 | 8.1 | 20800 | 18400 | 88.46% | 1.85 | 0 | 10.5 |  |  |  |  | R-454B | 1.8833 | Residential & Commercial | USHP | Ducted CEE Tier 1
211226960 | Central HP <5.4 tons | HEIL | HRCU-A-CB (Split System: Heat Pump with Remote Outdoor Unit-Air-Source) | DLCURAH36ABK |  |  | EA*4X37L21A* | *80VTL1102122A* | 37000 | 15.5 | 8.5 | 38500 | 34800 | 90.39% | 2.12 | 0 | 10 |  |  |  |  | R-410A | 3.0833 | Residential & Commercial | USHP | Ducted CEE Tier 1
211227127 | Central HP <5.4 tons | HEIL | HRCU-A-CB (Split System: Heat Pump with Remote Outdoor Unit-Air-Source) | DLCURAH36ABK |  |  | EA*4X37L21A* | *96VSN1002120A* | 36400 | 16 | 8.5 | 38500 | 34800 | 90.39% | 2.08 | 0 | 10 |  |  |  |  | R-410A | 3.0333 | Residential & Commercial | USHP | Ducted CEE Tier 1
211227431 | Central HP <5.4 tons | HEIL | HRCU-A-CB (Split System: Heat Pump with Remote Outdoor Unit-Air-Source) | DLCURAH36ABK |  |  | EA*4X42L21A* | *80ESU0601716A | 35000 | 16.5 | 8.1 | 38500 | 35000 | 90.91% | 1.86 | 0 | 10 |  |  |  |  | R-410A | 2.9167 | Residential & Commercial | USHP | Ducted CEE Tier 1
211227464 | Central HP <5.4 tons | HEIL | HRCU-A-CB (Split System: Heat Pump with Remote Outdoor Unit-Air-Source) | DLCURAH36ABK |  |  | EA*4X42L21A* | *80VTL0701716A* | 35400 | 16 | 8.1 | 38500 | 35000 | 90.91% | 1.88 | 0 | 10 |  |  |  |  | R-410A | 2.95 | Residential & Commercial | USHP | Ducted CEE Tier 1
214608230 | Central HP <5.4 tons | ECOER | HRCU-A-CB (Split System: Heat Pump with Remote Outdoor Unit-Air-Source) | EODA18H-4860BAA |  |  | GNC4248CPT | MGH96M100C5A | 45000 | 17.5 | 8.5 | 46000 | 32400 | 70.43% | 1.95 | 11 | 11 |  |  |  |  | R-410A | 3.75 | Residential & Commercial | USHP | Ducted CEE Tier 1
211245570 | Central HP <5.4 tons | HEIL | HRCU-A-CB (Split System: Heat Pump with Remote Outdoor Unit-Air-Source) | DLCURAH24ABK |  |  | EN(A,D)4X36L21** | *96VTN1002120A* | 23800 | 16.5 | 8.1 | 26000 | 23400 | 90% | 1.94 | 0 | 10.5 |  |  |  |  | R-410A | 1.9833 | Residential & Commercial | USHP | Ducted CEE Tier 1
211245436 | Central HP <5.4 tons | HEIL | HRCU-A-CB (Split System: Heat Pump with Remote Outdoor Unit-Air-Source) | DLCURAH24ABK |  |  | EN(A,D)4X36L21** | *80VSL0701716A* | 23800 | 16.5 | 8.1 | 26000 | 23200 | 89.23% | 1.92 | 0 | 10.5 |  |  |  |  | R-410A | 1.9833 | Residential & Commercial | USHP | Ducted CEE Tier 1
211245488 | Central HP <5.4 tons | HEIL | HRCU-A-CB (Split System: Heat Pump with Remote Outdoor Unit-Air-Source) | DLCURAH24ABK |  |  | EN(A,D)4X36L21** | *80VTL0902120A* | 23800 | 16.5 | 8.1 | 26000 | 23200 | 89.23% | 1.92 | 0 | 10.5 |  |  |  |  | R-410A | 1.9833 | Residential & Commercial | USHP | Ducted CEE Tier 1
211245787 | Central HP <5.4 tons | HEIL | HRCU-A-CB (Split System: Heat Pump with Remote Outdoor Unit-Air-Source) | DLCURAH24ABK |  |  | EN(A,D)4X36L21** | OLV112A16A | 24400 | 16 | 8.1 | 26600 | 22600 | 84.96% | 1.86 | 0 | 10 |  |  |  |  | R-410A | 2.0333 | Residential & Commercial | USHP | Ducted CEE Tier 1
211245888 | Central HP <5.4 tons | HEIL | HRCU-A-CB (Split System: Heat Pump with Remote Outdoor Unit-Air-Source) | DLCURAH24ABK |  |  | FMA4X24**AL* | 0 | 23600 | 17 | 9 | 27200 | 25600 | 94.12% | 2.14 | 0 | 10 |  |  |  |  | R-410A | 1.9667 | Residential & Commercial | USHP | Ducted CEE Tier 1
211245921 | Central HP <5.4 tons | HEIL | HRCU-A-CB (Split System: Heat Pump with Remote Outdoor Unit-Air-Source) | DLCURAH24ABK |  |  | FM(C,U)4X30**AL* | 0 | 25000 | 15.2 | 8.5 | 27800 | 21800 | 78.42% | 1.8 | 0 | 10 |  |  |  |  | R-410A | 2.0833 | Residential & Commercial | USHP | Ducted CEE Tier 1
213774534 | Central HP <5.4 tons | TEMPSTAR | HRCU-A-CB (Split System: Heat Pump with Remote Outdoor Unit-Air-Source) | TVH825GKA3* |  |  | EHD4X42AAL+WALLCON | *96CTN0801714B* | 24000 | 16 | 8.1 | 21400 | 16600 | 77.57% | 2 | 0 | 10.5 |  |  |  |  | R-410A | 2 | Residential & Commercial | USHP | Ducted CEE Tier 1
216720958 | Central HP <5.4 tons | Willis | HRCU-A-CB (Split System: Heat Pump with Remote Outdoor Unit-Air-Source) | FLEX60KUHR32 |  |  | FLEXAH60KR32 | 0 | 53000 | 18.5 | 10.5 | 54000 | 54000 | 100% | 2.1 | 0 | 11.7 |  |  |  |  | R-32 | 4.4167 | Residential & Commercial | USHP | Ducted CEE Tier 1
213771741 | Central HP <5.4 tons | DAY & NIGHT | HRCU-A-CB (Split System: Heat Pump with Remote Outdoor Unit-Air-Source) | CVH825GKA2* |  |  | EA*4X48L24A*+WALLCON | *96CTN1202422B* | 24200 | 17 | 8.1 | 21000 | 16500 | 78.57% | 2.02 | 0 | 11 |  |  |  |  | R-410A | 2.0167 | Residential & Commercial | USHP | Ducted CEE Tier 1
211227476 | Central HP <5.4 tons | HEIL | HRCU-A-CB (Split System: Heat Pump with Remote Outdoor Unit-Air-Source) | DLCURAH36ABK |  |  | EA*4X42L21A* | *80VTL0902120A* | 35000 | 16 | 8.1 | 38500 | 35000 | 90.91% | 1.86 | 0 | 9.5 |  |  |  |  | R-410A | 2.9167 | Residential & Commercial | USHP
211227158 | Central HP <5.4 tons | HEIL | HRCU-A-CB (Split System: Heat Pump with Remote Outdoor Unit-Air-Source) | DLCURAH36ABK |  |  | EA*4X37L21A* | *95ESU1002122A* | 37600 | 15.5 | 8.5 | 39500 | 35000 | 88.61% | 2.14 | 0 | 10 |  |  |  |  | R-410A | 3.1333 | Residential & Commercial | USHP | Ducted CEE Tier 1
214574157 | Central HP <5.4 tons | TEMPSTAR | HRCU-A-CB (Split System: Heat Pump with Remote Outdoor Unit-Air-Source) | TVH837GKA2* |  |  | EA*4X61L24A*+WALLCON | *80CTL0702120B* | 33200 | 18 | 8.5 | 32000 | 24800 | 77.5% | 2 | 0 | 11.5 |  |  |  |  | R-410A | 2.7667 | Residential & Commercial | USHP | Ducted CEE Tier 1
214574207 | Central HP <5.4 tons | TEMPSTAR | HRCU-A-CB (Split System: Heat Pump with Remote Outdoor Unit-Air-Source) | TVH837GKA2* |  |  | EA*4X61L24A*+WALLCON | *96CTN0802120B* | 33200 | 18.5 | 8.5 | 31800 | 24800 | 77.99% | 2.02 | 0 | 11.5 |  |  |  |  | R-410A | 2.7667 | Residential & Commercial | USHP | Ducted CEE Tier 1
216505878 | Central HP <5.4 tons | Panasonic | HRCU-A-CB (Split System: Heat Pump with Remote Outdoor Unit-Air-Source) | CU-M60BAHU |  |  | CS-HM60BAHU | 0 | 54000 | 15.2 | 8.4 | 54000 | 38000 | 70.37% | 1.8 | 0 | 8.6 |  |  |  |  | R-454B | 4.5 | Residential & Commercial | USHP
211391223 | Central HP <5.4 tons | FRASER-JOHNSTON | HRCU-A-CB (Split System: Heat Pump with Remote Outdoor Unit-Air-Source) | HMH72B341 |  |  | XAHC36DXXN1+TXV | TM8E120C16MP11 | 33600 | 17.5 | 8.1 | 33000 | 23200 | 70.3% | 2.04 | 0 | 10 |  |  |  |  | R-410A | 2.8 | Residential & Commercial | USHP | Ducted CEE Tier 1
211391491 | Central HP <5.4 tons | FRASER-JOHNSTON | HRCU-A-CB (Split System: Heat Pump with Remote Outdoor Unit-Air-Source) | HMH72B341 |  |  | XAFC36DXXN1+TXV | TM8E100C16MP11 | 34000 | 17.5 | 8.1 | 33600 | 23800 | 70.83% | 2.08 | 0 | 10 |  |  |  |  | R-410A | 2.8333 | Residential & Commercial | USHP | Ducted CEE Tier 1
211391693 | Central HP <5.4 tons | FRASER-JOHNSTON | HRCU-A-CB (Split System: Heat Pump with Remote Outdoor Unit-Air-Source) | HMH72B341 |  |  | XAHB36DBCN1 | TM8E100B12MP11 | 33200 | 17.5 | 8.1 | 33000 | 23400 | 70.91% | 2.02 | 0 | 9.5 |  |  |  |  | R-410A | 2.7667 | Residential & Commercial | USHP
211391750 | Central HP <5.4 tons | FRASER-JOHNSTON | HRCU-A-CB (Split System: Heat Pump with Remote Outdoor Unit-Air-Source) | HMH72B341 |  |  | XAFC36DXXN1+TXV | TMLE100B12MP11 | 34000 | 18 | 8.1 | 33800 | 23800 | 70.41% | 2.06 | 0 | 10 |  |  |  |  | R-410A | 2.8333 | Residential & Commercial | USHP | Ducted CEE Tier 1
211388519 | Central HP <5.4 tons | FRASER-JOHNSTON | HRCU-A-CB (Split System: Heat Pump with Remote Outdoor Unit-Air-Source) | HMH72B341 |  |  | XAUB36DXXN1+TXV | TM9V040A10MP12 | 33200 | 17 | 8.1 | 33200 | 23400 | 70.48% | 2 | 0 | 9.5 |  |  |  |  | R-410A | 2.7667 | Residential & Commercial | USHP
211388944 | Central HP <5.4 tons | FRASER-JOHNSTON | HRCU-A-CB (Split System: Heat Pump with Remote Outdoor Unit-Air-Source) | HMH72B341 |  |  | XAHC36DXXN1+TXV | TM9E060B12MP12 | 33400 | 17 | 8.1 | 33400 | 23800 | 71.26% | 2 | 0 | 9.5 |  |  |  |  | R-410A | 2.7833 | Residential & Commercial | USHP
211243975 | Central HP <5.4 tons | HEIL | HRCU-A-CB (Split System: Heat Pump with Remote Outdoor Unit-Air-Source) | DLCURAH24ABK |  |  | EN(A,D)4X24L17** | *80ESU0401712A* | 23600 | 17 | 8.5 | 26400 | 23800 | 90.15% | 1.98 | 0 | 10 |  |  |  |  | R-410A | 1.9667 | Residential & Commercial | USHP | Ducted CEE Tier 1
211389455 | Central HP <5.4 tons | FRASER-JOHNSTON | HRCU-A-CB (Split System: Heat Pump with Remote Outdoor Unit-Air-Source) | HMH72B341 |  |  | XAHC36DXXN1+TXV | TM8Y080C16MP11 | 34000 | 18 | 8.1 | 34000 | 24400 | 71.76% | 2.06 | 0 | 9.5 |  |  |  |  | R-410A | 2.8333 | Residential & Commercial | USHP
211390094 | Central HP <5.4 tons | FRASER-JOHNSTON | HRCU-A-CB (Split System: Heat Pump with Remote Outdoor Unit-Air-Source) | HMH72B341 |  |  | XAHC30CXXN1+TXV | TM8V080C16MP12 | 32400 | 17 | 8.1 | 32400 | 22800 | 70.37% | 2 | 0 | 9.5 |  |  |  |  | R-410A | 2.7 | Residential & Commercial | USHP
211390160 | Central HP <5.4 tons | FRASER-JOHNSTON | HRCU-A-CB (Split System: Heat Pump with Remote Outdoor Unit-Air-Source) | HMH72B341 |  |  | XAFC36DXXN1+TXV | TM8V100C16MP12 | 34000 | 17.5 | 8.5 | 33800 | 23800 | 70.41% | 2.08 | 0 | 10 |  |  |  |  | R-410A | 2.8333 | Residential & Commercial | USHP | Ducted CEE Tier 1
211390174 | Central HP <5.4 tons | FRASER-JOHNSTON | HRCU-A-CB (Split System: Heat Pump with Remote Outdoor Unit-Air-Source) | HMH72B341 |  |  | XAFC36DXXN1+TXV | TM8V080C16MP12 | 34000 | 17.5 | 8.5 | 33800 | 23800 | 70.41% | 2.08 | 0 | 10 |  |  |  |  | R-410A | 2.8333 | Residential & Commercial | USHP | Ducted CEE Tier 1
216980455 | Central HP <5.4 tons | Panasonic | HRCU-A-C (Split System: Heat Pump with Remote Outdoor Unit with No Indoor Fan --Air Source) | CU-HM48BAHU |  |  | CS-HM60BAMU3 | 0 | 45000 | 15.2 | 8.8 | 48000 | 42000 | 87.5% | 1.85 | 0 | 10 |  |  |  |  | R-454B | 3.75 | Residential & Commercial | USHP | Ducted CEE Tier 1
215931813 | Central HP <5.4 tons | TEMPSTAR | HRCU-A-CB (Split System: Heat Pump with Remote Outdoor Unit-Air-Source) | T5H3V60*K*AAA* |  |  | ESH5X60M12A*+WALLCON | *80CSU1002120A* | 56000 | 18 | 8.1 | 61000 | 46000 | 75.41% | 1.95 | 0 | 11 |  |  |  |  | R-454B | 4.6667 | Residential & Commercial | USHP | Ducted CEE Tier 1
214731841 | Central HP <5.4 tons | ECOER | HRCU-A-CB (Split System: Heat Pump with Remote Outdoor Unit-Air-Source) | EODA18H-4860BAA |  |  | GNC4248CPT | FG7SA-108C-T35C* | 44000 | 16.5 | 8.2 | 45000 | 32400 | 72% | 1.95 | 0 | 11 |  |  |  |  | R-410A | 3.6667 | Residential & Commercial | USHP | Ducted CEE Tier 1
215932063 | Central HP <5.4 tons | TEMPSTAR | HRCU-A-CB (Split System: Heat Pump with Remote Outdoor Unit-Air-Source) | T5H3V36*K*AAA* |  |  | EA*5X36M17A*+WALLCON | *80CTL0451712B* | 32000 | 19 | 9 | 36000 | 27800 | 77.22% | 1.88 | 0 | 10 |  |  |  |  | R-454B | 2.6667 | Residential & Commercial | USHP | Ducted CEE Tier 1
215932083 | Central HP <5.4 tons | TEMPSTAR | HRCU-A-CB (Split System: Heat Pump with Remote Outdoor Unit-Air-Source) | T5H3V36*K*AAA* |  |  | EA*5X36M17A*+WALLCON | *80CTL0901716B* | 32200 | 19.5 | 9.5 | 35200 | 27000 | 76.7% | 2 | 0 | 11 |  |  |  |  | R-454B | 2.6833 | Residential & Commercial | USHP | Ducted CEE Tier 1
211230551 | Central HP <5.4 tons | HEIL | HRCU-A-CB (Split System: Heat Pump with Remote Outdoor Unit-Air-Source) | DLCURAH36ABK |  |  | EN(A,D)4X48L24** | *80ESU1002120A* | 36200 | 16 | 8.1 | 38500 | 34800 | 90.39% | 2.02 | 0 | 10 |  |  |  |  | R-410A | 3.0167 | Residential & Commercial | USHP | Ducted CEE Tier 1
211230735 | Central HP <5.4 tons | HEIL | HRCU-A-CB (Split System: Heat Pump with Remote Outdoor Unit-Air-Source) | DLCURAH36ABK |  |  | EN(A,D)4X48L24** | *95ESU1002120A* | 36400 | 16 | 8.1 | 38500 | 34800 | 90.39% | 2.04 | 0 | 10.5 |  |  |  |  | R-410A | 3.0333 | Residential & Commercial | USHP | Ducted CEE Tier 1
216644289 | Central HP <5.4 tons | TEMPSTAR | HRCU-A-CB (Split System: Heat Pump with Remote Outdoor Unit-Air-Source) | D5CUHAH18AAK |  |  | EA*5X25M17A* | *95MSU0601716A* | 18100 | 15.2 | 9 | 19700 | 17600 | 89.34% | 1.9 | 0 | 11 |  |  |  |  | R-454B | 1.5083 | Residential & Commercial | USHP | Ducted CEE Tier 1
216643126 | Central HP <5.4 tons | TEMPSTAR | HRCU-A-CB (Split System: Heat Pump with Remote Outdoor Unit-Air-Source) | D5CUHAH18AAK |  |  | EA*5X19M17A* | *80MS(N,L)0451412A* | 18300 | 15.2 | 10.5 | 19800 | 17700 | 89.39% | 2 | 0 | 11 |  |  |  |  | R-454B | 1.525 | Residential & Commercial | USHP | Ducted CEE Tier 1
211244260 | Central HP <5.4 tons | HEIL | HRCU-A-CB (Split System: Heat Pump with Remote Outdoor Unit-Air-Source) | DLCURAH24ABK |  |  | EN(A,D)4X24L17** | OLV098A12* | 23000 | 16 | 8.5 | 26400 | 24600 | 93.18% | 2.04 | 0 | 10 |  |  |  |  | R-410A | 1.9167 | Residential & Commercial | USHP | Ducted CEE Tier 1
211244241 | Central HP <5.4 tons | HEIL | HRCU-A-CB (Split System: Heat Pump with Remote Outdoor Unit-Air-Source) | DLCURAH24ABK |  |  | EN(A,D)4X24L17** | *80ESU0601716A | 24400 | 16 | 8.5 | 27200 | 22600 | 83.09% | 1.86 | 0 | 10 |  |  |  |  | R-410A | 2.0333 | Residential & Commercial | USHP | Ducted CEE Tier 1
215942466 | Central HP <5.4 tons | DAY & NIGHT | HRCU-A-CB (Split System: Heat Pump with Remote Outdoor Unit-Air-Source) | C5H3V36*K*AAA* |  |  | EVD5X60M21A*+WALLCON | *96CTN0601714B* | 35200 | 21 | 8.5 | 37400 | 28000 | 74.87% | 2 | 0 | 11.7 |  |  |  |  | R-454B | 2.9333 | Residential & Commercial | USHP | Ducted CEE Tier 1
216769934 | Central HP <5.4 tons | TRANE | HRCU-A-CB (Split System: Heat Pump with Remote Outdoor Unit-Air-Source) | 5TWR7036A1 |  |  | 5PX*CD09AS3 | S8X2C100M5PTC | 34400 | 17 | 8.7 | 32600 | 24200 | 74.23% | 2.17 | 0 | 12 |  |  |  |  | R-454B | 2.8667 | Residential & Commercial | USHP | Ducted CEE Tier 1
216769952 | Central HP <5.4 tons | TRANE | HRCU-A-CB (Split System: Heat Pump with Remote Outdoor Unit-Air-Source) | 5TWR7036A1 |  |  | 5TXCC005AS3 | S9V2C100U5PSC | 32200 | 16 | 8.7 | 32200 | 23800 | 73.91% | 2.12 | 0 | 12 |  |  |  |  | R-454B | 2.6833 | Residential & Commercial | USHP | Ducted CEE Tier 1
216770004 | Central HP <5.4 tons | TRANE | HRCU-A-CB (Split System: Heat Pump with Remote Outdoor Unit-Air-Source) | 5TWR7036A1 |  |  | 5TXCD008AS3 | S9V2D120U5PSC | 34000 | 17.1 | 9 | 32600 | 24200 | 74.23% | 2.22 | 0 | 12 |  |  |  |  | R-454B | 2.8333 | Residential & Commercial | USHP | Ducted CEE Tier 1
211244528 | Central HP <5.4 tons | HEIL | HRCU-A-CB (Split System: Heat Pump with Remote Outdoor Unit-Air-Source) | DLCURAH24ABK |  |  | EN(A,D)4X30L17** | *80VSL0701716A* | 23800 | 16.5 | 8.1 | 26000 | 23200 | 89.23% | 1.92 | 0 | 10.5 |  |  |  |  | R-410A | 1.9833 | Residential & Commercial | USHP | Ducted CEE Tier 1
214573534 | Central HP <5.4 tons | DAY & NIGHT | HRCU-A-CB (Split System: Heat Pump with Remote Outdoor Unit-Air-Source) | CVH837GKA** |  |  | EN(A,D)4X48L24**+WALLCON | *97CMN0802120B* | 32400 | 17.5 | 8.5 | 32800 | 24800 | 75.61% | 1.96 | 0 | 11.5 |  |  |  |  | R-410A | 2.7 | Residential & Commercial | USHP | Ducted CEE Tier 1
214608213 | Central HP <5.4 tons | ECOER | HRCU-A-CB (Split System: Heat Pump with Remote Outdoor Unit-Air-Source) | EODA18H-2436BAA |  |  | EAHATN-24 | 0 | 24000 | 19 | 8.8 | 24000 | 19600 | 81.67% | 2.1 | 0 | 13 |  |  |  |  | R-410A | 2 | Residential & Commercial | USHP | Ducted CEE Tier 1
214608227 | Central HP <5.4 tons | ECOER | HRCU-A-CB (Split System: Heat Pump with Remote Outdoor Unit-Air-Source) | EODA18H-2436BAA |  |  | GNC3036BPT | MGH96M080B3A | 32000 | 17 | 8.8 | 34600 | 24400 | 70.52% | 1.95 | 10.8 | 10.4 |  |  |  |  | R-410A | 2.6667 | Residential & Commercial | USHP | Ducted CEE Tier 1
214608228 | Central HP <5.4 tons | ECOER | HRCU-A-CB (Split System: Heat Pump with Remote Outdoor Unit-Air-Source) | EODA18H-2436BAA |  |  | GNC3036BPT | MGH96M060B3A | 32000 | 17 | 8.8 | 34600 | 24400 | 70.52% | 1.95 | 10.8 | 10.4 |  |  |  |  | R-410A | 2.6667 | Residential & Commercial | USHP | Ducted CEE Tier 1
216760308 | Central HP <5.4 tons | Stelpro | HRCU-A-C (Split System: Heat Pump with Remote Outdoor Unit with No Indoor Fan --Air Source) | SDB1-H48A-O |  |  | SMCB1-H60A2128-I | 0 | 45000 | 15.2 | 8.8 | 48000 | 42000 | 87.5% | 1.85 | 0 | 10 |  |  |  |  | R-454B | 3.75 | Residential & Commercial | USHP | Ducted CEE Tier 1
211227782 | Central HP <5.4 tons | HEIL | HRCU-A-CB (Split System: Heat Pump with Remote Outdoor Unit-Air-Source) | DLCURAH36ABK |  |  | EA*4X42L24A* | *80ES(N,L)0902116A* | 35800 | 16 | 8.1 | 39500 | 35000 | 88.61% | 1.9 | 0 | 10 |  |  |  |  | R-410A | 2.9833 | Residential & Commercial | USHP | Ducted CEE Tier 1
216763346 | Central HP <5.4 tons | TRANE | HRCU-A-CB (Split System: Heat Pump with Remote Outdoor Unit-Air-Source) | 5TWR7024A1 |  |  | 5PX*B004AS3 | S8X1A040M3PSC | 23000 | 17.1 | 9 | 21800 | 17200 | 78.9% | 2 | 0 | 12.5 |  |  |  |  | R-454B | 1.9167 | Residential & Commercial | USHP | Ducted CEE Tier 1
216763364 | Central HP <5.4 tons | TRANE | HRCU-A-CB (Split System: Heat Pump with Remote Outdoor Unit-Air-Source) | 5TWR7024A1 |  |  | 5PX*B004AS3 | S9V2B080U4VSB | 23200 | 17.1 | 9 | 21800 | 17200 | 78.9% | 2 | 0 | 12.5 |  |  |  |  | R-454B | 1.9333 | Residential & Commercial | USHP | Ducted CEE Tier 1
216763580 | Central HP <5.4 tons | TRANE | HRCU-A-CB (Split System: Heat Pump with Remote Outdoor Unit-Air-Source) | 5TWR7036A1 |  |  | 5PX*B004AS3 | S9V2B080U4VSB | 32200 | 17.1 | 8.7 | 32200 | 24000 | 74.53% | 2.1 | 0 | 11.7 |  |  |  |  | R-454B | 2.6833 | Residential & Commercial | USHP | Ducted CEE Tier 1
216763614 | Central HP <5.4 tons | TRANE | HRCU-A-CB (Split System: Heat Pump with Remote Outdoor Unit-Air-Source) | 5TWR7036A1 |  |  | 5PX*B006AS3 | S9V2B080U4VSB | 33200 | 17.1 | 9 | 32400 | 24000 | 74.07% | 2.1 | 0 | 12 |  |  |  |  | R-454B | 2.7667 | Residential & Commercial | USHP | Ducted CEE Tier 1
216763398 | Central HP <5.4 tons | TRANE | HRCU-A-CB (Split System: Heat Pump with Remote Outdoor Unit-Air-Source) | 5TWR7024A1 |  |  | 5PX*B006AS3 | S9V2B080U4VSB | 23800 | 17.1 | 9 | 21800 | 17400 | 79.82% | 2 | 0 | 12.5 |  |  |  |  | R-454B | 1.9833 | Residential & Commercial | USHP | Ducted CEE Tier 1
216763412 | Central HP <5.4 tons | TRANE | HRCU-A-CB (Split System: Heat Pump with Remote Outdoor Unit-Air-Source) | 5TWR7024A1 |  |  | 5PX*B006AS3 | S9V2B040U3PSC | 24000 | 17.1 | 9 | 22000 | 17400 | 79.09% | 2 | 0 | 12.5 |  |  |  |  | R-454B | 2 | Residential & Commercial | USHP | Ducted CEE Tier 1
216763666 | Central HP <5.4 tons | TRANE | HRCU-A-CB (Split System: Heat Pump with Remote Outdoor Unit-Air-Source) | 5TWR7036A1 |  |  | 5PX*BD06AS3 | S9V2B040D3PSC | 33000 | 17.1 | 8.7 | 33200 | 24400 | 73.49% | 2 | 0 | 12 |  |  |  |  | R-454B | 2.75 | Residential & Commercial | USHP | Ducted CEE Tier 1
216621496 | Central HP <5.4 tons | Panasonic | HRCU-A-C (Split System: Heat Pump with Remote Outdoor Unit with No Indoor Fan --Air Source) | CU-HM24BAHU |  |  | CS-HM24BAAU1 | 0 | 24000 | 16 | 9.5 | 25000 | 21000 | 84% | 1.8 | 0 | 10 |  |  |  |  | R-454B | 2 | Residential & Commercial | USHP | Ducted CEE Tier 1
214574337 | Central HP <5.4 tons | TEMPSTAR | HRCU-A-CB (Split System: Heat Pump with Remote Outdoor Unit-Air-Source) | TVH837GKA2* |  |  | EHD4X48AAL+WALLCON | *80CTL0702120B* | 32600 | 17.5 | 8.5 | 32800 | 25000 | 76.22% | 1.98 | 0 | 11 |  |  |  |  | R-410A | 2.7167 | Residential & Commercial | USHP | Ducted CEE Tier 1
216763366 | Central HP <5.4 tons | TRANE | HRCU-A-CB (Split System: Heat Pump with Remote Outdoor Unit-Air-Source) | 5TWR7024A1 |  |  | 5PX*B004AS3 | *DHMB060CCV3 | 21800 | 16.5 | 8.7 | 21400 | 17000 | 79.44% | 1.9 | 0 | 11.5 |  |  |  |  | R-454B | 1.8167 | Residential & Commercial | USHP | Ducted CEE Tier 1
210472810 | Central HP <5.4 tons | HEIL | HRCU-A-CB (Split System: Heat Pump with Remote Outdoor Unit-Air-Source) | HVH825GKA3* |  |  | EA*4X42L21A*+WALLCON | *95CSU0601716A* | 23600 | 16.5 | 8.1 | 21400 | 16700 | 78.04% | 1.94 | 0 | 10.5 |  |  |  |  | R-410A | 1.9667 | Residential & Commercial | USHP | Ducted CEE Tier 1
210472964 | Central HP <5.4 tons | HEIL | HRCU-A-CB (Split System: Heat Pump with Remote Outdoor Unit-Air-Source) | HVH825GKA3* |  |  | EA*4X42L21A*+WALLCON | *80CTL0901716A* | 23800 | 17.5 | 8.1 | 21400 | 16500 | 77.1% | 1.98 | 0 | 11 |  |  |  |  | R-410A | 1.9833 | Residential & Commercial | USHP | Ducted CEE Tier 1
210473195 | Central HP <5.4 tons | HEIL | HRCU-A-CB (Split System: Heat Pump with Remote Outdoor Unit-Air-Source) | HVH825GKA3* |  |  | EA*4X43L21A*+WALLCON | *97CMN0601714A* | 24200 | 16.5 | 8.1 | 21200 | 16800 | 79.25% | 2 | 0 | 11 |  |  |  |  | R-410A | 2.0167 | Residential & Commercial | USHP | Ducted CEE Tier 1
211389226 | Central HP <5.4 tons | FRASER-JOHNSTON | HRCU-A-CB (Split System: Heat Pump with Remote Outdoor Unit-Air-Source) | HMH72B341 |  |  | XAFB30CXXN1+TXV | TM9E060A10MP12 | 32400 | 17 | 8.1 | 33400 | 23600 | 70.66% | 2 | 0 | 9.5 |  |  |  |  | R-410A | 2.7 | Residential & Commercial | USHP
216643260 | Central HP <5.4 tons | TEMPSTAR | HRCU-A-CB (Split System: Heat Pump with Remote Outdoor Unit-Air-Source) | D5CUHAH18AAK |  |  | EA*5X19M17A* | *80MS(N,L)0701412A* | 18400 | 15.2 | 10.5 | 20000 | 17700 | 88.5% | 2 | 0 | 11.5 |  |  |  |  | R-454B | 1.5333 | Residential & Commercial | USHP | Ducted CEE Tier 1
216643274 | Central HP <5.4 tons | TEMPSTAR | HRCU-A-CB (Split System: Heat Pump with Remote Outdoor Unit-Air-Source) | D5CUHAH18AAK |  |  | EA*5X25M17A* | *80MS(N,L)0701412A* | 18400 | 15.2 | 10.5 | 19800 | 17600 | 88.89% | 2 | 0 | 11.5 |  |  |  |  | R-454B | 1.5333 | Residential & Commercial | USHP | Ducted CEE Tier 1
210470910 | Central HP <5.4 tons | HEIL | HRCU-A-CB (Split System: Heat Pump with Remote Outdoor Unit-Air-Source) | HVH837GKA2* |  |  | EN(A,D,W)4X60L24**+WALLCON | *80CTL0902120A* | 32800 | 18 | 8.1 | 32200 | 24800 | 77.02% | 1.98 | 0 | 12 |  |  |  |  | R-410A | 2.7333 | Residential & Commercial | USHP | Ducted CEE Tier 1
211392235 | Central HP <5.4 tons | FRASER-JOHNSTON | HRCU-A-CB (Split System: Heat Pump with Remote Outdoor Unit-Air-Source) | HMH72B341 |  |  | XAHB36DXXN1+TXV | TMLE080B12MP11 | 33200 | 17 | 8.1 | 33200 | 23400 | 70.48% | 2 | 0 | 9.5 |  |  |  |  | R-410A | 2.7667 | Residential & Commercial | USHP
211392312 | Central HP <5.4 tons | FRASER-JOHNSTON | HRCU-A-CB (Split System: Heat Pump with Remote Outdoor Unit-Air-Source) | HMH72B341 |  |  | XAFC36DXXN1+TXV | TMLE080B12MP11 | 34000 | 18 | 8.1 | 34000 | 24400 | 71.76% | 2.06 | 0 | 9.5 |  |  |  |  | R-410A | 2.8333 | Residential & Commercial | USHP
211392551 | Central HP <5.4 tons | FRASER-JOHNSTON | HRCU-A-CB (Split System: Heat Pump with Remote Outdoor Unit-Air-Source) | HMH72B341 |  |  | XAHB36DBCN1 | TM8E060A12MP11 | 33200 | 17 | 8.1 | 33200 | 23400 | 70.48% | 2 | 0 | 9.5 |  |  |  |  | R-410A | 2.7667 | Residential & Commercial | USHP
211392637 | Central HP <5.4 tons | FRASER-JOHNSTON | HRCU-A-CB (Split System: Heat Pump with Remote Outdoor Unit-Air-Source) | HMH72B341 |  |  | XAFB36DBCN1 | TM8E060A12MP11 | 34000 | 18 | 8.1 | 33800 | 23800 | 70.41% | 2.06 | 0 | 10 |  |  |  |  | R-410A | 2.8333 | Residential & Commercial | USHP | Ducted CEE Tier 1
211392694 | Central HP <5.4 tons | FRASER-JOHNSTON | HRCU-A-CB (Split System: Heat Pump with Remote Outdoor Unit-Air-Source) | HMH72B341 |  |  | XAFB30CXXN1+TXV | TM8E060A12MP11 | 32800 | 17.5 | 8.1 | 33400 | 23400 | 70.06% | 2.02 | 0 | 9.5 |  |  |  |  | R-410A | 2.7333 | Residential & Commercial | USHP
211390011 | Central HP <5.4 tons | FRASER-JOHNSTON | HRCU-A-CB (Split System: Heat Pump with Remote Outdoor Unit-Air-Source) | HMH72B341 |  |  | XAHC36DBCN1 | TM8V080C16MP12 | 34000 | 17 | 8.1 | 34000 | 24600 | 72.35% | 2.08 | 0 | 9.5 |  |  |  |  | R-410A | 2.8333 | Residential & Commercial | USHP
216760301 | Central HP <5.4 tons | Stelpro | HRCU-A-C (Split System: Heat Pump with Remote Outdoor Unit with No Indoor Fan --Air Source) | SDB1-H24A-O |  |  | SACB1-H24A1418-I | 0 | 24000 | 16 | 9.5 | 25000 | 21000 | 84% | 1.8 | 0 | 10 |  |  |  |  | R-454B | 2 | Residential & Commercial | USHP | Ducted CEE Tier 1
215932783 | Central HP <5.4 tons | TEMPSTAR | HRCU-A-CB (Split System: Heat Pump with Remote Outdoor Unit-Air-Source) | T5H3V36*K*AAA* |  |  | EA*5X61M21A*+WALLCON | *97CMN0601714B* | 34000 | 19.5 | 9 | 33800 | 25800 | 76.33% | 1.94 | 0 | 11 |  |  |  |  | R-454B | 2.8333 | Residential & Commercial | USHP | Ducted CEE Tier 1
215932883 | Central HP <5.4 tons | TEMPSTAR | HRCU-A-CB (Split System: Heat Pump with Remote Outdoor Unit-Air-Source) | T5H3V36*K*AAA* |  |  | EA*5X61M24A*+WALLCON | *80CTL1352422B* | 34600 | 20.5 | 9.5 | 34200 | 25800 | 75.44% | 2.06 | 0 | 12 |  |  |  |  | R-454B | 2.8833 | Residential & Commercial | USHP | Ducted CEE Tier 1
215932933 | Central HP <5.4 tons | TEMPSTAR | HRCU-A-CB (Split System: Heat Pump with Remote Outdoor Unit-Air-Source) | T5H3V36*K*AAA* |  |  | EA*5X61M24A*+WALLCON | *97CMN1002122B* | 34400 | 20.5 | 9.5 | 34200 | 26000 | 76.02% | 2.08 | 0 | 12 |  |  |  |  | R-454B | 2.8667 | Residential & Commercial | USHP | Ducted CEE Tier 1
215932533 | Central HP <5.4 tons | TEMPSTAR | HRCU-A-CB (Split System: Heat Pump with Remote Outdoor Unit-Air-Source) | T5H3V36*K*AAA* |  |  | EA*5X60M24A*+WALLCON | *80CSU1002120A* | 34000 | 20 | 9 | 34200 | 26000 | 76.02% | 1.94 | 0 | 11.7 |  |  |  |  | R-454B | 2.8333 | Residential & Commercial | USHP | Ducted CEE Tier 1
212396499 | Central HP <5.4 tons | Panasonic | HRCU-A-C (Split System: Heat Pump with Remote Outdoor Unit with No Indoor Fan --Air Source) | CU-E24YAHK6 |  |  | CS-HE24YAC6 | 0 | 24000 | 15.7 | 9.8 | 25600 | 18500 | 72.27% | 2.2 | 10.3 | 10 |  |  |  |  | R-410A | 2 | Residential & Commercial | USHP | Ducted CEE Tier 1
216644576 | Central HP <5.4 tons | TEMPSTAR | HRCU-A-CB (Split System: Heat Pump with Remote Outdoor Unit-Air-Source) | D5CUHAH18AAK |  |  | EA*5X19M17A* | OLV098A12* | 18800 | 15.5 | 9.5 | 20400 | 18000 | 88.24% | 2 | 0 | 11 |  |  |  |  | R-454B | 1.5667 | Residential & Commercial | USHP | Ducted CEE Tier 1
211228217 | Central HP <5.4 tons | HEIL | HRCU-A-CB (Split System: Heat Pump with Remote Outdoor Unit-Air-Source) | DLCURAH36ABK |  |  | EA*4X43L21A* | *80ES(N,L)0451712A* | 36000 | 15.5 | 8.5 | 38500 | 34800 | 90.39% | 2.06 | 0 | 10 |  |  |  |  | R-410A | 3 | Residential & Commercial | USHP | Ducted CEE Tier 1
211228265 | Central HP <5.4 tons | HEIL | HRCU-A-CB (Split System: Heat Pump with Remote Outdoor Unit-Air-Source) | DLCURAH36ABK |  |  | EA*4X43L21A* | *80ES(N,L)0902116A* | 36800 | 16 | 8.5 | 38500 | 34800 | 90.39% | 2.1 | 0 | 10 |  |  |  |  | R-410A | 3.0667 | Residential & Commercial | USHP | Ducted CEE Tier 1
211228300 | Central HP <5.4 tons | HEIL | HRCU-A-CB (Split System: Heat Pump with Remote Outdoor Unit-Air-Source) | DLCURAH36ABK |  |  | EA*4X43L21A* | *80VSL0451716A* | 36200 | 15.5 | 8.5 | 38500 | 34800 | 90.39% | 2.06 | 0 | 10 |  |  |  |  | R-410A | 3.0167 | Residential & Commercial | USHP | Ducted CEE Tier 1
211228348 | Central HP <5.4 tons | HEIL | HRCU-A-CB (Split System: Heat Pump with Remote Outdoor Unit-Air-Source) | DLCURAH36ABK |  |  | EA*4X43L21A* | *80ESU0601716A | 37200 | 16 | 8.5 | 38500 | 34800 | 90.39% | 2.12 | 0 | 10 |  |  |  |  | R-410A | 3.1 | Residential & Commercial | USHP | Ducted CEE Tier 1
211228451 | Central HP <5.4 tons | HEIL | HRCU-A-CB (Split System: Heat Pump with Remote Outdoor Unit-Air-Source) | DLCURAH36ABK |  |  | EA*4X43L21A* | *92ESN0802120A* | 37400 | 16 | 8.5 | 38500 | 34800 | 90.39% | 2.14 | 0 | 10 |  |  |  |  | R-410A | 3.1167 | Residential & Commercial | USHP | Ducted CEE Tier 1
211390440 | Central HP <5.4 tons | FRASER-JOHNSTON | HRCU-A-CB (Split System: Heat Pump with Remote Outdoor Unit-Air-Source) | HMH72B341 |  |  | XAHC36DBCN1 | TM8V080B12MP12 | 32800 | 16.5 | 8.1 | 32800 | 23200 | 70.73% | 1.98 | 0 | 9.5 |  |  |  |  | R-410A | 2.7333 | Residential & Commercial | USHP
211390999 | Central HP <5.4 tons | FRASER-JOHNSTON | HRCU-A-CB (Split System: Heat Pump with Remote Outdoor Unit-Air-Source) | HMH72B341 |  |  | XAFB36DXXN1+TXV | TM8V060A12MP12 | 34000 | 17.5 | 8.1 | 34000 | 24200 | 71.18% | 2.06 | 0 | 9.5 |  |  |  |  | R-410A | 2.8333 | Residential & Commercial | USHP
211394007 | Central HP <5.4 tons | FRASER-JOHNSTON | HRCU-A-CB (Split System: Heat Pump with Remote Outdoor Unit-Air-Source) | HMH72B341 |  |  | XAHD48FBCN1 | TM9Y080C16MP11 | 32800 | 17 | 8.1 | 31800 | 23200 | 72.96% | 2.02 | 0 | 9 |  |  |  |  | R-410A | 2.7333 | Residential & Commercial | USHP
211392914 | Central HP <5.4 tons | FRASER-JOHNSTON | HRCU-A-CB (Split System: Heat Pump with Remote Outdoor Unit-Air-Source) | HMH72B341 |  |  | XAFB30CXXN1+TXV | TM8E040A12MP11 | 32800 | 18 | 8.1 | 33400 | 23400 | 70.06% | 2.04 | 0 | 10 |  |  |  |  | R-410A | 2.7333 | Residential & Commercial | USHP | Ducted CEE Tier 1
214574137 | Central HP <5.4 tons | TEMPSTAR | HRCU-A-CB (Split System: Heat Pump with Remote Outdoor Unit-Air-Source) | TVH837GKA2* |  |  | EA*4X61L21A*+WALLCON | *97CMN0802120B* | 33200 | 17.5 | 8.5 | 32000 | 24800 | 77.5% | 2 | 0 | 11.5 |  |  |  |  | R-410A | 2.7667 | Residential & Commercial | USHP | Ducted CEE Tier 1
214574507 | Central HP <5.4 tons | TEMPSTAR | HRCU-A-CB (Split System: Heat Pump with Remote Outdoor Unit-Air-Source) | TVH837GKA2* |  |  | EN(A,D)4X36L21**+WALLCON | *96CTN0802120B* | 31400 | 17 | 8.1 | 33000 | 24000 | 72.73% | 1.84 | 0 | 11 |  |  |  |  | R-410A | 2.6167 | Residential & Commercial | USHP | Ducted CEE Tier 1
216763680 | Central HP <5.4 tons | TRANE | HRCU-A-CB (Split System: Heat Pump with Remote Outdoor Unit-Air-Source) | 5TWR7036A1 |  |  | 5PX*C005AS3 | S9V2C100U5PSC | 32200 | 17.1 | 8.7 | 32200 | 23800 | 73.91% | 2.1 | 0 | 12 |  |  |  |  | R-454B | 2.6833 | Residential & Commercial | USHP | Ducted CEE Tier 1
216763482 | Central HP <5.4 tons | TRANE | HRCU-A-CB (Split System: Heat Pump with Remote Outdoor Unit-Air-Source) | 5TWR7024A1 |  |  | 5TXCB004AS3 | S9V2B080U4PSC | 23200 | 17.1 | 9 | 21800 | 17200 | 78.9% | 2 | 0 | 12.5 |  |  |  |  | R-454B | 1.9333 | Residential & Commercial | USHP | Ducted CEE Tier 1
216763512 | Central HP <5.4 tons | TRANE | HRCU-A-CB (Split System: Heat Pump with Remote Outdoor Unit-Air-Source) | 5TWR7024A1 |  |  | 5TXCB004AS3 | L8V1A040U3VSB | 23200 | 17.1 | 9 | 21800 | 17300 | 79.36% | 2 | 0 | 12 |  |  |  |  | R-454B | 1.9333 | Residential & Commercial | USHP | Ducted CEE Tier 1
214573037 | Central HP <5.4 tons | TEMPSTAR | HRCU-A-CB (Split System: Heat Pump with Remote Outdoor Unit-Air-Source) | TVH837GKA** |  |  | EA*4X61L24A*+WALLCON | *95CSU1002122B* | 33200 | 18.5 | 8.5 | 31800 | 24800 | 77.99% | 2 | 0 | 11.5 |  |  |  |  | R-410A | 2.7667 | Residential & Commercial | USHP | Ducted CEE Tier 1
214573337 | Central HP <5.4 tons | TEMPSTAR | HRCU-A-CB (Split System: Heat Pump with Remote Outdoor Unit-Air-Source) | TVH837GKA** |  |  | EN(A,D)4X36L21**+WALLCON | *95CSU1002122B* | 31400 | 17 | 8.1 | 33000 | 24000 | 72.73% | 1.84 | 0 | 11 |  |  |  |  | R-410A | 2.6167 | Residential & Commercial | USHP | Ducted CEE Tier 1
216763782 | Central HP <5.4 tons | TRANE | HRCU-A-CB (Split System: Heat Pump with Remote Outdoor Unit-Air-Source) | 5TWR7036A1 |  |  | 5TEM6D05AV41+TDR | 0 | 33600 | 17.1 | 9 | 32800 | 24000 | 73.17% | 2.2 | 0 | 12 |  |  |  |  | R-454B | 2.8 | Residential & Commercial | USHP | Ducted CEE Tier 1
216763798 | Central HP <5.4 tons | TRANE | HRCU-A-CB (Split System: Heat Pump with Remote Outdoor Unit-Air-Source) | 5TWR7036A1 |  |  | 5TXCB004AS3 | L8V1A060U3VSB | 31400 | 16.5 | 8.5 | 32000 | 23800 | 74.38% | 2 | 0 | 11.7 |  |  |  |  | R-454B | 2.6167 | Residential & Commercial | USHP | Ducted CEE Tier 1
214239369 | Central HP <5.4 tons | DAY & NIGHT | HRCU-A-CB (Split System: Heat Pump with Remote Outdoor Unit-Air-Source) | CVH837GKA2* |  |  | EN(A,D,W)4X60L24**+WALLCON | *80CTL1102120B* | 32800 | 17.5 | 8.1 | 32200 | 24600 | 76.4% | 1.96 | 0 | 12 |  |  |  |  | R-410A | 2.7333 | Residential & Commercial | USHP | Ducted CEE Tier 1
214573884 | Central HP <5.4 tons | DAY & NIGHT | HRCU-A-CB (Split System: Heat Pump with Remote Outdoor Unit-Air-Source) | CVH837GKA2* |  |  | EA*4X43L21A*+WALLCON | *97CMN0602120B* | 32800 | 17 | 8.5 | 33000 | 25400 | 76.97% | 1.98 | 0 | 11 |  |  |  |  | R-410A | 2.7333 | Residential & Commercial | USHP | Ducted CEE Tier 1
214573984 | Central HP <5.4 tons | DAY & NIGHT | HRCU-A-CB (Split System: Heat Pump with Remote Outdoor Unit-Air-Source) | CVH837GKA2* |  |  | EA*4X48L24A*+WALLCON | *95CSU0802120B* | 32200 | 17.5 | 8.5 | 32400 | 25000 | 77.16% | 1.98 | 0 | 11 |  |  |  |  | R-410A | 2.6833 | Residential & Commercial | USHP | Ducted CEE Tier 1
214574184 | Central HP <5.4 tons | DAY & NIGHT | HRCU-A-CB (Split System: Heat Pump with Remote Outdoor Unit-Air-Source) | CVH837GKA2* |  |  | EA*4X61L24A*+WALLCON | *97CMN0602120B* | 33000 | 18 | 8.5 | 32000 | 25000 | 78.12% | 1.98 | 0 | 11.5 |  |  |  |  | R-410A | 2.75 | Residential & Commercial | USHP | Ducted CEE Tier 1
211394123 | Central HP <5.4 tons | FRASER-JOHNSTON | HRCU-A-CB (Split System: Heat Pump with Remote Outdoor Unit-Air-Source) | HMH72B341 |  |  | XAHC48FXXN1+TXV | TM9Y080B12MP11 | 32600 | 16.5 | 8.1 | 32400 | 23800 | 73.46% | 2 | 0 | 9 |  |  |  |  | R-410A | 2.7167 | Residential & Commercial | USHP
215940180 | Central HP <5.4 tons | DAY & NIGHT | HRCU-A-CB (Split System: Heat Pump with Remote Outdoor Unit-Air-Source) | C5H3V36*K*AAA* |  |  | ESH5X60M12A*+WALLCON | *96CTN0802120B* | 34200 | 19.5 | 9 | 34200 | 26000 | 76.02% | 1.96 | 0 | 11.7 |  |  |  |  | R-454B | 2.85 | Residential & Commercial | USHP | Ducted CEE Tier 1
215940210 | Central HP <5.4 tons | DAY & NIGHT | HRCU-A-CB (Split System: Heat Pump with Remote Outdoor Unit-Air-Source) | C5H3V36*K*AAA* |  |  | ESH5X60M12A*+WALLCON | *97CTN0601716A* | 33800 | 18.5 | 9 | 35000 | 26800 | 76.57% | 1.92 | 0 | 11 |  |  |  |  | R-454B | 2.8167 | Residential & Commercial | USHP | Ducted CEE Tier 1
215940360 | Central HP <5.4 tons | DAY & NIGHT | HRCU-A-CB (Split System: Heat Pump with Remote Outdoor Unit-Air-Source) | C5H3V36*K*AAA* |  |  | EVM5X49M21A*+WALLCON | *97CTN0601716A* | 35200 | 21 | 8.5 | 38500 | 29400 | 76.36% | 2.02 | 0 | 11.7 |  |  |  |  | R-454B | 2.9333 | Residential & Commercial | USHP | Ducted CEE Tier 1
215940380 | Central HP <5.4 tons | DAY & NIGHT | HRCU-A-CB (Split System: Heat Pump with Remote Outdoor Unit-Air-Source) | C5H3V36*K*AAA* |  |  | EVM5X49M21A*+WALLCON | *97CTN0802120A* | 35600 | 21.5 | 8.5 | 38000 | 28600 | 75.26% | 2.04 | 0 | 12 |  |  |  |  | R-454B | 2.9667 | Residential & Commercial | USHP | Ducted CEE Tier 1
211394264 | Central HP <5.4 tons | FRASER-JOHNSTON | HRCU-A-CB (Split System: Heat Pump with Remote Outdoor Unit-Air-Source) | HMH72B341 |  |  | XAHD48FXXN1+TXV | TM9V120D20MP12 | 33400 | 16.5 | 8.5 | 32000 | 23200 | 72.5% | 2.06 | 0 | 9.5 |  |  |  |  | R-410A | 2.7833 | Residential & Commercial | USHP
211386714 | Central HP <5.4 tons | FRASER-JOHNSTON | HRCU-A-CB (Split System: Heat Pump with Remote Outdoor Unit-Air-Source) | HMH72B341 |  |  | XAHC36DXXN1+TXV | TM9Y100C16MP11 | 33800 | 16.5 | 8.1 | 33600 | 24000 | 71.43% | 2.04 | 0 | 9.5 |  |  |  |  | R-410A | 2.8167 | Residential & Commercial | USHP
211241524 | Central HP <5.4 tons | HEIL | HRCU-A-CB (Split System: Heat Pump with Remote Outdoor Unit-Air-Source) | DLCURAH24ABK |  |  | EA*4X30L17A* | *80VTL0451412A* | 24200 | 16.5 | 8.5 | 26400 | 23000 | 87.12% | 1.9 | 0 | 10 |  |  |  |  | R-410A | 2.0167 | Residential & Commercial | USHP | Ducted CEE Tier 1
211241590 | Central HP <5.4 tons | HEIL | HRCU-A-CB (Split System: Heat Pump with Remote Outdoor Unit-Air-Source) | DLCURAH24ABK |  |  | EA*4X30L17A* | *95ESN0601412A* | 24400 | 15.5 | 8.5 | 26600 | 22800 | 85.71% | 1.86 | 0 | 10 |  |  |  |  | R-410A | 2.0333 | Residential & Commercial | USHP | Ducted CEE Tier 1
211241690 | Central HP <5.4 tons | HEIL | HRCU-A-CB (Split System: Heat Pump with Remote Outdoor Unit-Air-Source) | DLCURAH24ABK |  |  | EA*4X30L17A* | *92ESN0601412A* | 23400 | 17 | 8.5 | 25800 | 24200 | 93.8% | 2.02 | 0 | 10 |  |  |  |  | R-410A | 1.95 | Residential & Commercial | USHP | Ducted CEE Tier 1
211241756 | Central HP <5.4 tons | HEIL | HRCU-A-CB (Split System: Heat Pump with Remote Outdoor Unit-Air-Source) | DLCURAH24ABK |  |  | EA*4X30L17A* | *92ESN0401712A* | 23600 | 15.5 | 8.5 | 26200 | 23600 | 90.08% | 1.94 | 0 | 10 |  |  |  |  | R-410A | 1.9667 | Residential & Commercial | USHP | Ducted CEE Tier 1
211241949 | Central HP <5.4 tons | HEIL | HRCU-A-CB (Split System: Heat Pump with Remote Outdoor Unit-Air-Source) | DLCURAH24ABK |  |  | EA*4X36L17A* | *80ESU0401712A* | 24000 | 17.5 | 8.5 | 26000 | 22800 | 87.69% | 1.9 | 0 | 10 |  |  |  |  | R-410A | 2 | Residential & Commercial | USHP | Ducted CEE Tier 1
211241974 | Central HP <5.4 tons | HEIL | HRCU-A-CB (Split System: Heat Pump with Remote Outdoor Unit-Air-Source) | DLCURAH24ABK |  |  | EA*4X36L17A* | *96VTN0401712A* | 23400 | 16 | 8.5 | 25800 | 23600 | 91.47% | 1.96 | 0 | 10 |  |  |  |  | R-410A | 1.95 | Residential & Commercial | USHP | Ducted CEE Tier 1
211242126 | Central HP <5.4 tons | HEIL | HRCU-A-CB (Split System: Heat Pump with Remote Outdoor Unit-Air-Source) | DLCURAH24ABK |  |  | EA*4X36L17A* | *92ESN0601412A* | 23600 | 17 | 8.5 | 25600 | 23600 | 92.19% | 1.96 | 0 | 10 |  |  |  |  | R-410A | 1.9667 | Residential & Commercial | USHP | Ducted CEE Tier 1
211242315 | Central HP <5.4 tons | HEIL | HRCU-A-CB (Split System: Heat Pump with Remote Outdoor Unit-Air-Source) | DLCURAH24ABK |  |  | EA*4X36L21A* | *96VSN0801716A* | 24400 | 16.5 | 8.5 | 26200 | 22400 | 85.5% | 1.86 | 0 | 10 |  |  |  |  | R-410A | 2.0333 | Residential & Commercial | USHP | Ducted CEE Tier 1
210470629 | Central HP <5.4 tons | HEIL | HRCU-A-CB (Split System: Heat Pump with Remote Outdoor Unit-Air-Source) | HVH837GKA2* |  |  | EA*4X61L24A*+WALLCON | *96CTN1002122A* | 33200 | 18 | 8.5 | 32000 | 24800 | 77.5% | 2 | 0 | 12 |  |  |  |  | R-410A | 2.7667 | Residential & Commercial | USHP | Ducted CEE Tier 1
210470899 | Central HP <5.4 tons | HEIL | HRCU-A-CB (Split System: Heat Pump with Remote Outdoor Unit-Air-Source) | HVH837GKA2* |  |  | EN(A,D,W)4X60L24**+WALLCON | *80CSU1002120A* | 32800 | 17.5 | 8.1 | 32200 | 24600 | 76.4% | 1.96 | 0 | 11.7 |  |  |  |  | R-410A | 2.7333 | Residential & Commercial | USHP | Ducted CEE Tier 1
214731843 | Central HP <5.4 tons | ECOER | HRCU-A-CB (Split System: Heat Pump with Remote Outdoor Unit-Air-Source) | EODA18H-4860BAA |  |  | GNC4860CPT | FG7SA-108C-T35C* | 52000 | 16 | 8.2 | 54000 | 37800 | 70% | 1.9 | 0 | 10 |  |  |  |  | R-410A | 4.3333 | Residential & Commercial | USHP | Ducted CEE Tier 1
210470965 | Central HP <5.4 tons | HEIL | HRCU-A-CB (Split System: Heat Pump with Remote Outdoor Unit-Air-Source) | HVH837GKA2* |  |  | EN(A,D,W)4X60L24**+WALLCON | *97CMN1202422A* | 32800 | 17.5 | 8.1 | 32200 | 24800 | 77.02% | 1.96 | 0 | 11.7 |  |  |  |  | R-410A | 2.7333 | Residential & Commercial | USHP | Ducted CEE Tier 1
210471201 | Central HP <5.4 tons | HEIL | HRCU-A-CB (Split System: Heat Pump with Remote Outdoor Unit-Air-Source) | HVH837GKA2* |  |  | EHD4X60AAL+WALLCON | *96CTN0801714A* | 32800 | 16.5 | 8.1 | 32600 | 25200 | 77.3% | 1.98 | 0 | 11 |  |  |  |  | R-410A | 2.7333 | Residential & Commercial | USHP | Ducted CEE Tier 1
215864921 | Central HP <5.4 tons | TRANE | HRCU-A-CB (Split System: Heat Pump with Remote Outdoor Unit-Air-Source) | 5TWV8X48A1 |  |  | 5TXCC007AS3 | L8V1C100U5VSB+LRP | 45500 | 18.1 | 8.5 | 45500 | 35200 | 77.36% | 2.1 | 0 | 10.5 |  |  |  |  | R-454B | 3.7917 | Residential & Commercial | USHP | Ducted CEE Tier 1
215864971 | Central HP <5.4 tons | TRANE | HRCU-A-CB (Split System: Heat Pump with Remote Outdoor Unit-Air-Source) | 5TWV8X48A1 |  |  | 5TXCD008AS3 | S8V2C080M5PDB | 45000 | 18.1 | 8.5 | 45500 | 35000 | 76.92% | 2.2 | 0 | 10 |  |  |  |  | R-454B | 3.75 | Residential & Commercial | USHP | Ducted CEE Tier 1
215933983 | Central HP <5.4 tons | TEMPSTAR | HRCU-A-CB (Split System: Heat Pump with Remote Outdoor Unit-Air-Source) | T5H3V48*K*AAA* |  |  | EA*5X48M21A*+WALLCON | *80CSU1002120A* | 43500 | 20.5 | 9.5 | 48000 | 36600 | 76.25% | 2 | 0 | 10.5 |  |  |  |  | R-454B | 3.625 | Residential & Commercial | USHP | Ducted CEE Tier 1
216735279 | Central HP <5.4 tons | TEMPSTAR | HRCU-A-CB (Split System: Heat Pump with Remote Outdoor Unit-Air-Source) | D5CUHAH24AAK |  |  | EA*5X37M17A* | *95MSU0601716A* | 22800 | 16.5 | 8.5 | 20600 | 18400 | 89.32% | 1.96 | 0 | 11 |  |  |  |  | R-454B | 1.9 | Residential & Commercial | USHP | Ducted CEE Tier 1
216735922 | Central HP <5.4 tons | TEMPSTAR | HRCU-A-CB (Split System: Heat Pump with Remote Outdoor Unit-Air-Source) | D5CUHAH24AAK |  |  | EA*5X37M21A* | *95MSU0601716A* | 23000 | 16.5 | 8.5 | 20600 | 18400 | 89.32% | 1.96 | 0 | 11 |  |  |  |  | R-454B | 1.9167 | Residential & Commercial | USHP | Ducted CEE Tier 1
216734768 | Central HP <5.4 tons | TEMPSTAR | HRCU-A-CB (Split System: Heat Pump with Remote Outdoor Unit-Air-Source) | D5CUHAH24AAK |  |  | EA*5X36M17A* | *96CTN0601714B* | 22400 | 16.5 | 8.5 | 20800 | 18700 | 89.9% | 1.96 | 0 | 10.5 |  |  |  |  | R-454B | 1.8667 | Residential & Commercial | USHP | Ducted CEE Tier 1
211387514 | Central HP <5.4 tons | FRASER-JOHNSTON | HRCU-A-CB (Split System: Heat Pump with Remote Outdoor Unit-Air-Source) | HMH72B341 |  |  | XAFC36DXXN1+TXV | TP9C100C16MP13 | 34000 | 17.5 | 8.5 | 34000 | 24000 | 70.59% | 2.1 | 0 | 10 |  |  |  |  | R-410A | 2.8333 | Residential & Commercial | USHP | Ducted CEE Tier 1
211386271 | Central HP <5.4 tons | FRASER-JOHNSTON | HRCU-A-CB (Split System: Heat Pump with Remote Outdoor Unit-Air-Source) | HMH72B341 |  |  | XAFC48FBCN1 | TL9E080C16UH11 | 34000 | 16.5 | 8.5 | 32800 | 24200 | 73.78% | 2.08 | 0 | 9 |  |  |  |  | R-410A | 2.8333 | Residential & Commercial | USHP
211386337 | Central HP <5.4 tons | FRASER-JOHNSTON | HRCU-A-CB (Split System: Heat Pump with Remote Outdoor Unit-Air-Source) | HMH72B341 |  |  | XAFC48FBCN1 | TL9E060B12UH11 | 33200 | 17 | 8.1 | 32600 | 24000 | 73.62% | 2.02 | 0 | 9 |  |  |  |  | R-410A | 2.7667 | Residential & Commercial | USHP
211386978 | Central HP <5.4 tons | FRASER-JOHNSTON | HRCU-A-CB (Split System: Heat Pump with Remote Outdoor Unit-Air-Source) | HMH72B341 |  |  | XAFC36DBCN1 | TM9Y080B12MP11 | 34000 | 18 | 8.1 | 34000 | 24400 | 71.76% | 2.06 | 0 | 9.5 |  |  |  |  | R-410A | 2.8333 | Residential & Commercial | USHP
216643356 | Central HP <5.4 tons | TEMPSTAR | HRCU-A-CB (Split System: Heat Pump with Remote Outdoor Unit-Air-Source) | D5CUHAH18AAK |  |  | EA*5X19M17A* | *80VSL0451412B* | 18300 | 15.2 | 9.5 | 20000 | 17800 | 89% | 2 | 0 | 11 |  |  |  |  | R-454B | 1.525 | Residential & Commercial | USHP | Ducted CEE Tier 1
216643655 | Central HP <5.4 tons | TEMPSTAR | HRCU-A-CB (Split System: Heat Pump with Remote Outdoor Unit-Air-Source) | D5CUHAH18AAK |  |  | EA*5X25M17A* | *80MSU0601716A* | 18500 | 15.5 | 9.5 | 19800 | 17600 | 88.89% | 2.02 | 0 | 11.5 |  |  |  |  | R-454B | 1.5417 | Residential & Commercial | USHP | Ducted CEE Tier 1
211226876 | Central HP <5.4 tons | HEIL | HRCU-A-CB (Split System: Heat Pump with Remote Outdoor Unit-Air-Source) | DLCURAH36ABK |  |  | EA*4X37L21A* | *80VSL0701716A* | 36600 | 15.5 | 8.5 | 38500 | 34800 | 90.39% | 2.08 | 0 | 10 |  |  |  |  | R-410A | 3.05 | Residential & Commercial | USHP | Ducted CEE Tier 1
214574057 | Central HP <5.4 tons | TEMPSTAR | HRCU-A-CB (Split System: Heat Pump with Remote Outdoor Unit-Air-Source) | TVH837GKA2* |  |  | EA*4X60L24A*+WALLCON | *95CSU1002122B* | 32800 | 17.5 | 8.5 | 31600 | 24800 | 78.48% | 2 | 0 | 11.5 |  |  |  |  | R-410A | 2.7333 | Residential & Commercial | USHP | Ducted CEE Tier 1
214574357 | Central HP <5.4 tons | TEMPSTAR | HRCU-A-CB (Split System: Heat Pump with Remote Outdoor Unit-Air-Source) | TVH837GKA2* |  |  | EHD4X48AAL+WALLCON | *95CSU1002122B* | 32600 | 17.5 | 8.5 | 32600 | 24800 | 76.07% | 1.98 | 0 | 11 |  |  |  |  | R-410A | 2.7167 | Residential & Commercial | USHP | Ducted CEE Tier 1
211227198 | Central HP <5.4 tons | HEIL | HRCU-A-CB (Split System: Heat Pump with Remote Outdoor Unit-Air-Source) | DLCURAH36ABK |  |  | EA*4X37L21A* | *96VTN1002120A* | 36600 | 15.5 | 8.5 | 38500 | 34800 | 90.39% | 2.1 | 0 | 10 |  |  |  |  | R-410A | 3.05 | Residential & Commercial | USHP | Ducted CEE Tier 1
214567597 | Central HP <5.4 tons | Willis | HRCU-A-C (Split System: Heat Pump with Remote Outdoor Unit with No Indoor Fan --Air Source) | FLEX24/36KUH |  |  | CC36V1 | 0 | 32000 | 15.2 | 8.5 | 36000 | 26000 | 72.22% | 1.8 | 0 | 9.5 |  |  |  |  | R-410A | 2.6667 | Residential & Commercial | USHP
214797686 | Central HP <5.4 tons | Willis | HRCU-A-CB (Split System: Heat Pump with Remote Outdoor Unit-Air-Source) | FLEX48/60KUH |  |  | FLEXAH48/60K | 0 | 54000 | 16 | 9 | 54000 | 41000 | 75.93% | 1.8 | 10.5 | 10 |  |  |  |  | R-410A | 4.5 | Residential & Commercial | USHP | Ducted CEE Tier 1
213771321 | Central HP <5.4 tons | DAY & NIGHT | HRCU-A-CB (Split System: Heat Pump with Remote Outdoor Unit-Air-Source) | CVH825GKA2* |  |  | EA*4X42L21A*+WALLCON | *97CMN0801714B* | 23600 | 16.5 | 8.1 | 21400 | 16700 | 78.04% | 1.96 | 0 | 10.5 |  |  |  |  | R-410A | 1.9667 | Residential & Commercial | USHP | Ducted CEE Tier 1
213771421 | Central HP <5.4 tons | DAY & NIGHT | HRCU-A-CB (Split System: Heat Pump with Remote Outdoor Unit-Air-Source) | CVH825GKA2* |  |  | EA*4X42L24A*+WALLCON | *96CTN1002122B* | 23800 | 16.5 | 8.1 | 21400 | 16600 | 77.57% | 1.96 | 0 | 11 |  |  |  |  | R-410A | 1.9833 | Residential & Commercial | USHP | Ducted CEE Tier 1
213771621 | Central HP <5.4 tons | DAY & NIGHT | HRCU-A-CB (Split System: Heat Pump with Remote Outdoor Unit-Air-Source) | CVH825GKA2* |  |  | EA*4X48L21A*+WALLCON | *97CMN0601714B* | 24000 | 16.5 | 8.1 | 21000 | 16600 | 79.05% | 2 | 0 | 10.5 |  |  |  |  | R-410A | 2 | Residential & Commercial | USHP | Ducted CEE Tier 1
216735422 | Central HP <5.4 tons | TEMPSTAR | HRCU-A-CB (Split System: Heat Pump with Remote Outdoor Unit-Air-Source) | D5CUHAH24AAK |  |  | EA*5X37M21A* | *80CSU0401712A* | 23800 | 17.5 | 8.5 | 21000 | 18600 | 88.57% | 1.96 | 0 | 11 |  |  |  |  | R-454B | 1.9833 | Residential & Commercial | USHP | Ducted CEE Tier 1
216735713 | Central HP <5.4 tons | TEMPSTAR | HRCU-A-CB (Split System: Heat Pump with Remote Outdoor Unit-Air-Source) | D5CUHAH24AAK |  |  | EA*5X37M21A* | *97CMN0601714B* | 22800 | 16 | 8.5 | 20600 | 18400 | 89.32% | 1.98 | 0 | 11 |  |  |  |  | R-454B | 1.9 | Residential & Commercial | USHP | Ducted CEE Tier 1
206133414 | Central HP <5.4 tons | CARRIER | HRCU-A-CB (Split System: Heat Pump with Remote Outdoor Unit-Air-Source) | 25VNA825A*031* |  |  | CAP**3717AL*+UI | 58CU*A040C17**12 | 24200 | 17 | 8.1 | 21400 | 16700 | 78.04% | 2 | 11.5 | 11 |  |  |  |  | R-410A | 2.0167 | Residential & Commercial | USHP | Ducted CEE Tier 1
216760306 | Central HP <5.4 tons | Stelpro | HRCU-A-C (Split System: Heat Pump with Remote Outdoor Unit with No Indoor Fan --Air Source) | SDB1-H36A-O |  |  | SACB1-H36A1724-I | 0 | 36000 | 15.8 | 9.4 | 38000 | 36000 | 94.74% | 1.9 | 0 | 10.7 |  |  |  |  | R-454B | 3 | Residential & Commercial | USHP | Ducted CEE Tier 1
215934983 | Central HP <5.4 tons | TEMPSTAR | HRCU-A-CB (Split System: Heat Pump with Remote Outdoor Unit-Air-Source) | T5H3V36*K*AAA* |  |  | EVM5X49M21A*+WALLCON | *80CSU0401712A* | 35600 | 22 | 8.5 | 38000 | 28800 | 75.79% | 2.02 | 0 | 12 |  |  |  |  | R-454B | 2.9667 | Residential & Commercial | USHP | Ducted CEE Tier 1
216621506 | Central HP <5.4 tons | Panasonic | HRCU-A-C (Split System: Heat Pump with Remote Outdoor Unit with No Indoor Fan --Air Source) | CU-M24BAHU |  |  | CS-HM24BAAU1 | 0 | 24000 | 16 | 9 | 25000 | 19000 | 76% | 1.8 | 0 | 10 |  |  |  |  | R-454B | 2 | Residential & Commercial | USHP | Ducted CEE Tier 1
210599572 | Central HP <5.4 tons | HEIL | HRCU-A-CB (Split System: Heat Pump with Remote Outdoor Unit-Air-Source) | HVH837GKA** |  |  | EN(A,D,W)4X60L24**+WALLCON | *80CSU1002120A* | 32800 | 17.5 | 8.1 | 32200 | 24600 | 76.4% | 1.96 | 0 | 11.7 |  |  |  |  | R-410A | 2.7333 | Residential & Commercial | USHP | Ducted CEE Tier 1
216679741 | Central HP <5.4 tons | DAY & NIGHT | HRCU-A-CB (Split System: Heat Pump with Remote Outdoor Unit-Air-Source) | DLCURAH18ABK |  |  | EHD4X24AAL | *97VTN0601716A* | 17400 | 15.5 | 8.1 | 18100 | 18400 | 101.7% | 2.05 | 0 | 10 |  |  |  |  | R-410A | 1.45 | Residential & Commercial | USHP | Ducted CEE Tier 1
216735722 | Central HP <5.4 tons | TEMPSTAR | HRCU-A-CB (Split System: Heat Pump with Remote Outdoor Unit-Air-Source) | D5CUHAH24AAK |  |  | EA*5X37M21A* | *97CMN0602120B* | 23400 | 15.5 | 8.5 | 21000 | 18600 | 88.57% | 1.98 | 0 | 11 |  |  |  |  | R-454B | 1.95 | Residential & Commercial | USHP | Ducted CEE Tier 1
216736340 | Central HP <5.4 tons | TEMPSTAR | HRCU-A-CB (Split System: Heat Pump with Remote Outdoor Unit-Air-Source) | D5CUHAH24AAK |  |  | ESH5X24M12A* | *80MSU0401712A* | 22400 | 15.5 | 8.1 | 21200 | 19000 | 89.62% | 1.85 | 0 | 10.5 |  |  |  |  | R-454B | 1.8667 | Residential & Commercial | USHP | Ducted CEE Tier 1
216736942 | Central HP <5.4 tons | TEMPSTAR | HRCU-A-CB (Split System: Heat Pump with Remote Outdoor Unit-Air-Source) | D5CUHAH24AAK |  |  | ESH5X24M12A* | *97VTN1002120A* | 22400 | 15.5 | 8.1 | 21200 | 19100 | 90.09% | 1.85 | 0 | 10.5 |  |  |  |  | R-454B | 1.8667 | Residential & Commercial | USHP | Ducted CEE Tier 1
216737117 | Central HP <5.4 tons | TEMPSTAR | HRCU-A-CB (Split System: Heat Pump with Remote Outdoor Unit-Air-Source) | D5CUHAH24AAK |  |  | ESH5X30M12A* | *80MS(N,L)1102120A* | 22800 | 15.2 | 8.1 | 21200 | 19000 | 89.62% | 1.9 | 0 | 10.5 |  |  |  |  | R-454B | 1.9 | Residential & Commercial | USHP | Ducted CEE Tier 1
210471135 | Central HP <5.4 tons | HEIL | HRCU-A-CB (Split System: Heat Pump with Remote Outdoor Unit-Air-Source) | HVH837GKA2* |  |  | EHD4X60AAL+WALLCON | *80CSU0401712A* | 33000 | 17 | 8.1 | 32200 | 24800 | 77.02% | 1.98 | 0 | 11 |  |  |  |  | R-410A | 2.75 | Residential & Commercial | USHP | Ducted CEE Tier 1
214397445 | Central HP <5.4 tons | LUXAIRE | HRCU-A-CB (Split System: Heat Pump with Remote Outdoor Unit-Air-Source) | HH860E2S11 |  |  | CTF60C5CGS1 | TM8E080C16MP11 | 44500 | 18 | 9 | 45500 | 34200 | 75.16% | 2 | 0 | 11 |  |  |  |  | R-454B | 3.7083 | Residential & Commercial | USHP | Ducted CEE Tier 1
214397086 | Central HP <5.4 tons | LUXAIRE | HRCU-A-CB (Split System: Heat Pump with Remote Outdoor Unit-Air-Source) | HH860E2S11 |  |  | CTM60C5CGS1 | TMLE100C16MP11 | 44500 | 18 | 9 | 45500 | 34200 | 75.16% | 2 | 0 | 11 |  |  |  |  | R-454B | 3.7083 | Residential & Commercial | USHP | Ducted CEE Tier 1
214397188 | Central HP <5.4 tons | LUXAIRE | HRCU-A-CB (Split System: Heat Pump with Remote Outdoor Unit-Air-Source) | HH860E2S11 |  |  | CTM60D5CHS1 | LP9C120D20MP13 | 54000 | 19 | 9 | 54000 | 39000 | 72.22% | 2 | 0 | 11 |  |  |  |  | R-454B | 4.5 | Residential & Commercial | USHP | Ducted CEE Tier 1
214397413 | Central HP <5.4 tons | LUXAIRE | HRCU-A-CB (Split System: Heat Pump with Remote Outdoor Unit-Air-Source) | HH860E2S11 |  |  | CTF60D5CGS1 | TP9C120D20MP13 | 44000 | 18 | 9 | 44500 | 33400 | 75.06% | 2 | 0 | 11.7 |  |  |  |  | R-454B | 3.6667 | Residential & Commercial | USHP | Ducted CEE Tier 1
216505882 | Central HP <5.4 tons | Panasonic | HRCU-A-CB (Split System: Heat Pump with Remote Outdoor Unit-Air-Source) | CU-HM36BAHU |  |  | CS-HM36BAHU | 0 | 36000 | 17.4 | 10.3 | 37000 | 39000 | 105.4% | 1.9 | 0 | 11.7 |  |  |  |  | R-454B | 3 | Residential & Commercial | USHP | Ducted CEE Tier 1
215940530 | Central HP <5.4 tons | DAY & NIGHT | HRCU-A-CB (Split System: Heat Pump with Remote Outdoor Unit-Air-Source) | C5H3V36*K*AAA* |  |  | EVD5X36M21A*+WALLCON | *80CSU0601716B* | 34400 | 21 | 8.5 | 38500 | 28000 | 72.73% | 2.04 | 0 | 12 |  |  |  |  | R-454B | 2.8667 | Residential & Commercial | USHP | Ducted CEE Tier 1
215940680 | Central HP <5.4 tons | DAY & NIGHT | HRCU-A-CB (Split System: Heat Pump with Remote Outdoor Unit-Air-Source) | C5H3V36*K*AAA* |  |  | EVD5X42M21A*+WALLCON | *97CTN1002122A* | 34400 | 21 | 8.5 | 38500 | 28000 | 72.73% | 2.06 | 0 | 12 |  |  |  |  | R-454B | 2.8667 | Residential & Commercial | USHP | Ducted CEE Tier 1
211259750 | Central HP <5.4 tons | DAY & NIGHT | HRCU-A-CB (Split System: Heat Pump with Remote Outdoor Unit-Air-Source) | DLCURAH18ABK |  |  | EA*4X19L17A* | *80VTL0451412A* | 18100 | 16.5 | 8.5 | 18000 | 17600 | 97.78% | 2.14 | 0 | 11 |  |  |  |  | R-410A | 1.5083 | Residential & Commercial | USHP | Ducted CEE Tier 1
211260168 | Central HP <5.4 tons | DAY & NIGHT | HRCU-A-CB (Split System: Heat Pump with Remote Outdoor Unit-Air-Source) | DLCURAH18ABK |  |  | EA*4X24L14A* | *96VTN0601412A* | 17800 | 16 | 8.5 | 18800 | 19000 | 101.1% | 2.28 | 0 | 10.5 |  |  |  |  | R-410A | 1.4833 | Residential & Commercial | USHP | Ducted CEE Tier 1
210473448 | Central HP <5.4 tons | HEIL | HRCU-A-CB (Split System: Heat Pump with Remote Outdoor Unit-Air-Source) | HVH825GKA3* |  |  | EA*4X48L24A*+WALLCON | *95CSU1002122A* | 24200 | 17 | 8.1 | 21000 | 16500 | 78.57% | 2.02 | 0 | 11 |  |  |  |  | R-410A | 2.0167 | Residential & Commercial | USHP | Ducted CEE Tier 1
210473514 | Central HP <5.4 tons | HEIL | HRCU-A-CB (Split System: Heat Pump with Remote Outdoor Unit-Air-Source) | HVH825GKA3* |  |  | EA*4X48L24A*+WALLCON | *96CTN1002122A* | 24200 | 16.5 | 8.1 | 21000 | 16500 | 78.57% | 2.02 | 0 | 11 |  |  |  |  | R-410A | 2.0167 | Residential & Commercial | USHP | Ducted CEE Tier 1
210473983 | Central HP <5.4 tons | HEIL | HRCU-A-CB (Split System: Heat Pump with Remote Outdoor Unit-Air-Source) | HVH825GKA3* |  |  | EN(A,D,W)4X48L21**+WALLCON | *96CTN0801714A* | 24000 | 16.5 | 8.1 | 21400 | 16600 | 77.57% | 2 | 0 | 11 |  |  |  |  | R-410A | 2 | Residential & Commercial | USHP | Ducted CEE Tier 1
210474016 | Central HP <5.4 tons | HEIL | HRCU-A-CB (Split System: Heat Pump with Remote Outdoor Unit-Air-Source) | HVH825GKA3* |  |  | EN(A,D,W)4X48L21**+WALLCON | *97CMN1002122A* | 24200 | 17 | 8.1 | 21400 | 16600 | 77.57% | 2.02 | 0 | 11.5 |  |  |  |  | R-410A | 2.0167 | Residential & Commercial | USHP | Ducted CEE Tier 1
210474483 | Central HP <5.4 tons | HEIL | HRCU-A-CB (Split System: Heat Pump with Remote Outdoor Unit-Air-Source) | HVH825GKA3* |  |  | EHD4X48AAL+WALLCON | *80CSU0601716A* | 24200 | 16.5 | 8.1 | 21200 | 16600 | 78.3% | 2 | 0 | 10.5 |  |  |  |  | R-410A | 2.0167 | Residential & Commercial | USHP | Ducted CEE Tier 1
214572557 | Central HP <5.4 tons | TEMPSTAR | HRCU-A-CB (Split System: Heat Pump with Remote Outdoor Unit-Air-Source) | TVH837GKA** |  |  | EA*4X37L21A*+WALLCON | *95CSU1002122B* | 33000 | 17.5 | 8.5 | 32600 | 25000 | 76.69% | 2 | 0 | 11.5 |  |  |  |  | R-410A | 2.75 | Residential & Commercial | USHP | Ducted CEE Tier 1
214809019 | Central HP <5.4 tons | LUXAIRE | HRCU-A-CB (Split System: Heat Pump with Remote Outdoor Unit-Air-Source) | HH860E2S11 |  |  | CTU60C5XGS1+TXV | LP9C100C16MP13 | 43500 | 18 | 9 | 44000 | 33200 | 75.45% | 2 | 0 | 11.7 |  |  |  |  | R-454B | 3.625 | Residential & Commercial | USHP | Ducted CEE Tier 1
214570467 | Central HP <5.4 tons | TEMPSTAR | HRCU-A-CB (Split System: Heat Pump with Remote Outdoor Unit-Air-Source) | TVH825GKA3* |  |  | EA*4X37L21A*+WALLCON | *97CMN0602120B* | 24400 | 16.5 | 8.5 | 21200 | 16700 | 78.77% | 2.02 | 0 | 11 |  |  |  |  | R-410A | 2.0333 | Residential & Commercial | USHP | Ducted CEE Tier 1
214570767 | Central HP <5.4 tons | TEMPSTAR | HRCU-A-CB (Split System: Heat Pump with Remote Outdoor Unit-Air-Source) | TVH825GKA3* |  |  | EA*4X48L24A*+WALLCON | *97CMN0602120B* | 24000 | 16.5 | 8.5 | 21000 | 16600 | 79.05% | 2 | 0 | 10.5 |  |  |  |  | R-410A | 2 | Residential & Commercial | USHP | Ducted CEE Tier 1
214571267 | Central HP <5.4 tons | TEMPSTAR | HRCU-A-CB (Split System: Heat Pump with Remote Outdoor Unit-Air-Source) | TVH825GKA3* |  |  | EN(A,D,W)4X48L21**+WALLCON | *96CTN0802120B* | 24200 | 17 | 8.1 | 21200 | 16600 | 78.3% | 2.02 | 0 | 11.5 |  |  |  |  | R-410A | 2.0167 | Residential & Commercial | USHP | Ducted CEE Tier 1
211242778 | Central HP <5.4 tons | HEIL | HRCU-A-CB (Split System: Heat Pump with Remote Outdoor Unit-Air-Source) | DLCURAH24ABK |  |  | EA*4X37L17A* | *96VSN0601714A* | 24600 | 16.5 | 8.5 | 25600 | 21600 | 84.38% | 1.8 | 0 | 10 |  |  |  |  | R-410A | 2.05 | Residential & Commercial | USHP | Ducted CEE Tier 1
211242544 | Central HP <5.4 tons | HEIL | HRCU-A-CB (Split System: Heat Pump with Remote Outdoor Unit-Air-Source) | DLCURAH24ABK |  |  | EA*4X36L21A* | *80VTL1102122A* | 24000 | 17 | 8.5 | 25800 | 23000 | 89.15% | 1.9 | 0 | 10 |  |  |  |  | R-410A | 2 | Residential & Commercial | USHP | Ducted CEE Tier 1
216763388 | Central HP <5.4 tons | TRANE | HRCU-A-CB (Split System: Heat Pump with Remote Outdoor Unit-Air-Source) | 5TWR7024A1 |  |  | 5PX*B006AS3 | S9V2B060D3VSB | 22200 | 17.1 | 9 | 21400 | 17200 | 80.37% | 2 | 0 | 11.7 |  |  |  |  | R-454B | 1.85 | Residential & Commercial | USHP | Ducted CEE Tier 1
216763404 | Central HP <5.4 tons | TRANE | HRCU-A-CB (Split System: Heat Pump with Remote Outdoor Unit-Air-Source) | 5TWR7024A1 |  |  | 5PX*B006AS3 | *UHMB060CCV3 | 24000 | 17.1 | 9.4 | 21800 | 17400 | 79.82% | 2 | 0 | 12.5 |  |  |  |  | R-454B | 2 | Residential & Commercial | USHP | Ducted CEE Tier 1
216763420 | Central HP <5.4 tons | TRANE | HRCU-A-CB (Split System: Heat Pump with Remote Outdoor Unit-Air-Source) | 5TWR7024A1 |  |  | 5PX*B006AS3 | S9V2B060D3PSC | 22200 | 17.1 | 9 | 21400 | 17200 | 80.37% | 2 | 0 | 11.7 |  |  |  |  | R-454B | 1.85 | Residential & Commercial | USHP | Ducted CEE Tier 1
216763438 | Central HP <5.4 tons | TRANE | HRCU-A-CB (Split System: Heat Pump with Remote Outdoor Unit-Air-Source) | 5TWR7024A1 |  |  | 5PX*BD06AS3 | S9V2B060D3PSC | 23600 | 17.1 | 8.7 | 22200 | 17400 | 78.38% | 1.9 | 0 | 12.5 |  |  |  |  | R-454B | 1.9667 | Residential & Commercial | USHP | Ducted CEE Tier 1
216763472 | Central HP <5.4 tons | TRANE | HRCU-A-CB (Split System: Heat Pump with Remote Outdoor Unit-Air-Source) | 5TWR7024A1 |  |  | 5TEMCB02AV21+TDR | 0 | 23400 | 17.1 | 9.4 | 22400 | 17500 | 78.12% | 2 | 0 | 12.5 |  |  |  |  | R-454B | 1.95 | Residential & Commercial | USHP | Ducted CEE Tier 1
216763506 | Central HP <5.4 tons | TRANE | HRCU-A-CB (Split System: Heat Pump with Remote Outdoor Unit-Air-Source) | 5TWR7024A1 |  |  | 5TXCB004AS3 | L8V1B080U4VSB | 23200 | 17.1 | 9 | 21800 | 17300 | 79.36% | 2 | 0 | 12.5 |  |  |  |  | R-454B | 1.9333 | Residential & Commercial | USHP | Ducted CEE Tier 1
211228403 | Central HP <5.4 tons | HEIL | HRCU-A-CB (Split System: Heat Pump with Remote Outdoor Unit-Air-Source) | DLCURAH36ABK |  |  | EA*4X43L21A* | *80VTL1102122A* | 37200 | 15.5 | 8.5 | 38500 | 34800 | 90.39% | 2.12 | 0 | 10 |  |  |  |  | R-410A | 3.1 | Residential & Commercial | USHP | Ducted CEE Tier 1
216763562 | Central HP <5.4 tons | TRANE | HRCU-A-CB (Split System: Heat Pump with Remote Outdoor Unit-Air-Source) | 5TWR7024A1 |  |  | 5TXCB006AS3 | S9V2B040D3PSC | 22600 | 17.1 | 9 | 21400 | 17100 | 79.91% | 2 | 0 | 12 |  |  |  |  | R-454B | 1.8833 | Residential & Commercial | USHP | Ducted CEE Tier 1
216759836 | Central HP <5.4 tons | TRANE | HRCU-A-C (Split System: Heat Pump with Remote Outdoor Unit with No Indoor Fan --Air Source) | 5TWR7024A1 |  |  | 5TXCB004AS3 | 0 | 23000 | 16 | 8.2 | 23000 | 19100 | 83.04% | 2.08 | 0 | 12 |  |  |  |  | R-454B | 1.9167 | Residential & Commercial | USHP | Ducted CEE Tier 1
216763846 | Central HP <5.4 tons | TRANE | HRCU-A-CB (Split System: Heat Pump with Remote Outdoor Unit-Air-Source) | 5TWR7036A1 |  |  | 5TXCB006AS3 | S9V2B040D3PSC | 31400 | 16.5 | 8.7 | 31400 | 23600 | 75.16% | 2.1 | 0 | 11.5 |  |  |  |  | R-454B | 2.6167 | Residential & Commercial | USHP | Ducted CEE Tier 1
216763582 | Central HP <5.4 tons | TRANE | HRCU-A-C (Split System: Heat Pump with Remote Outdoor Unit with No Indoor Fan --Air Source) | 5TWR7036A1 |  |  | 5PX*B004AS3 | 0 | 31800 | 15.2 | 8.5 | 32600 | 24400 | 74.85% | 2 | 0 | 11.2 |  |  |  |  | R-454B | 2.65 | Residential & Commercial | USHP | Ducted CEE Tier 1
216763598 | Central HP <5.4 tons | TRANE | HRCU-A-C (Split System: Heat Pump with Remote Outdoor Unit with No Indoor Fan --Air Source) | 5TWR7036A1 |  |  | 5PX*B006AS3 | 0 | 33400 | 16 | 8.7 | 33200 | 24600 | 74.1% | 2.1 | 0 | 11.5 |  |  |  |  | R-454B | 2.7833 | Residential & Commercial | USHP | Ducted CEE Tier 1
206788965 | Central HP <5.4 tons | CARRIER | HRCU-A-CB (Split System: Heat Pump with Remote Outdoor Unit-Air-Source) | 25VNA448A*031* |  |  | CAP**6124AL*+UI | 59CU5A100C21**22 | 45500 | 21.5 | 9.5 | 46000 | 36200 | 78.7% | 2.38 | 12.5 | 12.3 |  |  |  |  | R-410A | 3.7917 | Residential & Commercial | USHP | Ducted CEE Tier 1
216643688 | Central HP <5.4 tons | TEMPSTAR | HRCU-A-CB (Split System: Heat Pump with Remote Outdoor Unit-Air-Source) | D5CUHAH18AAK |  |  | EA*5X19M17A* | *80VTL0451412B* | 18300 | 15.2 | 9.5 | 20000 | 17800 | 89% | 2 | 0 | 11 |  |  |  |  | R-454B | 1.525 | Residential & Commercial | USHP | Ducted CEE Tier 1
211228815 | Central HP <5.4 tons | HEIL | HRCU-A-CB (Split System: Heat Pump with Remote Outdoor Unit-Air-Source) | DLCURAH36ABK |  |  | EA*4X48L21A* | *80ES(N,L)1102120A* | 35800 | 16.5 | 8.5 | 38500 | 34600 | 89.87% | 2.04 | 0 | 10 |  |  |  |  | R-410A | 2.9833 | Residential & Commercial | USHP | Ducted CEE Tier 1
216681015 | Central HP <5.4 tons | DAY & NIGHT | HRCU-A-CB (Split System: Heat Pump with Remote Outdoor Unit-Air-Source) | DLCURAH36ABK |  |  | EA*4X36L21A* | *97VTN0802120A* | 34800 | 16 | 8.5 | 38500 | 34800 | 90.39% | 1.75 | 0 | 9.8 |  |  |  |  | R-410A | 2.9 | Residential & Commercial | USHP
216736148 | Central HP <5.4 tons | TEMPSTAR | HRCU-A-CB (Split System: Heat Pump with Remote Outdoor Unit-Air-Source) | D5CUHAH24AAK |  |  | ESH5X24M12A* | *80CSU1002120A* | 23000 | 15.2 | 8.5 | 21800 | 19500 | 89.45% | 1.96 | 0 | 10 |  |  |  |  | R-454B | 1.9167 | Residential & Commercial | USHP | Ducted CEE Tier 1
216732820 | Central HP <5.4 tons | TEMPSTAR | HRCU-A-CB (Split System: Heat Pump with Remote Outdoor Unit-Air-Source) | D5CUHAH24AAK |  |  | EA*5X24M17A* | *80VTL0451412B* | 22000 | 16 | 8.5 | 21000 | 19100 | 90.95% | 1.96 | 0 | 10.5 |  |  |  |  | R-454B | 1.8333 | Residential & Commercial | USHP | Ducted CEE Tier 1
216763572 | Central HP <5.4 tons | TRANE | HRCU-A-CB (Split System: Heat Pump with Remote Outdoor Unit-Air-Source) | 5TWR7036A1 |  |  | 5PX*B004AS3 | L9X1A050U3VSA | 31600 | 16 | 8.5 | 32800 | 24600 | 75% | 2 | 0 | 11 |  |  |  |  | R-454B | 2.6333 | Residential & Commercial | USHP | Ducted CEE Tier 1
216763590 | Central HP <5.4 tons | TRANE | HRCU-A-CB (Split System: Heat Pump with Remote Outdoor Unit-Air-Source) | 5TWR7036A1 |  |  | 5PX*B004AS3 | S9V2B040U3PSC | 32000 | 17.1 | 8.7 | 32200 | 24000 | 74.53% | 2.1 | 0 | 11.7 |  |  |  |  | R-454B | 2.6667 | Residential & Commercial | USHP | Ducted CEE Tier 1
216763622 | Central HP <5.4 tons | TRANE | HRCU-A-CB (Split System: Heat Pump with Remote Outdoor Unit-Air-Source) | 5TWR7036A1 |  |  | 5PX*B006AS3 | S9V2B060U4PSC | 33200 | 17.1 | 9 | 32400 | 24000 | 74.07% | 2.1 | 0 | 12 |  |  |  |  | R-454B | 2.7667 | Residential & Commercial | USHP | Ducted CEE Tier 1
216763654 | Central HP <5.4 tons | TRANE | HRCU-A-CB (Split System: Heat Pump with Remote Outdoor Unit-Air-Source) | 5TWR7036A1 |  |  | 5PX*BD06AS3 | S9V2B060D3VSB | 33000 | 17.1 | 8.7 | 33200 | 24400 | 73.49% | 2 | 0 | 12 |  |  |  |  | R-454B | 2.75 | Residential & Commercial | USHP | Ducted CEE Tier 1
216763656 | Central HP <5.4 tons | TRANE | HRCU-A-CB (Split System: Heat Pump with Remote Outdoor Unit-Air-Source) | 5TWR7036A1 |  |  | 5PX*BD06AS3 | S9V2B080D4PSC | 33200 | 17.1 | 8.7 | 33400 | 24400 | 73.05% | 2.1 | 0 | 12 |  |  |  |  | R-454B | 2.7667 | Residential & Commercial | USHP | Ducted CEE Tier 1
216763674 | Central HP <5.4 tons | TRANE | HRCU-A-CB (Split System: Heat Pump with Remote Outdoor Unit-Air-Source) | 5TWR7036A1 |  |  | 5PX*C005AS3 | S8X1C100M5PSC | 32200 | 16.5 | 8.7 | 32200 | 23800 | 73.91% | 2.1 | 0 | 12 |  |  |  |  | R-454B | 2.6833 | Residential & Commercial | USHP | Ducted CEE Tier 1
214574677 | Central HP <5.4 tons | TEMPSTAR | HRCU-A-CB (Split System: Heat Pump with Remote Outdoor Unit-Air-Source) | TVH837GKA2* |  |  | EN(A,D)4X48L24**+WALLCON | *97CMN0802120B* | 32400 | 17.5 | 8.5 | 32800 | 24800 | 75.61% | 1.96 | 0 | 11.5 |  |  |  |  | R-410A | 2.7 | Residential & Commercial | USHP | Ducted CEE Tier 1
216763344 | Central HP <5.4 tons | TRANE | HRCU-A-CB (Split System: Heat Pump with Remote Outdoor Unit-Air-Source) | 5TWR7024A1 |  |  | 5PX*B004AS3 | L9X1B070U4VSA | 22200 | 17 | 8.7 | 21400 | 17000 | 79.44% | 1.9 | 0 | 12 |  |  |  |  | R-454B | 1.85 | Residential & Commercial | USHP | Ducted CEE Tier 1
216763358 | Central HP <5.4 tons | TRANE | HRCU-A-CB (Split System: Heat Pump with Remote Outdoor Unit-Air-Source) | 5TWR7024A1 |  |  | 5PX*B004AS3 | S9V2B060U3VSB | 23200 | 17.1 | 9 | 21800 | 17200 | 78.9% | 2 | 0 | 12.5 |  |  |  |  | R-454B | 1.9333 | Residential & Commercial | USHP | Ducted CEE Tier 1
216763392 | Central HP <5.4 tons | TRANE | HRCU-A-CB (Split System: Heat Pump with Remote Outdoor Unit-Air-Source) | 5TWR7024A1 |  |  | 5PX*B006AS3 | S9V2B060U3VSB | 23800 | 17.1 | 9 | 21800 | 17400 | 79.82% | 2 | 0 | 12.5 |  |  |  |  | R-454B | 1.9833 | Residential & Commercial | USHP | Ducted CEE Tier 1
216763394 | Central HP <5.4 tons | TRANE | HRCU-A-CB (Split System: Heat Pump with Remote Outdoor Unit-Air-Source) | 5TWR7024A1 |  |  | 5PX*B006AS3 | S9V2B060U4PSC | 23800 | 17.1 | 9 | 21800 | 17400 | 79.82% | 2 | 0 | 12.5 |  |  |  |  | R-454B | 1.9833 | Residential & Commercial | USHP | Ducted CEE Tier 1
216763478 | Central HP <5.4 tons | TRANE | HRCU-A-CB (Split System: Heat Pump with Remote Outdoor Unit-Air-Source) | 5TWR7024A1 |  |  | 5TEMCD05AV41+TDR | 0 | 23400 | 17.1 | 9.5 | 21600 | 17200 | 79.63% | 2.1 | 0 | 12.5 |  |  |  |  | R-454B | 1.95 | Residential & Commercial | USHP | Ducted CEE Tier 1
216763492 | Central HP <5.4 tons | TRANE | HRCU-A-CB (Split System: Heat Pump with Remote Outdoor Unit-Air-Source) | 5TWR7024A1 |  |  | 5TXCB004AS3 | S9V2B040U3PSC | 23200 | 17.1 | 9 | 21800 | 17300 | 79.36% | 2 | 0 | 12.5 |  |  |  |  | R-454B | 1.9333 | Residential & Commercial | USHP | Ducted CEE Tier 1
211388460 | Central HP <5.4 tons | FRASER-JOHNSTON | HRCU-A-CB (Split System: Heat Pump with Remote Outdoor Unit-Air-Source) | HMH72B341 |  |  | XAHB36DXXN1+TXV | TM9V040A10MP12 | 32400 | 16.5 | 8.1 | 32600 | 23000 | 70.55% | 1.96 | 0 | 9.5 |  |  |  |  | R-410A | 2.7 | Residential & Commercial | USHP
214397354 | Central HP <5.4 tons | LUXAIRE | HRCU-A-CB (Split System: Heat Pump with Remote Outdoor Unit-Air-Source) | HH836E2S11 |  |  | CTM48C5CFS1 | TMLE120C20MP11 | 34600 | 17 | 8.5 | 32600 | 25600 | 78.53% | 2 | 0 | 11 |  |  |  |  | R-454B | 2.8833 | Residential & Commercial | USHP | Ducted CEE Tier 1
211242692 | Central HP <5.4 tons | HEIL | HRCU-A-CB (Split System: Heat Pump with Remote Outdoor Unit-Air-Source) | DLCURAH24ABK |  |  | EA*4X36L21A* | *92ESN0401712A* | 23800 | 16 | 8.5 | 26000 | 23000 | 88.46% | 1.88 | 0 | 10 |  |  |  |  | R-410A | 1.9833 | Residential & Commercial | USHP | Ducted CEE Tier 1
211242724 | Central HP <5.4 tons | HEIL | HRCU-A-CB (Split System: Heat Pump with Remote Outdoor Unit-Air-Source) | DLCURAH24ABK |  |  | EA*4X36L21A* | OMV098J12* | 23600 | 16.5 | 8.5 | 25800 | 23200 | 89.92% | 1.94 | 0 | 10 |  |  |  |  | R-410A | 1.9667 | Residential & Commercial | USHP | Ducted CEE Tier 1
211242760 | Central HP <5.4 tons | HEIL | HRCU-A-CB (Split System: Heat Pump with Remote Outdoor Unit-Air-Source) | DLCURAH24ABK |  |  | EA*4X37L17A* | *80VSL0451412A* | 24800 | 16.5 | 8.5 | 25800 | 21400 | 82.95% | 1.78 | 0 | 10 |  |  |  |  | R-410A | 2.0667 | Residential & Commercial | USHP | Ducted CEE Tier 1
211242824 | Central HP <5.4 tons | HEIL | HRCU-A-CB (Split System: Heat Pump with Remote Outdoor Unit-Air-Source) | DLCURAH24ABK |  |  | EA*4X37L17A* | *95ESU0401712A* | 24000 | 17 | 8.5 | 25200 | 22000 | 87.3% | 1.84 | 0 | 10 |  |  |  |  | R-410A | 2 | Residential & Commercial | USHP | Ducted CEE Tier 1
216763724 | Central HP <5.4 tons | TRANE | HRCU-A-CB (Split System: Heat Pump with Remote Outdoor Unit-Air-Source) | 5TWR7036A1 |  |  | 5PX*CD05AS3 | S9V2C100D5PSC | 32600 | 17.1 | 8.2 | 33400 | 24400 | 73.05% | 1.9 | 0 | 12 |  |  |  |  | R-454B | 2.7167 | Residential & Commercial | USHP | Ducted CEE Tier 1
216763758 | Central HP <5.4 tons | TRANE | HRCU-A-CB (Split System: Heat Pump with Remote Outdoor Unit-Air-Source) | 5TWR7036A1 |  |  | 5PX*D010AS3 | *UHMD120CCV5 | 34200 | 17.1 | 9 | 32200 | 23800 | 73.91% | 2.2 | 0 | 12.5 |  |  |  |  | R-454B | 2.85 | Residential & Commercial | USHP | Ducted CEE Tier 1
216763788 | Central HP <5.4 tons | TRANE | HRCU-A-CB (Split System: Heat Pump with Remote Outdoor Unit-Air-Source) | 5TWR7036A1 |  |  | 5TEMCB03AV31+TDR | 0 | 32400 | 17.1 | 9 | 33400 | 24400 | 73.05% | 2.1 | 0 | 12 |  |  |  |  | R-454B | 2.7 | Residential & Commercial | USHP | Ducted CEE Tier 1
216763865 | Central HP <5.4 tons | TRANE | HRCU-A-CB (Split System: Heat Pump with Remote Outdoor Unit-Air-Source) | 5TWR7036A1 |  |  | 5TXCB006AS3 | L8V1B080U4VSB | 32800 | 17.1 | 8.7 | 32400 | 24000 | 74.07% | 2.1 | 0 | 12 |  |  |  |  | R-454B | 2.7333 | Residential & Commercial | USHP | Ducted CEE Tier 1
210473052 | Central HP <5.4 tons | HEIL | HRCU-A-CB (Split System: Heat Pump with Remote Outdoor Unit-Air-Source) | HVH825GKA3* |  |  | EA*4X42L24A*+WALLCON | *97CMN1202422A* | 23800 | 16.5 | 8.1 | 21400 | 16700 | 78.04% | 1.96 | 0 | 11 |  |  |  |  | R-410A | 1.9833 | Residential & Commercial | USHP | Ducted CEE Tier 1
214397260 | Central HP <5.4 tons | LUXAIRE | HRCU-A-CB (Split System: Heat Pump with Remote Outdoor Unit-Air-Source) | HH836E2S11 |  |  | CTF36B5CDS1 | TM8Y080B12MP11 | 33400 | 18 | 8.5 | 31200 | 25600 | 82.05% | 2 | 0 | 11 |  |  |  |  | R-454B | 2.7833 | Residential & Commercial | USHP | Ducted CEE Tier 1
214572807 | Central HP <5.4 tons | TEMPSTAR | HRCU-A-CB (Split System: Heat Pump with Remote Outdoor Unit-Air-Source) | TVH837GKA** |  |  | EA*4X48L21A*+WALLCON | *97CMN0602120B* | 32200 | 17 | 8.5 | 32600 | 25200 | 77.3% | 1.96 | 0 | 11 |  |  |  |  | R-410A | 2.6833 | Residential & Commercial | USHP | Ducted CEE Tier 1
214573007 | Central HP <5.4 tons | TEMPSTAR | HRCU-A-CB (Split System: Heat Pump with Remote Outdoor Unit-Air-Source) | TVH837GKA** |  |  | EA*4X61L21A*+WALLCON | *96CTN0802120B* | 33200 | 18.5 | 8.5 | 31800 | 24800 | 77.99% | 2 | 0 | 11.5 |  |  |  |  | R-410A | 2.7667 | Residential & Commercial | USHP | Ducted CEE Tier 1
214397393 | Central HP <5.4 tons | LUXAIRE | HRCU-A-CB (Split System: Heat Pump with Remote Outdoor Unit-Air-Source) | HH836E2S11 |  |  | CTF48C5CFS1 | TL8E100C20UH11 | 33400 | 18 | 9 | 31400 | 25200 | 80.25% | 2 | 0 | 11 |  |  |  |  | R-454B | 2.7833 | Residential & Commercial | USHP | Ducted CEE Tier 1
214396873 | Central HP <5.4 tons | LUXAIRE | HRCU-A-CB (Split System: Heat Pump with Remote Outdoor Unit-Air-Source) | HH836E2S11 |  |  | CTM36C5CDS1 | TPLC080C16MP13 | 34000 | 18 | 8.5 | 32000 | 26200 | 81.88% | 2 | 0 | 11 |  |  |  |  | R-454B | 2.8333 | Residential & Commercial | USHP | Ducted CEE Tier 1
211396056 | Central HP <5.4 tons | FRASER-JOHNSTON | HRCU-A-CB (Split System: Heat Pump with Remote Outdoor Unit-Air-Source) | HMH72B341 |  |  | XAHD48FXXN1+TXV | TM9E080C16MP12 | 33600 | 16.5 | 8.1 | 32800 | 24200 | 73.78% | 2.04 | 0 | 9 |  |  |  |  | R-410A | 2.8 | Residential & Commercial | USHP
216621501 | Central HP <5.4 tons | Panasonic | HRCU-A-C (Split System: Heat Pump with Remote Outdoor Unit with No Indoor Fan --Air Source) | CU-HM36BAHU |  |  | CS-HM36BAAU2 | 0 | 36000 | 15.8 | 9.4 | 38000 | 36000 | 94.74% | 1.9 | 0 | 10.7 |  |  |  |  | R-454B | 3 | Residential & Commercial | USHP | Ducted CEE Tier 1
213353743 | Central HP <5.4 tons | HEIL | HRCU-A-CB (Split System: Heat Pump with Remote Outdoor Unit-Air-Source) | DLCURAH18ABK |  |  | F5MA4*24L*B* | 0 | 18100 | 16 | 8.5 | 18600 | 18600 | 100% | 2.24 | 0 | 10.5 |  |  |  |  | R-410A | 1.5083 | Residential & Commercial | USHP | Ducted CEE Tier 1
216621499 | Central HP <5.4 tons | Panasonic | HRCU-A-C (Split System: Heat Pump with Remote Outdoor Unit with No Indoor Fan --Air Source) | CU-HM30BAHU |  |  | CS-HM36BAAU2 | 0 | 29000 | 16 | 9.5 | 32000 | 32000 | 100% | 1.85 | 0 | 10 |  |  |  |  | R-454B | 2.4167 | Residential & Commercial | USHP | Ducted CEE Tier 1
210471168 | Central HP <5.4 tons | HEIL | HRCU-A-CB (Split System: Heat Pump with Remote Outdoor Unit-Air-Source) | HVH837GKA2* |  |  | EHD4X60AAL+WALLCON | *80CTL0701716A* | 32800 | 17 | 8.1 | 32400 | 25000 | 77.16% | 2 | 0 | 11 |  |  |  |  | R-410A | 2.7333 | Residential & Commercial | USHP | Ducted CEE Tier 1
211394668 | Central HP <5.4 tons | FRASER-JOHNSTON | HRCU-A-CB (Split System: Heat Pump with Remote Outdoor Unit-Air-Source) | HMH72B341 |  |  | XAUC48FXXN1+TXV | TP9C100C20MP13 | 34000 | 16.5 | 8.5 | 33000 | 24200 | 73.33% | 2.1 | 0 | 9 |  |  |  |  | R-410A | 2.8333 | Residential & Commercial | USHP
216720954 | Central HP <5.4 tons | Willis | HRCU-A-CB (Split System: Heat Pump with Remote Outdoor Unit-Air-Source) | FLEX36KUHR32 |  |  | FLEXAH24KR32 | 0 | 24000 | 18 | 10 | 25000 | 24000 | 96% | 2 | 0 | 12.5 |  |  |  |  | R-32 | 2 | Residential & Commercial | USHP | Ducted CEE Tier 1
214397420 | Central HP <5.4 tons | LUXAIRE | HRCU-A-CB (Split System: Heat Pump with Remote Outdoor Unit-Air-Source) | HH860E2S11 |  |  | CTF60C5CGS1 | TM8E100C16MP11 | 44500 | 18 | 9 | 45500 | 34200 | 75.16% | 2 | 0 | 11 |  |  |  |  | R-454B | 3.7083 | Residential & Commercial | USHP | Ducted CEE Tier 1
214397465 | Central HP <5.4 tons | LUXAIRE | HRCU-A-CB (Split System: Heat Pump with Remote Outdoor Unit-Air-Source) | HH860E2S11 |  |  | CTF60C5CGS1 | TM8E120C20MP11 | 44500 | 17 | 9 | 45000 | 33600 | 74.67% | 2 | 0 | 11.7 |  |  |  |  | R-454B | 3.7083 | Residential & Commercial | USHP | Ducted CEE Tier 1
214397388 | Central HP <5.4 tons | LUXAIRE | HRCU-A-CB (Split System: Heat Pump with Remote Outdoor Unit-Air-Source) | HH836E2S11 |  |  | CTF48C5CFS1 | TM9E100C20MP12 | 34400 | 17 | 9 | 32400 | 25800 | 79.63% | 2 | 0 | 11 |  |  |  |  | R-454B | 2.8667 | Residential & Commercial | USHP | Ducted CEE Tier 1
211389321 | Central HP <5.4 tons | FRASER-JOHNSTON | HRCU-A-CB (Split System: Heat Pump with Remote Outdoor Unit-Air-Source) | HMH72B341 |  |  | XAHC36DBCN1 | TM8Y100C20MP11 | 34000 | 17 | 8.1 | 33800 | 24200 | 71.6% | 2.08 | 0 | 9.5 |  |  |  |  | R-410A | 2.8333 | Residential & Commercial | USHP
216737636 | Central HP <5.4 tons | TEMPSTAR | HRCU-A-CB (Split System: Heat Pump with Remote Outdoor Unit-Air-Source) | D5CUHAH24AAK |  |  | ESH5X30M12A* | *96VSN0401712B* | 22400 | 15.2 | 8.1 | 21200 | 19000 | 89.62% | 1.85 | 0 | 10 |  |  |  |  | R-454B | 1.8667 | Residential & Commercial | USHP | Ducted CEE Tier 1
216737700 | Central HP <5.4 tons | TEMPSTAR | HRCU-A-CB (Split System: Heat Pump with Remote Outdoor Unit-Air-Source) | D5CUHAH24AAK |  |  | ESH5X30M12A* | *95MSU0401712A* | 22400 | 15.5 | 8.1 | 21000 | 18900 | 90% | 1.85 | 0 | 10.5 |  |  |  |  | R-454B | 1.8667 | Residential & Commercial | USHP | Ducted CEE Tier 1
216737384 | Central HP <5.4 tons | TEMPSTAR | HRCU-A-CB (Split System: Heat Pump with Remote Outdoor Unit-Air-Source) | D5CUHAH24AAK |  |  | ESH5X30M12A* | *95CSU0601716B* | 22400 | 15.5 | 8.1 | 21000 | 18800 | 89.52% | 1.85 | 0 | 10.5 |  |  |  |  | R-454B | 1.8667 | Residential & Commercial | USHP | Ducted CEE Tier 1
216738504 | Central HP <5.4 tons | TEMPSTAR | HRCU-A-CB (Split System: Heat Pump with Remote Outdoor Unit-Air-Source) | D5CUHAH24AAK |  |  | ESH5X36M12A* | *92MSN1002122A* | 23200 | 15.2 | 8.1 | 21200 | 18800 | 88.68% | 1.9 | 0 | 11 |  |  |  |  | R-454B | 1.9333 | Residential & Commercial | USHP | Ducted CEE Tier 1
215931492 | Central HP <5.4 tons | DAY & NIGHT | HRCU-A-CB (Split System: Heat Pump with Remote Outdoor Unit-Air-Source) | C5H3V60*K*AAA* |  |  | FCMA5B60L0D*+WALLCON | 0 | 58000 | 20 | 8.5 | 60000 | 44500 | 74.17% | 2.06 | 0 | 12.5 |  |  |  |  | R-454B | 4.8333 | Residential & Commercial | USHP | Ducted CEE Tier 1
215931610 | Central HP <5.4 tons | DAY & NIGHT | HRCU-A-CB (Split System: Heat Pump with Remote Outdoor Unit-Air-Source) | C5H3V60*K*AAA* |  |  | EA*5X60M24A*+WALLCON | *97CMN0802120B* | 55500 | 18 | 8.1 | 60500 | 46000 | 76.03% | 1.95 | 0 | 11 |  |  |  |  | R-454B | 4.625 | Residential & Commercial | USHP | Ducted CEE Tier 1
214571207 | Central HP <5.4 tons | TEMPSTAR | HRCU-A-CB (Split System: Heat Pump with Remote Outdoor Unit-Air-Source) | TVH825GKA3* |  |  | EN(A,D,W)4X42L21**+WALLCON | *96CTN0802120B* | 23800 | 16.5 | 8.1 | 21400 | 16600 | 77.57% | 1.96 | 0 | 11 |  |  |  |  | R-410A | 1.9833 | Residential & Commercial | USHP | Ducted CEE Tier 1
216760307 | Central HP <5.4 tons | Stelpro | HRCU-A-C (Split System: Heat Pump with Remote Outdoor Unit with No Indoor Fan --Air Source) | SDB1-H36A-O |  |  | SACB1-H36A2124-I | 0 | 36000 | 15.8 | 9.4 | 38000 | 36000 | 94.74% | 1.9 | 0 | 10.7 |  |  |  |  | R-454B | 3 | Residential & Commercial | USHP | Ducted CEE Tier 1
216763883 | Central HP <5.4 tons | TRANE | HRCU-A-CB (Split System: Heat Pump with Remote Outdoor Unit-Air-Source) | 5TWR7036A1 |  |  | 5TXCC007AS3 | *DHMC100CCV4 | 31800 | 16 | 9 | 31800 | 23800 | 74.84% | 2.1 | 0 | 11.5 |  |  |  |  | R-454B | 2.65 | Residential & Commercial | USHP | Ducted CEE Tier 1
216763915 | Central HP <5.4 tons | TRANE | HRCU-A-CB (Split System: Heat Pump with Remote Outdoor Unit-Air-Source) | 5TWR7036A1 |  |  | 5TXCD008AS3 | *DHMD120CCV5 | 31600 | 16 | 9 | 31600 | 23600 | 74.68% | 2.1 | 0 | 11.5 |  |  |  |  | R-454B | 2.6333 | Residential & Commercial | USHP | Ducted CEE Tier 1
216733013 | Central HP <5.4 tons | TEMPSTAR | HRCU-A-CB (Split System: Heat Pump with Remote Outdoor Unit-Air-Source) | D5CUHAH24AAK |  |  | EA*5X24M17A* | *95MSU0601716A* | 22000 | 16 | 8.5 | 21000 | 19100 | 90.95% | 1.96 | 0 | 10.5 |  |  |  |  | R-454B | 1.8333 | Residential & Commercial | USHP | Ducted CEE Tier 1
216764117 | Central HP <5.4 tons | TRANE | HRCU-A-CB (Split System: Heat Pump with Remote Outdoor Unit-Air-Source) | 5TWX7024A1 |  |  | 5PX*B004AS3 | S8X1B060M4PSC | 23000 | 17.5 | 8.7 | 21600 | 17100 | 79.17% | 1.9 | 0 | 12.5 |  |  |  |  | R-454B | 1.9167 | Residential & Commercial | USHP | Ducted CEE Tier 1
216764165 | Central HP <5.4 tons | TRANE | HRCU-A-CB (Split System: Heat Pump with Remote Outdoor Unit-Air-Source) | 5TWX7024A1 |  |  | 5PX*C009AS3 | *DHMC100CCV4 | 21000 | 15.5 | 9 | 20600 | 16700 | 81.07% | 2 | 0 | 11.2 |  |  |  |  | R-454B | 1.75 | Residential & Commercial | USHP | Ducted CEE Tier 1
216764167 | Central HP <5.4 tons | TRANE | HRCU-A-CB (Split System: Heat Pump with Remote Outdoor Unit-Air-Source) | 5TWX7024A1 |  |  | 5TEM6B03AV21+TDR | 0 | 23400 | 17.5 | 9 | 22400 | 17500 | 78.12% | 2 | 0 | 12.5 |  |  |  |  | R-454B | 1.95 | Residential & Commercial | USHP | Ducted CEE Tier 1
216599671 | Central HP <5.4 tons | TRANE | HRCU-A-CB (Split System: Heat Pump with Remote Outdoor Unit-Air-Source) | 5TWV0X24A1 |  |  | 5PX*B006AS3 | S9V2B080U4PSC+LRP | 22200 | 21 | 10 | 22600 | 18000 | 79.65% | 2.2 | 0 | 11.5 |  |  |  |  | R-454B | 1.85 | Residential & Commercial | USHP | Ducted CEE Tier 1
216599673 | Central HP <5.4 tons | TRANE | HRCU-A-CB (Split System: Heat Pump with Remote Outdoor Unit-Air-Source) | 5TWV0X24A1 |  |  | 5PX*BD06AS3 | S9V2B080D4PSC+LRP | 22000 | 20.6 | 10 | 23400 | 18200 | 77.78% | 2.2 | 0 | 11.5 |  |  |  |  | R-454B | 1.8333 | Residential & Commercial | USHP | Ducted CEE Tier 1
214397339 | Central HP <5.4 tons | LUXAIRE | HRCU-A-CB (Split System: Heat Pump with Remote Outdoor Unit-Air-Source) | HH836E2S11 |  |  | CTM48C5CFS1 | TMLE080C20MP11 | 34600 | 18 | 8.5 | 32800 | 25800 | 78.66% | 2 | 0 | 11 |  |  |  |  | R-454B | 2.8833 | Residential & Commercial | USHP | Ducted CEE Tier 1
214397369 | Central HP <5.4 tons | LUXAIRE | HRCU-A-CB (Split System: Heat Pump with Remote Outdoor Unit-Air-Source) | HH836E2S11 |  |  | CTM48C5CFS1 | LP9C080C16MP13 | 32800 | 19 | 9 | 31200 | 25200 | 80.77% | 2 | 0 | 11 |  |  |  |  | R-454B | 2.7333 | Residential & Commercial | USHP | Ducted CEE Tier 1
213781601 | Central HP <5.4 tons | DAY & NIGHT | HRCU-A-CB (Split System: Heat Pump with Remote Outdoor Unit-Air-Source) | CVH837GKA2* |  |  | EA*4X61L21A*+WALLCON | *97CMN0601714B* | 33000 | 17 | 8.1 | 32200 | 25200 | 78.26% | 1.94 | 0 | 11 |  |  |  |  | R-410A | 2.75 | Residential & Commercial | USHP | Ducted CEE Tier 1
216783993 | Central HP <5.4 tons | LUXAIRE | HRCU-A-CB (Split System: Heat Pump with Remote Outdoor Unit-Air-Source) | HH836E2S11 |  |  | CTF36C5CDS1 | Z8ES120C20LMPS1 | 34400 | 18 | 8.5 | 32000 | 26200 | 81.88% | 2 | 0 | 11 |  |  |  |  | R-454B | 2.8667 | Residential & Commercial | USHP | Ducted CEE Tier 1
216764183 | Central HP <5.4 tons | TRANE | HRCU-A-CB (Split System: Heat Pump with Remote Outdoor Unit-Air-Source) | 5TWX7024A1 |  |  | 5TXCB004AS3 | S9V2B060U4PSC | 23200 | 18 | 9 | 21800 | 17200 | 78.9% | 2 | 0 | 12.5 |  |  |  |  | R-454B | 1.9333 | Residential & Commercial | USHP | Ducted CEE Tier 1
216764192 | Central HP <5.4 tons | TRANE | HRCU-A-CB (Split System: Heat Pump with Remote Outdoor Unit-Air-Source) | 5TWX7024A1 |  |  | 5TXCB004AS3 | *UHMB060CCV3 | 23200 | 18 | 9 | 21800 | 17200 | 78.9% | 2 | 0 | 12.5 |  |  |  |  | R-454B | 1.9333 | Residential & Commercial | USHP | Ducted CEE Tier 1
216764199 | Central HP <5.4 tons | TRANE | HRCU-A-CB (Split System: Heat Pump with Remote Outdoor Unit-Air-Source) | 5TWX7024A1 |  |  | 5TXCB006AS3 | L8V1A040U3VSB | 23800 | 18 | 9 | 22000 | 17500 | 79.55% | 2 | 0 | 12.7 |  |  |  |  | R-454B | 1.9833 | Residential & Commercial | USHP | Ducted CEE Tier 1
216764206 | Central HP <5.4 tons | TRANE | HRCU-A-CB (Split System: Heat Pump with Remote Outdoor Unit-Air-Source) | 5TWX7024A1 |  |  | 5TXCB006AS3 | S9V2B080U4PSC | 23800 | 18 | 9 | 21800 | 17400 | 79.82% | 2 | 0 | 12.7 |  |  |  |  | R-454B | 1.9833 | Residential & Commercial | USHP | Ducted CEE Tier 1
216764226 | Central HP <5.4 tons | TRANE | HRCU-A-CB (Split System: Heat Pump with Remote Outdoor Unit-Air-Source) | 5TWX7036A1 |  |  | 5PX*B004AS3 | L8V1A040U3VSB | 31800 | 16.5 | 8.7 | 32200 | 24000 | 74.53% | 2 | 0 | 11.5 |  |  |  |  | R-454B | 2.65 | Residential & Commercial | USHP | Ducted CEE Tier 1
214396897 | Central HP <5.4 tons | LUXAIRE | HRCU-A-CB (Split System: Heat Pump with Remote Outdoor Unit-Air-Source) | HH836E2S11 |  |  | CTM36C5CDS1 | TMLE100C20MP11 | 34600 | 17 | 8.5 | 32600 | 26800 | 82.21% | 2 | 0 | 11 |  |  |  |  | R-454B | 2.8833 | Residential & Commercial | USHP | Ducted CEE Tier 1
211229252 | Central HP <5.4 tons | HEIL | HRCU-A-CB (Split System: Heat Pump with Remote Outdoor Unit-Air-Source) | DLCURAH36ABK |  |  | EA*4X48L24A* | *80ES(N,L)0702116A* | 35800 | 16.5 | 8.5 | 37800 | 34600 | 91.53% | 2.04 | 0 | 10 |  |  |  |  | R-410A | 2.9833 | Residential & Commercial | USHP | Ducted CEE Tier 1
211389914 | Central HP <5.4 tons | FRASER-JOHNSTON | HRCU-A-CB (Split System: Heat Pump with Remote Outdoor Unit-Air-Source) | HMH72B341 |  |  | XAHC36DXXN1+TXV | TM8V100C16MP12 | 34000 | 17 | 8.1 | 34000 | 24600 | 72.35% | 2.08 | 0 | 9.5 |  |  |  |  | R-410A | 2.8333 | Residential & Commercial | USHP
211392370 | Central HP <5.4 tons | FRASER-JOHNSTON | HRCU-A-CB (Split System: Heat Pump with Remote Outdoor Unit-Air-Source) | HMH72B341 |  |  | XAFC30CXXN1+TXV | TMLE080B12MP11 | 32800 | 17.5 | 8.1 | 34000 | 23800 | 70% | 2.02 | 0 | 9.5 |  |  |  |  | R-410A | 2.7333 | Residential & Commercial | USHP
214396786 | Central HP <5.4 tons | LUXAIRE | HRCU-A-CB (Split System: Heat Pump with Remote Outdoor Unit-Air-Source) | HH836E2S11 |  |  | CTM36C5CDS1 | TM8Y100C16MP11 | 33600 | 18 | 8.5 | 31400 | 25200 | 80.25% | 2 | 0 | 11 |  |  |  |  | R-454B | 2.8 | Residential & Commercial | USHP | Ducted CEE Tier 1
214397245 | Central HP <5.4 tons | LUXAIRE | HRCU-A-CB (Split System: Heat Pump with Remote Outdoor Unit-Air-Source) | HH836E2S11 |  |  | CTF36B5CDS1 | TMLE100B12MP11 | 33200 | 18 | 8.5 | 31200 | 25200 | 80.77% | 2 | 0 | 11 |  |  |  |  | R-454B | 2.7667 | Residential & Commercial | USHP | Ducted CEE Tier 1
211392413 | Central HP <5.4 tons | FRASER-JOHNSTON | HRCU-A-CB (Split System: Heat Pump with Remote Outdoor Unit-Air-Source) | HMH72B341 |  |  | XAFB36DBCN1 | TM8E080B12MP11 | 34000 | 18 | 8.1 | 34000 | 24400 | 71.76% | 2.06 | 0 | 9.5 |  |  |  |  | R-410A | 2.8333 | Residential & Commercial | USHP
211388090 | Central HP <5.4 tons | FRASER-JOHNSTON | HRCU-A-CB (Split System: Heat Pump with Remote Outdoor Unit-Air-Source) | HMH72B341 |  |  | XAHC30CXXN1+TXV | TM9V060B12MP12 | 31800 | 16.5 | 8.1 | 33000 | 23200 | 70.3% | 1.96 | 0 | 9 |  |  |  |  | R-410A | 2.65 | Residential & Commercial | USHP
211388676 | Central HP <5.4 tons | FRASER-JOHNSTON | HRCU-A-CB (Split System: Heat Pump with Remote Outdoor Unit-Air-Source) | HMH72B341 |  |  | XAHC36DBCN1 | TM9E080C16MP12 | 34000 | 17.5 | 8.1 | 34000 | 24400 | 71.76% | 2.06 | 0 | 9.5 |  |  |  |  | R-410A | 2.8333 | Residential & Commercial | USHP
211390257 | Central HP <5.4 tons | FRASER-JOHNSTON | HRCU-A-CB (Split System: Heat Pump with Remote Outdoor Unit-Air-Source) | HMH72B341 |  |  | XAFC36DBCN1 | TM8V080C16MP12 | 34000 | 17.5 | 8.5 | 33800 | 23800 | 70.41% | 2.08 | 0 | 10 |  |  |  |  | R-410A | 2.8333 | Residential & Commercial | USHP | Ducted CEE Tier 1
214397349 | Central HP <5.4 tons | LUXAIRE | HRCU-A-CB (Split System: Heat Pump with Remote Outdoor Unit-Air-Source) | HH836E2S11 |  |  | CTM48C5CFS1 | TM8E120C20MP11 | 34600 | 17 | 8.5 | 32600 | 25600 | 78.53% | 2 | 0 | 11 |  |  |  |  | R-454B | 2.8833 | Residential & Commercial | USHP | Ducted CEE Tier 1
214574117 | Central HP <5.4 tons | TEMPSTAR | HRCU-A-CB (Split System: Heat Pump with Remote Outdoor Unit-Air-Source) | TVH837GKA2* |  |  | EA*4X61L21A*+WALLCON | *95CSU1002122B* | 33200 | 18.5 | 8.5 | 31800 | 24800 | 77.99% | 2 | 0 | 11.5 |  |  |  |  | R-410A | 2.7667 | Residential & Commercial | USHP | Ducted CEE Tier 1
211226844 | Central HP <5.4 tons | HEIL | HRCU-A-CB (Split System: Heat Pump with Remote Outdoor Unit-Air-Source) | DLCURAH36ABK |  |  | EA*4X37L21A* | *80ES(N,L)0902120A* | 36800 | 16 | 8.5 | 38500 | 34800 | 90.39% | 2.1 | 0 | 10 |  |  |  |  | R-410A | 3.0667 | Residential & Commercial | USHP | Ducted CEE Tier 1
211395002 | Central HP <5.4 tons | FRASER-JOHNSTON | HRCU-A-CB (Split System: Heat Pump with Remote Outdoor Unit-Air-Source) | HMH72B341 |  |  | XAHD48FXXN1+TXV | TM9V080C16MP12 | 32600 | 16 | 8.1 | 31800 | 23200 | 72.96% | 2.02 | 0 | 9 |  |  |  |  | R-410A | 2.7167 | Residential & Commercial | USHP
211394164 | Central HP <5.4 tons | FRASER-JOHNSTON | HRCU-A-CB (Split System: Heat Pump with Remote Outdoor Unit-Air-Source) | HMH72B341 |  |  | XAFC48FBCN1 | TM9Y080B12MP11 | 33400 | 17 | 8.1 | 32800 | 24200 | 73.78% | 2.04 | 0 | 9 |  |  |  |  | R-410A | 2.7833 | Residential & Commercial | USHP
211394741 | Central HP <5.4 tons | FRASER-JOHNSTON | HRCU-A-CB (Split System: Heat Pump with Remote Outdoor Unit-Air-Source) | HMH72B341 |  |  | XAHD48FBCN1 | TP9C100C16MP13 | 33000 | 16 | 8.5 | 31800 | 23200 | 72.96% | 2.04 | 0 | 9 |  |  |  |  | R-410A | 2.75 | Residential & Commercial | USHP
216720957 | Central HP <5.4 tons | Willis | HRCU-A-CB (Split System: Heat Pump with Remote Outdoor Unit-Air-Source) | FLEX60KUHR32 |  |  | FLEXAH48KR32 | 0 | 48000 | 19 | 10 | 48000 | 48000 | 100% | 2 | 0 | 12 |  |  |  |  | R-32 | 4 | Residential & Commercial | USHP | Ducted CEE Tier 1
216763542 | Central HP <5.4 tons | TRANE | HRCU-A-CB (Split System: Heat Pump with Remote Outdoor Unit-Air-Source) | 5TWR7024A1 |  |  | 5TXCB006AS3 | S9V2B040U3VSB | 24000 | 17.1 | 9 | 22000 | 17400 | 79.09% | 2 | 0 | 12.5 |  |  |  |  | R-454B | 2 | Residential & Commercial | USHP | Ducted CEE Tier 1
216675450 | Central HP <5.4 tons | TEMPSTAR | HRCU-A-CB (Split System: Heat Pump with Remote Outdoor Unit-Air-Source) | D5CURAH24AAK |  |  | EA*5X25M17A* | *80CSU0401712A* | 25200 | 16.5 | 9 | 23600 | 19200 | 81.36% | 2.06 | 0 | 10 |  |  |  |  | R-454B | 2.1 | Residential & Commercial | USHP | Ducted CEE Tier 1
216763576 | Central HP <5.4 tons | TRANE | HRCU-A-CB (Split System: Heat Pump with Remote Outdoor Unit-Air-Source) | 5TWR7036A1 |  |  | 5PX*B004AS3 | L8V1A060U3VSB | 31400 | 16.5 | 8.5 | 31800 | 23800 | 74.84% | 2 | 0 | 11.7 |  |  |  |  | R-454B | 2.6167 | Residential & Commercial | USHP | Ducted CEE Tier 1
216763594 | Central HP <5.4 tons | TRANE | HRCU-A-CB (Split System: Heat Pump with Remote Outdoor Unit-Air-Source) | 5TWR7036A1 |  |  | 5PX*B004AS3 | S8X1B060M4PSC | 32400 | 17.1 | 8.7 | 32400 | 24000 | 74.07% | 2.1 | 0 | 11.7 |  |  |  |  | R-454B | 2.7 | Residential & Commercial | USHP | Ducted CEE Tier 1
216763608 | Central HP <5.4 tons | TRANE | HRCU-A-CB (Split System: Heat Pump with Remote Outdoor Unit-Air-Source) | 5TWR7036A1 |  |  | 5PX*B006AS3 | S8X1B060M4PSC | 33600 | 17.1 | 9 | 32600 | 24200 | 74.23% | 2.1 | 0 | 12 |  |  |  |  | R-454B | 2.8 | Residential & Commercial | USHP | Ducted CEE Tier 1
210450260 | Central HP <5.4 tons | CARRIER | HRCU-A-CB (Split System: Heat Pump with Remote Outdoor Unit-Air-Source) | 38MURAQ36AB3* |  |  | CNPV*4221AL* | GG96VTAA48080B | 35000 | 15.5 | 8.5 | 38500 | 35200 | 91.43% | 1.86 | 0 | 10 |  |  |  |  | R-410A | 2.9167 | Residential & Commercial | USHP | Ducted CEE Tier 1
214797687 | Central HP <5.4 tons | Willis | HRCU-A-C (Split System: Heat Pump with Remote Outdoor Unit with No Indoor Fan --Air Source) | FLEX48/60KUH |  |  | CC48V1 | 0 | 47000 | 15.2 | 8.5 | 48000 | 33600 | 70% | 1.8 | 0 | 10 |  |  |  |  | R-410A | 3.9167 | Residential & Commercial | USHP | Ducted CEE Tier 1
211227188 | Central HP <5.4 tons | HEIL | HRCU-A-CB (Split System: Heat Pump with Remote Outdoor Unit-Air-Source) | DLCURAH36ABK |  |  | EA*4X37L21A* | *96VTN0802120A* | 37000 | 15.5 | 8.5 | 38500 | 35000 | 90.91% | 2.1 | 0 | 10 |  |  |  |  | R-410A | 3.0833 | Residential & Commercial | USHP | Ducted CEE Tier 1
214595000 | Central HP <5.4 tons | LUXAIRE | HRCU-A-CB (Split System: Heat Pump with Remote Outdoor Unit-Air-Source) | HH836E2S11 |  |  | CTM36B5CDS1 | Z8ES100B12SMPS1 | 33200 | 18 | 8.5 | 30600 | 25000 | 81.7% | 2 | 0 | 11 |  |  |  |  | R-454B | 2.7667 | Residential & Commercial | USHP | Ducted CEE Tier 1
216411127 | Central HP <5.4 tons | LUXAIRE | HRCU-A-CB (Split System: Heat Pump with Remote Outdoor Unit-Air-Source) | HMH72B341 |  |  | XAHB36DBCN1 | Z9ET060B12SMPS1 | 33000 | 17 | 8.5 | 33400 | 23400 | 70.06% | 2 | 0 | 9.5 |  |  |  |  | R-410A | 2.75 | Residential & Commercial | USHP
211227453 | Central HP <5.4 tons | HEIL | HRCU-A-CB (Split System: Heat Pump with Remote Outdoor Unit-Air-Source) | DLCURAH36ABK |  |  | EA*4X42L21A* | *80ESU1002120A* | 35400 | 16 | 8.1 | 38500 | 35000 | 90.91% | 1.88 | 0 | 10 |  |  |  |  | R-410A | 2.95 | Residential & Commercial | USHP | Ducted CEE Tier 1
211230461 | Central HP <5.4 tons | TEMPSTAR | HRCU-A-CB (Split System: Heat Pump with Remote Outdoor Unit-Air-Source) | DLCURAH36ABK |  |  | EN(A,D)4X48L24** | *80ES(N,L)1102120A* | 36200 | 16.5 | 8.1 | 38500 | 34800 | 90.39% | 2.02 | 0 | 10.5 |  |  |  |  | R-410A | 3.0167 | Residential & Commercial | USHP | Ducted CEE Tier 1
216785065 | Central HP <5.4 tons | LUXAIRE | HRCU-A-CB (Split System: Heat Pump with Remote Outdoor Unit-Air-Source) | HH860E2S11 |  |  | CTM60C5CGS1 | Z8ES120C20LMPS1 | 44000 | 18 | 9 | 44500 | 33400 | 75.06% | 2 | 0 | 11.7 |  |  |  |  | R-454B | 3.6667 | Residential & Commercial | USHP | Ducted CEE Tier 1
216735731 | Central HP <5.4 tons | TEMPSTAR | HRCU-A-CB (Split System: Heat Pump with Remote Outdoor Unit-Air-Source) | D5CUHAH24AAK |  |  | EA*5X37M21A* | *97CMN0801714B* | 22800 | 16 | 8.5 | 20400 | 18300 | 89.71% | 1.98 | 0 | 11 |  |  |  |  | R-454B | 1.9 | Residential & Commercial | USHP | Ducted CEE Tier 1
216732653 | Central HP <5.4 tons | TEMPSTAR | HRCU-A-CB (Split System: Heat Pump with Remote Outdoor Unit-Air-Source) | D5CUHAH24AAK |  |  | EA*5X24M17A* | *80CSU0401712A* | 22600 | 17 | 8.5 | 21400 | 19300 | 90.19% | 1.96 | 0 | 10.5 |  |  |  |  | R-454B | 1.8833 | Residential & Commercial | USHP | Ducted CEE Tier 1
216732855 | Central HP <5.4 tons | TEMPSTAR | HRCU-A-CB (Split System: Heat Pump with Remote Outdoor Unit-Air-Source) | D5CUHAH24AAK |  |  | EA*5X24M17A* | *97CMN0601714B* | 21800 | 15.5 | 8.5 | 21000 | 19100 | 90.95% | 1.96 | 0 | 10.5 |  |  |  |  | R-454B | 1.8167 | Residential & Commercial | USHP | Ducted CEE Tier 1
216732644 | Central HP <5.4 tons | TEMPSTAR | HRCU-A-CB (Split System: Heat Pump with Remote Outdoor Unit-Air-Source) | D5CUHAH24AAK |  |  | EA*5X24M14A* | *96VTN0601412B* | 21800 | 15.5 | 8.5 | 21000 | 19100 | 90.95% | 1.96 | 0 | 10.5 |  |  |  |  | R-454B | 1.8167 | Residential & Commercial | USHP | Ducted CEE Tier 1
211394961 | Central HP <5.4 tons | FRASER-JOHNSTON | HRCU-A-CB (Split System: Heat Pump with Remote Outdoor Unit-Air-Source) | HMH72B341 |  |  | XAFC48FBCN1 | TP9C100C16MP13 | 33800 | 16.5 | 8.5 | 32400 | 23800 | 73.46% | 2.08 | 0 | 9.5 |  |  |  |  | R-410A | 2.8167 | Residential & Commercial | USHP
211395970 | Central HP <5.4 tons | FRASER-JOHNSTON | HRCU-A-CB (Split System: Heat Pump with Remote Outdoor Unit-Air-Source) | HMH72B341 |  |  | XAHC48FBCN1 | TM9E100C16MP12 | 32800 | 16.5 | 8.5 | 31800 | 23200 | 72.96% | 2.02 | 0 | 9 |  |  |  |  | R-410A | 2.7333 | Residential & Commercial | USHP
211396029 | Central HP <5.4 tons | FRASER-JOHNSTON | HRCU-A-CB (Split System: Heat Pump with Remote Outdoor Unit-Air-Source) | HMH72B341 |  |  | XAFC48FBCN1 | TM9E100C16MP12 | 33400 | 17 | 8.5 | 32400 | 23600 | 72.84% | 2.06 | 0 | 9.5 |  |  |  |  | R-410A | 2.7833 | Residential & Commercial | USHP
214573207 | Central HP <5.4 tons | TEMPSTAR | HRCU-A-CB (Split System: Heat Pump with Remote Outdoor Unit-Air-Source) | TVH837GKA** |  |  | EHD4X48AAL+WALLCON | *95CSU0802120B* | 32600 | 17.5 | 8.5 | 32800 | 25000 | 76.22% | 1.98 | 0 | 11 |  |  |  |  | R-410A | 2.7167 | Residential & Commercial | USHP | Ducted CEE Tier 1
214573407 | Central HP <5.4 tons | TEMPSTAR | HRCU-A-CB (Split System: Heat Pump with Remote Outdoor Unit-Air-Source) | TVH837GKA** |  |  | EN(A,D,W)4X42L21**+WALLCON | *97CMN0602120B* | 31600 | 16.5 | 8.1 | 33200 | 24600 | 74.1% | 1.86 | 0 | 11 |  |  |  |  | R-410A | 2.6333 | Residential & Commercial | USHP | Ducted CEE Tier 1
214397041 | Central HP <5.4 tons | LUXAIRE | HRCU-A-CB (Split System: Heat Pump with Remote Outdoor Unit-Air-Source) | HH860E2S11 |  |  | CTM60C5CGS1 | TM8Y080C16MP11 | 44000 | 18 | 9 | 44000 | 33400 | 75.91% | 2 | 0 | 11.7 |  |  |  |  | R-454B | 3.6667 | Residential & Commercial | USHP | Ducted CEE Tier 1
214397026 | Central HP <5.4 tons | LUXAIRE | HRCU-A-CB (Split System: Heat Pump with Remote Outdoor Unit-Air-Source) | HH860E2S11 |  |  | CTF60C5CGS1+JMVT16CC2N1 | 0 | 45000 | 19 | 9 | 45000 | 33600 | 74.67% | 2 | 0 | 12 |  |  |  |  | R-454B | 3.75 | Residential & Commercial | USHP | Ducted CEE Tier 1
214396922 | Central HP <5.4 tons | LUXAIRE | HRCU-A-CB (Split System: Heat Pump with Remote Outdoor Unit-Air-Source) | HH836E2S11 |  |  | CTM48C5CFS1 | TM8E080C16MP11 | 33400 | 19 | 9 | 31400 | 25400 | 80.89% | 2 | 0 | 11 |  |  |  |  | R-454B | 2.7833 | Residential & Commercial | USHP | Ducted CEE Tier 1
214397275 | Central HP <5.4 tons | LUXAIRE | HRCU-A-CB (Split System: Heat Pump with Remote Outdoor Unit-Air-Source) | HH836E2S11 |  |  | CTF36C5CDS1 | TP9C080C16MP13 | 33800 | 18 | 8.5 | 31800 | 26000 | 81.76% | 2 | 0 | 11 |  |  |  |  | R-454B | 2.8167 | Residential & Commercial | USHP | Ducted CEE Tier 1
214397307 | Central HP <5.4 tons | LUXAIRE | HRCU-A-CB (Split System: Heat Pump with Remote Outdoor Unit-Air-Source) | HH836E2S11 |  |  | CTF36B5CDS1 | TM8V080B12MP12 | 33000 | 17 | 8.5 | 31000 | 25200 | 81.29% | 2 | 0 | 11 |  |  |  |  | R-454B | 2.75 | Residential & Commercial | USHP | Ducted CEE Tier 1
216785922 | Central HP <5.4 tons | LUXAIRE | HRCU-A-CB (Split System: Heat Pump with Remote Outdoor Unit-Air-Source) | HH836E2S11 |  |  | CTM48C5CFS1 | Z8ES120C16LMPS1 | 34000 | 19 | 9 | 31400 | 25200 | 80.25% | 2 | 0 | 11.7 |  |  |  |  | R-454B | 2.8333 | Residential & Commercial | USHP | Ducted CEE Tier 1
214396679 | Central HP <5.4 tons | LUXAIRE | HRCU-A-CB (Split System: Heat Pump with Remote Outdoor Unit-Air-Source) | HH824E2S11 |  |  | CTF30A5ADS1 | TMLE060A12MP11 | 23000 | 18 | 9.5 | 23000 | 18600 | 80.87% | 2 | 0 | 12 |  |  |  |  | R-454B | 1.9167 | Residential & Commercial | USHP | Ducted CEE Tier 1
214397061 | Central HP <5.4 tons | LUXAIRE | HRCU-A-CB (Split System: Heat Pump with Remote Outdoor Unit-Air-Source) | HH860E2S11 |  |  | CTM60C5CGS1 | TM9E100C16MP12 | 44500 | 18 | 9 | 46000 | 34400 | 74.78% | 2 | 0 | 11 |  |  |  |  | R-454B | 3.7083 | Residential & Commercial | USHP | Ducted CEE Tier 1
214396620 | Central HP <5.4 tons | LUXAIRE | HRCU-A-CB (Split System: Heat Pump with Remote Outdoor Unit-Air-Source) | HH860E2S11 |  |  | CTF60D5CGS1 | TM8E130D20MP11 | 46000 | 18 | 9 | 47500 | 35200 | 74.11% | 2 | 0 | 11 |  |  |  |  | R-454B | 3.8333 | Residential & Commercial | USHP | Ducted CEE Tier 1
214396836 | Central HP <5.4 tons | LUXAIRE | HRCU-A-CB (Split System: Heat Pump with Remote Outdoor Unit-Air-Source) | HH836E2S11 |  |  | CTF36B5CDS1 | TMLE080B12MP11 | 33600 | 18 | 8.5 | 31800 | 26000 | 81.76% | 2 | 0 | 11 |  |  |  |  | R-454B | 2.8 | Residential & Commercial | USHP | Ducted CEE Tier 1
211387772 | Central HP <5.4 tons | FRASER-JOHNSTON | HRCU-A-CB (Split System: Heat Pump with Remote Outdoor Unit-Air-Source) | HMH72B341 |  |  | XAHB36DBCN1 | TP9C080B12MP13 | 33200 | 16.5 | 8.1 | 33400 | 23600 | 70.66% | 2 | 0 | 9.5 |  |  |  |  | R-410A | 2.7667 | Residential & Commercial | USHP
211388306 | Central HP <5.4 tons | FRASER-JOHNSTON | HRCU-A-CB (Split System: Heat Pump with Remote Outdoor Unit-Air-Source) | HMH72B341 |  |  | XAFB36DXXN1+TXV | TM9V060B12MP12 | 33800 | 17 | 8.5 | 33400 | 23800 | 71.26% | 2.04 | 0 | 9.5 |  |  |  |  | R-410A | 2.8167 | Residential & Commercial | USHP
211228755 | Central HP <5.4 tons | HEIL | HRCU-A-CB (Split System: Heat Pump with Remote Outdoor Unit-Air-Source) | DLCURAH36ABK |  |  | EA*4X48L21A* | *80ES(N,L)0701712A* | 36000 | 15.5 | 8.5 | 38500 | 34800 | 90.39% | 2.06 | 0 | 10 |  |  |  |  | R-410A | 3 | Residential & Commercial | USHP | Ducted CEE Tier 1
211228612 | Central HP <5.4 tons | HEIL | HRCU-A-CB (Split System: Heat Pump with Remote Outdoor Unit-Air-Source) | DLCURAH36ABK |  |  | EA*4X43L21A* | *95ESU1002122A* | 37400 | 15.5 | 8.5 | 39000 | 35000 | 89.74% | 2.14 | 0 | 10 |  |  |  |  | R-410A | 3.1167 | Residential & Commercial | USHP | Ducted CEE Tier 1
216759847 | Central HP <5.4 tons | TRANE | HRCU-A-C (Split System: Heat Pump with Remote Outdoor Unit with No Indoor Fan --Air Source) | 5TWX7060A1 |  |  | 5TXCD010AS3 | 0 | 53000 | 15.2 | 8.2 | 53500 | 41500 | 77.57% | 2.28 | 0 | 11 |  |  |  |  | R-454B | 4.4167 | Residential & Commercial | USHP | Ducted CEE Tier 1
215940730 | Central HP <5.4 tons | DAY & NIGHT | HRCU-A-CB (Split System: Heat Pump with Remote Outdoor Unit-Air-Source) | C5H3V36*K*AAA* |  |  | EVD5X48M24A*+WALLCON | *96CTN0802120B* | 35000 | 21 | 8.5 | 38500 | 28400 | 73.77% | 2.04 | 0 | 12 |  |  |  |  | R-454B | 2.9167 | Residential & Commercial | USHP | Ducted CEE Tier 1
215940780 | Central HP <5.4 tons | DAY & NIGHT | HRCU-A-CB (Split System: Heat Pump with Remote Outdoor Unit-Air-Source) | C5H3V36*K*AAA* |  |  | EVD5X49M24A*+WALLCON | *97CTN0802120A* | 35400 | 21.5 | 8.5 | 38000 | 28600 | 75.26% | 2.04 | 0 | 12 |  |  |  |  | R-454B | 2.95 | Residential & Commercial | USHP | Ducted CEE Tier 1
211393416 | Central HP <5.4 tons | FRASER-JOHNSTON | HRCU-A-CB (Split System: Heat Pump with Remote Outdoor Unit-Air-Source) | HMH72B341 |  |  | XAHC36DBCN1 | TL8E080C16UH11 | 34000 | 17 | 8.1 | 34000 | 24600 | 72.35% | 2.06 | 0 | 9 |  |  |  |  | R-410A | 2.8333 | Residential & Commercial | USHP
215941750 | Central HP <5.4 tons | DAY & NIGHT | HRCU-A-CB (Split System: Heat Pump with Remote Outdoor Unit-Air-Source) | C5H3V48*K*AAA* |  |  | EVD5X60M24A*+WALLCON | *97CTN1002122A* | 45500 | 20.5 | 8.1 | 52500 | 38000 | 72.38% | 1.9 | 0 | 11.5 |  |  |  |  | R-454B | 3.7917 | Residential & Commercial | USHP | Ducted CEE Tier 1
216763949 | Central HP <5.4 tons | TRANE | HRCU-A-CB (Split System: Heat Pump with Remote Outdoor Unit-Air-Source) | 5TWR7048A1 |  |  | 5PX*D008AS3 | S8X1C100M5PSC | 43500 | 17.1 | 9 | 45000 | 33000 | 73.33% | 2.2 | 0 | 11.7 |  |  |  |  | R-454B | 3.625 | Residential & Commercial | USHP | Ducted CEE Tier 1
216764231 | Central HP <5.4 tons | TRANE | HRCU-A-CB (Split System: Heat Pump with Remote Outdoor Unit-Air-Source) | 5TWX7036A1 |  |  | 5PX*B004AS3 | S9V2B060U4PSC | 32200 | 17 | 8.7 | 32200 | 24000 | 74.53% | 2.1 | 0 | 11.7 |  |  |  |  | R-454B | 2.6833 | Residential & Commercial | USHP | Ducted CEE Tier 1
216764233 | Central HP <5.4 tons | TRANE | HRCU-A-CB (Split System: Heat Pump with Remote Outdoor Unit-Air-Source) | 5TWX7036A1 |  |  | 5PX*B004AS3 | S9V2B080U4VSB | 32200 | 17 | 8.7 | 32400 | 24000 | 74.07% | 2.1 | 0 | 11.7 |  |  |  |  | R-454B | 2.6833 | Residential & Commercial | USHP | Ducted CEE Tier 1
216764208 | Central HP <5.4 tons | TRANE | HRCU-A-CB (Split System: Heat Pump with Remote Outdoor Unit-Air-Source) | 5TWX7024A1 |  |  | 5TXCB006AS3 | *DHMB060CCV3 | 22600 | 17 | 9 | 21400 | 17100 | 79.91% | 2 | 0 | 12 |  |  |  |  | R-454B | 1.8833 | Residential & Commercial | USHP | Ducted CEE Tier 1
216764097 | Central HP <5.4 tons | TRANE | HRCU-A-CB (Split System: Heat Pump with Remote Outdoor Unit-Air-Source) | 5TWR7060A1 |  |  | 5TXCD010AS3 | S8X1C100M5PSC | 52500 | 16.5 | 9 | 51000 | 38500 | 75.49% | 2.2 | 0 | 11.2 |  |  |  |  | R-454B | 4.375 | Residential & Commercial | USHP | Ducted CEE Tier 1
216681800 | Central HP <5.4 tons | DAY & NIGHT | HRCU-A-CB (Split System: Heat Pump with Remote Outdoor Unit-Air-Source) | DLCURAH36ABK |  |  | EA*4X43L21A* | *97VTN1002120A* | 36200 | 16.5 | 9 | 38000 | 34400 | 90.53% | 1.96 | 0 | 10 |  |  |  |  | R-410A | 3.0167 | Residential & Commercial | USHP | Ducted CEE Tier 1
211393506 | Central HP <5.4 tons | FRASER-JOHNSTON | HRCU-A-CB (Split System: Heat Pump with Remote Outdoor Unit-Air-Source) | HMH72B341 |  |  | XAHB36DBCN1 | TL8E060A12UH11 | 33200 | 17.5 | 8.1 | 33000 | 23400 | 70.91% | 2 | 0 | 9.5 |  |  |  |  | R-410A | 2.7667 | Residential & Commercial | USHP
211394067 | Central HP <5.4 tons | FRASER-JOHNSTON | HRCU-A-CB (Split System: Heat Pump with Remote Outdoor Unit-Air-Source) | HMH72B341 |  |  | XAFD48FBCN1 | TM9Y080C16MP11 | 33400 | 17.5 | 8.5 | 32400 | 23600 | 72.84% | 2.06 | 0 | 9.5 |  |  |  |  | R-410A | 2.7833 | Residential & Commercial | USHP
216682100 | Central HP <5.4 tons | DAY & NIGHT | HRCU-A-CB (Split System: Heat Pump with Remote Outdoor Unit-Air-Source) | DLCURAH30ABK |  |  | EA*4X42L24A* | *97VTN1002120A* | 30200 | 15.2 | 9 | 34000 | 27200 | 80% | 1.75 | 0 | 9 |  |  |  |  | R-410A | 2.5167 | Residential & Commercial | USHP
214396902 | Central HP <5.4 tons | LUXAIRE | HRCU-A-CB (Split System: Heat Pump with Remote Outdoor Unit-Air-Source) | HH836E2S11 |  |  | CTM36C5CDS1 | TM9E080C20MP12 | 34400 | 17 | 8.5 | 32600 | 26600 | 81.6% | 2 | 0 | 11 |  |  |  |  | R-454B | 2.8667 | Residential & Commercial | USHP | Ducted CEE Tier 1
214397329 | Central HP <5.4 tons | LUXAIRE | HRCU-A-CB (Split System: Heat Pump with Remote Outdoor Unit-Air-Source) | HH836E2S11 |  |  | CTM48C5CFS1+JMVT17CC2N1 | 0 | 34000 | 19 | 9 | 31600 | 25000 | 79.11% | 2 | 0 | 11.7 |  |  |  |  | R-454B | 2.8333 | Residential & Commercial | USHP | Ducted CEE Tier 1
216082175 | Central HP <5.4 tons | Stelpro | HRCU-A-CB (Split System: Heat Pump with Remote Outdoor Unit-Air-Source) | SDB1-H36A-O |  |  | SAHB1-H36A-I | 0 | 36000 | 17.4 | 10.3 | 37000 | 39000 | 105.4% | 1.9 | 0 | 11.7 |  |  |  |  | R-454B | 3 | Residential & Commercial | USHP | Ducted CEE Tier 1
211390136 | Central HP <5.4 tons | FRASER-JOHNSTON | HRCU-A-CB (Split System: Heat Pump with Remote Outdoor Unit-Air-Source) | HMH72B341 |  |  | XAHC30CXXN1+TXV | TPLC100C16MP13 | 32400 | 17 | 8.1 | 32400 | 22800 | 70.37% | 2 | 0 | 9.5 |  |  |  |  | R-410A | 2.7 | Residential & Commercial | USHP
215933033 | Central HP <5.4 tons | TEMPSTAR | HRCU-A-CB (Split System: Heat Pump with Remote Outdoor Unit-Air-Source) | T5H3V36*K*AAA* |  |  | ESH5X36M12A*+WALLCON | *80CSU0401712A* | 33200 | 19 | 9 | 35000 | 27000 | 77.14% | 1.9 | 0 | 11 |  |  |  |  | R-454B | 2.7667 | Residential & Commercial | USHP | Ducted CEE Tier 1
215933183 | Central HP <5.4 tons | TEMPSTAR | HRCU-A-CB (Split System: Heat Pump with Remote Outdoor Unit-Air-Source) | T5H3V36*K*AAA* |  |  | ESH5X36M12A*+WALLCON | *97CMN0602120B* | 33000 | 18.5 | 9 | 35400 | 27200 | 76.84% | 1.92 | 0 | 11 |  |  |  |  | R-454B | 2.75 | Residential & Commercial | USHP | Ducted CEE Tier 1
211390285 | Central HP <5.4 tons | FRASER-JOHNSTON | HRCU-A-CB (Split System: Heat Pump with Remote Outdoor Unit-Air-Source) | HMH72B341 |  |  | XAFC36DBCN1 | TPLC080C16MP13 | 34000 | 17.5 | 8.5 | 33800 | 23800 | 70.41% | 2.08 | 0 | 10 |  |  |  |  | R-410A | 2.8333 | Residential & Commercial | USHP | Ducted CEE Tier 1
211390351 | Central HP <5.4 tons | FRASER-JOHNSTON | HRCU-A-CB (Split System: Heat Pump with Remote Outdoor Unit-Air-Source) | HMH72B341 |  |  | XAFC30CXXN1+TXV | TMLV100C16MP12 | 33000 | 17.5 | 8.5 | 33000 | 23200 | 70.3% | 2.04 | 0 | 9.5 |  |  |  |  | R-410A | 2.75 | Residential & Commercial | USHP
215941467 | Central HP <5.4 tons | AIRQUEST | HRCU-A-CB (Split System: Heat Pump with Remote Outdoor Unit-Air-Source) | H5H3V48*K*AAA* |  |  | EVM5X60M24A*+WALLCON | *97CTN1002122A* | 45500 | 20.5 | 8.1 | 52500 | 38000 | 72.38% | 1.9 | 0 | 11.5 |  |  |  |  | R-454B | 3.7917 | Residential & Commercial | USHP | Ducted CEE Tier 1
215931670 | Central HP <5.4 tons | DAY & NIGHT | HRCU-A-CB (Split System: Heat Pump with Remote Outdoor Unit-Air-Source) | C5H3V60*K*AAA* |  |  | EA*5X61M24A*+WALLCON | *80CSU0802120A* | 57000 | 19 | 8.5 | 60500 | 46000 | 76.03% | 2.04 | 0 | 11.5 |  |  |  |  | R-454B | 4.75 | Residential & Commercial | USHP | Ducted CEE Tier 1
215931740 | Central HP <5.4 tons | DAY & NIGHT | HRCU-A-CB (Split System: Heat Pump with Remote Outdoor Unit-Air-Source) | C5H3V60*K*AAA* |  |  | EA*5X61M24A*+WALLCON | *97CMN0602120B* | 56000 | 18 | 8.5 | 61000 | 47500 | 77.87% | 2 | 0 | 10.5 |  |  |  |  | R-454B | 4.6667 | Residential & Commercial | USHP | Ducted CEE Tier 1
215940880 | Central HP <5.4 tons | DAY & NIGHT | HRCU-A-CB (Split System: Heat Pump with Remote Outdoor Unit-Air-Source) | C5H3V36*K*AAA* |  |  | EVD5X60M24A*+WALLCON | *96CTN0802120B* | 35400 | 21.5 | 8.5 | 38000 | 28600 | 75.26% | 2.04 | 0 | 12 |  |  |  |  | R-454B | 2.95 | Residential & Commercial | USHP | Ducted CEE Tier 1
215932290 | Central HP <5.4 tons | DAY & NIGHT | HRCU-A-CB (Split System: Heat Pump with Remote Outdoor Unit-Air-Source) | C5H3V36*K*AAA* |  |  | EA*5X42M21A*+WALLCON | *97CMN0601714B* | 32400 | 19 | 9.5 | 34400 | 26400 | 76.74% | 2.04 | 0 | 10.5 |  |  |  |  | R-454B | 2.7 | Residential & Commercial | USHP | Ducted CEE Tier 1
211393550 | Central HP <5.4 tons | FRASER-JOHNSTON | HRCU-A-CB (Split System: Heat Pump with Remote Outdoor Unit-Air-Source) | HMH72B341 |  |  | XAFB36DBCN1 | TL8E060A12UH11 | 34000 | 18 | 8.1 | 33800 | 23800 | 70.41% | 2.06 | 0 | 10 |  |  |  |  | R-410A | 2.8333 | Residential & Commercial | USHP | Ducted CEE Tier 1
211393402 | Central HP <5.4 tons | FRASER-JOHNSTON | HRCU-A-CB (Split System: Heat Pump with Remote Outdoor Unit-Air-Source) | HMH72B341 |  |  | XAHC36DXXN1+TXV | TL8E080C16UH11 | 34000 | 17 | 8.1 | 34000 | 24600 | 72.35% | 2.06 | 0 | 9 |  |  |  |  | R-410A | 2.8333 | Residential & Commercial | USHP
214397230 | Central HP <5.4 tons | LUXAIRE | HRCU-A-CB (Split System: Heat Pump with Remote Outdoor Unit-Air-Source) | HH836E2S11 |  |  | CTM36C5CDS1 | TM8Y100C20MP11 | 33400 | 17 | 8.5 | 30800 | 25200 | 81.82% | 2 | 0 | 11.7 |  |  |  |  | R-454B | 2.7833 | Residential & Commercial | USHP | Ducted CEE Tier 1
214396285 | Central HP <5.4 tons | LUXAIRE | HRCU-A-CB (Split System: Heat Pump with Remote Outdoor Unit-Air-Source) | HH824E2S11 |  |  | CTM30B5ACS1 | TMLE100B12MP11 | 23000 | 17 | 9.5 | 23000 | 18300 | 79.57% | 2 | 0 | 12 |  |  |  |  | R-454B | 1.9167 | Residential & Commercial | USHP | Ducted CEE Tier 1
214396544 | Central HP <5.4 tons | LUXAIRE | HRCU-A-CB (Split System: Heat Pump with Remote Outdoor Unit-Air-Source) | HH836E2S11 |  |  | CTM48C5CFS1 | LPLC080C16MP13 | 33000 | 19 | 9 | 31200 | 25200 | 80.77% | 2 | 0 | 11 |  |  |  |  | R-454B | 2.75 | Residential & Commercial | USHP | Ducted CEE Tier 1
214396801 | Central HP <5.4 tons | LUXAIRE | HRCU-A-CB (Split System: Heat Pump with Remote Outdoor Unit-Air-Source) | HH836E2S11 |  |  | CTM36B5CDS1 | TMLE080B12MP11 | 33400 | 18 | 8.5 | 31600 | 26000 | 82.28% | 2 | 0 | 11 |  |  |  |  | R-454B | 2.7833 | Residential & Commercial | USHP | Ducted CEE Tier 1
211206945 | Central HP <5.4 tons | FRASER-JOHNSTON | HRCU-A-CB (Split System: Heat Pump with Remote Outdoor Unit-Air-Source) | HL20B4821 |  |  | XAMC48HE3N1+CC | TP9C080C16MP13 | 43500 | 18 | 8.5 | 45500 | 36800 | 80.88% | 2.14 | 0 | 11 |  |  |  |  | R-410A | 3.625 | Residential & Commercial | USHP | Ducted CEE Tier 1
216643938 | Central HP <5.4 tons | AIRQUEST | HRCU-A-CB (Split System: Heat Pump with Remote Outdoor Unit-Air-Source) | D5CUHAH18AAK |  |  | EA*5X19M17A* | *92MSN0801716A* | 18500 | 15.2 | 10.5 | 20000 | 17800 | 89% | 2 | 0 | 11.5 |  |  |  |  | R-454B | 1.5417 | Residential & Commercial | USHP | Ducted CEE Tier 1
216643193 | Central HP <5.4 tons | AIRQUEST | HRCU-A-CB (Split System: Heat Pump with Remote Outdoor Unit-Air-Source) | D5CUHAH18AAK |  |  | EA*5X25M17A* | *80MS(N,L)0451412A* | 18300 | 15.2 | 10.5 | 19800 | 17500 | 88.38% | 2 | 0 | 11.5 |  |  |  |  | R-454B | 1.525 | Residential & Commercial | USHP | Ducted CEE Tier 1
216737506 | Central HP <5.4 tons | TEMPSTAR | HRCU-A-CB (Split System: Heat Pump with Remote Outdoor Unit-Air-Source) | D5CUHAH24AAK |  |  | ESH5X30M12A* | *92MSN1002120A* | 22400 | 16 | 8.1 | 21000 | 18800 | 89.52% | 1.85 | 0 | 11 |  |  |  |  | R-454B | 1.8667 | Residential & Commercial | USHP | Ducted CEE Tier 1
216738006 | Central HP <5.4 tons | TEMPSTAR | HRCU-A-CB (Split System: Heat Pump with Remote Outdoor Unit-Air-Source) | D5CUHAH24AAK |  |  | ESH5X36M12A* | *80MS(N,L)0451412A* | 22800 | 15.5 | 8.1 | 20800 | 18500 | 88.94% | 1.9 | 0 | 10.5 |  |  |  |  | R-454B | 1.9 | Residential & Commercial | USHP | Ducted CEE Tier 1
216763778 | Central HP <5.4 tons | TRANE | HRCU-A-CB (Split System: Heat Pump with Remote Outdoor Unit-Air-Source) | 5TWR7036A1 |  |  | 5TEM6B03AV21+TDR | 0 | 32000 | 17.1 | 9 | 33600 | 24400 | 72.62% | 2.1 | 0 | 11.7 |  |  |  |  | R-454B | 2.6667 | Residential & Commercial | USHP | Ducted CEE Tier 1
216763794 | Central HP <5.4 tons | TRANE | HRCU-A-CB (Split System: Heat Pump with Remote Outdoor Unit-Air-Source) | 5TWR7036A1 |  |  | 5TEMCD06AV41+TDR | 0 | 34800 | 17.1 | 9 | 32200 | 23800 | 73.91% | 2.2 | 0 | 12.5 |  |  |  |  | R-454B | 2.9 | Residential & Commercial | USHP | Ducted CEE Tier 1
216737271 | Central HP <5.4 tons | TEMPSTAR | HRCU-A-CB (Split System: Heat Pump with Remote Outdoor Unit-Air-Source) | D5CUHAH24AAK |  |  | ESH5X30M12A* | *80CTL0701412B* | 22400 | 16 | 8.1 | 20800 | 18700 | 89.9% | 1.85 | 0 | 11 |  |  |  |  | R-454B | 1.8667 | Residential & Commercial | USHP | Ducted CEE Tier 1
216738391 | Central HP <5.4 tons | TEMPSTAR | HRCU-A-CB (Split System: Heat Pump with Remote Outdoor Unit-Air-Source) | D5CUHAH24AAK |  |  | ESH5X36M12A* | *95CSU1002122B* | 23400 | 15.2 | 8.1 | 21200 | 18800 | 88.68% | 1.9 | 0 | 11 |  |  |  |  | R-454B | 1.95 | Residential & Commercial | USHP | Ducted CEE Tier 1
214608212 | Central HP <5.4 tons | ECOER | HRCU-A-CB (Split System: Heat Pump with Remote Outdoor Unit-Air-Source) | EODA18H-4860 |  |  | EAHATN-36BAA | 0 | 36000 | 18 | 8.5 | 36000 | 28000 | 77.78% | 2.1 | 0 | 12 |  |  |  |  | R-410A | 3 | Residential & Commercial | USHP | Ducted CEE Tier 1
214397183 | Central HP <5.4 tons | LUXAIRE | HRCU-A-CB (Split System: Heat Pump with Remote Outdoor Unit-Air-Source) | HH860E2S11 |  |  | CTM60D5CHS1 | TP9C120D20MP13 | 54000 | 19 | 9 | 54000 | 39000 | 72.22% | 2 | 0 | 11 |  |  |  |  | R-454B | 4.5 | Residential & Commercial | USHP | Ducted CEE Tier 1
214397265 | Central HP <5.4 tons | LUXAIRE | HRCU-A-CB (Split System: Heat Pump with Remote Outdoor Unit-Air-Source) | HH836E2S11 |  |  | CTF36C5CDS1 | TM9Y100C16MP11 | 33400 | 18 | 9 | 31000 | 25200 | 81.29% | 2 | 0 | 11 |  |  |  |  | R-454B | 2.7833 | Residential & Commercial | USHP | Ducted CEE Tier 1
214396382 | Central HP <5.4 tons | LUXAIRE | HRCU-A-CB (Split System: Heat Pump with Remote Outdoor Unit-Air-Source) | HH836E2S11 |  |  | CTM48C5CFS1 | TM8Y080C16MP11 | 33800 | 19 | 9 | 31800 | 25400 | 79.87% | 2 | 0 | 11 |  |  |  |  | R-454B | 2.8167 | Residential & Commercial | USHP | Ducted CEE Tier 1
214396414 | Central HP <5.4 tons | LUXAIRE | HRCU-A-CB (Split System: Heat Pump with Remote Outdoor Unit-Air-Source) | HH836E2S11 |  |  | CTM36C5CDS1 | TM8E080C16MP11 | 33800 | 18 | 8.5 | 31400 | 25600 | 81.53% | 2 | 0 | 11 |  |  |  |  | R-454B | 2.8167 | Residential & Commercial | USHP | Ducted CEE Tier 1
214396831 | Central HP <5.4 tons | LUXAIRE | HRCU-A-CB (Split System: Heat Pump with Remote Outdoor Unit-Air-Source) | HH836E2S11 |  |  | CTF36B5CDS1 | TM8E080B12MP11 | 33600 | 18 | 8.5 | 31800 | 26000 | 81.76% | 2 | 0 | 11 |  |  |  |  | R-454B | 2.8 | Residential & Commercial | USHP | Ducted CEE Tier 1
214396434 | Central HP <5.4 tons | LUXAIRE | HRCU-A-CB (Split System: Heat Pump with Remote Outdoor Unit-Air-Source) | HH836E2S11 |  |  | CTM36C5CDS1 | TM9E080C16MP12 | 34200 | 18 | 8.5 | 32600 | 27000 | 82.82% | 2 | 0 | 11 |  |  |  |  | R-454B | 2.85 | Residential & Commercial | USHP | Ducted CEE Tier 1
214396761 | Central HP <5.4 tons | LUXAIRE | HRCU-A-CB (Split System: Heat Pump with Remote Outdoor Unit-Air-Source) | HH860E2S11 |  |  | JHC60D5CH2SS1 | 0 | 52500 | 19 | 8.5 | 53000 | 38000 | 71.7% | 2 | 0 | 12 |  |  |  |  | R-454B | 4.375 | Residential & Commercial | USHP | Ducted CEE Tier 1
214396811 | Central HP <5.4 tons | LUXAIRE | HRCU-A-CB (Split System: Heat Pump with Remote Outdoor Unit-Air-Source) | HH836E2S11 |  |  | CTF36C5CDS1+JMVT17CC2N1 | 0 | 34800 | 19 | 9 | 32200 | 25800 | 80.12% | 2 | 0 | 11.7 |  |  |  |  | R-454B | 2.9 | Residential & Commercial | USHP | Ducted CEE Tier 1
211390189 | Central HP <5.4 tons | FRASER-JOHNSTON | HRCU-A-CB (Split System: Heat Pump with Remote Outdoor Unit-Air-Source) | HMH72B341 |  |  | XAFC36DXXN1+TXV | TMLV100C16MP12 | 34000 | 17.5 | 8.5 | 33800 | 23800 | 70.41% | 2.08 | 0 | 10 |  |  |  |  | R-410A | 2.8333 | Residential & Commercial | USHP | Ducted CEE Tier 1
216737197 | Central HP <5.4 tons | DAY & NIGHT | HRCU-A-CB (Split System: Heat Pump with Remote Outdoor Unit-Air-Source) | D5CUHAH24AAK |  |  | ESH5X30M12A* | *80VSL1102122B* | 22800 | 15.2 | 8.1 | 21200 | 19000 | 89.62% | 1.85 | 0 | 10.5 |  |  |  |  | R-454B | 1.9 | Residential & Commercial | USHP | Ducted CEE Tier 1
216734921 | Central HP <5.4 tons | AIRQUEST | HRCU-A-CB (Split System: Heat Pump with Remote Outdoor Unit-Air-Source) | D5CUHAH24AAK |  |  | EA*5X37M17A* | *80MS(N,L)0701412A* | 22800 | 16.5 | 8.5 | 20600 | 18400 | 89.32% | 1.98 | 0 | 11 |  |  |  |  | R-454B | 1.9 | Residential & Commercial | USHP | Ducted CEE Tier 1
216734972 | Central HP <5.4 tons | AIRQUEST | HRCU-A-CB (Split System: Heat Pump with Remote Outdoor Unit-Air-Source) | D5CUHAH24AAK |  |  | EA*5X37M17A* | *80VSL0701412B* | 23000 | 16.5 | 8.5 | 20800 | 18500 | 88.94% | 1.94 | 0 | 11 |  |  |  |  | R-454B | 1.9167 | Residential & Commercial | USHP | Ducted CEE Tier 1
216735375 | Central HP <5.4 tons | AIRQUEST | HRCU-A-CB (Split System: Heat Pump with Remote Outdoor Unit-Air-Source) | D5CUHAH24AAK |  |  | EA*5X37M17A* | *97VTN0801716A* | 23000 | 16.5 | 8.5 | 20800 | 18500 | 88.94% | 1.96 | 0 | 11 |  |  |  |  | R-454B | 1.9167 | Residential & Commercial | USHP | Ducted CEE Tier 1
211397642 | Central HP <5.4 tons | FRASER-JOHNSTON | HRCU-A-CB (Split System: Heat Pump with Remote Outdoor Unit-Air-Source) | HMH72B341 |  |  | XAFD48FBCN1 | TMLV100C16MP12 | 34000 | 16.5 | 8.5 | 33000 | 24400 | 73.94% | 2.1 | 0 | 9 |  |  |  |  | R-410A | 2.8333 | Residential & Commercial | USHP
216643402 | Central HP <5.4 tons | DAY & NIGHT | HRCU-A-CB (Split System: Heat Pump with Remote Outdoor Unit-Air-Source) | D5CUHAH18AAK |  |  | EA*5X25M17A* | *80VSL0451412B* | 18500 | 15.2 | 9.5 | 20000 | 17600 | 88% | 2.02 | 0 | 11.5 |  |  |  |  | R-454B | 1.5417 | Residential & Commercial | USHP | Ducted CEE Tier 1
216732773 | Central HP <5.4 tons | TEMPSTAR | HRCU-A-CB (Split System: Heat Pump with Remote Outdoor Unit-Air-Source) | D5CUHAH24AAK |  |  | EA*5X24M17A* | *80MSU0601716A* | 21800 | 16 | 8.5 | 21000 | 19100 | 90.95% | 1.98 | 0 | 10.5 |  |  |  |  | R-454B | 1.8167 | Residential & Commercial | USHP | Ducted CEE Tier 1
216733282 | Central HP <5.4 tons | TEMPSTAR | HRCU-A-CB (Split System: Heat Pump with Remote Outdoor Unit-Air-Source) | D5CUHAH24AAK |  |  | EA*5X25M17A* | *80CTL0451712B* | 23000 | 16 | 8.5 | 20800 | 18500 | 88.94% | 1.98 | 0 | 11 |  |  |  |  | R-454B | 1.9167 | Residential & Commercial | USHP | Ducted CEE Tier 1
216644297 | Central HP <5.4 tons | AIRQUEST | HRCU-A-CB (Split System: Heat Pump with Remote Outdoor Unit-Air-Source) | D5CUHAH18AAK |  |  | EA*5X19M17A* | *95MSU0601716A* | 17900 | 15.2 | 9.5 | 19800 | 17700 | 89.39% | 1.98 | 0 | 11 |  |  |  |  | R-454B | 1.4917 | Residential & Commercial | USHP | Ducted CEE Tier 1
216644638 | Central HP <5.4 tons | AIRQUEST | HRCU-A-CB (Split System: Heat Pump with Remote Outdoor Unit-Air-Source) | D5CUHAH18AAK |  |  | FM(C,U)5Z18**AL* | 0 | 18000 | 15.2 | 12.5 | 21200 | 18800 | 88.68% | 2.08 | 0 | 11 |  |  |  |  | R-454B | 1.5 | Residential & Commercial | USHP | Ducted CEE Tier 1
214573707 | Central HP <5.4 tons | TEMPSTAR | HRCU-A-CB (Split System: Heat Pump with Remote Outdoor Unit-Air-Source) | TVH837GKA2* |  |  | EA*4X37L21A*+WALLCON | *97CMN0602120B* | 32800 | 17 | 8.5 | 33000 | 25400 | 76.97% | 1.98 | 0 | 11 |  |  |  |  | R-410A | 2.7333 | Residential & Commercial | USHP | Ducted CEE Tier 1
214573907 | Central HP <5.4 tons | TEMPSTAR | HRCU-A-CB (Split System: Heat Pump with Remote Outdoor Unit-Air-Source) | TVH837GKA2* |  |  | EA*4X43L21A*+WALLCON | *96CTN0802120B* | 33000 | 18.5 | 8.5 | 32600 | 25000 | 76.69% | 2 | 0 | 11.5 |  |  |  |  | R-410A | 2.75 | Residential & Commercial | USHP | Ducted CEE Tier 1
214574127 | Central HP <5.4 tons | TEMPSTAR | HRCU-A-CB (Split System: Heat Pump with Remote Outdoor Unit-Air-Source) | TVH837GKA2* |  |  | EA*4X61L21A*+WALLCON | *97CMN0602120B* | 33000 | 17.5 | 8.5 | 32200 | 25000 | 77.64% | 1.98 | 0 | 11 |  |  |  |  | R-410A | 2.75 | Residential & Commercial | USHP | Ducted CEE Tier 1
214574177 | Central HP <5.4 tons | TEMPSTAR | HRCU-A-CB (Split System: Heat Pump with Remote Outdoor Unit-Air-Source) | TVH837GKA2* |  |  | EA*4X61L24A*+WALLCON | *95CSU1002122B* | 33200 | 18.5 | 8.5 | 31800 | 24800 | 77.99% | 2 | 0 | 11.5 |  |  |  |  | R-410A | 2.7667 | Residential & Commercial | USHP | Ducted CEE Tier 1
214397173 | Central HP <5.4 tons | LUXAIRE | HRCU-A-CB (Split System: Heat Pump with Remote Outdoor Unit-Air-Source) | HH860E2S11 |  |  | CTM60D5CHS1+JME18D2SN1 | 0 | 54000 | 19 | 9 | 53500 | 38500 | 71.96% | 2 | 0 | 12 |  |  |  |  | R-454B | 4.5 | Residential & Commercial | USHP | Ducted CEE Tier 1
214396741 | Central HP <5.4 tons | LUXAIRE | HRCU-A-CB (Split System: Heat Pump with Remote Outdoor Unit-Air-Source) | HH860E2S11 |  |  | CTF60D5CHS1+JME18D2SN1 | 0 | 54000 | 19 | 9 | 53500 | 38500 | 71.96% | 2 | 0 | 12 |  |  |  |  | R-454B | 4.5 | Residential & Commercial | USHP | Ducted CEE Tier 1
216010746 | Central HP <5.4 tons | LUXAIRE | HRCU-A-CB (Split System: Heat Pump with Remote Outdoor Unit-Air-Source) | HH824E2S11 |  |  | CTM36B5ADS1+JME12B2SN1 | 0 | 23000 | 19 | 9.5 | 23000 | 18400 | 80% | 2 | 0 | 12 |  |  |  |  | R-454B | 1.9167 | Residential & Commercial | USHP | Ducted CEE Tier 1
214397235 | Central HP <5.4 tons | LUXAIRE | HRCU-A-CB (Split System: Heat Pump with Remote Outdoor Unit-Air-Source) | HH836E2S11 |  |  | CTF36C5CDS1+JMET16CS2N1 | 0 | 34200 | 19 | 9 | 31400 | 25600 | 81.53% | 2 | 0 | 11.7 |  |  |  |  | R-454B | 2.85 | Residential & Commercial | USHP | Ducted CEE Tier 1
214397302 | Central HP <5.4 tons | LUXAIRE | HRCU-A-CB (Split System: Heat Pump with Remote Outdoor Unit-Air-Source) | HH836E2S11 |  |  | CTF36C5CDS1 | TM9E080C20MP12 | 34600 | 17 | 8.5 | 32600 | 26800 | 82.21% | 2 | 0 | 11 |  |  |  |  | R-454B | 2.8833 | Residential & Commercial | USHP | Ducted CEE Tier 1
214397151 | Central HP <5.4 tons | LUXAIRE | HRCU-A-CB (Split System: Heat Pump with Remote Outdoor Unit-Air-Source) | HH824E2S11 |  |  | CTF30B5ACS1 | TM8V080B12MP12 | 23000 | 17 | 9.5 | 23000 | 17900 | 77.83% | 2 | 0 | 12 |  |  |  |  | R-454B | 1.9167 | Residential & Commercial | USHP | Ducted CEE Tier 1
214397036 | Central HP <5.4 tons | LUXAIRE | HRCU-A-CB (Split System: Heat Pump with Remote Outdoor Unit-Air-Source) | HH860E2S11 |  |  | CTM60C5CGS1 | TM8Y100C16MP11 | 44000 | 18 | 9 | 44000 | 33400 | 75.91% | 2 | 0 | 11.7 |  |  |  |  | R-454B | 3.6667 | Residential & Commercial | USHP | Ducted CEE Tier 1
216738672 | Central HP <5.4 tons | TEMPSTAR | HRCU-A-CB (Split System: Heat Pump with Remote Outdoor Unit-Air-Source) | D5CUHAH24AAK |  |  | ESH5X36M12A* | *96VSN0802120B* | 22800 | 16 | 8.1 | 21000 | 18600 | 88.57% | 1.85 | 0 | 11 |  |  |  |  | R-454B | 1.9 | Residential & Commercial | USHP | Ducted CEE Tier 1
216738931 | Central HP <5.4 tons | TEMPSTAR | HRCU-A-CB (Split System: Heat Pump with Remote Outdoor Unit-Air-Source) | D5CUHAH24AAK |  |  | ESH5X36M12A* | *97VTN1002120A* | 22600 | 16 | 8.1 | 20800 | 18400 | 88.46% | 1.85 | 0 | 11 |  |  |  |  | R-454B | 1.8833 | Residential & Commercial | USHP | Ducted CEE Tier 1
216739038 | Central HP <5.4 tons | TEMPSTAR | HRCU-A-CB (Split System: Heat Pump with Remote Outdoor Unit-Air-Source) | D5CUHAH24AAK |  |  | FHMA5*24L*B* | 0 | 23000 | 15.5 | 8.5 | 21400 | 19200 | 89.72% | 1.98 | 0 | 11 |  |  |  |  | R-454B | 1.9167 | Residential & Commercial | USHP | Ducted CEE Tier 1
216735575 | Central HP <5.4 tons | AIRQUEST | HRCU-A-CB (Split System: Heat Pump with Remote Outdoor Unit-Air-Source) | D5CUHAH24AAK |  |  | EA*5X37M21A* | *80MSU0802120A* | 22800 | 16.5 | 8.5 | 20400 | 18300 | 89.71% | 1.98 | 0 | 11 |  |  |  |  | R-454B | 1.9 | Residential & Commercial | USHP | Ducted CEE Tier 1
216735791 | Central HP <5.4 tons | AIRQUEST | HRCU-A-CB (Split System: Heat Pump with Remote Outdoor Unit-Air-Source) | D5CUHAH24AAK |  |  | EA*5X37M21A* | *92MSN1002120A* | 23000 | 16.5 | 8.5 | 20600 | 18400 | 89.32% | 1.98 | 0 | 11 |  |  |  |  | R-454B | 1.9167 | Residential & Commercial | USHP | Ducted CEE Tier 1
216735809 | Central HP <5.4 tons | AIRQUEST | HRCU-A-CB (Split System: Heat Pump with Remote Outdoor Unit-Air-Source) | D5CUHAH24AAK |  |  | EA*5X37M21A* | *96MSN0601716A* | 23200 | 15.5 | 8.5 | 20800 | 18500 | 88.94% | 1.98 | 0 | 11 |  |  |  |  | R-454B | 1.9333 | Residential & Commercial | USHP | Ducted CEE Tier 1
216735860 | Central HP <5.4 tons | AIRQUEST | HRCU-A-CB (Split System: Heat Pump with Remote Outdoor Unit-Air-Source) | D5CUHAH24AAK |  |  | EA*5X37M21A* | *96VSN0401712B* | 23000 | 16 | 8.5 | 20800 | 18500 | 88.94% | 1.96 | 0 | 10.5 |  |  |  |  | R-454B | 1.9167 | Residential & Commercial | USHP | Ducted CEE Tier 1
216737063 | Central HP <5.4 tons | AIRQUEST | HRCU-A-CB (Split System: Heat Pump with Remote Outdoor Unit-Air-Source) | D5CUHAH24AAK |  |  | ESH5X30M12A* | *80MS(N,L)0702116A* | 22400 | 15.2 | 8.1 | 21000 | 18900 | 90% | 1.9 | 0 | 10.5 |  |  |  |  | R-454B | 1.8667 | Residential & Commercial | USHP | Ducted CEE Tier 1
216737246 | Central HP <5.4 tons | AIRQUEST | HRCU-A-CB (Split System: Heat Pump with Remote Outdoor Unit-Air-Source) | D5CUHAH24AAK |  |  | ESH5X30M12A* | *80MSU1002120A* | 22400 | 15.5 | 8.1 | 21000 | 18900 | 90% | 1.85 | 0 | 10.5 |  |  |  |  | R-454B | 1.8667 | Residential & Commercial | USHP | Ducted CEE Tier 1
216735039 | Central HP <5.4 tons | AIRQUEST | HRCU-A-CB (Split System: Heat Pump with Remote Outdoor Unit-Air-Source) | D5CUHAH24AAK |  |  | EA*5X37M17A* | *80CTL0701716B* | 23000 | 16.5 | 8.5 | 20800 | 18500 | 88.94% | 1.94 | 0 | 11 |  |  |  |  | R-454B | 1.9167 | Residential & Commercial | USHP | Ducted CEE Tier 1
216735425 | Central HP <5.4 tons | AIRQUEST | HRCU-A-CB (Split System: Heat Pump with Remote Outdoor Unit-Air-Source) | D5CUHAH24AAK |  |  | EA*5X37M21A* | *80CSU0601716A* | 23800 | 17 | 8.5 | 21000 | 18700 | 89.05% | 1.96 | 0 | 11 |  |  |  |  | R-454B | 1.9833 | Residential & Commercial | USHP | Ducted CEE Tier 1
214397381 | Central HP <5.4 tons | LUXAIRE | HRCU-A-CB (Split System: Heat Pump with Remote Outdoor Unit-Air-Source) | HH836E2S11 |  |  | CTF48C5CFS1 | LP9C100C20MP13 | 34200 | 18 | 9 | 32600 | 25800 | 79.14% | 2 | 0 | 11 |  |  |  |  | R-454B | 2.85 | Residential & Commercial | USHP | Ducted CEE Tier 1
214396402 | Central HP <5.4 tons | LUXAIRE | HRCU-A-CB (Split System: Heat Pump with Remote Outdoor Unit-Air-Source) | HH836E2S11 |  |  | CTF36C5CDS1 | TM9V100C20MP12 | 34600 | 18 | 8.5 | 33000 | 27200 | 82.42% | 2 | 0 | 10 |  |  |  |  | R-454B | 2.8833 | Residential & Commercial | USHP | Ducted CEE Tier 1
214396300 | Central HP <5.4 tons | LUXAIRE | HRCU-A-CB (Split System: Heat Pump with Remote Outdoor Unit-Air-Source) | HH860E2S11 |  |  | CTF60C5CHS1 | TM9V100C20MP12 | 53000 | 19 | 8.5 | 53500 | 38500 | 71.96% | 2 | 0 | 11 |  |  |  |  | R-454B | 4.4167 | Residential & Commercial | USHP | Ducted CEE Tier 1
214396311 | Central HP <5.4 tons | LUXAIRE | HRCU-A-CB (Split System: Heat Pump with Remote Outdoor Unit-Air-Source) | HH860E2S11 |  |  | CTF60C5CHS1 | LP9C100C20MP13 | 53000 | 19 | 8.5 | 53500 | 38500 | 71.96% | 2 | 0 | 11 |  |  |  |  | R-454B | 4.4167 | Residential & Commercial | USHP | Ducted CEE Tier 1
215932260 | Central HP <5.4 tons | DAY & NIGHT | HRCU-A-CB (Split System: Heat Pump with Remote Outdoor Unit-Air-Source) | C5H3V36*K*AAA* |  |  | EA*5X42M21A*+WALLCON | *80CTL1102120B* | 32800 | 20 | 9.5 | 34600 | 26600 | 76.88% | 2.02 | 0 | 11.5 |  |  |  |  | R-454B | 2.7333 | Residential & Commercial | USHP | Ducted CEE Tier 1
213778864 | Central HP <5.4 tons | TEMPSTAR | HRCU-A-CB (Split System: Heat Pump with Remote Outdoor Unit-Air-Source) | TVH837GKA** |  |  | EA*4X36L21A*+WALLCON | *80CTL1102120B* | 31600 | 17 | 8.1 | 32800 | 24200 | 73.78% | 1.86 | 0 | 11 |  |  |  |  | R-410A | 2.6333 | Residential & Commercial | USHP | Ducted CEE Tier 1
211230565 | Central HP <5.4 tons | TEMPSTAR | HRCU-A-CB (Split System: Heat Pump with Remote Outdoor Unit-Air-Source) | DLCURAH36ABK |  |  | EN(A,D)4X48L24** | *80VTL0902120A* | 35800 | 16.5 | 8.1 | 38500 | 34800 | 90.39% | 2 | 0 | 10 |  |  |  |  | R-410A | 2.9833 | Residential & Commercial | USHP | Ducted CEE Tier 1
211230647 | Central HP <5.4 tons | TEMPSTAR | HRCU-A-CB (Split System: Heat Pump with Remote Outdoor Unit-Air-Source) | DLCURAH36ABK |  |  | EN(A,D)4X48L24** | *95ESN0802120A* | 36800 | 15.5 | 8.1 | 39500 | 35000 | 88.61% | 2.06 | 0 | 10.5 |  |  |  |  | R-410A | 3.0667 | Residential & Commercial | USHP | Ducted CEE Tier 1
211230748 | Central HP <5.4 tons | TEMPSTAR | HRCU-A-CB (Split System: Heat Pump with Remote Outdoor Unit-Air-Source) | DLCURAH36ABK |  |  | EN(A,D)4X48L24** | *95ESU1002122A* | 37400 | 15.5 | 8.5 | 39500 | 35000 | 88.61% | 2.08 | 0 | 10.5 |  |  |  |  | R-410A | 3.1167 | Residential & Commercial | USHP | Ducted CEE Tier 1
211230913 | Central HP <5.4 tons | TEMPSTAR | HRCU-A-CB (Split System: Heat Pump with Remote Outdoor Unit-Air-Source) | DLCURAH36ABK |  |  | FXM4X36**AL | 0 | 35800 | 16.5 | 8.1 | 38500 | 34600 | 89.87% | 1.94 | 0 | 10 |  |  |  |  | R-410A | 2.9833 | Residential & Commercial | USHP | Ducted CEE Tier 1
214573877 | Central HP <5.4 tons | TEMPSTAR | HRCU-A-CB (Split System: Heat Pump with Remote Outdoor Unit-Air-Source) | TVH837GKA2* |  |  | EA*4X43L21A*+WALLCON | *95CSU1002122B* | 33000 | 17.5 | 8.5 | 32600 | 25000 | 76.69% | 2 | 0 | 11.5 |  |  |  |  | R-410A | 2.75 | Residential & Commercial | USHP | Ducted CEE Tier 1
211390202 | Central HP <5.4 tons | FRASER-JOHNSTON | HRCU-A-CB (Split System: Heat Pump with Remote Outdoor Unit-Air-Source) | HMH72B341 |  |  | XAFC36DXXN1+TXV | TPLC080C16MP13 | 34000 | 17.5 | 8.5 | 33800 | 23800 | 70.41% | 2.08 | 0 | 10 |  |  |  |  | R-410A | 2.8333 | Residential & Commercial | USHP | Ducted CEE Tier 1
211390553 | Central HP <5.4 tons | FRASER-JOHNSTON | HRCU-A-CB (Split System: Heat Pump with Remote Outdoor Unit-Air-Source) | HMH72B341 |  |  | XAHB36DBCN1 | TPLC080B12MP13 | 32800 | 16.5 | 8.1 | 33000 | 23400 | 70.91% | 1.98 | 0 | 9.5 |  |  |  |  | R-410A | 2.7333 | Residential & Commercial | USHP
212384825 | Central HP <5.4 tons | BRYANT HEATING AND COOLING SYSTEMS | HRCU-A-CB (Split System: Heat Pump with Remote Outdoor Unit-Air-Source) | 38MURAQ36AB3* |  |  | FJ4DN*C42L* | 0 | 37000 | 16 | 8.1 | 39000 | 34800 | 89.23% | 2 | 0 | 10 |  |  |  |  | R-410A | 3.0833 | Residential & Commercial | USHP | Ducted CEE Tier 1
214797688 | Central HP <5.4 tons | Willis | HRCU-A-C (Split System: Heat Pump with Remote Outdoor Unit with No Indoor Fan --Air Source) | FLEX48/60KUH |  |  | CC60V1 | 0 | 50500 | 15.2 | 8.5 | 53000 | 37200 | 70.19% | 1.8 | 0 | 9.5 |  |  |  |  | R-410A | 4.2083 | Residential & Commercial | USHP
211387812 | Central HP <5.4 tons | FRASER-JOHNSTON | HRCU-A-CB (Split System: Heat Pump with Remote Outdoor Unit-Air-Source) | HMH72B341 |  |  | XAFC36DXXN1+TXV | TP9C080B12MP13 | 34000 | 17 | 8.1 | 34000 | 24400 | 71.76% | 2.06 | 0 | 9.5 |  |  |  |  | R-410A | 2.8333 | Residential & Commercial | USHP
211388446 | Central HP <5.4 tons | FRASER-JOHNSTON | HRCU-A-CB (Split System: Heat Pump with Remote Outdoor Unit-Air-Source) | HMH72B341 |  |  | XAUB30CXXN1+TXV | TP9C060B12MP13 | 32600 | 17 | 8.1 | 33600 | 23600 | 70.24% | 2.02 | 0 | 9.5 |  |  |  |  | R-410A | 2.7167 | Residential & Commercial | USHP
211388646 | Central HP <5.4 tons | FRASER-JOHNSTON | HRCU-A-CB (Split System: Heat Pump with Remote Outdoor Unit-Air-Source) | HMH72B341 |  |  | XAFC30CXXN1+TXV | TM9E100C16MP12 | 33000 | 17.5 | 8.5 | 33000 | 23200 | 70.3% | 2.04 | 0 | 10 |  |  |  |  | R-410A | 2.75 | Residential & Commercial | USHP | Ducted CEE Tier 1
211388779 | Central HP <5.4 tons | FRASER-JOHNSTON | HRCU-A-CB (Split System: Heat Pump with Remote Outdoor Unit-Air-Source) | HMH72B341 |  |  | XAHC30CXXN1+TXV | TM9E080B12MP12 | 32000 | 17 | 8.1 | 33000 | 23200 | 70.3% | 1.98 | 0 | 9 |  |  |  |  | R-410A | 2.6667 | Residential & Commercial | USHP
211388832 | Central HP <5.4 tons | FRASER-JOHNSTON | HRCU-A-CB (Split System: Heat Pump with Remote Outdoor Unit-Air-Source) | HMH72B341 |  |  | XAFC36DXXN1+TXV | TM9E080B12MP12 | 34000 | 17.5 | 8.1 | 34000 | 24400 | 71.76% | 2.06 | 0 | 9.5 |  |  |  |  | R-410A | 2.8333 | Residential & Commercial | USHP
211389248 | Central HP <5.4 tons | FRASER-JOHNSTON | HRCU-A-CB (Split System: Heat Pump with Remote Outdoor Unit-Air-Source) | HMH72B341 |  |  | XAFB30CXXN1+TXV | TM9E040A10MP12 | 32200 | 17 | 8.1 | 33400 | 23400 | 70.06% | 1.98 | 0 | 9.5 |  |  |  |  | R-410A | 2.6833 | Residential & Commercial | USHP
211389263 | Central HP <5.4 tons | FRASER-JOHNSTON | HRCU-A-CB (Split System: Heat Pump with Remote Outdoor Unit-Air-Source) | HMH72B341 |  |  | XAUB30CXXN1+TXV | TM9E040A10MP12 | 32200 | 17 | 8.1 | 33400 | 23400 | 70.06% | 1.98 | 0 | 9.5 |  |  |  |  | R-410A | 2.6833 | Residential & Commercial | USHP
211387712 | Central HP <5.4 tons | FRASER-JOHNSTON | HRCU-A-CB (Split System: Heat Pump with Remote Outdoor Unit-Air-Source) | HMH72B341 |  |  | XAHC36DBCN1 | TP9C080B12MP13 | 33200 | 17 | 8.1 | 33200 | 23400 | 70.48% | 2.02 | 0 | 9.5 |  |  |  |  | R-410A | 2.7667 | Residential & Commercial | USHP
211389181 | Central HP <5.4 tons | FRASER-JOHNSTON | HRCU-A-CB (Split System: Heat Pump with Remote Outdoor Unit-Air-Source) | HMH72B341 |  |  | XAFB36DXXN1+TXV | TM9E060A10MP12 | 33600 | 17.5 | 8.1 | 33800 | 23800 | 70.41% | 2.02 | 0 | 9.5 |  |  |  |  | R-410A | 2.8 | Residential & Commercial | USHP
216785669 | Central HP <5.4 tons | LUXAIRE | HRCU-A-CB (Split System: Heat Pump with Remote Outdoor Unit-Air-Source) | HH836E2S11 |  |  | CTU48C5XFS1+TXV | Z8ES100C20LMPS1 | 34400 | 19 | 9 | 32000 | 25400 | 79.38% | 2 | 0 | 11 |  |  |  |  | R-454B | 2.8667 | Residential & Commercial | USHP | Ducted CEE Tier 1
215934990 | Central HP <5.4 tons | DAY & NIGHT | HRCU-A-CB (Split System: Heat Pump with Remote Outdoor Unit-Air-Source) | C5H3V36*K*AAA* |  |  | EVM5X49M21A*+WALLCON | *80CSU1002120A* | 35600 | 21.5 | 8.5 | 38000 | 28800 | 75.79% | 2.02 | 0 | 12 |  |  |  |  | R-454B | 2.9667 | Residential & Commercial | USHP | Ducted CEE Tier 1
215934870 | Central HP <5.4 tons | DAY & NIGHT | HRCU-A-CB (Split System: Heat Pump with Remote Outdoor Unit-Air-Source) | C5H3V36*K*AAA* |  |  | EVM5X44M21A*+WALLCON | *95CSU0601716B* | 35400 | 21.5 | 8.5 | 38500 | 29000 | 75.32% | 2.02 | 0 | 12 |  |  |  |  | R-454B | 2.95 | Residential & Commercial | USHP | Ducted CEE Tier 1
216786387 | Central HP <5.4 tons | LUXAIRE | HRCU-A-CB (Split System: Heat Pump with Remote Outdoor Unit-Air-Source) | HH836E2S11 |  |  | CTF36B5CDS1 | Z8ES080B12LMPS1 | 33200 | 18 | 8.5 | 30400 | 24800 | 81.58% | 2 | 0 | 11.7 |  |  |  |  | R-454B | 2.7667 | Residential & Commercial | USHP | Ducted CEE Tier 1
211392275 | Central HP <5.4 tons | FRASER-JOHNSTON | HRCU-A-CB (Split System: Heat Pump with Remote Outdoor Unit-Air-Source) | HMH72B341 |  |  | XAHB30CXXN1+TXV | TM8E080B12MP11 | 32000 | 17 | 8.1 | 32800 | 23400 | 71.34% | 1.98 | 0 | 9 |  |  |  |  | R-410A | 2.6667 | Residential & Commercial | USHP
211392592 | Central HP <5.4 tons | FRASER-JOHNSTON | HRCU-A-CB (Split System: Heat Pump with Remote Outdoor Unit-Air-Source) | HMH72B341 |  |  | XAHB30CXXN1+TXV | TMLE060A12MP11 | 32000 | 17 | 8.1 | 32800 | 23000 | 70.12% | 1.98 | 0 | 9.5 |  |  |  |  | R-410A | 2.6667 | Residential & Commercial | USHP
215933923 | Central HP <5.4 tons | TEMPSTAR | HRCU-A-CB (Split System: Heat Pump with Remote Outdoor Unit-Air-Source) | T5H3V36*K*AAA* |  |  | ESH5X60M12A*+WALLCON | *96CTN0601714B* | 33800 | 19 | 9 | 33800 | 25600 | 75.74% | 1.94 | 0 | 11 |  |  |  |  | R-454B | 2.8167 | Residential & Commercial | USHP | Ducted CEE Tier 1
216505875 | Central HP <5.4 tons | Panasonic | HRCU-A-CB (Split System: Heat Pump with Remote Outdoor Unit-Air-Source) | CU-M24BAHU |  |  | CS-HM24BAHU | 0 | 24000 | 18.1 | 9.7 | 26000 | 21600 | 83.08% | 1.87 | 0 | 11 |  |  |  |  | R-454B | 2 | Residential & Commercial | USHP | Ducted CEE Tier 1
211227486 | Central HP <5.4 tons | HEIL | HRCU-A-CB (Split System: Heat Pump with Remote Outdoor Unit-Air-Source) | DLCURAH36ABK |  |  | EA*4X42L21A* | *80VTL1102122A* | 36200 | 15.5 | 8.1 | 39500 | 35200 | 89.11% | 1.92 | 0 | 10 |  |  |  |  | R-410A | 3.0167 | Residential & Commercial | USHP | Ducted CEE Tier 1
211227666 | Central HP <5.4 tons | HEIL | HRCU-A-CB (Split System: Heat Pump with Remote Outdoor Unit-Air-Source) | DLCURAH36ABK |  |  | EA*4X42L21A* | *95ESU1002122A* | 36600 | 15.2 | 8.1 | 40000 | 35200 | 88% | 1.94 | 0 | 10 |  |  |  |  | R-410A | 3.05 | Residential & Commercial | USHP | Ducted CEE Tier 1
216720956 | Central HP <5.4 tons | Willis | HRCU-A-CB (Split System: Heat Pump with Remote Outdoor Unit-Air-Source) | FLEX48KUHR32 |  |  | FLEXAH48KR32 | 0 | 48000 | 19 | 10 | 48000 | 48000 | 100% | 2 | 0 | 12 |  |  |  |  | R-32 | 4 | Residential & Commercial | USHP | Ducted CEE Tier 1
212975099 | Central HP <5.4 tons | TEMPSTAR | HRCU-A-CB (Split System: Heat Pump with Remote Outdoor Unit-Air-Source) | DLCURAH18ABK |  |  | EA*4X25L17A* | *96VTN0401712B* | 17700 | 16 | 8.1 | 17800 | 18800 | 105.6% | 2.24 | 0 | 10.5 |  |  |  |  | R-410A | 1.475 | Residential & Commercial | USHP | Ducted CEE Tier 1
216621500 | Central HP <5.4 tons | Panasonic | HRCU-A-C (Split System: Heat Pump with Remote Outdoor Unit with No Indoor Fan --Air Source) | CU-HM30BAHU |  |  | CS-HM36BAAU3 | 0 | 29000 | 16 | 9.5 | 32000 | 32000 | 100% | 1.85 | 0 | 10 |  |  |  |  | R-454B | 2.4167 | Residential & Commercial | USHP | Ducted CEE Tier 1
211227818 | Central HP <5.4 tons | HEIL | HRCU-A-CB (Split System: Heat Pump with Remote Outdoor Unit-Air-Source) | DLCURAH36ABK |  |  | EA*4X42L24A* | *80ES(N,L)1102120A* | 35400 | 16 | 8.1 | 38500 | 35000 | 90.91% | 1.88 | 0 | 10 |  |  |  |  | R-410A | 2.95 | Residential & Commercial | USHP | Ducted CEE Tier 1
211227911 | Central HP <5.4 tons | HEIL | HRCU-A-CB (Split System: Heat Pump with Remote Outdoor Unit-Air-Source) | DLCURAH36ABK |  |  | EA*4X42L24A* | *80ESU1002120A* | 35600 | 16 | 8.1 | 38500 | 35000 | 90.91% | 1.88 | 0 | 10 |  |  |  |  | R-410A | 2.9667 | Residential & Commercial | USHP | Ducted CEE Tier 1
215934493 | Central HP <5.4 tons | TEMPSTAR | HRCU-A-CB (Split System: Heat Pump with Remote Outdoor Unit-Air-Source) | T5H3V48*K*AAA* |  |  | ESH5X48M12A*+WALLCON | *97CMN0802120B* | 44000 | 20 | 9 | 48500 | 36600 | 75.46% | 1.8 | 0 | 10.5 |  |  |  |  | R-454B | 3.6667 | Residential & Commercial | USHP | Ducted CEE Tier 1
216759844 | Central HP <5.4 tons | TRANE | HRCU-A-C (Split System: Heat Pump with Remote Outdoor Unit with No Indoor Fan --Air Source) | 5TWX7024A1 |  |  | 5TXCB004AS3 | 0 | 23000 | 16 | 8.2 | 23000 | 19100 | 83.04% | 2.08 | 0 | 12 |  |  |  |  | R-454B | 1.9167 | Residential & Commercial | USHP | Ducted CEE Tier 1
211392607 | Central HP <5.4 tons | FRASER-JOHNSTON | HRCU-A-CB (Split System: Heat Pump with Remote Outdoor Unit-Air-Source) | HMH72B341 |  |  | XAFB36DXXN1+TXV | TM8E060A12MP11 | 34000 | 18 | 8.1 | 33800 | 23800 | 70.41% | 2.06 | 0 | 10 |  |  |  |  | R-410A | 2.8333 | Residential & Commercial | USHP | Ducted CEE Tier 1
211392743 | Central HP <5.4 tons | FRASER-JOHNSTON | HRCU-A-CB (Split System: Heat Pump with Remote Outdoor Unit-Air-Source) | HMH72B341 |  |  | XAHB36DXXN1+TXV | TM8E040A12MP11 | 33200 | 17.5 | 8.1 | 33000 | 23200 | 70.3% | 2.02 | 0 | 9.5 |  |  |  |  | R-410A | 2.7667 | Residential & Commercial | USHP
211392758 | Central HP <5.4 tons | FRASER-JOHNSTON | HRCU-A-CB (Split System: Heat Pump with Remote Outdoor Unit-Air-Source) | HMH72B341 |  |  | XAHB36DXXN1+TXV | TMLE040A12MP11 | 33200 | 17.5 | 8.1 | 33000 | 23200 | 70.3% | 2.02 | 0 | 9.5 |  |  |  |  | R-410A | 2.7667 | Residential & Commercial | USHP
216763370 | Central HP <5.4 tons | TRANE | HRCU-A-CB (Split System: Heat Pump with Remote Outdoor Unit-Air-Source) | 5TWR7024A1 |  |  | 5PX*B004AS3 | S9V2B040D3PSC | 21800 | 16.5 | 8.7 | 21200 | 16900 | 79.72% | 1.9 | 0 | 11.7 |  |  |  |  | R-454B | 1.8167 | Residential & Commercial | USHP | Ducted CEE Tier 1
216763588 | Central HP <5.4 tons | TRANE | HRCU-A-CB (Split System: Heat Pump with Remote Outdoor Unit-Air-Source) | 5TWR7036A1 |  |  | 5PX*B004AS3 | S9V2B040U3VSB | 32000 | 17.1 | 8.7 | 32200 | 24000 | 74.53% | 2.1 | 0 | 11.7 |  |  |  |  | R-454B | 2.6667 | Residential & Commercial | USHP | Ducted CEE Tier 1
216763604 | Central HP <5.4 tons | TRANE | HRCU-A-CB (Split System: Heat Pump with Remote Outdoor Unit-Air-Source) | 5TWR7036A1 |  |  | 5PX*B006AS3 | L8V1B080U4VSB | 32800 | 17.1 | 8.7 | 32400 | 24000 | 74.07% | 2.1 | 0 | 12 |  |  |  |  | R-454B | 2.7333 | Residential & Commercial | USHP | Ducted CEE Tier 1
216763624 | Central HP <5.4 tons | TRANE | HRCU-A-CB (Split System: Heat Pump with Remote Outdoor Unit-Air-Source) | 5TWR7036A1 |  |  | 5PX*B006AS3 | S9V2B060U3VSB | 33200 | 17.1 | 9 | 32400 | 24000 | 74.07% | 2.1 | 0 | 12 |  |  |  |  | R-454B | 2.7667 | Residential & Commercial | USHP | Ducted CEE Tier 1
216763638 | Central HP <5.4 tons | TRANE | HRCU-A-CB (Split System: Heat Pump with Remote Outdoor Unit-Air-Source) | 5TWR7036A1 |  |  | 5PX*BD04AS3 | S8X1A040M3PSC | 32400 | 17.1 | 8.2 | 33600 | 24600 | 73.21% | 1.9 | 0 | 11.5 |  |  |  |  | R-454B | 2.7 | Residential & Commercial | USHP | Ducted CEE Tier 1
216763390 | Central HP <5.4 tons | TRANE | HRCU-A-CB (Split System: Heat Pump with Remote Outdoor Unit-Air-Source) | 5TWR7024A1 |  |  | 5PX*B006AS3 | S9V2B040U3VSB | 24000 | 17.1 | 9 | 22000 | 17400 | 79.09% | 2 | 0 | 12.5 |  |  |  |  | R-454B | 2 | Residential & Commercial | USHP | Ducted CEE Tier 1
216763406 | Central HP <5.4 tons | TRANE | HRCU-A-CB (Split System: Heat Pump with Remote Outdoor Unit-Air-Source) | 5TWR7024A1 |  |  | 5PX*B006AS3 | *UHMB080CCV3 | 24000 | 17.1 | 9.4 | 21800 | 17300 | 79.36% | 2.1 | 0 | 12.5 |  |  |  |  | R-454B | 2 | Residential & Commercial | USHP | Ducted CEE Tier 1
211228327 | Central HP <5.4 tons | HEIL | HRCU-A-CB (Split System: Heat Pump with Remote Outdoor Unit-Air-Source) | DLCURAH36ABK |  |  | EA*4X43L21A* | *80VSL0902120A* | 36200 | 16 | 8.5 | 38500 | 34800 | 90.39% | 2.06 | 0 | 10 |  |  |  |  | R-410A | 3.0167 | Residential & Commercial | USHP | Ducted CEE Tier 1
216763422 | Central HP <5.4 tons | TRANE | HRCU-A-CB (Split System: Heat Pump with Remote Outdoor Unit-Air-Source) | 5TWR7024A1 |  |  | 5PX*BD04AS3 | S9V2B080D4VSB | 23200 | 17.1 | 8.1 | 22200 | 17100 | 77.03% | 1.8 | 0 | 12.5 |  |  |  |  | R-454B | 1.9333 | Residential & Commercial | USHP | Ducted CEE Tier 1
216763488 | Central HP <5.4 tons | TRANE | HRCU-A-CB (Split System: Heat Pump with Remote Outdoor Unit-Air-Source) | 5TWR7024A1 |  |  | 5TXCB004AS3 | S9V2B060U3VSB | 23200 | 17.1 | 9 | 21800 | 17200 | 78.9% | 2 | 0 | 12.5 |  |  |  |  | R-454B | 1.9333 | Residential & Commercial | USHP | Ducted CEE Tier 1
215864989 | Central HP <5.4 tons | TRANE | HRCU-A-CB (Split System: Heat Pump with Remote Outdoor Unit-Air-Source) | 5TWV8X48A1 |  |  | 5TXCD010AS3 | S8V2C100M5PCB | 46500 | 18.1 | 8.5 | 45500 | 34800 | 76.48% | 2.1 | 0 | 10.5 |  |  |  |  | R-454B | 3.875 | Residential & Commercial | USHP | Ducted CEE Tier 1
215865041 | Central HP <5.4 tons | TRANE | HRCU-A-CB (Split System: Heat Pump with Remote Outdoor Unit-Air-Source) | 5TWV8X48A1 |  |  | 5TEMCD05AV41+TDR | 0 | 43500 | 18.1 | 8.5 | 45500 | 34000 | 74.73% | 2.2 | 0 | 11 |  |  |  |  | R-454B | 3.625 | Residential & Commercial | USHP | Ducted CEE Tier 1
216505880 | Central HP <5.4 tons | Panasonic | HRCU-A-CB (Split System: Heat Pump with Remote Outdoor Unit-Air-Source) | CU-HM24BAHU |  |  | CS-HM24BAHU | 0 | 23000 | 18.3 | 10 | 24000 | 21600 | 90% | 1.87 | 0 | 11.7 |  |  |  |  | R-454B | 1.9167 | Residential & Commercial | USHP | Ducted CEE Tier 1
215937103 | Central HP <5.4 tons | TEMPSTAR | HRCU-A-CB (Split System: Heat Pump with Remote Outdoor Unit-Air-Source) | T5H3V48*K*AAA* |  |  | EVM5X48M21A*+WALLCON | *97CMN1002122B* | 44500 | 20 | 8.1 | 52000 | 38500 | 74.04% | 2 | 0 | 11 |  |  |  |  | R-454B | 3.7083 | Residential & Commercial | USHP | Ducted CEE Tier 1
211390366 | Central HP <5.4 tons | FRASER-JOHNSTON | HRCU-A-CB (Split System: Heat Pump with Remote Outdoor Unit-Air-Source) | HMH72B341 |  |  | XAFC30CXXN1+TXV | TPLC080C16MP13 | 33000 | 17.5 | 8.5 | 33000 | 23200 | 70.3% | 2.04 | 0 | 9.5 |  |  |  |  | R-410A | 2.75 | Residential & Commercial | USHP
211390619 | Central HP <5.4 tons | FRASER-JOHNSTON | HRCU-A-CB (Split System: Heat Pump with Remote Outdoor Unit-Air-Source) | HMH72B341 |  |  | XAFC36DXXN1+TXV | TPLC080B12MP13 | 33800 | 17 | 8.1 | 34000 | 24200 | 71.18% | 2.04 | 0 | 9.5 |  |  |  |  | R-410A | 2.8167 | Residential & Commercial | USHP
211390717 | Central HP <5.4 tons | FRASER-JOHNSTON | HRCU-A-CB (Split System: Heat Pump with Remote Outdoor Unit-Air-Source) | HMH72B341 |  |  | XAFB36DXXN1+TXV | TPLC080B12MP13 | 33600 | 17 | 8.1 | 33600 | 23600 | 70.24% | 2.02 | 0 | 9.5 |  |  |  |  | R-410A | 2.8 | Residential & Commercial | USHP
211391386 | Central HP <5.4 tons | FRASER-JOHNSTON | HRCU-A-CB (Split System: Heat Pump with Remote Outdoor Unit-Air-Source) | HMH72B341 |  |  | XAFC30CXXN1+TXV | TMLE120C16MP11 | 33200 | 18 | 8.5 | 33000 | 23200 | 70.3% | 2.06 | 0 | 10 |  |  |  |  | R-410A | 2.7667 | Residential & Commercial | USHP | Ducted CEE Tier 1
216739075 | Central HP <5.4 tons | DAY & NIGHT | HRCU-A-CB (Split System: Heat Pump with Remote Outdoor Unit-Air-Source) | D5CUHAH24AAK |  |  | FHMA5*36L*B* | 0 | 24000 | 15.2 | 8.5 | 21800 | 19200 | 88.07% | 1.98 | 0 | 11 |  |  |  |  | R-454B | 2 | Residential & Commercial | USHP | Ducted CEE Tier 1
215934603 | Central HP <5.4 tons | TEMPSTAR | HRCU-A-CB (Split System: Heat Pump with Remote Outdoor Unit-Air-Source) | T5H3V48*K*AAA* |  |  | ESH5X60M12A*+WALLCON | *97CMN0801714B* | 44000 | 19.5 | 9 | 49000 | 36400 | 74.29% | 1.84 | 0 | 11 |  |  |  |  | R-454B | 3.6667 | Residential & Commercial | USHP | Ducted CEE Tier 1
215933253 | Central HP <5.4 tons | TEMPSTAR | HRCU-A-CB (Split System: Heat Pump with Remote Outdoor Unit-Air-Source) | T5H3V36*K*AAA* |  |  | ESH5X36M12A*+WALLCON | *96CTN0801714B* | 33000 | 18.5 | 9 | 35200 | 27000 | 76.7% | 1.92 | 0 | 11 |  |  |  |  | R-454B | 2.75 | Residential & Commercial | USHP | Ducted CEE Tier 1
215933433 | Central HP <5.4 tons | TEMPSTAR | HRCU-A-CB (Split System: Heat Pump with Remote Outdoor Unit-Air-Source) | T5H3V36*K*AAA* |  |  | ESH5X42M12A*+WALLCON | *97CMN0802120B* | 33600 | 19 | 9 | 34800 | 26600 | 76.44% | 1.94 | 0 | 11.5 |  |  |  |  | R-454B | 2.8 | Residential & Commercial | USHP | Ducted CEE Tier 1
216738910 | Central HP <5.4 tons | TEMPSTAR | HRCU-A-CB (Split System: Heat Pump with Remote Outdoor Unit-Air-Source) | D5CUHAH24AAK |  |  | ESH5X36M12A* | *97VTN0801716A* | 22600 | 16 | 8.1 | 20800 | 18400 | 88.46% | 1.85 | 0 | 11 |  |  |  |  | R-454B | 1.8833 | Residential & Commercial | USHP | Ducted CEE Tier 1
216738941 | Central HP <5.4 tons | TEMPSTAR | HRCU-A-CB (Split System: Heat Pump with Remote Outdoor Unit-Air-Source) | D5CUHAH24AAK |  |  | ESH5X36M12A* | *97VTN1002122A* | 23000 | 16 | 8.1 | 21000 | 18600 | 88.57% | 1.85 | 0 | 11 |  |  |  |  | R-454B | 1.9167 | Residential & Commercial | USHP | Ducted CEE Tier 1
213771661 | Central HP <5.4 tons | DAY & NIGHT | HRCU-A-CB (Split System: Heat Pump with Remote Outdoor Unit-Air-Source) | CVH825GKA2* |  |  | EA*4X48L21A*+WALLCON | *96CTN0801714B* | 24000 | 16.5 | 8.1 | 21000 | 16500 | 78.57% | 2.02 | 0 | 11 |  |  |  |  | R-410A | 2 | Residential & Commercial | USHP | Ducted CEE Tier 1
216763810 | Central HP <5.4 tons | TRANE | HRCU-A-CB (Split System: Heat Pump with Remote Outdoor Unit-Air-Source) | 5TWR7036A1 |  |  | 5TXCB004AS3 | S9V2B040U3PSC | 32000 | 17.1 | 8.7 | 32200 | 24000 | 74.53% | 2.1 | 0 | 11.7 |  |  |  |  | R-454B | 2.6667 | Residential & Commercial | USHP | Ducted CEE Tier 1
216763812 | Central HP <5.4 tons | TRANE | HRCU-A-CB (Split System: Heat Pump with Remote Outdoor Unit-Air-Source) | 5TWR7036A1 |  |  | 5TXCB004AS3 | S9V2B040U3VSB | 32000 | 17.1 | 8.7 | 32200 | 24000 | 74.53% | 2.1 | 0 | 11.7 |  |  |  |  | R-454B | 2.6667 | Residential & Commercial | USHP | Ducted CEE Tier 1
214397418 | Central HP <5.4 tons | LUXAIRE | HRCU-A-CB (Split System: Heat Pump with Remote Outdoor Unit-Air-Source) | HH860E2S11 |  |  | CTF60D5CGS1 | LP9C120D20MP13 | 44000 | 18 | 9 | 44500 | 33400 | 75.06% | 2 | 0 | 11.7 |  |  |  |  | R-454B | 3.6667 | Residential & Commercial | USHP | Ducted CEE Tier 1
214396731 | Central HP <5.4 tons | LUXAIRE | HRCU-A-CB (Split System: Heat Pump with Remote Outdoor Unit-Air-Source) | HH860E2S11 |  |  | CTF60C5CHS1 | TL8E100C20UH11 | 53000 | 19 | 9 | 53500 | 38500 | 71.96% | 2 | 0 | 11.7 |  |  |  |  | R-454B | 4.4167 | Residential & Commercial | USHP | Ducted CEE Tier 1
216675762 | Central HP <5.4 tons | AIRQUEST | HRCU-A-CB (Split System: Heat Pump with Remote Outdoor Unit-Air-Source) | D5CURAH24AAK |  |  | EA*5X24M14A* | *80MS(N,L)0701412A* | 23200 | 15.2 | 8.5 | 24600 | 19600 | 79.67% | 1.88 | 0 | 9.5 |  |  |  |  | R-454B | 1.9333 | Residential & Commercial | USHP
216675542 | Central HP <5.4 tons | TEMPSTAR | HRCU-A-CB (Split System: Heat Pump with Remote Outdoor Unit-Air-Source) | D5CURAH24AAK |  |  | EA*5X37M21A* | *80CSU0601716A* | 25400 | 16.5 | 9 | 23400 | 19200 | 82.05% | 2.06 | 0 | 10 |  |  |  |  | R-454B | 2.1167 | Residential & Commercial | USHP | Ducted CEE Tier 1
216760309 | Central HP <5.4 tons | Stelpro | HRCU-A-C (Split System: Heat Pump with Remote Outdoor Unit with No Indoor Fan --Air Source) | SDB1-H60A-O |  |  | SMCB1-H60A2128-I | 0 | 52000 | 16 | 8.5 | 56000 | 45000 | 80.36% | 1.8 | 0 | 10 |  |  |  |  | R-454B | 4.3333 | Residential & Commercial | USHP | Ducted CEE Tier 1
214396766 | Central HP <5.4 tons | LUXAIRE | HRCU-A-CB (Split System: Heat Pump with Remote Outdoor Unit-Air-Source) | HH860E2S11 |  |  | CTF60D5CJS1+JME18D2SN1 | 0 | 53500 | 19 | 9 | 54000 | 39000 | 72.22% | 2 | 0 | 11 |  |  |  |  | R-454B | 4.4583 | Residential & Commercial | USHP | Ducted CEE Tier 1
214396615 | Central HP <5.4 tons | LUXAIRE | HRCU-A-CB (Split System: Heat Pump with Remote Outdoor Unit-Air-Source) | HH860E2S11 |  |  | CTF60C5CGS1 | TL9E080C16UH11 | 44500 | 18 | 9 | 45500 | 33800 | 74.29% | 2 | 0 | 11 |  |  |  |  | R-454B | 3.7083 | Residential & Commercial | USHP | Ducted CEE Tier 1
211393917 | Central HP <5.4 tons | FRASER-JOHNSTON | HRCU-A-CB (Split System: Heat Pump with Remote Outdoor Unit-Air-Source) | HMH72B341 |  |  | XAFD48FXXN1+TXV | TM9Y100C16MP11 | 33400 | 17 | 8.5 | 32400 | 23600 | 72.84% | 2.06 | 0 | 9.5 |  |  |  |  | R-410A | 2.7833 | Residential & Commercial | USHP
211394249 | Central HP <5.4 tons | FRASER-JOHNSTON | HRCU-A-CB (Split System: Heat Pump with Remote Outdoor Unit-Air-Source) | HMH72B341 |  |  | XAUC48FXXN1+TXV | TM9Y060B12MP11 | 33200 | 16.5 | 8.1 | 32600 | 24000 | 73.62% | 2.02 | 0 | 9 |  |  |  |  | R-410A | 2.7667 | Residential & Commercial | USHP
214608223 | Central HP <5.4 tons | ECOER | HRCU-A-C (Split System: Heat Pump with Remote Outdoor Unit with No Indoor Fan --Air Source) | EODA18H-4860BAA |  |  | GNC4860DPT+DK | 0 | 52000 | 15.2 | 8.5 | 53000 | 37200 | 70.19% | 1.9 | 0 | 10 |  |  |  |  | R-410A | 4.3333 | Residential & Commercial | USHP | Ducted CEE Tier 1
216082172 | Central HP <5.4 tons | Stelpro | HRCU-A-CB (Split System: Heat Pump with Remote Outdoor Unit-Air-Source) | SDB1-H24A-O |  |  | SAHB1-H24A-I | 0 | 23000 | 18.3 | 10 | 24000 | 21600 | 90% | 1.87 | 0 | 11.7 |  |  |  |  | R-454B | 1.9167 | Residential & Commercial | USHP | Ducted CEE Tier 1
215935270 | Central HP <5.4 tons | DAY & NIGHT | HRCU-A-CB (Split System: Heat Pump with Remote Outdoor Unit-Air-Source) | C5H3V36*K*AAA* |  |  | EVM5X60M21A*+WALLCON | *97CMN0602120B* | 35400 | 21 | 8.5 | 38500 | 29000 | 75.32% | 2.02 | 0 | 12 |  |  |  |  | R-454B | 2.95 | Residential & Commercial | USHP | Ducted CEE Tier 1
215853860 | Central HP <5.4 tons | BLUERIDGE | HRCU-A-CB (Split System: Heat Pump with Remote Outdoor Unit-Air-Source) | BMS1821HHYC |  |  | BMMZAH18I | 0 | 18000 | 18 | 10 | 19500 | 18000 | 92.31% | 2.2 | 0 | 12 |  |  |  |  | R-454B | 1.5 | Residential & Commercial | USHP | Ducted CEE Tier 1
216505879 | Central HP <5.4 tons | Panasonic | HRCU-A-CB (Split System: Heat Pump with Remote Outdoor Unit-Air-Source) | CU-HM18BAHU |  |  | CS-HM18BAHU | 0 | 18000 | 19 | 9.7 | 19000 | 18000 | 94.74% | 2 | 0 | 12.5 |  |  |  |  | R-454B | 1.5 | Residential & Commercial | USHP | Ducted CEE Tier 1
216621494 | Central HP <5.4 tons | Panasonic | HRCU-A-C (Split System: Heat Pump with Remote Outdoor Unit with No Indoor Fan --Air Source) | CU-HM18BAHU |  |  | CS-HM24BAAU1 | 0 | 18000 | 16.1 | 9.5 | 19000 | 18000 | 94.74% | 2.06 | 0 | 11.7 |  |  |  |  | R-454B | 1.5 | Residential & Commercial | USHP | Ducted CEE Tier 1
216505877 | Central HP <5.4 tons | Panasonic | HRCU-A-CB (Split System: Heat Pump with Remote Outdoor Unit-Air-Source) | CU-M48BAHU |  |  | CS-HM48BAHU | 0 | 48000 | 16 | 8.5 | 48000 | 38000 | 79.17% | 1.85 | 0 | 10 |  |  |  |  | R-454B | 4 | Residential & Commercial | USHP | Ducted CEE Tier 1
216784845 | Central HP <5.4 tons | LUXAIRE | HRCU-A-CB (Split System: Heat Pump with Remote Outdoor Unit-Air-Source) | HH836E2S11 |  |  | CTM48C5CFS1 | Z8ES080C20LMPS1 | 34200 | 19 | 9 | 32000 | 25400 | 79.38% | 2 | 0 | 11 |  |  |  |  | R-454B | 2.85 | Residential & Commercial | USHP | Ducted CEE Tier 1
216763368 | Central HP <5.4 tons | TRANE | HRCU-A-CB (Split System: Heat Pump with Remote Outdoor Unit-Air-Source) | 5TWR7024A1 |  |  | 5PX*B004AS3 | *DHMB080CCV3 | 21800 | 16.5 | 8.7 | 21200 | 17000 | 80.19% | 1.9 | 0 | 11.5 |  |  |  |  | R-454B | 1.8167 | Residential & Commercial | USHP | Ducted CEE Tier 1
216763416 | Central HP <5.4 tons | TRANE | HRCU-A-CB (Split System: Heat Pump with Remote Outdoor Unit-Air-Source) | 5TWR7024A1 |  |  | 5PX*B006AS3 | S9V2B080D4VSB | 22000 | 17.1 | 9 | 21200 | 17100 | 80.66% | 2 | 0 | 11.7 |  |  |  |  | R-454B | 1.8333 | Residential & Commercial | USHP | Ducted CEE Tier 1
216763556 | Central HP <5.4 tons | TRANE | HRCU-A-CB (Split System: Heat Pump with Remote Outdoor Unit-Air-Source) | 5TWR7024A1 |  |  | 5TXCB006AS3 | S9V2B080D4PSC | 22400 | 17.1 | 9 | 21400 | 17100 | 79.91% | 2 | 0 | 12 |  |  |  |  | R-454B | 1.8667 | Residential & Commercial | USHP | Ducted CEE Tier 1
216763454 | Central HP <5.4 tons | TRANE | HRCU-A-C (Split System: Heat Pump with Remote Outdoor Unit with No Indoor Fan --Air Source) | 5TWR7024A1 |  |  | 5PX*CD05AS3 | 0 | 23000 | 16 | 8.1 | 22600 | 17600 | 77.88% | 1.8 | 0 | 11.7 |  |  |  |  | R-454B | 1.9167 | Residential & Commercial | USHP | Ducted CEE Tier 1
216784949 | Central HP <5.4 tons | LUXAIRE | HRCU-A-CB (Split System: Heat Pump with Remote Outdoor Unit-Air-Source) | HH860E2S11 |  |  | CTM60D5CGS1 | Z8ES130D20LMPS1 | 45000 | 18 | 9 | 45000 | 33600 | 74.67% | 2 | 0 | 12 |  |  |  |  | R-454B | 3.75 | Residential & Commercial | USHP | Ducted CEE Tier 1
216786358 | Central HP <5.4 tons | LUXAIRE | HRCU-A-CB (Split System: Heat Pump with Remote Outdoor Unit-Air-Source) | HH860E2S11 |  |  | CTM60C5CGS1 | Z8ES080C16LMPS1 | 44500 | 18 | 9 | 44500 | 33400 | 75.06% | 2 | 0 | 12 |  |  |  |  | R-454B | 3.7083 | Residential & Commercial | USHP | Ducted CEE Tier 1
211229607 | Central HP <5.4 tons | HEIL | HRCU-A-CB (Split System: Heat Pump with Remote Outdoor Unit-Air-Source) | DLCURAH36ABK |  |  | EA*4X48L24A* | *96VTN1002120A* | 36400 | 15.5 | 8.5 | 38500 | 34800 | 90.39% | 2.08 | 0 | 10 |  |  |  |  | R-410A | 3.0333 | Residential & Commercial | USHP | Ducted CEE Tier 1
215933553 | Central HP <5.4 tons | TEMPSTAR | HRCU-A-CB (Split System: Heat Pump with Remote Outdoor Unit-Air-Source) | T5H3V36*K*AAA* |  |  | ESH5X48M12A*+WALLCON | *80CTL0701412B* | 33600 | 19 | 9 | 35200 | 27000 | 76.7% | 1.9 | 0 | 11 |  |  |  |  | R-454B | 2.8 | Residential & Commercial | USHP | Ducted CEE Tier 1
215933753 | Central HP <5.4 tons | TEMPSTAR | HRCU-A-CB (Split System: Heat Pump with Remote Outdoor Unit-Air-Source) | T5H3V36*K*AAA* |  |  | ESH5X60M12A*+WALLCON | *80CTL0451712B* | 33800 | 19 | 9 | 35200 | 26800 | 76.14% | 1.92 | 0 | 11 |  |  |  |  | R-454B | 2.8167 | Residential & Commercial | USHP | Ducted CEE Tier 1
214137765 | Central HP <5.4 tons | Willis | HRCU-A-CB (Split System: Heat Pump with Remote Outdoor Unit-Air-Source) | FLEX24/36KUH |  |  | FLEXAH24/36K | 0 | 34000 | 16 | 9 | 35000 | 28000 | 80% | 1.8 | 10 | 10 |  |  |  |  | R-410A | 2.8333 | Residential & Commercial | USHP | Ducted CEE Tier 1
215934653 | Central HP <5.4 tons | TEMPSTAR | HRCU-A-CB (Split System: Heat Pump with Remote Outdoor Unit-Air-Source) | T5H3V36*K*AAA* |  |  | EVM5X30M17A*+WALLCON | *97CMN0601714B* | 34000 | 20 | 8.1 | 38000 | 27200 | 71.58% | 2 | 0 | 11 |  |  |  |  | R-454B | 2.8333 | Residential & Commercial | USHP | Ducted CEE Tier 1
215934703 | Central HP <5.4 tons | TEMPSTAR | HRCU-A-CB (Split System: Heat Pump with Remote Outdoor Unit-Air-Source) | T5H3V36*K*AAA* |  |  | EVM5X32M17A*+WALLCON | *96CTN0401410B* | 33800 | 19.5 | 8.1 | 37200 | 26600 | 71.51% | 2.02 | 0 | 11.5 |  |  |  |  | R-454B | 2.8167 | Residential & Commercial | USHP | Ducted CEE Tier 1
215934923 | Central HP <5.4 tons | TEMPSTAR | HRCU-A-CB (Split System: Heat Pump with Remote Outdoor Unit-Air-Source) | T5H3V36*K*AAA* |  |  | EVM5X44M21A*+WALLCON | *97CMN0802120B* | 35600 | 21.5 | 8.5 | 38000 | 28600 | 75.26% | 2.02 | 0 | 12 |  |  |  |  | R-454B | 2.9667 | Residential & Commercial | USHP | Ducted CEE Tier 1
216763826 | Central HP <5.4 tons | TRANE | HRCU-A-CB (Split System: Heat Pump with Remote Outdoor Unit-Air-Source) | 5TWR7036A1 |  |  | 5TXCB004AS3 | *UHMB060CCV3 | 31800 | 17.1 | 8.7 | 32000 | 23800 | 74.38% | 2.1 | 0 | 11.7 |  |  |  |  | R-454B | 2.65 | Residential & Commercial | USHP | Ducted CEE Tier 1
216763862 | Central HP <5.4 tons | TRANE | HRCU-A-CB (Split System: Heat Pump with Remote Outdoor Unit-Air-Source) | 5TWR7036A1 |  |  | 5TXCB006AS3 | L8V1A060U3VSB | 32600 | 17.1 | 8.7 | 32200 | 24000 | 74.53% | 2.1 | 0 | 12 |  |  |  |  | R-454B | 2.7167 | Residential & Commercial | USHP | Ducted CEE Tier 1
216764079 | Central HP <5.4 tons | TRANE | HRCU-A-CB (Split System: Heat Pump with Remote Outdoor Unit-Air-Source) | 5TWR7060A1 |  |  | 5PX*DD10AS3 | S8X1C100M5PSC | 51000 | 16 | 9 | 51000 | 38500 | 75.49% | 2.1 | 0 | 11 |  |  |  |  | R-454B | 4.25 | Residential & Commercial | USHP | Ducted CEE Tier 1
216764130 | Central HP <5.4 tons | TRANE | HRCU-A-CB (Split System: Heat Pump with Remote Outdoor Unit-Air-Source) | 5TWX7024A1 |  |  | 5PX*B004AS3 | S9V2B080D4PSC | 21600 | 16 | 8.5 | 21200 | 16900 | 79.72% | 1.9 | 0 | 11.5 |  |  |  |  | R-454B | 1.8 | Residential & Commercial | USHP | Ducted CEE Tier 1
216764161 | Central HP <5.4 tons | TRANE | HRCU-A-CB (Split System: Heat Pump with Remote Outdoor Unit-Air-Source) | 5TWX7024A1 |  |  | 5PX*BD06AS3 | S9V2B080D4PSC | 23800 | 18 | 8.7 | 22200 | 17400 | 78.38% | 1.9 | 0 | 12.7 |  |  |  |  | R-454B | 1.9833 | Residential & Commercial | USHP | Ducted CEE Tier 1
216735443 | Central HP <5.4 tons | AIRQUEST | HRCU-A-CB (Split System: Heat Pump with Remote Outdoor Unit-Air-Source) | D5CUHAH24AAK |  |  | EA*5X37M21A* | *80CSU1002120A* | 23800 | 16.5 | 8.5 | 21400 | 18900 | 88.32% | 1.96 | 0 | 11 |  |  |  |  | R-454B | 1.9833 | Residential & Commercial | USHP | Ducted CEE Tier 1
216735707 | Central HP <5.4 tons | AIRQUEST | HRCU-A-CB (Split System: Heat Pump with Remote Outdoor Unit-Air-Source) | D5CUHAH24AAK |  |  | EA*5X37M21A* | *97CMN0601714B* | 22800 | 16 | 8.5 | 20600 | 18400 | 89.32% | 1.98 | 0 | 11 |  |  |  |  | R-454B | 1.9 | Residential & Commercial | USHP | Ducted CEE Tier 1
214570774 | Central HP <5.4 tons | DAY & NIGHT | HRCU-A-CB (Split System: Heat Pump with Remote Outdoor Unit-Air-Source) | CVH825GKA3* |  |  | EA*4X48L24A*+WALLCON | *97CMN0802120B* | 24000 | 16.5 | 8.5 | 21000 | 16500 | 78.57% | 2.02 | 0 | 11 |  |  |  |  | R-410A | 2 | Residential & Commercial | USHP | Ducted CEE Tier 1
214242341 | Central HP <5.4 tons | DAY & NIGHT | HRCU-A-CB (Split System: Heat Pump with Remote Outdoor Unit-Air-Source) | CVH825GKA3* |  |  | EN(A,D)4X48L24**+WALLCON | *80CTL1102120B* | 24200 | 17 | 8.1 | 21200 | 16500 | 77.83% | 2 | 0 | 11 |  |  |  |  | R-410A | 2.0167 | Residential & Commercial | USHP | Ducted CEE Tier 1
216736395 | Central HP <5.4 tons | AIRQUEST | HRCU-A-CB (Split System: Heat Pump with Remote Outdoor Unit-Air-Source) | D5CUHAH24AAK |  |  | ESH5X24M12A* | *80CTL0701716B* | 22400 | 15.2 | 8.1 | 21200 | 19100 | 90.09% | 1.85 | 0 | 10.5 |  |  |  |  | R-454B | 1.8667 | Residential & Commercial | USHP | Ducted CEE Tier 1
216643266 | Central HP <5.4 tons | AIRQUEST | HRCU-A-CB (Split System: Heat Pump with Remote Outdoor Unit-Air-Source) | D5CUHAH18AAK |  |  | EA*5X25M17A* | *80MS(N,L)0701412A* | 18400 | 15.2 | 10.5 | 19800 | 17600 | 88.89% | 2 | 0 | 11.5 |  |  |  |  | R-454B | 1.5333 | Residential & Commercial | USHP | Ducted CEE Tier 1
214397255 | Central HP <5.4 tons | LUXAIRE | HRCU-A-CB (Split System: Heat Pump with Remote Outdoor Unit-Air-Source) | HH836E2S11 |  |  | CTF36B5CDS1 | TM9Y080B12MP11 | 33400 | 18 | 8.5 | 31400 | 25600 | 81.53% | 2 | 0 | 11 |  |  |  |  | R-454B | 2.7833 | Residential & Commercial | USHP | Ducted CEE Tier 1
214397280 | Central HP <5.4 tons | LUXAIRE | HRCU-A-CB (Split System: Heat Pump with Remote Outdoor Unit-Air-Source) | HH836E2S11 |  |  | CTF36C5CDS1 | LP9C080C16MP13 | 33800 | 18 | 8.5 | 31800 | 26000 | 81.76% | 2 | 0 | 11 |  |  |  |  | R-454B | 2.8167 | Residential & Commercial | USHP | Ducted CEE Tier 1
214396392 | Central HP <5.4 tons | LUXAIRE | HRCU-A-CB (Split System: Heat Pump with Remote Outdoor Unit-Air-Source) | HH836E2S11 |  |  | CTF36B5CDS1+JMVT12BC2N1 | 0 | 34000 | 19 | 9 | 31400 | 25600 | 81.53% | 2 | 0 | 11.7 |  |  |  |  | R-454B | 2.8333 | Residential & Commercial | USHP | Ducted CEE Tier 1
214396553 | Central HP <5.4 tons | LUXAIRE | HRCU-A-CB (Split System: Heat Pump with Remote Outdoor Unit-Air-Source) | HH836E2S11 |  |  | CTM48C5CFS1 | TL8E080C16UH11 | 33800 | 19 | 9 | 32000 | 25600 | 80% | 2 | 0 | 11 |  |  |  |  | R-454B | 2.8167 | Residential & Commercial | USHP | Ducted CEE Tier 1
214396233 | Central HP <5.4 tons | LUXAIRE | HRCU-A-CB (Split System: Heat Pump with Remote Outdoor Unit-Air-Source) | HH824E2S11 |  |  | CTF30A5ADS1 | TM9Y040A10MP11 | 23000 | 17 | 9 | 23000 | 18000 | 78.26% | 2 | 0 | 12 |  |  |  |  | R-454B | 1.9167 | Residential & Commercial | USHP | Ducted CEE Tier 1
214396694 | Central HP <5.4 tons | LUXAIRE | HRCU-A-CB (Split System: Heat Pump with Remote Outdoor Unit-Air-Source) | HH824E2S11 |  |  | CTF30B5ACS1+JMC12B2SN1 | 0 | 23000 | 18 | 9.5 | 23000 | 19000 | 82.61% | 2 | 0 | 12 |  |  |  |  | R-454B | 1.9167 | Residential & Commercial | USHP | Ducted CEE Tier 1
216737058 | Central HP <5.4 tons | TEMPSTAR | HRCU-A-CB (Split System: Heat Pump with Remote Outdoor Unit-Air-Source) | D5CUHAH24AAK |  |  | ESH5X30M12A* | *80MS(N,L)0701716A* | 22400 | 15.5 | 8.1 | 21000 | 18800 | 89.52% | 1.85 | 0 | 10.5 |  |  |  |  | R-454B | 1.8667 | Residential & Commercial | USHP | Ducted CEE Tier 1
214396365 | Central HP <5.4 tons | LUXAIRE | HRCU-A-CB (Split System: Heat Pump with Remote Outdoor Unit-Air-Source) | HH860E2S11 |  |  | CTF60D5CJS1 | TP9C120D20MP13 | 53000 | 19 | 9 | 55000 | 39500 | 71.82% | 2 | 0 | 11 |  |  |  |  | R-454B | 4.4167 | Residential & Commercial | USHP | Ducted CEE Tier 1
214396650 | Central HP <5.4 tons | LUXAIRE | HRCU-A-CB (Split System: Heat Pump with Remote Outdoor Unit-Air-Source) | HH860E2S11 |  |  | CTM60C5CGS1 | TPLC100C16MP13 | 44000 | 18 | 9 | 44500 | 33600 | 75.51% | 2 | 0 | 11.7 |  |  |  |  | R-454B | 3.6667 | Residential & Commercial | USHP | Ducted CEE Tier 1
214396883 | Central HP <5.4 tons | LUXAIRE | HRCU-A-CB (Split System: Heat Pump with Remote Outdoor Unit-Air-Source) | HH836E2S11 |  |  | CTM36C5CDS1 | LPLC080C16MP13 | 34000 | 18 | 8.5 | 32000 | 26200 | 81.88% | 2 | 0 | 11 |  |  |  |  | R-454B | 2.8333 | Residential & Commercial | USHP | Ducted CEE Tier 1
214396429 | Central HP <5.4 tons | LUXAIRE | HRCU-A-CB (Split System: Heat Pump with Remote Outdoor Unit-Air-Source) | HH836E2S11 |  |  | CTM36C5CDS1 | TM9E100C20MP12 | 34400 | 17 | 8.5 | 32400 | 26600 | 82.1% | 2 | 0 | 11 |  |  |  |  | R-454B | 2.8667 | Residential & Commercial | USHP | Ducted CEE Tier 1
214396449 | Central HP <5.4 tons | LUXAIRE | HRCU-A-CB (Split System: Heat Pump with Remote Outdoor Unit-Air-Source) | HH836E2S11 |  |  | CTF36C5CDS1 | TM8E120C16MP11 | 33200 | 18 | 8.5 | 30600 | 25000 | 81.7% | 2 | 0 | 11.7 |  |  |  |  | R-454B | 2.7667 | Residential & Commercial | USHP | Ducted CEE Tier 1
214396464 | Central HP <5.4 tons | LUXAIRE | HRCU-A-CB (Split System: Heat Pump with Remote Outdoor Unit-Air-Source) | HH836E2S11 |  |  | CTF36C5CDS1 | TM8Y100C20MP11 | 33600 | 18 | 8.5 | 31000 | 25200 | 81.29% | 2 | 0 | 11.7 |  |  |  |  | R-454B | 2.8 | Residential & Commercial | USHP | Ducted CEE Tier 1
214397101 | Central HP <5.4 tons | LUXAIRE | HRCU-A-CB (Split System: Heat Pump with Remote Outdoor Unit-Air-Source) | HH824E2S11 |  |  | CTF36B5ADS1+JME08B2SN1 | 0 | 23000 | 19 | 9.5 | 23000 | 18000 | 78.26% | 2 | 0 | 12 |  |  |  |  | R-454B | 1.9167 | Residential & Commercial | USHP | Ducted CEE Tier 1
214397195 | Central HP <5.4 tons | LUXAIRE | HRCU-A-CB (Split System: Heat Pump with Remote Outdoor Unit-Air-Source) | HH860E2S11 |  |  | CTF60D5CHS1 | TM9E120D20MP12 | 53500 | 19 | 8.5 | 54500 | 39500 | 72.48% | 2 | 0 | 11 |  |  |  |  | R-454B | 4.4583 | Residential & Commercial | USHP | Ducted CEE Tier 1
214396350 | Central HP <5.4 tons | LUXAIRE | HRCU-A-CB (Split System: Heat Pump with Remote Outdoor Unit-Air-Source) | HH860E2S11 |  |  | JHC60D5CJ2SS1 | 0 | 53000 | 19 | 8.5 | 54000 | 39000 | 72.22% | 2 | 0 | 11 |  |  |  |  | R-454B | 4.4167 | Residential & Commercial | USHP | Ducted CEE Tier 1
214396479 | Central HP <5.4 tons | LUXAIRE | HRCU-A-CB (Split System: Heat Pump with Remote Outdoor Unit-Air-Source) | HH836E2S11 |  |  | CTF48C5CFS1+JMET16CS2N1 | 0 | 33800 | 19 | 9 | 31200 | 25200 | 80.77% | 2 | 0 | 11.7 |  |  |  |  | R-454B | 2.8167 | Residential & Commercial | USHP | Ducted CEE Tier 1
214396504 | Central HP <5.4 tons | LUXAIRE | HRCU-A-CB (Split System: Heat Pump with Remote Outdoor Unit-Air-Source) | HH836E2S11 |  |  | CTF48C5CFS1 | TMLE100C20MP11 | 34400 | 17 | 8.5 | 32600 | 25800 | 79.14% | 2 | 0 | 11 |  |  |  |  | R-454B | 2.8667 | Residential & Commercial | USHP | Ducted CEE Tier 1
216733291 | Central HP <5.4 tons | TEMPSTAR | HRCU-A-CB (Split System: Heat Pump with Remote Outdoor Unit-Air-Source) | D5CUHAH24AAK |  |  | EA*5X25M17A* | *80CTL0701412B* | 22800 | 16.5 | 8.5 | 20600 | 18300 | 88.83% | 1.96 | 0 | 11 |  |  |  |  | R-454B | 1.9 | Residential & Commercial | USHP | Ducted CEE Tier 1
216733414 | Central HP <5.4 tons | TEMPSTAR | HRCU-A-CB (Split System: Heat Pump with Remote Outdoor Unit-Air-Source) | D5CUHAH24AAK |  |  | EA*5X25M17A* | *92MSN0801716A* | 22800 | 16.5 | 8.5 | 20600 | 18300 | 88.83% | 1.98 | 0 | 11 |  |  |  |  | R-454B | 1.9 | Residential & Commercial | USHP | Ducted CEE Tier 1
216764163 | Central HP <5.4 tons | TRANE | HRCU-A-CB (Split System: Heat Pump with Remote Outdoor Unit-Air-Source) | 5TWX7024A1 |  |  | 5PX*C005AS3 | *DHMC100CCV4 | 21800 | 16 | 8.7 | 21200 | 16900 | 79.72% | 1.9 | 0 | 11.7 |  |  |  |  | R-454B | 1.8167 | Residential & Commercial | USHP | Ducted CEE Tier 1
216764177 | Central HP <5.4 tons | TRANE | HRCU-A-CB (Split System: Heat Pump with Remote Outdoor Unit-Air-Source) | 5TWX7024A1 |  |  | 5TXCB004AS3 | S8X1B040M2PSC | 22800 | 17.5 | 8.7 | 21600 | 17100 | 79.17% | 1.9 | 0 | 12.5 |  |  |  |  | R-454B | 1.9 | Residential & Commercial | USHP | Ducted CEE Tier 1
216738608 | Central HP <5.4 tons | TEMPSTAR | HRCU-A-CB (Split System: Heat Pump with Remote Outdoor Unit-Air-Source) | D5CUHAH24AAK |  |  | ESH5X36M12A* | *96MSN1202422A* | 23000 | 15.2 | 8.1 | 21000 | 18700 | 89.05% | 1.9 | 0 | 10.5 |  |  |  |  | R-454B | 1.9167 | Residential & Commercial | USHP | Ducted CEE Tier 1
216734217 | Central HP <5.4 tons | TEMPSTAR | HRCU-A-CB (Split System: Heat Pump with Remote Outdoor Unit-Air-Source) | D5CUHAH24AAK |  |  | EA*5X30M17A* | *96CTN0401410B* | 22000 | 15.2 | 8.1 | 21000 | 18900 | 90% | 1.85 | 0 | 10.5 |  |  |  |  | R-454B | 1.8333 | Residential & Commercial | USHP | Ducted CEE Tier 1
216733756 | Central HP <5.4 tons | TEMPSTAR | HRCU-A-CB (Split System: Heat Pump with Remote Outdoor Unit-Air-Source) | D5CUHAH24AAK |  |  | EA*5X30M14A* | *96MSN0601412A* | 22200 | 15.5 | 8.1 | 20800 | 18800 | 90.38% | 1.9 | 0 | 10.5 |  |  |  |  | R-454B | 1.85 | Residential & Commercial | USHP | Ducted CEE Tier 1
216764315 | Central HP <5.4 tons | TRANE | HRCU-A-CB (Split System: Heat Pump with Remote Outdoor Unit-Air-Source) | 5TWX7036A1 |  |  | 5PX*CD07AS3 | *DHMC100CCV4 | 33600 | 17.1 | 8.7 | 33400 | 24400 | 73.05% | 2.1 | 0 | 12 |  |  |  |  | R-454B | 2.8 | Residential & Commercial | USHP | Ducted CEE Tier 1
216764331 | Central HP <5.4 tons | TRANE | HRCU-A-CB (Split System: Heat Pump with Remote Outdoor Unit-Air-Source) | 5TWX7036A1 |  |  | 5PX*DD10AS3 | *DHMD120CCV5 | 33600 | 17.5 | 9 | 32400 | 24000 | 74.07% | 2.1 | 0 | 12 |  |  |  |  | R-454B | 2.8 | Residential & Commercial | USHP | Ducted CEE Tier 1
216764342 | Central HP <5.4 tons | TRANE | HRCU-A-CB (Split System: Heat Pump with Remote Outdoor Unit-Air-Source) | 5TWX7036A1 |  |  | 5TEMCD07AV51+TDR | 0 | 34800 | 18 | 9 | 32200 | 23800 | 73.91% | 2.2 | 0 | 12.7 |  |  |  |  | R-454B | 2.9 | Residential & Commercial | USHP | Ducted CEE Tier 1
216764356 | Central HP <5.4 tons | TRANE | HRCU-A-CB (Split System: Heat Pump with Remote Outdoor Unit-Air-Source) | 5TWX7036A1 |  |  | 5TXCB004AS3 | S9V2B060U4PSC | 32200 | 17 | 8.7 | 32200 | 24000 | 74.53% | 2.1 | 0 | 11.7 |  |  |  |  | R-454B | 2.6833 | Residential & Commercial | USHP | Ducted CEE Tier 1
215932510 | Central HP <5.4 tons | DAY & NIGHT | HRCU-A-CB (Split System: Heat Pump with Remote Outdoor Unit-Air-Source) | C5H3V36*K*AAA* |  |  | EA*5X48M21A*+WALLCON | *96CTN0601714B* | 33000 | 19.5 | 9.5 | 34000 | 26000 | 76.47% | 2.04 | 0 | 11 |  |  |  |  | R-454B | 2.75 | Residential & Commercial | USHP | Ducted CEE Tier 1
214397161 | Central HP <5.4 tons | LUXAIRE | HRCU-A-CB (Split System: Heat Pump with Remote Outdoor Unit-Air-Source) | HH824E2S11 |  |  | CTF30B5ACS1 | LPLC080B12MP13 | 23000 | 17 | 9.5 | 23000 | 17900 | 77.83% | 2 | 0 | 12 |  |  |  |  | R-454B | 1.9167 | Residential & Commercial | USHP | Ducted CEE Tier 1
214396684 | Central HP <5.4 tons | LUXAIRE | HRCU-A-CB (Split System: Heat Pump with Remote Outdoor Unit-Air-Source) | HH824E2S11 |  |  | CTF36B5ADS1 | TM9E060B12MP12 | 23000 | 18 | 9.5 | 23000 | 19200 | 83.48% | 2 | 0 | 12 |  |  |  |  | R-454B | 1.9167 | Residential & Commercial | USHP | Ducted CEE Tier 1
216733104 | Central HP <5.4 tons | TEMPSTAR | HRCU-A-CB (Split System: Heat Pump with Remote Outdoor Unit-Air-Source) | D5CUHAH24AAK |  |  | EA*5X24M17A* | *97VTN0601716A* | 22000 | 16 | 8.5 | 21000 | 19100 | 90.95% | 1.96 | 0 | 10.5 |  |  |  |  | R-454B | 1.8333 | Residential & Commercial | USHP | Ducted CEE Tier 1
216733172 | Central HP <5.4 tons | TEMPSTAR | HRCU-A-CB (Split System: Heat Pump with Remote Outdoor Unit-Air-Source) | D5CUHAH24AAK |  |  | EA*5X25M17A* | *80MS(N,L)0451714A* | 22800 | 15.5 | 8.5 | 20600 | 18400 | 89.32% | 1.96 | 0 | 11 |  |  |  |  | R-454B | 1.9 | Residential & Commercial | USHP | Ducted CEE Tier 1
216737335 | Central HP <5.4 tons | TEMPSTAR | HRCU-A-CB (Split System: Heat Pump with Remote Outdoor Unit-Air-Source) | D5CUHAH24AAK |  |  | ESH5X30M12A* | *80VTL0451412B* | 22200 | 15.5 | 8.1 | 20800 | 18700 | 89.9% | 1.85 | 0 | 10.5 |  |  |  |  | R-454B | 1.85 | Residential & Commercial | USHP | Ducted CEE Tier 1
216738153 | Central HP <5.4 tons | TEMPSTAR | HRCU-A-CB (Split System: Heat Pump with Remote Outdoor Unit-Air-Source) | D5CUHAH24AAK |  |  | ESH5X36M12A* | *80VSL0701412B* | 22800 | 16 | 8.1 | 20800 | 18500 | 88.94% | 1.85 | 0 | 11 |  |  |  |  | R-454B | 1.9 | Residential & Commercial | USHP | Ducted CEE Tier 1
216738162 | Central HP <5.4 tons | TEMPSTAR | HRCU-A-CB (Split System: Heat Pump with Remote Outdoor Unit-Air-Source) | D5CUHAH24AAK |  |  | ESH5X36M12A* | *80VSL0701716B* | 22600 | 16 | 8.1 | 20800 | 18400 | 88.46% | 1.85 | 0 | 11 |  |  |  |  | R-454B | 1.8833 | Residential & Commercial | USHP | Ducted CEE Tier 1
214397398 | Central HP <5.4 tons | LUXAIRE | HRCU-A-CB (Split System: Heat Pump with Remote Outdoor Unit-Air-Source) | HH860E2S11 |  |  | CTF60C5CGS1 | TM9Y100C16MP11 | 43500 | 17 | 9 | 44500 | 33800 | 75.96% | 2 | 0 | 11 |  |  |  |  | R-454B | 3.625 | Residential & Commercial | USHP | Ducted CEE Tier 1
216439960 | Central HP <5.4 tons | TRANE | HRCU-A-CB (Split System: Heat Pump with Remote Outdoor Unit-Air-Source) | 5TWV0X24A1 |  |  | 5PX*B006AS3 | S9V2B060U4VSB+LRP | 22200 | 21.4 | 10 | 22600 | 18200 | 80.53% | 2.2 | 0 | 12 |  |  |  |  | R-454B | 1.85 | Residential & Commercial | USHP | Ducted CEE Tier 1
216738485 | Central HP <5.4 tons | TEMPSTAR | HRCU-A-CB (Split System: Heat Pump with Remote Outdoor Unit-Air-Source) | D5CUHAH24AAK |  |  | ESH5X36M12A* | *92MSN0802120A* | 23200 | 15.5 | 8.1 | 21000 | 18700 | 89.05% | 1.9 | 0 | 11 |  |  |  |  | R-454B | 1.9333 | Residential & Commercial | USHP | Ducted CEE Tier 1
216738848 | Central HP <5.4 tons | TEMPSTAR | HRCU-A-CB (Split System: Heat Pump with Remote Outdoor Unit-Air-Source) | D5CUHAH24AAK |  |  | ESH5X36M12A* | *96VTN0801716B* | 22600 | 16 | 8.1 | 20800 | 18400 | 88.46% | 1.85 | 0 | 11 |  |  |  |  | R-454B | 1.8833 | Residential & Commercial | USHP | Ducted CEE Tier 1
216786547 | Central HP <5.4 tons | LUXAIRE | HRCU-A-CB (Split System: Heat Pump with Remote Outdoor Unit-Air-Source) | HH860E2S11 |  |  | CTM60D5CHS1 | Z8ES130D20LMPS1 | 54000 | 19 | 9 | 54500 | 38500 | 70.64% | 2 | 0 | 12 |  |  |  |  | R-454B | 4.5 | Residential & Commercial | USHP | Ducted CEE Tier 1
216056998 | Central HP <5.4 tons | TRANE | HRCU-A-CB (Split System: Heat Pump with Remote Outdoor Unit-Air-Source) | 5TWV8X24A1 |  |  | 5TAMXD04AV31 | 0 | 21800 | 18.1 | 8.5 | 23000 | 18300 | 79.57% | 2.2 | 0 | 11.5 |  |  |  |  | R-454B | 1.8167 | Residential & Commercial | USHP | Ducted CEE Tier 1
213780878 | Central HP <5.4 tons | AIRQUEST | HRCU-A-CB (Split System: Heat Pump with Remote Outdoor Unit-Air-Source) | HVH837GKA2* |  |  | EA*4X37L21A*+WALLCON | *80CTL0902120B* | 32800 | 17 | 8.5 | 33000 | 25000 | 75.76% | 1.98 | 0 | 11 |  |  |  |  | R-410A | 2.7333 | Residential & Commercial | USHP | Ducted CEE Tier 1
216082179 | Central HP <5.4 tons | Stelpro | HRCU-A-CB (Split System: Heat Pump with Remote Outdoor Unit-Air-Source) | SDB1-H60A-O |  |  | SAHB1-H60A-I | 0 | 54000 | 16 | 9 | 56000 | 52000 | 92.86% | 1.8 | 0 | 10 |  |  |  |  | R-454B | 4.5 | Residential & Commercial | USHP | Ducted CEE Tier 1
214397011 | Central HP <5.4 tons | LUXAIRE | HRCU-A-CB (Split System: Heat Pump with Remote Outdoor Unit-Air-Source) | HH860E2S11 |  |  | CTF60C5CGS1 | TM9Y080C16MP11 | 43500 | 17 | 9 | 44500 | 33800 | 75.96% | 2 | 0 | 11 |  |  |  |  | R-454B | 3.625 | Residential & Commercial | USHP | Ducted CEE Tier 1
216764365 | Central HP <5.4 tons | TRANE | HRCU-A-CB (Split System: Heat Pump with Remote Outdoor Unit-Air-Source) | 5TWX7036A1 |  |  | 5TXCB006AS3 | *UHMB060CCV3 | 33200 | 17.5 | 9 | 32400 | 24000 | 74.07% | 2.1 | 0 | 12 |  |  |  |  | R-454B | 2.7667 | Residential & Commercial | USHP | Ducted CEE Tier 1
216764392 | Central HP <5.4 tons | TRANE | HRCU-A-CB (Split System: Heat Pump with Remote Outdoor Unit-Air-Source) | 5TWX7036A1 |  |  | 5TXCC005AS3 | S9V2C100U4VSB | 32200 | 17.1 | 8.7 | 32200 | 23800 | 73.91% | 2.1 | 0 | 12 |  |  |  |  | R-454B | 2.6833 | Residential & Commercial | USHP | Ducted CEE Tier 1
216764401 | Central HP <5.4 tons | TRANE | HRCU-A-CB (Split System: Heat Pump with Remote Outdoor Unit-Air-Source) | 5TWX7036A1 |  |  | 5TXCC007AS3 | S9V2C100U5PSC | 33600 | 17.5 | 9 | 32600 | 24200 | 74.23% | 2.1 | 0 | 12 |  |  |  |  | R-454B | 2.8 | Residential & Commercial | USHP | Ducted CEE Tier 1
211242928 | Central HP <5.4 tons | HEIL | HRCU-A-CB (Split System: Heat Pump with Remote Outdoor Unit-Air-Source) | DLCURAH24ABK |  |  | EA*4X37L17A* | *96VTN0801716A* | 24600 | 16.5 | 8.5 | 25600 | 21400 | 83.59% | 1.8 | 0 | 10 |  |  |  |  | R-410A | 2.05 | Residential & Commercial | USHP | Ducted CEE Tier 1
214395023 | Central HP <5.4 tons | AIRQUEST | HRCU-A-CB (Split System: Heat Pump with Remote Outdoor Unit-Air-Source) | DLCURAH24ABK |  |  | EN(A,D)4X30L17** | *96MSN0601716A* | 23400 | 16.5 | 9 | 25800 | 24200 | 93.8% | 2 | 0 | 10 |  |  |  |  | R-410A | 1.95 | Residential & Commercial | USHP | Ducted CEE Tier 1
213781128 | Central HP <5.4 tons | AIRQUEST | HRCU-A-CB (Split System: Heat Pump with Remote Outdoor Unit-Air-Source) | HVH837GKA2* |  |  | EA*4X42L24A*+WALLCON | *97CMN1202422B* | 31800 | 17 | 8.1 | 32800 | 24400 | 74.39% | 1.88 | 0 | 11 |  |  |  |  | R-410A | 2.65 | Residential & Commercial | USHP | Ducted CEE Tier 1
213781228 | Central HP <5.4 tons | AIRQUEST | HRCU-A-CB (Split System: Heat Pump with Remote Outdoor Unit-Air-Source) | HVH837GKA2* |  |  | EA*4X43L21A*+WALLCON | *97CMN0801714B* | 32800 | 17 | 8.1 | 33000 | 25200 | 76.36% | 1.96 | 0 | 11 |  |  |  |  | R-410A | 2.7333 | Residential & Commercial | USHP | Ducted CEE Tier 1
213781698 | Central HP <5.4 tons | AIRQUEST | HRCU-A-CB (Split System: Heat Pump with Remote Outdoor Unit-Air-Source) | HVH837GKA2* |  |  | EA*4X61L24A*+WALLCON | *97CMN1202422B* | 33200 | 17.5 | 8.5 | 32000 | 24800 | 77.5% | 1.98 | 0 | 11.7 |  |  |  |  | R-410A | 2.7667 | Residential & Commercial | USHP | Ducted CEE Tier 1
213781428 | Central HP <5.4 tons | AIRQUEST | HRCU-A-CB (Split System: Heat Pump with Remote Outdoor Unit-Air-Source) | HVH837GKA2* |  |  | EA*4X48L24A*+WALLCON | *97CMN1002122B* | 32400 | 17 | 8.5 | 32200 | 24800 | 77.02% | 1.98 | 0 | 11 |  |  |  |  | R-410A | 2.7 | Residential & Commercial | USHP | Ducted CEE Tier 1
213781478 | Central HP <5.4 tons | AIRQUEST | HRCU-A-CB (Split System: Heat Pump with Remote Outdoor Unit-Air-Source) | HVH837GKA2* |  |  | EA*4X60L24A*+WALLCON | *80CTL1102120B* | 32800 | 17.5 | 8.1 | 31800 | 24600 | 77.36% | 1.98 | 0 | 11.5 |  |  |  |  | R-410A | 2.7333 | Residential & Commercial | USHP | Ducted CEE Tier 1
213782298 | Central HP <5.4 tons | AIRQUEST | HRCU-A-CB (Split System: Heat Pump with Remote Outdoor Unit-Air-Source) | HVH837GKA2* |  |  | EHD4X60AAL+WALLCON | *97CMN0801714B* | 32800 | 16.5 | 8.1 | 32600 | 25000 | 76.69% | 1.96 | 0 | 11 |  |  |  |  | R-410A | 2.7333 | Residential & Commercial | USHP | Ducted CEE Tier 1
212976990 | Central HP <5.4 tons | AIRQUEST | HRCU-A-CB (Split System: Heat Pump with Remote Outdoor Unit-Air-Source) | DLCURAH24ABK |  |  | EA*4X37L21A* | *96VTN1002122B* | 24600 | 17.5 | 8.5 | 25200 | 21200 | 84.13% | 1.78 | 0 | 10.5 |  |  |  |  | R-410A | 2.05 | Residential & Commercial | USHP | Ducted CEE Tier 1
216763434 | Central HP <5.4 tons | TRANE | HRCU-A-CB (Split System: Heat Pump with Remote Outdoor Unit-Air-Source) | 5TWR7024A1 |  |  | 5PX*BD06AS3 | *DHMB080CCV3 | 23600 | 17.1 | 8.7 | 22200 | 17300 | 77.93% | 1.9 | 0 | 12.5 |  |  |  |  | R-454B | 1.9667 | Residential & Commercial | USHP | Ducted CEE Tier 1
216763450 | Central HP <5.4 tons | TRANE | HRCU-A-CB (Split System: Heat Pump with Remote Outdoor Unit-Air-Source) | 5TWR7024A1 |  |  | 5PX*C007AS3 | *DHMC100CCV4 | 22200 | 17.1 | 9 | 21400 | 17100 | 79.91% | 2 | 0 | 12 |  |  |  |  | R-454B | 1.85 | Residential & Commercial | USHP | Ducted CEE Tier 1
216763500 | Central HP <5.4 tons | TRANE | HRCU-A-CB (Split System: Heat Pump with Remote Outdoor Unit-Air-Source) | 5TWR7024A1 |  |  | 5TXCB004AS3 | S8X1A040M3PSC | 23000 | 17.1 | 9 | 21800 | 17200 | 78.9% | 2 | 0 | 12.5 |  |  |  |  | R-454B | 1.9167 | Residential & Commercial | USHP | Ducted CEE Tier 1
216763550 | Central HP <5.4 tons | TRANE | HRCU-A-CB (Split System: Heat Pump with Remote Outdoor Unit-Air-Source) | 5TWR7024A1 |  |  | 5TXCB006AS3 | S9V2B080U4VSB | 23800 | 17.1 | 9 | 21800 | 17400 | 79.82% | 2 | 0 | 12.5 |  |  |  |  | R-454B | 1.9833 | Residential & Commercial | USHP | Ducted CEE Tier 1
216643406 | Central HP <5.4 tons | TEMPSTAR | HRCU-A-CB (Split System: Heat Pump with Remote Outdoor Unit-Air-Source) | D5CUHAH18AAK |  |  | EA*5X25M17A* | *80VSL0451412B* | 18500 | 15.2 | 9.5 | 20000 | 17600 | 88% | 2.02 | 0 | 11.5 |  |  |  |  | R-454B | 1.5417 | Residential & Commercial | USHP | Ducted CEE Tier 1
213781328 | Central HP <5.4 tons | AIRQUEST | HRCU-A-CB (Split System: Heat Pump with Remote Outdoor Unit-Air-Source) | HVH837GKA2* |  |  | EA*4X48L21A*+WALLCON | *95CSU0601716B* | 32200 | 17 | 8.1 | 32600 | 25000 | 76.69% | 1.94 | 0 | 11 |  |  |  |  | R-410A | 2.6833 | Residential & Commercial | USHP | Ducted CEE Tier 1
213781528 | Central HP <5.4 tons | AIRQUEST | HRCU-A-CB (Split System: Heat Pump with Remote Outdoor Unit-Air-Source) | HVH837GKA2* |  |  | EA*4X60L24A*+WALLCON | *96CTN1202422B* | 32800 | 17.5 | 8.1 | 31800 | 24600 | 77.36% | 1.98 | 0 | 11.5 |  |  |  |  | R-410A | 2.7333 | Residential & Commercial | USHP | Ducted CEE Tier 1
211230189 | Central HP <5.4 tons | HEIL | HRCU-A-CB (Split System: Heat Pump with Remote Outdoor Unit-Air-Source) | DLCURAH36ABK |  |  | EN(A,D,W)4X48L21** | *95ESN0802120A* | 36800 | 15.5 | 8.1 | 39500 | 35000 | 88.61% | 2.06 | 0 | 10.5 |  |  |  |  | R-410A | 3.0667 | Residential & Commercial | USHP | Ducted CEE Tier 1
211229985 | Central HP <5.4 tons | HEIL | HRCU-A-CB (Split System: Heat Pump with Remote Outdoor Unit-Air-Source) | DLCURAH36ABK |  |  | EN(A,D,W)4X48L21** | *80VSL0451716A* | 35800 | 15.5 | 8.1 | 38500 | 35000 | 90.91% | 2 | 0 | 10 |  |  |  |  | R-410A | 2.9833 | Residential & Commercial | USHP | Ducted CEE Tier 1
211230088 | Central HP <5.4 tons | HEIL | HRCU-A-CB (Split System: Heat Pump with Remote Outdoor Unit-Air-Source) | DLCURAH36ABK |  |  | EN(A,D,W)4X48L21** | *80VTL1102122A* | 37000 | 16 | 8.1 | 39500 | 35000 | 88.61% | 2.06 | 0 | 10.5 |  |  |  |  | R-410A | 3.0833 | Residential & Commercial | USHP | Ducted CEE Tier 1
211245778 | Central HP <5.4 tons | HEIL | HRCU-A-CB (Split System: Heat Pump with Remote Outdoor Unit-Air-Source) | DLCURAH24ABK |  |  | EN(A,D)4X36L21** | OMV112K14A | 24200 | 16 | 8.1 | 26400 | 23000 | 87.12% | 1.88 | 0 | 10 |  |  |  |  | R-410A | 2.0167 | Residential & Commercial | USHP | Ducted CEE Tier 1
213781998 | Central HP <5.4 tons | AIRQUEST | HRCU-A-CB (Split System: Heat Pump with Remote Outdoor Unit-Air-Source) | HVH837GKA2* |  |  | EHD4X42AAL+WALLCON | *97CMN1202422B* | 32400 | 16.5 | 8.1 | 32800 | 24800 | 75.61% | 1.94 | 0 | 11 |  |  |  |  | R-410A | 2.7 | Residential & Commercial | USHP | Ducted CEE Tier 1
214396659 | Central HP <5.4 tons | LUXAIRE | HRCU-A-CB (Split System: Heat Pump with Remote Outdoor Unit-Air-Source) | HH824E2S11 |  |  | JHC36B5AD2SS1 | 0 | 23000 | 19 | 9.5 | 23000 | 17900 | 77.83% | 2 | 0 | 11.7 |  |  |  |  | R-454B | 1.9167 | Residential & Commercial | USHP | Ducted CEE Tier 1
214396216 | Central HP <5.4 tons | LUXAIRE | HRCU-A-CB (Split System: Heat Pump with Remote Outdoor Unit-Air-Source) | HH824E2S11 |  |  | JHE30B5AD2SS1 | 0 | 23000 | 19 | 9 | 22800 | 17400 | 76.32% | 2 | 0 | 12 |  |  |  |  | R-454B | 1.9167 | Residential & Commercial | USHP | Ducted CEE Tier 1
214396268 | Central HP <5.4 tons | LUXAIRE | HRCU-A-CB (Split System: Heat Pump with Remote Outdoor Unit-Air-Source) | HH824E2S11 |  |  | CTM30B5ACS1 | TM9V080B12MP12 | 23000 | 17 | 9.5 | 23000 | 17800 | 77.39% | 2 | 0 | 12 |  |  |  |  | R-454B | 1.9167 | Residential & Commercial | USHP | Ducted CEE Tier 1
214573017 | Central HP <5.4 tons | TEMPSTAR | HRCU-A-CB (Split System: Heat Pump with Remote Outdoor Unit-Air-Source) | TVH837GKA** |  |  | EA*4X61L24A*+WALLCON | *80CTL0702120B* | 33200 | 18 | 8.5 | 32000 | 24800 | 77.5% | 2 | 0 | 11.5 |  |  |  |  | R-410A | 2.7667 | Residential & Commercial | USHP | Ducted CEE Tier 1
211243269 | Central HP <5.4 tons | HEIL | HRCU-A-CB (Split System: Heat Pump with Remote Outdoor Unit-Air-Source) | DLCURAH24ABK |  |  | EA*4X37L21A* | *95ESU0401712A* | 24400 | 17 | 8.5 | 25200 | 21200 | 84.13% | 1.78 | 0 | 10 |  |  |  |  | R-410A | 2.0333 | Residential & Commercial | USHP | Ducted CEE Tier 1
211243362 | Central HP <5.4 tons | HEIL | HRCU-A-CB (Split System: Heat Pump with Remote Outdoor Unit-Air-Source) | DLCURAH24ABK |  |  | EA*4X37L21A* | *80VSL0902120A* | 24600 | 17 | 8.5 | 25400 | 21200 | 83.46% | 1.78 | 0 | 10.5 |  |  |  |  | R-410A | 2.05 | Residential & Commercial | USHP | Ducted CEE Tier 1
211243396 | Central HP <5.4 tons | HEIL | HRCU-A-CB (Split System: Heat Pump with Remote Outdoor Unit-Air-Source) | DLCURAH24ABK |  |  | EA*4X37L21A* | *80VTL0902120A* | 24600 | 17 | 8.5 | 25400 | 21200 | 83.46% | 1.78 | 0 | 10.5 |  |  |  |  | R-410A | 2.05 | Residential & Commercial | USHP | Ducted CEE Tier 1
214571097 | Central HP <5.4 tons | TEMPSTAR | HRCU-A-CB (Split System: Heat Pump with Remote Outdoor Unit-Air-Source) | TVH825GKA3* |  |  | EN(A,D)4X36L21**+WALLCON | *80CTL0702120B* | 23400 | 16.5 | 8.1 | 21600 | 16700 | 77.31% | 1.92 | 0 | 11 |  |  |  |  | R-410A | 1.95 | Residential & Commercial | USHP | Ducted CEE Tier 1
214397455 | Central HP <5.4 tons | LUXAIRE | HRCU-A-CB (Split System: Heat Pump with Remote Outdoor Unit-Air-Source) | HH860E2S11 |  |  | CTF60C5CGS1 | TM8Y120C20MP11 | 44500 | 18 | 9 | 45000 | 33800 | 75.11% | 2 | 0 | 11.7 |  |  |  |  | R-454B | 3.7083 | Residential & Commercial | USHP | Ducted CEE Tier 1
211206952 | Central HP <5.4 tons | FRASER-JOHNSTON | HRCU-A-CB (Split System: Heat Pump with Remote Outdoor Unit-Air-Source) | HL20B4821 |  |  | XAMC48HE3N1+CC | TM8V120C20MP12 | 43500 | 19 | 9 | 44500 | 36200 | 81.35% | 2.14 | 0 | 12 |  |  |  |  | R-410A | 3.625 | Residential & Commercial | USHP | Ducted CEE Tier 1
216644661 | Central HP <5.4 tons | TEMPSTAR | HRCU-A-CB (Split System: Heat Pump with Remote Outdoor Unit-Air-Source) | D5CUHAH18AAK |  |  | FM(C,U)5Z24**AL* | 0 | 18000 | 15.2 | 12.5 | 21200 | 18800 | 88.68% | 2.08 | 0 | 11 |  |  |  |  | R-454B | 1.5 | Residential & Commercial | USHP | Ducted CEE Tier 1
214397096 | Central HP <5.4 tons | LUXAIRE | HRCU-A-CB (Split System: Heat Pump with Remote Outdoor Unit-Air-Source) | HH824E2S11 |  |  | CTF36B5ADS1+JMET08BS2N1 | 0 | 23000 | 19 | 9 | 23000 | 17800 | 77.39% | 2 | 0 | 12 |  |  |  |  | R-454B | 1.9167 | Residential & Commercial | USHP | Ducted CEE Tier 1
214397178 | Central HP <5.4 tons | LUXAIRE | HRCU-A-CB (Split System: Heat Pump with Remote Outdoor Unit-Air-Source) | HH860E2S11 |  |  | CTM60D5CHS1 | TM9V120D20MP12 | 54000 | 19 | 9 | 54000 | 39000 | 72.22% | 2 | 0 | 11 |  |  |  |  | R-454B | 4.5 | Residential & Commercial | USHP | Ducted CEE Tier 1
214397430 | Central HP <5.4 tons | LUXAIRE | HRCU-A-CB (Split System: Heat Pump with Remote Outdoor Unit-Air-Source) | HH860E2S11 |  |  | CTF60D5CGS1+JMVT20DC2N1 | 0 | 45500 | 19 | 9.5 | 45000 | 33800 | 75.11% | 2 | 0 | 12 |  |  |  |  | R-454B | 3.7917 | Residential & Commercial | USHP | Ducted CEE Tier 1
214396851 | Central HP <5.4 tons | LUXAIRE | HRCU-A-CB (Split System: Heat Pump with Remote Outdoor Unit-Air-Source) | HH836E2S11 |  |  | CTF36B5CDS1 | LP9C060B12MP13 | 33000 | 17 | 8.5 | 31000 | 25200 | 81.29% | 2 | 0 | 11 |  |  |  |  | R-454B | 2.75 | Residential & Commercial | USHP | Ducted CEE Tier 1
214396996 | Central HP <5.4 tons | LUXAIRE | HRCU-A-CB (Split System: Heat Pump with Remote Outdoor Unit-Air-Source) | HH836E2S11 |  |  | CTM48C5CFS1 | TL9E100C20UH11 | 34000 | 18 | 9 | 32000 | 25600 | 80% | 2 | 0 | 11 |  |  |  |  | R-454B | 2.8333 | Residential & Commercial | USHP | Ducted CEE Tier 1
214397121 | Central HP <5.4 tons | LUXAIRE | HRCU-A-CB (Split System: Heat Pump with Remote Outdoor Unit-Air-Source) | HH824E2S11 |  |  | CTF30B5ACS1+JMET08BS2N1 | 0 | 23000 | 18 | 9.5 | 23000 | 18200 | 79.13% | 2 | 0 | 12 |  |  |  |  | R-454B | 1.9167 | Residential & Commercial | USHP | Ducted CEE Tier 1
214396719 | Central HP <5.4 tons | LUXAIRE | HRCU-A-CB (Split System: Heat Pump with Remote Outdoor Unit-Air-Source) | HH824E2S11 |  |  | CTM30B5ACS1 | TP9C060B12MP13 | 23000 | 17 | 9.5 | 23000 | 18000 | 78.26% | 2 | 0 | 12 |  |  |  |  | R-454B | 1.9167 | Residential & Commercial | USHP | Ducted CEE Tier 1
214396726 | Central HP <5.4 tons | LUXAIRE | HRCU-A-CB (Split System: Heat Pump with Remote Outdoor Unit-Air-Source) | HH860E2S11 |  |  | CTM60D5CHS1 | TM9E120D20MP12 | 53500 | 19 | 8.5 | 54500 | 39500 | 72.48% | 2 | 0 | 11 |  |  |  |  | R-454B | 4.4583 | Residential & Commercial | USHP | Ducted CEE Tier 1
214396578 | Central HP <5.4 tons | LUXAIRE | HRCU-A-CB (Split System: Heat Pump with Remote Outdoor Unit-Air-Source) | HH860E2S11 |  |  | CTF60C5CGS1 | LP9C100C16MP13 | 43500 | 18 | 9 | 44000 | 33200 | 75.45% | 2 | 0 | 11.7 |  |  |  |  | R-454B | 3.625 | Residential & Commercial | USHP | Ducted CEE Tier 1
214396412 | Central HP <5.4 tons | LUXAIRE | HRCU-A-CB (Split System: Heat Pump with Remote Outdoor Unit-Air-Source) | HH836E2S11 |  |  | CTF36C5CDS1 | LP9C100C20MP13 | 34600 | 18 | 8.5 | 33000 | 27200 | 82.42% | 2 | 0 | 10 |  |  |  |  | R-454B | 2.8833 | Residential & Commercial | USHP | Ducted CEE Tier 1
214396796 | Central HP <5.4 tons | LUXAIRE | HRCU-A-CB (Split System: Heat Pump with Remote Outdoor Unit-Air-Source) | HH836E2S11 |  |  | CTM36B5CDS1 | TM8E080B12MP11 | 33400 | 18 | 8.5 | 31600 | 26000 | 82.28% | 2 | 0 | 11 |  |  |  |  | R-454B | 2.7833 | Residential & Commercial | USHP | Ducted CEE Tier 1
214396746 | Central HP <5.4 tons | LUXAIRE | HRCU-A-CB (Split System: Heat Pump with Remote Outdoor Unit-Air-Source) | HH860E2S11 |  |  | CTF60D5CHS1 | TM8E130D20MP11 | 54000 | 19 | 8.5 | 55000 | 38500 | 70% | 2 | 0 | 11.7 |  |  |  |  | R-454B | 4.5 | Residential & Commercial | USHP | Ducted CEE Tier 1
214396776 | Central HP <5.4 tons | LUXAIRE | HRCU-A-CB (Split System: Heat Pump with Remote Outdoor Unit-Air-Source) | HH860E2S11 |  |  | CTF60D5CJS1 | TMLE130D20MP11 | 53500 | 18 | 9 | 55500 | 40000 | 72.07% | 2 | 0 | 11 |  |  |  |  | R-454B | 4.4583 | Residential & Commercial | USHP | Ducted CEE Tier 1
214396258 | Central HP <5.4 tons | LUXAIRE | HRCU-A-CB (Split System: Heat Pump with Remote Outdoor Unit-Air-Source) | HH824E2S11 |  |  | CTF30B5ACS1+JMVT12BC2N1 | 0 | 23000 | 18 | 9.5 | 23000 | 19000 | 82.61% | 2 | 0 | 12 |  |  |  |  | R-454B | 1.9167 | Residential & Commercial | USHP | Ducted CEE Tier 1
214396253 | Central HP <5.4 tons | LUXAIRE | HRCU-A-CB (Split System: Heat Pump with Remote Outdoor Unit-Air-Source) | HH824E2S11 |  |  | CTM30B5ACS1 | TM9Y080B12MP11 | 23000 | 17 | 9.5 | 23000 | 18500 | 80.43% | 2 | 0 | 11.7 |  |  |  |  | R-454B | 1.9167 | Residential & Commercial | USHP | Ducted CEE Tier 1
216733456 | Central HP <5.4 tons | TEMPSTAR | HRCU-A-CB (Split System: Heat Pump with Remote Outdoor Unit-Air-Source) | D5CUHAH24AAK |  |  | EA*5X25M17A* | *96MSN0601716A* | 23200 | 15.5 | 8.5 | 20800 | 18500 | 88.94% | 1.98 | 0 | 11 |  |  |  |  | R-454B | 1.9333 | Residential & Commercial | USHP | Ducted CEE Tier 1
211206869 | Central HP <5.4 tons | FRASER-JOHNSTON | HRCU-A-CB (Split System: Heat Pump with Remote Outdoor Unit-Air-Source) | HL20B3621 |  |  | XAMC36DE2N1+CC | TM9V080C16MP12 | 33000 | 18 | 8.5 | 34200 | 29200 | 85.38% | 1.96 | 0 | 12 |  |  |  |  | R-410A | 2.75 | Residential & Commercial | USHP | Ducted CEE Tier 1
216643594 | Central HP <5.4 tons | TEMPSTAR | HRCU-A-CB (Split System: Heat Pump with Remote Outdoor Unit-Air-Source) | D5CUHAH18AAK |  |  | EA*5X19M17A* | *80MSU0601716A* | 18300 | 15.5 | 9.5 | 20000 | 17800 | 89% | 2 | 0 | 11 |  |  |  |  | R-454B | 1.525 | Residential & Commercial | USHP | Ducted CEE Tier 1
211230910 | Central HP <5.4 tons | HEIL | HRCU-A-CB (Split System: Heat Pump with Remote Outdoor Unit-Air-Source) | DLCURAH36ABK |  |  | FXM4X36**AL | 0 | 35800 | 16.5 | 8.1 | 38500 | 34600 | 89.87% | 1.94 | 0 | 10 |  |  |  |  | R-410A | 2.9833 | Residential & Commercial | USHP | Ducted CEE Tier 1
212383450 | Central HP <5.4 tons | COMFORTMAKER | HRCU-A-CB (Split System: Heat Pump with Remote Outdoor Unit-Air-Source) | DLCURAH36ABK |  |  | EA*4X42L21A* | OLV112A16A | 35400 | 15.2 | 8.1 | 39500 | 35200 | 89.11% | 1.88 | 0 | 9.5 |  |  |  |  | R-410A | 2.95 | Residential & Commercial | USHP
214396568 | Central HP <5.4 tons | LUXAIRE | HRCU-A-CB (Split System: Heat Pump with Remote Outdoor Unit-Air-Source) | HH860E2S11 |  |  | CTF60C5CGS1 | TM9V100C16MP12 | 43500 | 18 | 9 | 44000 | 33200 | 75.45% | 2 | 0 | 11.7 |  |  |  |  | R-454B | 3.625 | Residential & Commercial | USHP | Ducted CEE Tier 1
214396724 | Central HP <5.4 tons | LUXAIRE | HRCU-A-CB (Split System: Heat Pump with Remote Outdoor Unit-Air-Source) | HH824E2S11 |  |  | CTM30B5ACS1 | LP9C060B12MP13 | 23000 | 17 | 9.5 | 23000 | 18000 | 78.26% | 2 | 0 | 12 |  |  |  |  | R-454B | 1.9167 | Residential & Commercial | USHP | Ducted CEE Tier 1
216051174 | Central HP <5.4 tons | SURE | HRCU-A-CB (Split System: Heat Pump with Remote Outdoor Unit-Air-Source) | SP19AY24AJVC |  |  | TCFY2421HEAAM | S951V0703A17M4 | 22800 | 20 | 8.5 | 22800 | 18600 | 81.58% | 1.8 | 0 | 12 |  |  |  |  | R-454B | 1.9 | Residential & Commercial | USHP | Ducted CEE Tier 1
210473206 | Central HP <5.4 tons | HEIL | HRCU-A-CB (Split System: Heat Pump with Remote Outdoor Unit-Air-Source) | HVH825GKA3* |  |  | EA*4X43L21A*+WALLCON | *97CMN0801714A* | 24400 | 16.5 | 8.1 | 21200 | 16700 | 78.77% | 2.02 | 0 | 11 |  |  |  |  | R-410A | 2.0333 | Residential & Commercial | USHP | Ducted CEE Tier 1
215835679 | Central HP <5.4 tons | TRANE | HRCU-A-CB (Split System: Heat Pump with Remote Outdoor Unit-Air-Source) | 5TWV8X36A1 |  |  | 5TEMCD04AV31+TDR | 0 | 33600 | 18.1 | 8.5 | 33000 | 25400 | 76.97% | 2.1 | 0 | 10 |  |  |  |  | R-454B | 2.8 | Residential & Commercial | USHP | Ducted CEE Tier 1
210470541 | Central HP <5.4 tons | HEIL | HRCU-A-CB (Split System: Heat Pump with Remote Outdoor Unit-Air-Source) | HVH837GKA2* |  |  | EA*4X61L24A*+WALLCON | *80CSU1002120A* | 33200 | 17.5 | 8.1 | 32000 | 24800 | 77.5% | 1.98 | 0 | 11.5 |  |  |  |  | R-410A | 2.7667 | Residential & Commercial | USHP | Ducted CEE Tier 1
213782301 | Central HP <5.4 tons | DAY & NIGHT | HRCU-A-CB (Split System: Heat Pump with Remote Outdoor Unit-Air-Source) | CVH837GKA2* |  |  | EHD4X60AAL+WALLCON | *97CMN0801714B* | 32800 | 16.5 | 8.1 | 32600 | 25000 | 76.69% | 1.96 | 0 | 11 |  |  |  |  | R-410A | 2.7333 | Residential & Commercial | USHP | Ducted CEE Tier 1
216891982 | Central HP <5.4 tons | SURE | HRCU-A-CB (Split System: Heat Pump with Remote Outdoor Unit-Air-Source) | RD18AY36AJVC |  |  | TCFY3617STANM | S921V0403A17M4 | 31400 | 18 | 8.5 | 31400 | 27800 | 88.54% | 1.9 | 0 | 12 |  |  |  |  | R-454B | 2.6167 | Residential & Commercial | USHP | Ducted CEE Tier 1
216892009 | Central HP <5.4 tons | SURE | HRCU-A-CB (Split System: Heat Pump with Remote Outdoor Unit-Air-Source) | RD18AY36AJVC |  |  | TCFY3621STANM | S951V0603A17M4 | 31200 | 18 | 8.5 | 31200 | 27800 | 89.1% | 1.9 | 0 | 12 |  |  |  |  | R-454B | 2.6 | Residential & Commercial | USHP | Ducted CEE Tier 1
216892016 | Central HP <5.4 tons | SURE | HRCU-A-CB (Split System: Heat Pump with Remote Outdoor Unit-Air-Source) | RD18AY36AJVC |  |  | TCFY3621STANM | S802V1005A21UH | 31600 | 19 | 8.5 | 31600 | 27600 | 87.34% | 2 | 0 | 12 |  |  |  |  | R-454B | 2.6333 | Residential & Commercial | USHP | Ducted CEE Tier 1
210470552 | Central HP <5.4 tons | HEIL | HRCU-A-CB (Split System: Heat Pump with Remote Outdoor Unit-Air-Source) | HVH837GKA2* |  |  | EA*4X61L24A*+WALLCON | *80CTL0902120A* | 33200 | 18 | 8.5 | 32000 | 24800 | 77.5% | 2 | 0 | 12 |  |  |  |  | R-410A | 2.7667 | Residential & Commercial | USHP | Ducted CEE Tier 1
211243437 | Central HP <5.4 tons | HEIL | HRCU-A-CB (Split System: Heat Pump with Remote Outdoor Unit-Air-Source) | DLCURAH24ABK |  |  | EA*4X37L21A* | *80VTL0701716A* | 24800 | 17 | 8.5 | 25400 | 20800 | 81.89% | 1.76 | 0 | 10.5 |  |  |  |  | R-410A | 2.0667 | Residential & Commercial | USHP | Ducted CEE Tier 1
211243510 | Central HP <5.4 tons | HEIL | HRCU-A-CB (Split System: Heat Pump with Remote Outdoor Unit-Air-Source) | DLCURAH24ABK |  |  | EA*4X37L21A* | *80ES(N,L)0701712A* | 25000 | 16.5 | 8.5 | 25600 | 20800 | 81.25% | 1.76 | 0 | 10.5 |  |  |  |  | R-410A | 2.0833 | Residential & Commercial | USHP | Ducted CEE Tier 1
216760303 | Central HP <5.4 tons | Stelpro | HRCU-A-C (Split System: Heat Pump with Remote Outdoor Unit with No Indoor Fan --Air Source) | SDB1-H30A-O |  |  | SACB1-H36A1424-I | 0 | 30000 | 15.3 | 9.3 | 32000 | 30400 | 95% | 1.78 | 0 | 10 |  |  |  |  | R-454B | 2.5 | Residential & Commercial | USHP | Ducted CEE Tier 1
215941617 | Central HP <5.4 tons | AIRQUEST | HRCU-A-CB (Split System: Heat Pump with Remote Outdoor Unit-Air-Source) | H5H3V48*K*AAA* |  |  | EVD5X48M24A*+WALLCON | *97CTN1202422A* | 45000 | 20.5 | 8.1 | 52000 | 38000 | 73.08% | 1.9 | 0 | 11 |  |  |  |  | R-454B | 3.75 | Residential & Commercial | USHP | Ducted CEE Tier 1
215940947 | Central HP <5.4 tons | AIRQUEST | HRCU-A-CB (Split System: Heat Pump with Remote Outdoor Unit-Air-Source) | H5H3V48*K*AAA* |  |  | EA*5X48M21A*+WALLCON | *80CSU0401712B* | 43500 | 21 | 9.5 | 48000 | 36400 | 75.83% | 1.92 | 0 | 11 |  |  |  |  | R-454B | 3.625 | Residential & Commercial | USHP | Ducted CEE Tier 1
212977661 | Central HP <5.4 tons | AIRQUEST | HRCU-A-CB (Split System: Heat Pump with Remote Outdoor Unit-Air-Source) | DLCURAH24ABK |  |  | EN(A,D)4X24L17** | *80MS(N,L)0451412A* | 23200 | 16.5 | 8.5 | 26800 | 25000 | 93.28% | 2.08 | 0 | 10 |  |  |  |  | R-410A | 1.9333 | Residential & Commercial | USHP | Ducted CEE Tier 1
211261038 | Central HP <5.4 tons | DAY & NIGHT | HRCU-A-CB (Split System: Heat Pump with Remote Outdoor Unit-Air-Source) | DLCURAH18ABK |  |  | EA*4X25L17A* | *92ESN0601714A* | 18300 | 16.5 | 8.5 | 18000 | 17500 | 97.22% | 2.12 | 0 | 11 |  |  |  |  | R-410A | 1.525 | Residential & Commercial | USHP | Ducted CEE Tier 1
214396221 | Central HP <5.4 tons | LUXAIRE | HRCU-A-CB (Split System: Heat Pump with Remote Outdoor Unit-Air-Source) | HH824E2S11 |  |  | CTF36B5ADS1 | TM8V080B12MP12 | 23000 | 18 | 9 | 23000 | 18500 | 80.43% | 2 | 0 | 12 |  |  |  |  | R-454B | 1.9167 | Residential & Commercial | USHP | Ducted CEE Tier 1
211206967 | Central HP <5.4 tons | FRASER-JOHNSTON | HRCU-A-CB (Split System: Heat Pump with Remote Outdoor Unit-Air-Source) | HL20B4821 |  |  | XAMC48HE3N1+CC | TPLC100C20MP13 | 43500 | 19 | 9 | 44500 | 36200 | 81.35% | 2.14 | 0 | 12 |  |  |  |  | R-410A | 3.625 | Residential & Commercial | USHP | Ducted CEE Tier 1
211259929 | Central HP <5.4 tons | TEMPSTAR | HRCU-A-CB (Split System: Heat Pump with Remote Outdoor Unit-Air-Source) | DLCURAH18ABK |  |  | EA*4X19L17A* | *80ES(N,L)0701712A* | 18600 | 16.5 | 8.5 | 18400 | 17500 | 95.11% | 2.14 | 0 | 11 |  |  |  |  | R-410A | 1.55 | Residential & Commercial | USHP | Ducted CEE Tier 1
211260094 | Central HP <5.4 tons | TEMPSTAR | HRCU-A-CB (Split System: Heat Pump with Remote Outdoor Unit-Air-Source) | DLCURAH18ABK |  |  | EA*4X24L14A* | *96VSN0401410A* | 17300 | 16 | 8.5 | 18300 | 19200 | 104.9% | 2.3 | 0 | 10.5 |  |  |  |  | R-410A | 1.4417 | Residential & Commercial | USHP | Ducted CEE Tier 1
211260162 | Central HP <5.4 tons | TEMPSTAR | HRCU-A-CB (Split System: Heat Pump with Remote Outdoor Unit-Air-Source) | DLCURAH18ABK |  |  | EA*4X24L14A* | *96VTN0401410A* | 17300 | 16 | 8.5 | 18300 | 19200 | 104.9% | 2.3 | 0 | 10.5 |  |  |  |  | R-410A | 1.4417 | Residential & Commercial | USHP | Ducted CEE Tier 1
211260328 | Central HP <5.4 tons | TEMPSTAR | HRCU-A-CB (Split System: Heat Pump with Remote Outdoor Unit-Air-Source) | DLCURAH18ABK |  |  | EA*4X24L17A* | *95ESU0401712A* | 17600 | 16 | 8.5 | 18500 | 19100 | 103.2% | 2.3 | 0 | 10.5 |  |  |  |  | R-410A | 1.4667 | Residential & Commercial | USHP | Ducted CEE Tier 1
214396645 | Central HP <5.4 tons | LUXAIRE | HRCU-A-CB (Split System: Heat Pump with Remote Outdoor Unit-Air-Source) | HH860E2S11 |  |  | CTM60C5CGS1 | TPLC080C16MP13 | 44000 | 18 | 9 | 44500 | 33600 | 75.51% | 2 | 0 | 11.7 |  |  |  |  | R-454B | 3.6667 | Residential & Commercial | USHP | Ducted CEE Tier 1
216786561 | Central HP <5.4 tons | LUXAIRE | HRCU-A-CB (Split System: Heat Pump with Remote Outdoor Unit-Air-Source) | HH860E2S11 |  |  | CTM60C5CGS1 | Z8ES120C16LMPS1 | 44000 | 18 | 9 | 44000 | 33000 | 75% | 2 | 0 | 12 |  |  |  |  | R-454B | 3.6667 | Residential & Commercial | USHP | Ducted CEE Tier 1
210473041 | Central HP <5.4 tons | HEIL | HRCU-A-CB (Split System: Heat Pump with Remote Outdoor Unit-Air-Source) | HVH825GKA3* |  |  | EA*4X42L24A*+WALLCON | *97CMN1002122A* | 23800 | 16.5 | 8.1 | 21400 | 16600 | 77.57% | 1.96 | 0 | 11 |  |  |  |  | R-410A | 1.9833 | Residential & Commercial | USHP | Ducted CEE Tier 1
216682448 | Central HP <5.4 tons | DAY & NIGHT | HRCU-A-CB (Split System: Heat Pump with Remote Outdoor Unit-Air-Source) | DLCURAH18ABK |  |  | EHD4X24AAL | *97VTN1002120A* | 17400 | 15.2 | 8.1 | 18100 | 18400 | 101.7% | 2.05 | 0 | 10 |  |  |  |  | R-410A | 1.45 | Residential & Commercial | USHP | Ducted CEE Tier 1
210473459 | Central HP <5.4 tons | HEIL | HRCU-A-CB (Split System: Heat Pump with Remote Outdoor Unit-Air-Source) | HVH825GKA3* |  |  | EA*4X48L24A*+WALLCON | *80CSU1002120A* | 24000 | 16.5 | 8.1 | 21000 | 16600 | 79.05% | 2 | 0 | 11 |  |  |  |  | R-410A | 2 | Residential & Commercial | USHP | Ducted CEE Tier 1
211261890 | Central HP <5.4 tons | AIRQUEST | HRCU-A-CB (Split System: Heat Pump with Remote Outdoor Unit-Air-Source) | DLCURAH18ABK |  |  | EA*4X30L17A* | *95ESN0601412A* | 18000 | 16 | 8.5 | 18500 | 18500 | 100% | 2.22 | 0 | 10.5 |  |  |  |  | R-410A | 1.5 | Residential & Commercial | USHP | Ducted CEE Tier 1
213774428 | Central HP <5.4 tons | AIRQUEST | HRCU-A-CB (Split System: Heat Pump with Remote Outdoor Unit-Air-Source) | HVH825GKA3* |  |  | EHD4X42AAL+WALLCON | *80CTL0902120B* | 24200 | 16 | 8.1 | 21400 | 16600 | 77.57% | 2 | 0 | 10.5 |  |  |  |  | R-410A | 2.0167 | Residential & Commercial | USHP | Ducted CEE Tier 1
213774478 | Central HP <5.4 tons | AIRQUEST | HRCU-A-CB (Split System: Heat Pump with Remote Outdoor Unit-Air-Source) | HVH825GKA3* |  |  | EHD4X42AAL+WALLCON | *97CMN0801714B* | 24000 | 16 | 8.1 | 21400 | 16600 | 77.57% | 1.98 | 0 | 10.5 |  |  |  |  | R-410A | 2 | Residential & Commercial | USHP | Ducted CEE Tier 1
213774578 | Central HP <5.4 tons | AIRQUEST | HRCU-A-CB (Split System: Heat Pump with Remote Outdoor Unit-Air-Source) | HVH825GKA3* |  |  | EHD4X48AAL+WALLCON | *80CTL0701716B* | 24200 | 16 | 8.1 | 21200 | 16600 | 78.3% | 2 | 0 | 10.5 |  |  |  |  | R-410A | 2.0167 | Residential & Commercial | USHP | Ducted CEE Tier 1
213778838 | Central HP <5.4 tons | AIRQUEST | HRCU-A-CB (Split System: Heat Pump with Remote Outdoor Unit-Air-Source) | HVH837GKA** |  |  | EA*4X36L21A*+WALLCON | *80CTL0901716B* | 31600 | 17 | 8.1 | 33000 | 24200 | 73.33% | 1.84 | 0 | 11 |  |  |  |  | R-410A | 2.6333 | Residential & Commercial | USHP | Ducted CEE Tier 1
213779208 | Central HP <5.4 tons | AIRQUEST | HRCU-A-CB (Split System: Heat Pump with Remote Outdoor Unit-Air-Source) | HVH837GKA** |  |  | EA*4X42L24A*+WALLCON | *97CMN1002122B* | 31800 | 17 | 8.1 | 33000 | 24200 | 73.33% | 1.88 | 0 | 11 |  |  |  |  | R-410A | 2.65 | Residential & Commercial | USHP | Ducted CEE Tier 1
213779558 | Central HP <5.4 tons | AIRQUEST | HRCU-A-CB (Split System: Heat Pump with Remote Outdoor Unit-Air-Source) | HVH837GKA** |  |  | EA*4X60L24A*+WALLCON | *80CTL0902120B* | 32800 | 17.5 | 8.1 | 31800 | 24600 | 77.36% | 1.98 | 0 | 11.5 |  |  |  |  | R-410A | 2.7333 | Residential & Commercial | USHP | Ducted CEE Tier 1
206765806 | Central HP <5.4 tons | TEMPSTAR | HRCU-A-CB (Split System: Heat Pump with Remote Outdoor Unit-Air-Source) | TVH825GKA3* |  |  | EA*4X36L21A*+WALLCON | *97CMN1002122A* | 23600 | 16.5 | 8.1 | 21400 | 16600 | 77.57% | 1.94 | 11 | 11 |  |  |  |  | R-410A | 1.9667 | Residential & Commercial | USHP | Ducted CEE Tier 1
216733572 | Central HP <5.4 tons | TEMPSTAR | HRCU-A-CB (Split System: Heat Pump with Remote Outdoor Unit-Air-Source) | D5CUHAH24AAK |  |  | EA*5X25M17A* | *96VTN0401712B* | 23000 | 16 | 8.5 | 20800 | 18600 | 89.42% | 1.98 | 0 | 11 |  |  |  |  | R-454B | 1.9167 | Residential & Commercial | USHP | Ducted CEE Tier 1
213781598 | Central HP <5.4 tons | AIRQUEST | HRCU-A-CB (Split System: Heat Pump with Remote Outdoor Unit-Air-Source) | HVH837GKA2* |  |  | EA*4X61L21A*+WALLCON | *97CMN0601714B* | 33000 | 17 | 8.1 | 32200 | 25200 | 78.26% | 1.94 | 0 | 11 |  |  |  |  | R-410A | 2.75 | Residential & Commercial | USHP | Ducted CEE Tier 1
213781628 | Central HP <5.4 tons | AIRQUEST | HRCU-A-CB (Split System: Heat Pump with Remote Outdoor Unit-Air-Source) | HVH837GKA2* |  |  | EA*4X61L21A*+WALLCON | *96CTN0601714B* | 33000 | 17 | 8.1 | 32200 | 25000 | 77.64% | 1.96 | 0 | 11 |  |  |  |  | R-410A | 2.75 | Residential & Commercial | USHP | Ducted CEE Tier 1
210474549 | Central HP <5.4 tons | HEIL | HRCU-A-CB (Split System: Heat Pump with Remote Outdoor Unit-Air-Source) | HVH825GKA3* |  |  | EHD4X48AAL+WALLCON | *96CTN0801714A* | 24200 | 16 | 8.1 | 21400 | 16700 | 78.04% | 2 | 0 | 10.5 |  |  |  |  | R-410A | 2.0167 | Residential & Commercial | USHP | Ducted CEE Tier 1
216734150 | Central HP <5.4 tons | TEMPSTAR | HRCU-A-CB (Split System: Heat Pump with Remote Outdoor Unit-Air-Source) | D5CUHAH24AAK |  |  | EA*5X30M17A* | *96VSN0401410B* | 22000 | 15.5 | 8.1 | 21000 | 18900 | 90% | 1.85 | 0 | 10.5 |  |  |  |  | R-454B | 1.8333 | Residential & Commercial | USHP | Ducted CEE Tier 1
216734266 | Central HP <5.4 tons | TEMPSTAR | HRCU-A-CB (Split System: Heat Pump with Remote Outdoor Unit-Air-Source) | D5CUHAH24AAK |  |  | EA*5X30M17A* | *96VTN0601412B* | 22200 | 16 | 8.1 | 20800 | 18800 | 90.38% | 1.85 | 0 | 10.5 |  |  |  |  | R-454B | 1.85 | Residential & Commercial | USHP | Ducted CEE Tier 1
210471179 | Central HP <5.4 tons | HEIL | HRCU-A-CB (Split System: Heat Pump with Remote Outdoor Unit-Air-Source) | HVH837GKA2* |  |  | EHD4X60AAL+WALLCON | *80CTL0902120A* | 33000 | 17 | 8.1 | 32200 | 25000 | 77.64% | 2 | 0 | 11.5 |  |  |  |  | R-410A | 2.75 | Residential & Commercial | USHP | Ducted CEE Tier 1
211243134 | Central HP <5.4 tons | COMFORTMAKER | HRCU-A-CB (Split System: Heat Pump with Remote Outdoor Unit-Air-Source) | DLCURAH24ABK |  |  | EA*4X37L17A* | *92ESN0401712A* | 24200 | 16 | 8.1 | 25400 | 22000 | 86.61% | 1.82 | 0 | 10 |  |  |  |  | R-410A | 2.0167 | Residential & Commercial | USHP | Ducted CEE Tier 1
210472931 | Central HP <5.4 tons | HEIL | HRCU-A-CB (Split System: Heat Pump with Remote Outdoor Unit-Air-Source) | HVH825GKA3* |  |  | EA*4X42L21A*+WALLCON | *97CMN0801714A* | 23600 | 16.5 | 8.1 | 21400 | 16700 | 78.04% | 1.96 | 0 | 11 |  |  |  |  | R-410A | 1.9667 | Residential & Commercial | USHP | Ducted CEE Tier 1
210474071 | Central HP <5.4 tons | HEIL | HRCU-A-CB (Split System: Heat Pump with Remote Outdoor Unit-Air-Source) | HVH825GKA3* |  |  | EN(A,D)4X48L24**+WALLCON | *95CSU1002122A* | 24200 | 17 | 8.1 | 21200 | 16600 | 78.3% | 2.02 | 0 | 11.5 |  |  |  |  | R-410A | 2.0167 | Residential & Commercial | USHP | Ducted CEE Tier 1
211243370 | Central HP <5.4 tons | COMFORTMAKER | HRCU-A-CB (Split System: Heat Pump with Remote Outdoor Unit-Air-Source) | DLCURAH24ABK |  |  | EA*4X37L21A* | *95ESU0601716A* | 25000 | 17 | 8.5 | 25600 | 20800 | 81.25% | 1.76 | 0 | 10.5 |  |  |  |  | R-410A | 2.0833 | Residential & Commercial | USHP | Ducted CEE Tier 1
216764193 | Central HP <5.4 tons | TRANE | HRCU-A-CB (Split System: Heat Pump with Remote Outdoor Unit-Air-Source) | 5TWX7024A1 |  |  | 5TXCB004AS3 | S9V2B080D4VSB | 21600 | 16 | 8.5 | 21200 | 16900 | 79.72% | 1.9 | 0 | 11.5 |  |  |  |  | R-454B | 1.8 | Residential & Commercial | USHP | Ducted CEE Tier 1
216764195 | Central HP <5.4 tons | TRANE | HRCU-A-CB (Split System: Heat Pump with Remote Outdoor Unit-Air-Source) | 5TWX7024A1 |  |  | 5TXCB004AS3 | S9V2B060D3VSB | 21600 | 16.5 | 8.5 | 21200 | 16800 | 79.25% | 1.9 | 0 | 11.5 |  |  |  |  | R-454B | 1.8 | Residential & Commercial | USHP | Ducted CEE Tier 1
210599298 | Central HP <5.4 tons | HEIL | HRCU-A-CB (Split System: Heat Pump with Remote Outdoor Unit-Air-Source) | HVH837GKA** |  |  | EA*4X61L24A*+WALLCON | *96CTN1002122A* | 33200 | 18 | 8.5 | 32000 | 24800 | 77.5% | 2 | 0 | 12 |  |  |  |  | R-410A | 2.7667 | Residential & Commercial | USHP | Ducted CEE Tier 1
216082174 | Central HP <5.4 tons | Stelpro | HRCU-A-CB (Split System: Heat Pump with Remote Outdoor Unit-Air-Source) | SDB1-H30A-O |  |  | SAHB1-H30A-I | 0 | 30000 | 16.8 | 10 | 34000 | 32600 | 95.88% | 1.96 | 0 | 11.7 |  |  |  |  | R-454B | 2.5 | Residential & Commercial | USHP | Ducted CEE Tier 1
216763995 | Central HP <5.4 tons | TRANE | HRCU-A-CB (Split System: Heat Pump with Remote Outdoor Unit-Air-Source) | 5TWR7048A1 |  |  | 5TEM6D07AV51+TDR | 0 | 44500 | 17.1 | 9 | 44000 | 31800 | 72.27% | 2.2 | 0 | 12.5 |  |  |  |  | R-454B | 3.7083 | Residential & Commercial | USHP | Ducted CEE Tier 1
214396419 | Central HP <5.4 tons | LUXAIRE | HRCU-A-CB (Split System: Heat Pump with Remote Outdoor Unit-Air-Source) | HH836E2S11 |  |  | CTM36C5CDS1 | TMLE080C16MP11 | 33800 | 18 | 8.5 | 31400 | 25600 | 81.53% | 2 | 0 | 11 |  |  |  |  | R-454B | 2.8167 | Residential & Commercial | USHP | Ducted CEE Tier 1
214396469 | Central HP <5.4 tons | LUXAIRE | HRCU-A-CB (Split System: Heat Pump with Remote Outdoor Unit-Air-Source) | HH836E2S11 |  |  | CTM36C5CDS1 | TM8E080C20MP11 | 34400 | 17 | 8.5 | 32400 | 26400 | 81.48% | 2 | 0 | 11 |  |  |  |  | R-454B | 2.8667 | Residential & Commercial | USHP | Ducted CEE Tier 1
214396360 | Central HP <5.4 tons | LUXAIRE | HRCU-A-CB (Split System: Heat Pump with Remote Outdoor Unit-Air-Source) | HH860E2S11 |  |  | CTF60D5CJS1 | TM9V120D20MP12 | 53000 | 19 | 9 | 55000 | 39500 | 71.82% | 2 | 0 | 11 |  |  |  |  | R-454B | 4.4167 | Residential & Commercial | USHP | Ducted CEE Tier 1
216785699 | Central HP <5.4 tons | LUXAIRE | HRCU-A-CB (Split System: Heat Pump with Remote Outdoor Unit-Air-Source) | HH860E2S11 |  |  | CTU60C5XGS1+TXV | Z8ES100C16LMPS1 | 44000 | 18 | 9 | 44000 | 33200 | 75.45% | 2 | 0 | 12 |  |  |  |  | R-454B | 3.6667 | Residential & Commercial | USHP | Ducted CEE Tier 1
206765689 | Central HP <5.4 tons | TEMPSTAR | HRCU-A-CB (Split System: Heat Pump with Remote Outdoor Unit-Air-Source) | TVH825GKA3* |  |  | EA*4X36L17A*+WALLCON | *97CMN0601714A* | 23400 | 16 | 8.1 | 21600 | 16800 | 77.78% | 1.92 | 11 | 10.5 |  |  |  |  | R-410A | 1.95 | Residential & Commercial | USHP | Ducted CEE Tier 1
206765698 | Central HP <5.4 tons | TEMPSTAR | HRCU-A-CB (Split System: Heat Pump with Remote Outdoor Unit-Air-Source) | TVH825GKA3* |  |  | EA*4X36L17A*+WALLCON | *97CMN0801714A* | 23400 | 16.5 | 8.1 | 21600 | 16700 | 77.31% | 1.92 | 11 | 10.5 |  |  |  |  | R-410A | 1.95 | Residential & Commercial | USHP | Ducted CEE Tier 1
206765725 | Central HP <5.4 tons | TEMPSTAR | HRCU-A-CB (Split System: Heat Pump with Remote Outdoor Unit-Air-Source) | TVH825GKA3* |  |  | EA*4X36L21A*+WALLCON | *80CTL0451712A* | 23400 | 16 | 8.1 | 21600 | 16800 | 77.78% | 1.92 | 11 | 10.5 |  |  |  |  | R-410A | 1.95 | Residential & Commercial | USHP | Ducted CEE Tier 1
214396664 | Central HP <5.4 tons | LUXAIRE | HRCU-A-CB (Split System: Heat Pump with Remote Outdoor Unit-Air-Source) | HH824E2S11 |  |  | CTF36B5ADS1 | TL9E060B12UH11 | 23000 | 18 | 9.5 | 23000 | 18900 | 82.17% | 2 | 0 | 12 |  |  |  |  | R-454B | 1.9167 | Residential & Commercial | USHP | Ducted CEE Tier 1
214396231 | Central HP <5.4 tons | LUXAIRE | HRCU-A-CB (Split System: Heat Pump with Remote Outdoor Unit-Air-Source) | HH824E2S11 |  |  | CTF36B5ADS1 | LPLC080B12MP13 | 23000 | 18 | 9 | 23000 | 18500 | 80.43% | 2 | 0 | 12 |  |  |  |  | R-454B | 1.9167 | Residential & Commercial | USHP | Ducted CEE Tier 1
214396600 | Central HP <5.4 tons | LUXAIRE | HRCU-A-CB (Split System: Heat Pump with Remote Outdoor Unit-Air-Source) | HH860E2S11 |  |  | CTM60C5CGS1 | TM8E120C20MP11 | 44500 | 17 | 9 | 45000 | 33600 | 74.67% | 2 | 0 | 11.7 |  |  |  |  | R-454B | 3.7083 | Residential & Commercial | USHP | Ducted CEE Tier 1
216786531 | Central HP <5.4 tons | LUXAIRE | HRCU-A-CB (Split System: Heat Pump with Remote Outdoor Unit-Air-Source) | HH860E2S11 |  |  | CTU60D5XHS1+TXV | Z8ES130D20LMPS1 | 54000 | 19 | 9 | 53500 | 38500 | 71.96% | 2 | 0 | 12 |  |  |  |  | R-454B | 4.5 | Residential & Commercial | USHP | Ducted CEE Tier 1
216621495 | Central HP <5.4 tons | Panasonic | HRCU-A-C (Split System: Heat Pump with Remote Outdoor Unit with No Indoor Fan --Air Source) | CU-HM18BAHU |  |  | CS-HM24BAAU2 | 0 | 18000 | 16.1 | 9.5 | 19000 | 18000 | 94.74% | 2.06 | 0 | 11.7 |  |  |  |  | R-454B | 1.5 | Residential & Commercial | USHP | Ducted CEE Tier 1
213353768 | Central HP <5.4 tons | BRYANT HEATING AND COOLING SYSTEMS | HRCU-A-CB (Split System: Heat Pump with Remote Outdoor Unit-Air-Source) | 38MURAQ24AB3* |  |  | F54AA*B24L* | 0 | 24400 | 17 | 9.5 | 26600 | 22800 | 85.71% | 1.9 | 0 | 10 |  |  |  |  | R-410A | 2.0333 | Residential & Commercial | USHP | Ducted CEE Tier 1
210473884 | Central HP <5.4 tons | HEIL | HRCU-A-CB (Split System: Heat Pump with Remote Outdoor Unit-Air-Source) | HVH825GKA3* |  |  | EN(A,D,W)4X48L21**+WALLCON | *95CSU0601716A* | 24000 | 16.5 | 8.1 | 21400 | 16700 | 78.04% | 2 | 0 | 11 |  |  |  |  | R-410A | 2 | Residential & Commercial | USHP | Ducted CEE Tier 1
216891874 | Central HP <5.4 tons | SURE | HRCU-A-CB (Split System: Heat Pump with Remote Outdoor Unit-Air-Source) | RD18AY36AJVC |  |  | TCFY3621MTANM | S951V1005A21UH | 32600 | 19 | 10 | 32600 | 28000 | 85.89% | 2.1 | 0 | 12 |  |  |  |  | R-454B | 2.7167 | Residential & Commercial | USHP | Ducted CEE Tier 1
216891890 | Central HP <5.4 tons | SURE | HRCU-A-CB (Split System: Heat Pump with Remote Outdoor Unit-Air-Source) | RD18AY36AJVC |  |  | TCFY3621MTANM | S801V1005A21UHS | 32600 | 19 | 10 | 32600 | 27800 | 85.28% | 2.1 | 0 | 12 |  |  |  |  | R-454B | 2.7167 | Residential & Commercial | USHP | Ducted CEE Tier 1
216891892 | Central HP <5.4 tons | SURE | HRCU-A-CB (Split System: Heat Pump with Remote Outdoor Unit-Air-Source) | RD18AY36AJVC |  |  | TCFY3621MTANM | S801V1005A21UHU | 32600 | 19 | 10 | 32600 | 27800 | 85.28% | 2.1 | 0 | 12 |  |  |  |  | R-454B | 2.7167 | Residential & Commercial | USHP | Ducted CEE Tier 1
216891915 | Central HP <5.4 tons | SURE | HRCU-A-CB (Split System: Heat Pump with Remote Outdoor Unit-Air-Source) | RD18AY36AJVC |  |  | TCFY3621MTANM | S951V0705A21M4 | 32400 | 18 | 10 | 32400 | 28000 | 86.42% | 2.1 | 0 | 12 |  |  |  |  | R-454B | 2.7 | Residential & Commercial | USHP | Ducted CEE Tier 1
214574397 | Central HP <5.4 tons | TEMPSTAR | HRCU-A-CB (Split System: Heat Pump with Remote Outdoor Unit-Air-Source) | TVH837GKA2* |  |  | EHD4X60AAL+WALLCON | *80CTL0702120B* | 33000 | 17 | 8.5 | 32200 | 25000 | 77.64% | 2 | 0 | 11 |  |  |  |  | R-410A | 2.75 | Residential & Commercial | USHP | Ducted CEE Tier 1
214574547 | Central HP <5.4 tons | TEMPSTAR | HRCU-A-CB (Split System: Heat Pump with Remote Outdoor Unit-Air-Source) | TVH837GKA2* |  |  | EN(A,D,W)4X42L21**+WALLCON | *97CMN0602120B* | 31600 | 16.5 | 8.1 | 33200 | 24600 | 74.1% | 1.86 | 0 | 11 |  |  |  |  | R-410A | 2.6333 | Residential & Commercial | USHP | Ducted CEE Tier 1
216891951 | Central HP <5.4 tons | SURE | HRCU-A-CB (Split System: Heat Pump with Remote Outdoor Unit-Air-Source) | RD18AY36AJVC |  |  | TCFY3617STANM | S801V0504A17UHU | 31200 | 18 | 8.5 | 31200 | 28000 | 89.74% | 1.9 | 0 | 11.7 |  |  |  |  | R-454B | 2.6 | Residential & Commercial | USHP | Ducted CEE Tier 1
213780158 | Central HP <5.4 tons | AIRQUEST | HRCU-A-CB (Split System: Heat Pump with Remote Outdoor Unit-Air-Source) | HVH837GKA** |  |  | EHD4X48AAL+WALLCON | *80CTL0701716B* | 32600 | 16.5 | 8.1 | 33200 | 25000 | 75.3% | 1.94 | 0 | 11 |  |  |  |  | R-410A | 2.7167 | Residential & Commercial | USHP | Ducted CEE Tier 1
213780208 | Central HP <5.4 tons | AIRQUEST | HRCU-A-CB (Split System: Heat Pump with Remote Outdoor Unit-Air-Source) | HVH837GKA** |  |  | EHD4X48AAL+WALLCON | *95CSU0601716B* | 32400 | 16 | 8.1 | 33000 | 25000 | 75.76% | 1.94 | 0 | 11 |  |  |  |  | R-410A | 2.7 | Residential & Commercial | USHP | Ducted CEE Tier 1
215935073 | Central HP <5.4 tons | TEMPSTAR | HRCU-A-CB (Split System: Heat Pump with Remote Outdoor Unit-Air-Source) | T5H3V36*K*AAA* |  |  | EVM5X49M21A*+WALLCON | *95CSU0802120B* | 35600 | 21.5 | 8.5 | 38000 | 28600 | 75.26% | 2.02 | 0 | 12 |  |  |  |  | R-454B | 2.9667 | Residential & Commercial | USHP | Ducted CEE Tier 1
216082177 | Central HP <5.4 tons | Stelpro | HRCU-A-CB (Split System: Heat Pump with Remote Outdoor Unit-Air-Source) | SDB1-H48A-O |  |  | SAHB1-H48A-I | 0 | 48000 | 16.5 | 9.5 | 50000 | 46000 | 92% | 1.9 | 0 | 10.5 |  |  |  |  | R-454B | 4 | Residential & Commercial | USHP | Ducted CEE Tier 1
216821067 | Central HP <5.4 tons | SURE | HRCU-A-CB (Split System: Heat Pump with Remote Outdoor Unit-Air-Source) | RD18AY60AJVC |  |  | TCFY6024STANM | S951V0705A21M4 | 50500 | 17 | 10 | 50500 | 38500 | 76.24% | 2 | 0 | 10 |  |  |  |  | R-454B | 4.2083 | Residential & Commercial | USHP | Ducted CEE Tier 1
211390298 | Central HP <5.4 tons | FRASER-JOHNSTON | HRCU-A-CB (Split System: Heat Pump with Remote Outdoor Unit-Air-Source) | HMH72B341 |  |  | XAFC36DBCN1 | TPLC100C16MP13 | 34000 | 17.5 | 8.5 | 33800 | 23800 | 70.41% | 2.08 | 0 | 10 |  |  |  |  | R-410A | 2.8333 | Residential & Commercial | USHP | Ducted CEE Tier 1
216786082 | Central HP <5.4 tons | LUXAIRE | HRCU-A-CB (Split System: Heat Pump with Remote Outdoor Unit-Air-Source) | HH836E2S11 |  |  | CTM36B5CDS1 | Z8ES100B12LMPS1 | 33200 | 18 | 8.5 | 30600 | 25000 | 81.7% | 2 | 0 | 11 |  |  |  |  | R-454B | 2.7667 | Residential & Commercial | USHP | Ducted CEE Tier 1
214396295 | Central HP <5.4 tons | LUXAIRE | HRCU-A-CB (Split System: Heat Pump with Remote Outdoor Unit-Air-Source) | HH860E2S11 |  |  | CTM60C5CHS1 | TM9Y100C20MP11 | 53000 | 19 | 8.5 | 54500 | 39500 | 72.48% | 2 | 0 | 11 |  |  |  |  | R-454B | 4.4167 | Residential & Commercial | USHP | Ducted CEE Tier 1
213779258 | Central HP <5.4 tons | AIRQUEST | HRCU-A-CB (Split System: Heat Pump with Remote Outdoor Unit-Air-Source) | HVH837GKA** |  |  | EA*4X43L21A*+WALLCON | *80CTL0701716B* | 32800 | 17 | 8.5 | 33000 | 25200 | 76.36% | 1.96 | 0 | 11 |  |  |  |  | R-410A | 2.7333 | Residential & Commercial | USHP | Ducted CEE Tier 1
213779458 | Central HP <5.4 tons | AIRQUEST | HRCU-A-CB (Split System: Heat Pump with Remote Outdoor Unit-Air-Source) | HVH837GKA** |  |  | EA*4X48L21A*+WALLCON | *96CTN0601714B* | 32200 | 17 | 8.1 | 32600 | 25200 | 77.3% | 1.94 | 0 | 11 |  |  |  |  | R-410A | 2.6833 | Residential & Commercial | USHP | Ducted CEE Tier 1
213780428 | Central HP <5.4 tons | AIRQUEST | HRCU-A-CB (Split System: Heat Pump with Remote Outdoor Unit-Air-Source) | HVH837GKA** |  |  | EHD4X60AAL+WALLCON | *96CTN0801714B* | 32800 | 16.5 | 8.1 | 32200 | 25000 | 77.64% | 1.98 | 0 | 11 |  |  |  |  | R-410A | 2.7333 | Residential & Commercial | USHP | Ducted CEE Tier 1
210470834 | Central HP <5.4 tons | HEIL | HRCU-A-CB (Split System: Heat Pump with Remote Outdoor Unit-Air-Source) | HVH837GKA2* |  |  | EN(A,D)4X48L24**+WALLCON | *95CSU0802120A* | 32400 | 17.5 | 8.1 | 32800 | 24800 | 75.61% | 1.96 | 0 | 11.7 |  |  |  |  | R-410A | 2.7 | Residential & Commercial | USHP | Ducted CEE Tier 1
212383412 | Central HP <5.4 tons | BRYANT HEATING AND COOLING SYSTEMS | HRCU-A-CB (Split System: Heat Pump with Remote Outdoor Unit-Air-Source) | 38MURAQ36AB3* |  |  | CAP**3721AL* | 935SA48060E17*** | 36800 | 15.5 | 8.5 | 39000 | 34800 | 89.23% | 2.1 | 0 | 10 |  |  |  |  | R-410A | 3.0667 | Residential & Commercial | USHP | Ducted CEE Tier 1
216891939 | Central HP <5.4 tons | SURE | HRCU-A-CB (Split System: Heat Pump with Remote Outdoor Unit-Air-Source) | RD18AY48AJVC |  |  | TCFY4824MTANM | S801V0755A21DZ | 43000 | 18 | 8.5 | 43000 | 33200 | 77.21% | 2.1 | 0 | 11.7 |  |  |  |  | R-454B | 3.5833 | Residential & Commercial | USHP | Ducted CEE Tier 1
216785683 | Central HP <5.4 tons | LUXAIRE | HRCU-A-CB (Split System: Heat Pump with Remote Outdoor Unit-Air-Source) | HH860E2S11 |  |  | CTF60C5CGS1 | Z8ES100C16LMPS1 | 44000 | 18 | 9 | 44000 | 33200 | 75.45% | 2 | 0 | 12 |  |  |  |  | R-454B | 3.6667 | Residential & Commercial | USHP | Ducted CEE Tier 1
216891897 | Central HP <5.4 tons | SURE | HRCU-A-CB (Split System: Heat Pump with Remote Outdoor Unit-Air-Source) | RD18AY36AJVC |  |  | TCFY3621MTANM | S962V0703A17M4 | 32400 | 18 | 10 | 32400 | 28000 | 86.42% | 2.1 | 0 | 12 |  |  |  |  | R-454B | 2.7 | Residential & Commercial | USHP | Ducted CEE Tier 1
216891899 | Central HP <5.4 tons | SURE | HRCU-A-CB (Split System: Heat Pump with Remote Outdoor Unit-Air-Source) | RD18AY36AJVC |  |  | TCFY3621MTANM | S951V0603A17M4 | 32200 | 18 | 10 | 32200 | 28000 | 86.96% | 2.1 | 0 | 12 |  |  |  |  | R-454B | 2.6833 | Residential & Commercial | USHP | Ducted CEE Tier 1
214651012 | Central HP <5.4 tons | LUXAIRE | HRCU-A-CB (Split System: Heat Pump with Remote Outdoor Unit-Air-Source) | HH824E2S11 |  |  | CTU36B5XDS1+TXV | TP9C080B12MP13 | 23000 | 18 | 9.5 | 23000 | 18400 | 80% | 2 | 0 | 12 |  |  |  |  | R-454B | 1.9167 | Residential & Commercial | USHP | Ducted CEE Tier 1
214609098 | Central HP <5.4 tons | LUXAIRE | HRCU-A-CB (Split System: Heat Pump with Remote Outdoor Unit-Air-Source) | HH824E2S11 |  |  | CTF30A5ADS1 | Z9ES040A10SMPS1 | 23000 | 18 | 9 | 23000 | 17700 | 76.96% | 2 | 0 | 12 |  |  |  |  | R-454B | 1.9167 | Residential & Commercial | USHP | Ducted CEE Tier 1
214396263 | Central HP <5.4 tons | LUXAIRE | HRCU-A-CB (Split System: Heat Pump with Remote Outdoor Unit-Air-Source) | HH824E2S11 |  |  | CTM30B5ACS1+JMC12B2SN1 | 0 | 23000 | 18 | 9.5 | 23000 | 19000 | 82.61% | 2 | 0 | 12 |  |  |  |  | R-454B | 1.9167 | Residential & Commercial | USHP | Ducted CEE Tier 1
211240858 | Central HP <5.4 tons | COMFORTMAKER | HRCU-A-CB (Split System: Heat Pump with Remote Outdoor Unit-Air-Source) | DLCURAH24ABK |  |  | EA*4X25L17A* | *96VSN0801716A* | 24800 | 17 | 8.5 | 25600 | 21200 | 82.81% | 1.78 | 0 | 10.5 |  |  |  |  | R-410A | 2.0667 | Residential & Commercial | USHP | Ducted CEE Tier 1
216891881 | Central HP <5.4 tons | SURE | HRCU-A-CB (Split System: Heat Pump with Remote Outdoor Unit-Air-Source) | RD18AY36AJVC |  |  | TCFY3621MTANM | S921V1005A21M4 | 32400 | 18 | 10 | 32400 | 28000 | 86.42% | 2.1 | 0 | 12 |  |  |  |  | R-454B | 2.7 | Residential & Commercial | USHP | Ducted CEE Tier 1
216891922 | Central HP <5.4 tons | SURE | HRCU-A-CB (Split System: Heat Pump with Remote Outdoor Unit-Air-Source) | RD18AY36AJVC |  |  | TCFY3621MTANM | S801V1005A21DZ | 32800 | 19 | 10 | 32800 | 27600 | 84.15% | 2.1 | 0 | 12 |  |  |  |  | R-454B | 2.7333 | Residential & Commercial | USHP | Ducted CEE Tier 1
216891958 | Central HP <5.4 tons | SURE | HRCU-A-CB (Split System: Heat Pump with Remote Outdoor Unit-Air-Source) | RD18AY36AJVC |  |  | TCFY3617STANM | S801V0704A17UH | 31400 | 18 | 8.5 | 31400 | 27800 | 88.54% | 1.9 | 0 | 12 |  |  |  |  | R-454B | 2.6167 | Residential & Commercial | USHP | Ducted CEE Tier 1
216760305 | Central HP <5.4 tons | Stelpro | HRCU-A-C (Split System: Heat Pump with Remote Outdoor Unit with No Indoor Fan --Air Source) | SDB1-H30A-O |  |  | SACB1-H36A2124-I | 0 | 29000 | 16 | 9.5 | 32000 | 32000 | 100% | 1.85 | 0 | 10 |  |  |  |  | R-454B | 2.4167 | Residential & Commercial | USHP | Ducted CEE Tier 1
212972936 | Central HP <5.4 tons | COMFORTMAKER | HRCU-A-CB (Split System: Heat Pump with Remote Outdoor Unit-Air-Source) | DLCURAH24ABK |  |  | EA*4X30L17A* | *96VSN0401410B* | 23400 | 16 | 8.5 | 26400 | 24800 | 93.94% | 2.04 | 0 | 10 |  |  |  |  | R-410A | 1.95 | Residential & Commercial | USHP | Ducted CEE Tier 1
212973286 | Central HP <5.4 tons | COMFORTMAKER | HRCU-A-CB (Split System: Heat Pump with Remote Outdoor Unit-Air-Source) | DLCURAH24ABK |  |  | EN(A,D)4X36L21** | *96VSN0401712B* | 23200 | 16 | 8.1 | 26200 | 24800 | 94.66% | 2.06 | 0 | 10 |  |  |  |  | R-410A | 1.9333 | Residential & Commercial | USHP | Ducted CEE Tier 1
216820801 | Central HP <5.4 tons | SURE | HRCU-A-CB (Split System: Heat Pump with Remote Outdoor Unit-Air-Source) | RD18AY48AJVC |  |  | TCFY4824MTANM | S921V1005A21M4 | 42500 | 17 | 8.1 | 42500 | 33400 | 78.59% | 2 | 0 | 10 |  |  |  |  | R-454B | 3.5417 | Residential & Commercial | USHP | Ducted CEE Tier 1
216820868 | Central HP <5.4 tons | SURE | HRCU-A-CB (Split System: Heat Pump with Remote Outdoor Unit-Air-Source) | RD18AY48AJVC |  |  | TCFY4821STANM | S801V0755A21UH | 41000 | 18 | 8.1 | 41000 | 37600 | 91.71% | 2.1 | 0 | 10 |  |  |  |  | R-454B | 3.4167 | Residential & Commercial | USHP | Ducted CEE Tier 1
212979406 | Central HP <5.4 tons | COMFORTMAKER | HRCU-A-CB (Split System: Heat Pump with Remote Outdoor Unit-Air-Source) | DLCURAH36ABK |  |  | EA*4X48L21A* | *80MS(N,L)0702116A* | 35400 | 16.5 | 8.1 | 37800 | 34600 | 91.53% | 2 | 0 | 10 |  |  |  |  | R-410A | 2.95 | Residential & Commercial | USHP | Ducted CEE Tier 1
216763560 | Central HP <5.4 tons | TRANE | HRCU-A-CB (Split System: Heat Pump with Remote Outdoor Unit-Air-Source) | 5TWR7024A1 |  |  | 5TXCB006AS3 | S9V2B060D3PSC | 22000 | 17.1 | 8.7 | 21000 | 16800 | 80% | 1.9 | 0 | 12 |  |  |  |  | R-454B | 1.8333 | Residential & Commercial | USHP | Ducted CEE Tier 1
206771945 | Central HP <5.4 tons | TEMPSTAR | HRCU-A-CB (Split System: Heat Pump with Remote Outdoor Unit-Air-Source) | TVH837GKA2* |  |  | EA*4X48L24A*+WALLCON | *97CMN1202422A* | 32200 | 17.5 | 8.5 | 32600 | 25000 | 76.69% | 1.98 | 12 | 11.7 |  |  |  |  | R-410A | 2.6833 | Residential & Commercial | USHP | Ducted CEE Tier 1
206771963 | Central HP <5.4 tons | TEMPSTAR | HRCU-A-CB (Split System: Heat Pump with Remote Outdoor Unit-Air-Source) | TVH837GKA2* |  |  | EA*4X48L24A*+WALLCON | *96CTN1002122A* | 32400 | 17.5 | 8.5 | 32600 | 24800 | 76.07% | 2 | 12 | 11.7 |  |  |  |  | R-410A | 2.7 | Residential & Commercial | USHP | Ducted CEE Tier 1
207436264 | Central HP <5.4 tons | LENNOX | HRCU-A-CB (Split System: Heat Pump with Remote Outdoor Unit-Air-Source) | SL25XPV-036-230A** |  |  | C35-48B+TDR+TXV | SL280UH090V36B* | 34000 | 22.2 | 8.8 | 35600 | 27600 | 77.53% | 1.82 | 14 | 13.4 |  |  |  |  | R-410A | 2.8333 | Residential & Commercial | USHP | Ducted CEE Tier 1
207436265 | Central HP <5.4 tons | LENNOX | HRCU-A-CB (Split System: Heat Pump with Remote Outdoor Unit-Air-Source) | SL25XPV-036-230A** |  |  | C35-48B+TDR+TXV | SL280UH090V48B* | 34000 | 21.8 | 8.8 | 35600 | 27400 | 76.97% | 1.82 | 14 | 13.4 |  |  |  |  | R-410A | 2.8333 | Residential & Commercial | USHP | Ducted CEE Tier 1
216891985 | Central HP <5.4 tons | SURE | HRCU-A-CB (Split System: Heat Pump with Remote Outdoor Unit-Air-Source) | RD18AY36AJVC |  |  | TCFY3621STANM | S801V0504A17UHS | 31200 | 18 | 8.5 | 31200 | 27800 | 89.1% | 1.9 | 0 | 12 |  |  |  |  | R-454B | 2.6 | Residential & Commercial | USHP | Ducted CEE Tier 1
216891987 | Central HP <5.4 tons | SURE | HRCU-A-CB (Split System: Heat Pump with Remote Outdoor Unit-Air-Source) | RD18AY36AJVC |  |  | TCFY3617STANM | S951V0603A17M4 | 31200 | 18 | 8.5 | 31200 | 27800 | 89.1% | 1.9 | 0 | 12 |  |  |  |  | R-454B | 2.6 | Residential & Commercial | USHP | Ducted CEE Tier 1
216892006 | Central HP <5.4 tons | SURE | HRCU-A-CB (Split System: Heat Pump with Remote Outdoor Unit-Air-Source) | RD18AY36AJVC |  |  | TCFY3621STANM | S951V0403A17M4 | 31400 | 18 | 8.5 | 31400 | 27800 | 88.54% | 1.9 | 0 | 12 |  |  |  |  | R-454B | 2.6167 | Residential & Commercial | USHP | Ducted CEE Tier 1
216892031 | Central HP <5.4 tons | SURE | HRCU-A-CB (Split System: Heat Pump with Remote Outdoor Unit-Air-Source) | RD18AY36AJVC |  |  | TCFY3624MTANM | S802V1005A21UH | 32600 | 19 | 10 | 32600 | 27800 | 85.28% | 2.1 | 0 | 12 |  |  |  |  | R-454B | 2.7167 | Residential & Commercial | USHP | Ducted CEE Tier 1
216892033 | Central HP <5.4 tons | SURE | HRCU-A-CB (Split System: Heat Pump with Remote Outdoor Unit-Air-Source) | RD18AY36AJVC |  |  | TCFY3624MTANM | S962V0855A21M4 | 32400 | 19 | 10 | 32400 | 28000 | 86.42% | 2.1 | 0 | 12 |  |  |  |  | R-454B | 2.7 | Residential & Commercial | USHP | Ducted CEE Tier 1
210471278 | Central HP <5.4 tons | HEIL | HRCU-A-CB (Split System: Heat Pump with Remote Outdoor Unit-Air-Source) | HVH837GKA2* |  |  | EHD4X60AAL+WALLCON | *96CTN1002122A* | 33000 | 17 | 8.1 | 32200 | 24800 | 77.02% | 2.02 | 0 | 11.5 |  |  |  |  | R-410A | 2.75 | Residential & Commercial | USHP | Ducted CEE Tier 1
212974956 | Central HP <5.4 tons | COMFORTMAKER | HRCU-A-CB (Split System: Heat Pump with Remote Outdoor Unit-Air-Source) | DLCURAH24ABK |  |  | EA*4X30L14A* | *96VTN0401410B* | 23200 | 16 | 8.5 | 26400 | 25000 | 94.7% | 2.08 | 0 | 10 |  |  |  |  | R-410A | 1.9333 | Residential & Commercial | USHP | Ducted CEE Tier 1
216892056 | Central HP <5.4 tons | SURE | HRCU-A-CB (Split System: Heat Pump with Remote Outdoor Unit-Air-Source) | RD18AY36AJVC |  |  | TCFY3624MTANM | S98MV0855A21UP | 32600 | 19 | 10 | 32600 | 27800 | 85.28% | 2.1 | 0 | 12 |  |  |  |  | R-454B | 2.7167 | Residential & Commercial | USHP | Ducted CEE Tier 1
216892065 | Central HP <5.4 tons | SURE | HRCU-A-CB (Split System: Heat Pump with Remote Outdoor Unit-Air-Source) | RD18AY36AJVC |  |  | TCFY3617STANM | S801V0504A17UHN | 31200 | 18 | 8.5 | 31200 | 27800 | 89.1% | 1.9 | 0 | 12 |  |  |  |  | R-454B | 2.6 | Residential & Commercial | USHP | Ducted CEE Tier 1
216051197 | Central HP <5.4 tons | SURE | HRCU-A-CB (Split System: Heat Pump with Remote Outdoor Unit-Air-Source) | SP19AY24AJVC |  |  | TCFY2421HEAAM | S962V0603A17M4 | 22800 | 21 | 8.5 | 22800 | 18600 | 81.58% | 1.8 | 0 | 13 |  |  |  |  | R-454B | 1.9 | Residential & Commercial | USHP | Ducted CEE Tier 1
216784737 | Central HP <5.4 tons | LUXAIRE | HRCU-A-CB (Split System: Heat Pump with Remote Outdoor Unit-Air-Source) | HH860E2S11 |  |  | CTM60C5CHS1 | Z8ES120C20LMPS1 | 53500 | 19 | 9 | 53500 | 38000 | 71.03% | 2 | 0 | 11.7 |  |  |  |  | R-454B | 4.4583 | Residential & Commercial | USHP | Ducted CEE Tier 1
210473939 | Central HP <5.4 tons | HEIL | HRCU-A-CB (Split System: Heat Pump with Remote Outdoor Unit-Air-Source) | HVH825GKA3* |  |  | EN(A,D,W)4X48L21**+WALLCON | *80CSU1002120A* | 24000 | 16.5 | 8.1 | 21400 | 16600 | 77.57% | 2 | 0 | 11 |  |  |  |  | R-410A | 2 | Residential & Commercial | USHP | Ducted CEE Tier 1
210474241 | Central HP <5.4 tons | HEIL | HRCU-A-CB (Split System: Heat Pump with Remote Outdoor Unit-Air-Source) | HVH825GKA3* |  |  | EHD4X42AAL+WALLCON | *95CSU1002122A* | 24200 | 16 | 8.1 | 21400 | 16600 | 77.57% | 2 | 0 | 11 |  |  |  |  | R-410A | 2.0167 | Residential & Commercial | USHP | Ducted CEE Tier 1
210474307 | Central HP <5.4 tons | HEIL | HRCU-A-CB (Split System: Heat Pump with Remote Outdoor Unit-Air-Source) | HVH825GKA3* |  |  | EHD4X42AAL+WALLCON | *80CTL1352422A* | 24200 | 16 | 8.1 | 21400 | 16600 | 77.57% | 2 | 0 | 10.5 |  |  |  |  | R-410A | 2.0167 | Residential & Commercial | USHP | Ducted CEE Tier 1
216051208 | Central HP <5.4 tons | SURE | HRCU-A-CB (Split System: Heat Pump with Remote Outdoor Unit-Air-Source) | SP19AY24AJVC |  |  | TCFY2421HEAAM | S962V0403A17M4 | 22800 | 21 | 8.5 | 22800 | 18500 | 81.14% | 1.8 | 0 | 13 |  |  |  |  | R-454B | 1.9 | Residential & Commercial | USHP | Ducted CEE Tier 1
216051223 | Central HP <5.4 tons | SURE | HRCU-A-CB (Split System: Heat Pump with Remote Outdoor Unit-Air-Source) | SP19AY24AJVC |  |  | TCFY2421HEAAM | S801V0704A17UH | 22800 | 21 | 8.5 | 22800 | 18500 | 81.14% | 1.8 | 0 | 13 |  |  |  |  | R-454B | 1.9 | Residential & Commercial | USHP | Ducted CEE Tier 1
206765421 | Central HP <5.4 tons | TEMPSTAR | HRCU-A-CB (Split System: Heat Pump with Remote Outdoor Unit-Air-Source) | TVH825GKA3* |  |  | EA*4X24L17A*+WALLCON | *80CTL0451712A* | 23200 | 16 | 8.1 | 22000 | 16900 | 76.82% | 1.88 | 11 | 10.5 |  |  |  |  | R-410A | 1.9333 | Residential & Commercial | USHP | Ducted CEE Tier 1
216892041 | Central HP <5.4 tons | SURE | HRCU-A-CB (Split System: Heat Pump with Remote Outdoor Unit-Air-Source) | RD18AY36AJVC |  |  | TCFY3624MTANM | S951V0855A21M4 | 32400 | 19 | 10 | 32400 | 28000 | 86.42% | 2.1 | 0 | 12 |  |  |  |  | R-454B | 2.7 | Residential & Commercial | USHP | Ducted CEE Tier 1
216892050 | Central HP <5.4 tons | SURE | HRCU-A-CB (Split System: Heat Pump with Remote Outdoor Unit-Air-Source) | RD18AY36AJVC |  |  | TCFY3624MTANM | S951V0705A21UHU | 32600 | 19 | 10 | 32600 | 27800 | 85.28% | 2.1 | 0 | 12 |  |  |  |  | R-454B | 2.7167 | Residential & Commercial | USHP | Ducted CEE Tier 1
214396846 | Central HP <5.4 tons | LUXAIRE | HRCU-A-CB (Split System: Heat Pump with Remote Outdoor Unit-Air-Source) | HH836E2S11 |  |  | CTF36B5CDS1 | TP9C060B12MP13 | 33000 | 17 | 8.5 | 31000 | 25200 | 81.29% | 2 | 0 | 11 |  |  |  |  | R-454B | 2.75 | Residential & Commercial | USHP | Ducted CEE Tier 1
216892066 | Central HP <5.4 tons | SURE | HRCU-A-CB (Split System: Heat Pump with Remote Outdoor Unit-Air-Source) | RD18AY36AJVC |  |  | TCFY3621STANM | S951V0703A17M4 | 31400 | 18 | 8.5 | 31400 | 27800 | 88.54% | 1.9 | 0 | 12 |  |  |  |  | R-454B | 2.6167 | Residential & Commercial | USHP | Ducted CEE Tier 1
216051194 | Central HP <5.4 tons | SURE | HRCU-A-CB (Split System: Heat Pump with Remote Outdoor Unit-Air-Source) | SP19AY24AJVC |  |  | TCFY2421HEAAM | S98MV1005A21UP | 22800 | 21 | 8.5 | 22800 | 18500 | 81.14% | 1.8 | 0 | 13 |  |  |  |  | R-454B | 1.9 | Residential & Commercial | USHP | Ducted CEE Tier 1
211260530 | Central HP <5.4 tons | TEMPSTAR | HRCU-A-CB (Split System: Heat Pump with Remote Outdoor Unit-Air-Source) | DLCURAH18ABK |  |  | EA*4X24L17A* | *96VTN0601714A* | 17600 | 15.5 | 8.5 | 18600 | 19100 | 102.7% | 2.3 | 0 | 10.5 |  |  |  |  | R-410A | 1.4667 | Residential & Commercial | USHP | Ducted CEE Tier 1
211260681 | Central HP <5.4 tons | TEMPSTAR | HRCU-A-CB (Split System: Heat Pump with Remote Outdoor Unit-Air-Source) | DLCURAH18ABK |  |  | EA*4X24L17A* | OMV112K14A | 18100 | 15.5 | 8.5 | 19100 | 18900 | 98.95% | 2.26 | 0 | 10.5 |  |  |  |  | R-410A | 1.5083 | Residential & Commercial | USHP | Ducted CEE Tier 1
207436280 | Central HP <5.4 tons | LENNOX | HRCU-A-CB (Split System: Heat Pump with Remote Outdoor Unit-Air-Source) | SL25XPV-036-230A** |  |  | C35-48C+TDR+TXV | SL280UH110XV60C* | 34000 | 21 | 8.8 | 35400 | 27400 | 77.4% | 1.84 | 14 | 13.5 |  |  |  |  | R-410A | 2.8333 | Residential & Commercial | USHP | Ducted CEE Tier 1
207436330 | Central HP <5.4 tons | LENNOX | HRCU-A-CB (Split System: Heat Pump with Remote Outdoor Unit-Air-Source) | SL25XPV-036-230A** |  |  | CH35-42B+TDR+TXV | EL296UH070XV36B* | 34600 | 21.4 | 8.8 | 34400 | 26400 | 76.74% | 1.82 | 13.5 | 13 |  |  |  |  | R-410A | 2.8833 | Residential & Commercial | USHP | Ducted CEE Tier 1
207436332 | Central HP <5.4 tons | LENNOX | HRCU-A-CB (Split System: Heat Pump with Remote Outdoor Unit-Air-Source) | SL25XPV-036-230A** |  |  | CH35-42B+TDR+TXV | SL280UH090V36B* | 34800 | 22 | 8.8 | 34200 | 26200 | 76.61% | 1.84 | 14 | 13.5 |  |  |  |  | R-410A | 2.9 | Residential & Commercial | USHP | Ducted CEE Tier 1
207436414 | Central HP <5.4 tons | LENNOX | HRCU-A-CB (Split System: Heat Pump with Remote Outdoor Unit-Air-Source) | SL25XPV-036-230A** |  |  | CHX35-48B-**-*+TDR | SL297UH060NV36B* | 33800 | 21.4 | 8.8 | 34600 | 26200 | 75.72% | 1.82 | 13.5 | 13.3 |  |  |  |  | R-410A | 2.8167 | Residential & Commercial | USHP | Ducted CEE Tier 1
207436434 | Central HP <5.4 tons | LENNOX | HRCU-A-CB (Split System: Heat Pump with Remote Outdoor Unit-Air-Source) | SL25XPV-036-230A** |  |  | CR33-48B*+TDR+TXV | EL296DF070XV48B* | 33200 | 20.6 | 8.6 | 36000 | 30000 | 83.33% | 1.76 | 13 | 12.5 |  |  |  |  | R-410A | 2.7667 | Residential & Commercial | USHP | Ducted CEE Tier 1
216891931 | Central HP <5.4 tons | SURE | HRCU-A-CB (Split System: Heat Pump with Remote Outdoor Unit-Air-Source) | RD18AY48AJVC |  |  | TCFY4824MTANM | S951V1155A24M4 | 43000 | 18 | 8.5 | 43000 | 33200 | 77.21% | 2.1 | 0 | 11.7 |  |  |  |  | R-454B | 3.5833 | Residential & Commercial | USHP | Ducted CEE Tier 1
214396318 | Central HP <5.4 tons | LUXAIRE | HRCU-A-CB (Split System: Heat Pump with Remote Outdoor Unit-Air-Source) | HH860E2S11 |  |  | CTM60C5CHS1+JME16C2SN1 | 0 | 54000 | 19 | 9 | 53500 | 38500 | 71.96% | 2 | 0 | 12 |  |  |  |  | R-454B | 4.5 | Residential & Commercial | USHP | Ducted CEE Tier 1
210474126 | Central HP <5.4 tons | HEIL | HRCU-A-CB (Split System: Heat Pump with Remote Outdoor Unit-Air-Source) | HVH825GKA3* |  |  | EN(A,D)4X48L24**+WALLCON | *97CMN1202422A* | 24200 | 16.5 | 8.1 | 21400 | 16600 | 77.57% | 2 | 0 | 11 |  |  |  |  | R-410A | 2.0167 | Residential & Commercial | USHP | Ducted CEE Tier 1
210474494 | Central HP <5.4 tons | HEIL | HRCU-A-CB (Split System: Heat Pump with Remote Outdoor Unit-Air-Source) | HVH825GKA3* |  |  | EHD4X48AAL+WALLCON | *80CSU1002120A* | 24200 | 16 | 8.1 | 21200 | 16600 | 78.3% | 2 | 0 | 10.5 |  |  |  |  | R-410A | 2.0167 | Residential & Commercial | USHP | Ducted CEE Tier 1
216891873 | Central HP <5.4 tons | SURE | HRCU-A-CB (Split System: Heat Pump with Remote Outdoor Unit-Air-Source) | RD18AY36AJVC |  |  | TCFY3621MTANM | S801V0504A17UHS | 32200 | 18 | 10 | 32200 | 28000 | 86.96% | 2.1 | 0 | 12 |  |  |  |  | R-454B | 2.6833 | Residential & Commercial | USHP | Ducted CEE Tier 1
216891898 | Central HP <5.4 tons | SURE | HRCU-A-CB (Split System: Heat Pump with Remote Outdoor Unit-Air-Source) | RD18AY36AJVC |  |  | TCFY3621MTANM | S802V1005A21UH | 32600 | 19 | 10 | 32600 | 27800 | 85.28% | 2.1 | 0 | 12 |  |  |  |  | R-454B | 2.7167 | Residential & Commercial | USHP | Ducted CEE Tier 1
216891900 | Central HP <5.4 tons | SURE | HRCU-A-CB (Split System: Heat Pump with Remote Outdoor Unit-Air-Source) | RD18AY36AJVC |  |  | TCFY3621MTANM | S98MV1005A21UP | 32400 | 19 | 10 | 32400 | 28000 | 86.42% | 2.1 | 0 | 12 |  |  |  |  | R-454B | 2.7 | Residential & Commercial | USHP | Ducted CEE Tier 1
216891914 | Central HP <5.4 tons | SURE | HRCU-A-CB (Split System: Heat Pump with Remote Outdoor Unit-Air-Source) | RD18AY36AJVC |  |  | TCFY3621MTANM | S802V0504A17UH | 32200 | 18 | 10 | 32200 | 28000 | 86.96% | 2.1 | 0 | 12 |  |  |  |  | R-454B | 2.6833 | Residential & Commercial | USHP | Ducted CEE Tier 1
216891923 | Central HP <5.4 tons | SURE | HRCU-A-CB (Split System: Heat Pump with Remote Outdoor Unit-Air-Source) | RD18AY36AJVC |  |  | TCFY3621MTANM | S97MV0703A17DH | 32200 | 18 | 10 | 32200 | 28000 | 86.96% | 2.1 | 0 | 12 |  |  |  |  | R-454B | 2.6833 | Residential & Commercial | USHP | Ducted CEE Tier 1
206790235 | Central HP <5.4 tons | BRYANT HEATING AND COOLING SYSTEMS | HRCU-A-CB (Split System: Heat Pump with Remote Outdoor Unit-Air-Source) | 284ANV024*0**B* |  |  | CAP**3617AL*+UI | 83*CA36040C17*** | 23000 | 20.5 | 10 | 26600 | 19800 | 74.44% | 2.4 | 13.5 | 13 |  |  |  |  | R-410A | 1.9167 | Residential & Commercial | USHP | Ducted CEE Tier 1
215864469 | Central HP <5.4 tons | TRANE | HRCU-A-CB (Split System: Heat Pump with Remote Outdoor Unit-Air-Source) | 5TWV8X24A1 |  |  | 5TXCB003AS3 | *DHMB060CCV3+LRP | 19900 | 18 | 8.5 | 23200 | 18400 | 79.31% | 2.1 | 0 | 10.5 |  |  |  |  | R-454B | 1.6583 | Residential & Commercial | USHP | Ducted CEE Tier 1
216891950 | Central HP <5.4 tons | SURE | HRCU-A-CB (Split System: Heat Pump with Remote Outdoor Unit-Air-Source) | RD18AY36AJVC |  |  | TCFY3617STANM | S962V0403A17M4 | 31400 | 18 | 8.5 | 31400 | 27800 | 88.54% | 1.9 | 0 | 12 |  |  |  |  | R-454B | 2.6167 | Residential & Commercial | USHP | Ducted CEE Tier 1
216891964 | Central HP <5.4 tons | SURE | HRCU-A-CB (Split System: Heat Pump with Remote Outdoor Unit-Air-Source) | RD18AY36AJVC |  |  | TCFY3617STANM | S921V0703A17M4 | 31400 | 18 | 8.5 | 31400 | 27800 | 88.54% | 1.9 | 0 | 12 |  |  |  |  | R-454B | 2.6167 | Residential & Commercial | USHP | Ducted CEE Tier 1
214720125 | Central HP <5.4 tons | LUXAIRE | HRCU-A-CB (Split System: Heat Pump with Remote Outdoor Unit-Air-Source) | HH860E2S11 |  |  | CTU60C5XGS1+TXV | TMLE120C20MP11 | 44500 | 17 | 9 | 45000 | 33600 | 74.67% | 2 | 0 | 11.7 |  |  |  |  | R-454B | 3.7083 | Residential & Commercial | USHP | Ducted CEE Tier 1
216820820 | Central HP <5.4 tons | SURE | HRCU-A-CB (Split System: Heat Pump with Remote Outdoor Unit-Air-Source) | RD18AY48AJVC |  |  | TCFY4824MTANM | S951V0705A21M4 | 42500 | 17 | 8.1 | 42500 | 33400 | 78.59% | 2 | 0 | 10 |  |  |  |  | R-454B | 3.5417 | Residential & Commercial | USHP | Ducted CEE Tier 1
216820836 | Central HP <5.4 tons | SURE | HRCU-A-CB (Split System: Heat Pump with Remote Outdoor Unit-Air-Source) | RD18AY48AJVC |  |  | TCFY4824MTANM | S962V1005A21M4 | 42500 | 17 | 8.1 | 42500 | 33400 | 78.59% | 2 | 0 | 10 |  |  |  |  | R-454B | 3.5417 | Residential & Commercial | USHP | Ducted CEE Tier 1
216820911 | Central HP <5.4 tons | SURE | HRCU-A-CB (Split System: Heat Pump with Remote Outdoor Unit-Air-Source) | RD18AY48AJVC |  |  | TCFY4824STANM | S802V1005A21UH | 41000 | 18 | 8.1 | 41000 | 37600 | 91.71% | 2.1 | 0 | 10 |  |  |  |  | R-454B | 3.4167 | Residential & Commercial | USHP | Ducted CEE Tier 1
216820938 | Central HP <5.4 tons | SURE | HRCU-A-CB (Split System: Heat Pump with Remote Outdoor Unit-Air-Source) | RD18AY48AJVC |  |  | TCFY4821STANM | S801V0754A17DZ | 40500 | 17 | 8.1 | 40500 | 38000 | 93.83% | 2.1 | 0 | 10 |  |  |  |  | R-454B | 3.375 | Residential & Commercial | USHP | Ducted CEE Tier 1
216820990 | Central HP <5.4 tons | SURE | HRCU-A-CB (Split System: Heat Pump with Remote Outdoor Unit-Air-Source) | RD18AY48AJVC |  |  | TCFY4824STANM | S97MV0855A21DH | 41000 | 17 | 8.1 | 41000 | 37800 | 92.2% | 2.1 | 0 | 10 |  |  |  |  | R-454B | 3.4167 | Residential & Commercial | USHP | Ducted CEE Tier 1
216763446 | Central HP <5.4 tons | TRANE | HRCU-A-C (Split System: Heat Pump with Remote Outdoor Unit with No Indoor Fan --Air Source) | 5TWR7024A1 |  |  | 5PX*C005AS3 | 0 | 22800 | 16 | 8.7 | 22200 | 17700 | 79.73% | 1.9 | 0 | 11.5 |  |  |  |  | R-454B | 1.9 | Residential & Commercial | USHP | Ducted CEE Tier 1
216821106 | Central HP <5.4 tons | SURE | HRCU-A-CB (Split System: Heat Pump with Remote Outdoor Unit-Air-Source) | RD18AY60AJVC |  |  | TCFY6024STANM | S921V1155A24M4 | 51000 | 17 | 10 | 51000 | 38000 | 74.51% | 2 | 0 | 11 |  |  |  |  | R-454B | 4.25 | Residential & Commercial | USHP | Ducted CEE Tier 1
212980975 | Central HP <5.4 tons | COMFORTMAKER | HRCU-A-CB (Split System: Heat Pump with Remote Outdoor Unit-Air-Source) | DLCURAH30ABK |  |  | EN(A,D,W)4X42L21** | *80MS(N,L)1102120A* | 30200 | 15.2 | 8.1 | 34400 | 27600 | 80.23% | 1.8 | 0 | 9 |  |  |  |  | R-410A | 2.5167 | Residential & Commercial | USHP
207436483 | Central HP <5.4 tons | LENNOX | HRCU-A-CB (Split System: Heat Pump with Remote Outdoor Unit-Air-Source) | SL25XPV-036-230A** |  |  | CX35-48C+TDR | SL280UH090V60C* | 34000 | 21.4 | 8.8 | 35400 | 27400 | 77.4% | 1.84 | 14 | 13.5 |  |  |  |  | R-410A | 2.8333 | Residential & Commercial | USHP | Ducted CEE Tier 1
211228472 | Central HP <5.4 tons | HEIL | HRCU-A-CB (Split System: Heat Pump with Remote Outdoor Unit-Air-Source) | DLCURAH36ABK |  |  | EA*4X43L21A* | *92ESN1002122A* | 37400 | 15.2 | 8.5 | 39000 | 35000 | 89.74% | 2.16 | 0 | 10 |  |  |  |  | R-410A | 3.1167 | Residential & Commercial | USHP | Ducted CEE Tier 1
211228688 | Central HP <5.4 tons | HEIL | HRCU-A-CB (Split System: Heat Pump with Remote Outdoor Unit-Air-Source) | DLCURAH36ABK |  |  | EA*4X43L21A* | OMV098J12* | 36200 | 15.2 | 8.5 | 38500 | 35000 | 90.91% | 2.06 | 0 | 10 |  |  |  |  | R-410A | 3.0167 | Residential & Commercial | USHP | Ducted CEE Tier 1
211228929 | Central HP <5.4 tons | HEIL | HRCU-A-CB (Split System: Heat Pump with Remote Outdoor Unit-Air-Source) | DLCURAH36ABK |  |  | EA*4X48L21A* | *80VTL1102122A* | 36800 | 16 | 8.5 | 38500 | 34800 | 90.39% | 2.1 | 0 | 10 |  |  |  |  | R-410A | 3.0667 | Residential & Commercial | USHP | Ducted CEE Tier 1
206773044 | Central HP <5.4 tons | TEMPSTAR | HRCU-A-CB (Split System: Heat Pump with Remote Outdoor Unit-Air-Source) | TVH837GKA2* |  |  | EA*4X37L21A*+WALLCON | *80CSU0401712A* | 32800 | 17.5 | 8.5 | 33000 | 25200 | 76.36% | 1.98 | 12 | 11 |  |  |  |  | R-410A | 2.7333 | Residential & Commercial | USHP | Ducted CEE Tier 1
206773062 | Central HP <5.4 tons | TEMPSTAR | HRCU-A-CB (Split System: Heat Pump with Remote Outdoor Unit-Air-Source) | TVH837GKA2* |  |  | EA*4X37L21A*+WALLCON | *80CSU1002120A* | 32800 | 17 | 8.5 | 33000 | 25200 | 76.36% | 1.96 | 12 | 11 |  |  |  |  | R-410A | 2.7333 | Residential & Commercial | USHP | Ducted CEE Tier 1
216785252 | Central HP <5.4 tons | LUXAIRE | HRCU-A-CB (Split System: Heat Pump with Remote Outdoor Unit-Air-Source) | HH824E2S11 |  |  | CTM36B5ADS1 | Z8ES080B12LMPS1 | 23000 | 18 | 9.5 | 23000 | 18600 | 80.87% | 2 | 0 | 12 |  |  |  |  | R-454B | 1.9167 | Residential & Commercial | USHP | Ducted CEE Tier 1
216675500 | Central HP <5.4 tons | TEMPSTAR | HRCU-A-CB (Split System: Heat Pump with Remote Outdoor Unit-Air-Source) | D5CURAH24AAK |  |  | EA*5X36M17A* | *80CSU0601716A* | 24400 | 16 | 9 | 24200 | 19500 | 80.58% | 2.02 | 0 | 10 |  |  |  |  | R-454B | 2.0333 | Residential & Commercial | USHP | Ducted CEE Tier 1
216675768 | Central HP <5.4 tons | TEMPSTAR | HRCU-A-CB (Split System: Heat Pump with Remote Outdoor Unit-Air-Source) | D5CURAH24AAK |  |  | EA*5X24M14A* | *80MS(N,L)0701412A* | 23200 | 15.2 | 8.5 | 24600 | 19600 | 79.67% | 1.88 | 0 | 9.5 |  |  |  |  | R-454B | 1.9333 | Residential & Commercial | USHP
214574527 | Central HP <5.4 tons | TEMPSTAR | HRCU-A-CB (Split System: Heat Pump with Remote Outdoor Unit-Air-Source) | TVH837GKA2* |  |  | EN(A,D,W)4X42L21**+WALLCON | *95CSU0802120B* | 31800 | 17 | 8.1 | 33000 | 24600 | 74.55% | 1.88 | 0 | 11 |  |  |  |  | R-410A | 2.65 | Residential & Commercial | USHP | Ducted CEE Tier 1
214396709 | Central HP <5.4 tons | LUXAIRE | HRCU-A-CB (Split System: Heat Pump with Remote Outdoor Unit-Air-Source) | HH824E2S11 |  |  | CTF30B5ACS1 | TM9E080B12MP12 | 23000 | 17 | 9.5 | 23000 | 19400 | 84.35% | 2 | 0 | 11.7 |  |  |  |  | R-454B | 1.9167 | Residential & Commercial | USHP | Ducted CEE Tier 1
206765833 | Central HP <5.4 tons | TEMPSTAR | HRCU-A-CB (Split System: Heat Pump with Remote Outdoor Unit-Air-Source) | TVH825GKA3* |  |  | EA*4X36L21A*+WALLCON | *80CTL0901716A* | 23600 | 17.5 | 8.1 | 21400 | 16600 | 77.57% | 1.96 | 11 | 11 |  |  |  |  | R-410A | 1.9667 | Residential & Commercial | USHP | Ducted CEE Tier 1
211206851 | Central HP <5.4 tons | FRASER-JOHNSTON | HRCU-A-CB (Split System: Heat Pump with Remote Outdoor Unit-Air-Source) | HL20B2421 |  |  | XAMB24DE1N1+CC | TPLC080B12MP13 | 22400 | 18 | 8.5 | 23600 | 18400 | 77.97% | 1.92 | 0 | 12 |  |  |  |  | R-410A | 1.8667 | Residential & Commercial | USHP | Ducted CEE Tier 1
216720953 | Central HP <5.4 tons | Willis | HRCU-A-CB (Split System: Heat Pump with Remote Outdoor Unit-Air-Source) | FLEX24KUHR32 |  |  | FLEXAH24KR32 | 0 | 24000 | 18 | 10 | 25000 | 25000 | 100% | 2 | 0 | 12.5 |  |  |  |  | R-32 | 2 | Residential & Commercial | USHP | Ducted CEE Tier 1
212973536 | Central HP <5.4 tons | COMFORTMAKER | HRCU-A-CB (Split System: Heat Pump with Remote Outdoor Unit-Air-Source) | DLCURAH24ABK |  |  | EA*4X24L17A* | *96VSN0601412B* | 23200 | 16.5 | 8.5 | 26800 | 26800 | 100% | 2.28 | 0 | 10 |  |  |  |  | R-410A | 1.9333 | Residential & Commercial | USHP | Ducted CEE Tier 1
216821102 | Central HP <5.4 tons | SURE | HRCU-A-CB (Split System: Heat Pump with Remote Outdoor Unit-Air-Source) | RD18AY60AJVC |  |  | TCFY6024STANM | S951V1155A24M4 | 51000 | 17 | 10 | 51000 | 38000 | 74.51% | 2 | 0 | 11 |  |  |  |  | R-454B | 4.25 | Residential & Commercial | USHP | Ducted CEE Tier 1
216821166 | Central HP <5.4 tons | SURE | HRCU-A-CB (Split System: Heat Pump with Remote Outdoor Unit-Air-Source) | RD18AY60AJVC |  |  | TCFY6021STAAM | S921V1005A21M4 | 48500 | 16 | 8.1 | 48500 | 39500 | 81.44% | 2 | 0 | 10 |  |  |  |  | R-454B | 4.0417 | Residential & Commercial | USHP | Ducted CEE Tier 1
212980491 | Central HP <5.4 tons | COMFORTMAKER | HRCU-A-CB (Split System: Heat Pump with Remote Outdoor Unit-Air-Source) | DLCURAH36ABK |  |  | EA*4X48L24A* | *80MS(N,L)0902120A* | 36000 | 16.5 | 8.5 | 37800 | 34600 | 91.53% | 2.04 | 0 | 10 |  |  |  |  | R-410A | 3 | Residential & Commercial | USHP | Ducted CEE Tier 1
212980692 | Central HP <5.4 tons | COMFORTMAKER | HRCU-A-CB (Split System: Heat Pump with Remote Outdoor Unit-Air-Source) | DLCURAH36ABK |  |  | EA*4X48L24A* | *80MS(N,L)0902420A* | 36000 | 16.5 | 8.5 | 37800 | 34600 | 91.53% | 2.04 | 0 | 10 |  |  |  |  | R-410A | 3 | Residential & Commercial | USHP | Ducted CEE Tier 1
207436152 | Central HP <5.4 tons | LENNOX | HRCU-A-CB (Split System: Heat Pump with Remote Outdoor Unit-Air-Source) | SL25XPV-024-230A** |  |  | C35-36B+TDR+TXV | SL280UH090V48B* | 22400 | 22 | 9.3 | 21600 | 20400 | 94.44% | 1.84 | 15 | 14.5 |  |  |  |  | R-410A | 1.8667 | Residential & Commercial | USHP | Ducted CEE Tier 1
216821120 | Central HP <5.4 tons | SURE | HRCU-A-CB (Split System: Heat Pump with Remote Outdoor Unit-Air-Source) | RD18AY60AJVC |  |  | TCFY6024STANM | S962V1155A24M4 | 51000 | 17 | 10 | 51000 | 38000 | 74.51% | 2 | 0 | 11 |  |  |  |  | R-454B | 4.25 | Residential & Commercial | USHP | Ducted CEE Tier 1
206771900 | Central HP <5.4 tons | TEMPSTAR | HRCU-A-CB (Split System: Heat Pump with Remote Outdoor Unit-Air-Source) | TVH837GKA2* |  |  | EA*4X48L24A*+WALLCON | *80CTL0902120A* | 32400 | 17.5 | 8.5 | 32600 | 25000 | 76.69% | 1.98 | 12 | 11.7 |  |  |  |  | R-410A | 2.7 | Residential & Commercial | USHP | Ducted CEE Tier 1
216891966 | Central HP <5.4 tons | SURE | HRCU-A-CB (Split System: Heat Pump with Remote Outdoor Unit-Air-Source) | RD18AY36AJVC |  |  | TCFY3621STANM | S802V0755A21DZ | 31600 | 19 | 8.5 | 31600 | 27600 | 87.34% | 2 | 0 | 12 |  |  |  |  | R-454B | 2.6333 | Residential & Commercial | USHP | Ducted CEE Tier 1
216891973 | Central HP <5.4 tons | SURE | HRCU-A-CB (Split System: Heat Pump with Remote Outdoor Unit-Air-Source) | RD18AY36AJVC |  |  | TCFY3621STANM | S962V0855A21M4 | 31400 | 19 | 8.5 | 31400 | 27800 | 88.54% | 1.9 | 0 | 12 |  |  |  |  | R-454B | 2.6167 | Residential & Commercial | USHP | Ducted CEE Tier 1
216891975 | Central HP <5.4 tons | SURE | HRCU-A-CB (Split System: Heat Pump with Remote Outdoor Unit-Air-Source) | RD18AY36AJVC |  |  | TCFY3621STANM | S801V1004A17UH | 31600 | 19 | 8.5 | 31600 | 27600 | 87.34% | 1.9 | 0 | 12 |  |  |  |  | R-454B | 2.6333 | Residential & Commercial | USHP | Ducted CEE Tier 1
211243829 | Central HP <5.4 tons | COMFORTMAKER | HRCU-A-CB (Split System: Heat Pump with Remote Outdoor Unit-Air-Source) | DLCURAH24ABK |  |  | EN(A,D)4X24L14** | *80ES(N,L)0701412A* | 23800 | 16 | 8.5 | 26800 | 23200 | 86.57% | 1.92 | 0 | 10 |  |  |  |  | R-410A | 1.9833 | Residential & Commercial | USHP | Ducted CEE Tier 1
211243795 | Central HP <5.4 tons | COMFORTMAKER | HRCU-A-CB (Split System: Heat Pump with Remote Outdoor Unit-Air-Source) | DLCURAH24ABK |  |  | EN(A,D)4X24L14** | *80ES(N,L)0451412A* | 24200 | 15.5 | 8.5 | 27200 | 22600 | 83.09% | 1.86 | 0 | 10 |  |  |  |  | R-410A | 2.0167 | Residential & Commercial | USHP | Ducted CEE Tier 1
216892023 | Central HP <5.4 tons | SURE | HRCU-A-CB (Split System: Heat Pump with Remote Outdoor Unit-Air-Source) | RD18AY36AJVC |  |  | TCFY3617STANM | S951V0603A17UH | 31200 | 18 | 8.5 | 31200 | 28000 | 89.74% | 1.9 | 0 | 11.7 |  |  |  |  | R-454B | 2.6 | Residential & Commercial | USHP | Ducted CEE Tier 1
216892034 | Central HP <5.4 tons | SURE | HRCU-A-CB (Split System: Heat Pump with Remote Outdoor Unit-Air-Source) | RD18AY36AJVC |  |  | TCFY3624MTANM | S802V1255A24DZ | 32800 | 19 | 10 | 32800 | 27800 | 84.76% | 2.1 | 0 | 12 |  |  |  |  | R-454B | 2.7333 | Residential & Commercial | USHP | Ducted CEE Tier 1
211379285 | Central HP <5.4 tons | YORK | HRCU-A-CB (Split System: Heat Pump with Remote Outdoor Unit-Air-Source) | HMH72B341 |  |  | XAFD48FXXN1+TXV | TM9V080C16MP12 | 33400 | 16.5 | 8.5 | 32400 | 23600 | 72.84% | 2.06 | 0 | 9.5 |  |  |  |  | R-410A | 2.7833 | Residential & Commercial | USHP
211379415 | Central HP <5.4 tons | YORK | HRCU-A-CB (Split System: Heat Pump with Remote Outdoor Unit-Air-Source) | HMH72B341 |  |  | XAUC48FXXN1+TXV | YP9C060B12MP13 | 33000 | 16.5 | 8.1 | 32400 | 24000 | 74.07% | 2.04 | 0 | 9 |  |  |  |  | R-410A | 2.75 | Residential & Commercial | USHP
211379449 | Central HP <5.4 tons | YORK | HRCU-A-CB (Split System: Heat Pump with Remote Outdoor Unit-Air-Source) | HMH72B341 |  |  | XAHC48FXXN1+TXV | TM9E080C16MP12 | 33600 | 17 | 8.1 | 32800 | 24200 | 73.78% | 2.04 | 0 | 9 |  |  |  |  | R-410A | 2.8 | Residential & Commercial | USHP
211379542 | Central HP <5.4 tons | YORK | HRCU-A-CB (Split System: Heat Pump with Remote Outdoor Unit-Air-Source) | HMH72B341 |  |  | XAUC48FXXN1+TXV | TM8Y120C20MP11 | 34000 | 16.5 | 8.5 | 33000 | 24200 | 73.33% | 2.1 | 0 | 9.5 |  |  |  |  | R-410A | 2.8333 | Residential & Commercial | USHP
211379608 | Central HP <5.4 tons | YORK | HRCU-A-CB (Split System: Heat Pump with Remote Outdoor Unit-Air-Source) | HMH72B341 |  |  | XAFC48FXXN1+TXV | TM8Y080B12MP11 | 33200 | 17 | 8.5 | 32200 | 23600 | 73.29% | 2.04 | 0 | 9.5 |  |  |  |  | R-410A | 2.7667 | Residential & Commercial | USHP
211379658 | Central HP <5.4 tons | YORK | HRCU-A-CB (Split System: Heat Pump with Remote Outdoor Unit-Air-Source) | HMH72B341 |  |  | XAHD48FXXN1+TXV | TM8V100C16MP12 | 33600 | 16 | 8.5 | 32400 | 23800 | 73.46% | 2.06 | 0 | 9 |  |  |  |  | R-410A | 2.8 | Residential & Commercial | USHP
216892003 | Central HP <5.4 tons | SURE | HRCU-A-CB (Split System: Heat Pump with Remote Outdoor Unit-Air-Source) | RD18AY36AJVC |  |  | TCFY3621STANM | S98MV0603A17UP | 31200 | 18 | 8.5 | 31200 | 27800 | 89.1% | 1.9 | 0 | 12 |  |  |  |  | R-454B | 2.6 | Residential & Commercial | USHP | Ducted CEE Tier 1
216892055 | Central HP <5.4 tons | SURE | HRCU-A-CB (Split System: Heat Pump with Remote Outdoor Unit-Air-Source) | RD18AY36AJVC |  |  | TCFY3624MTANM | S802V1005A21DZ | 32800 | 19 | 10 | 32800 | 27600 | 84.15% | 2.1 | 0 | 12 |  |  |  |  | R-454B | 2.7333 | Residential & Commercial | USHP | Ducted CEE Tier 1
216892069 | Central HP <5.4 tons | SURE | HRCU-A-CB (Split System: Heat Pump with Remote Outdoor Unit-Air-Source) | RD18AY36AJVC |  |  | SH2VY3617STACN | 0 | 31800 | 19 | 8.5 | 31800 | 27400 | 86.16% | 2 | 0 | 12 |  |  |  |  | R-454B | 2.65 | Residential & Commercial | USHP | Ducted CEE Tier 1
216891937 | Central HP <5.4 tons | SURE | HRCU-A-CB (Split System: Heat Pump with Remote Outdoor Unit-Air-Source) | RD18AY48AJVC |  |  | TCFY4824MTANM | S801V1005A21DZ | 43000 | 18 | 8.5 | 42500 | 33000 | 77.65% | 2.1 | 0 | 12 |  |  |  |  | R-454B | 3.5833 | Residential & Commercial | USHP | Ducted CEE Tier 1
216891938 | Central HP <5.4 tons | SURE | HRCU-A-CB (Split System: Heat Pump with Remote Outdoor Unit-Air-Source) | RD18AY48AJVC |  |  | TCFY4824MTANM | S802V0755A21UH | 43000 | 17 | 8.1 | 43000 | 33200 | 77.21% | 2 | 0 | 11.7 |  |  |  |  | R-454B | 3.5833 | Residential & Commercial | USHP | Ducted CEE Tier 1
207436166 | Central HP <5.4 tons | LENNOX | HRCU-A-CB (Split System: Heat Pump with Remote Outdoor Unit-Air-Source) | SL25XPV-024-230A** |  |  | CBA38MV-030-230*+TDR | 0 | 22200 | 22.8 | 9.2 | 22200 | 21200 | 95.5% | 1.88 | 15.5 | 14.4 |  |  |  |  | R-410A | 1.85 | Residential & Commercial | USHP | Ducted CEE Tier 1
207436180 | Central HP <5.4 tons | LENNOX | HRCU-A-CB (Split System: Heat Pump with Remote Outdoor Unit-Air-Source) | SL25XPV-024-230A** |  |  | CH35-42C+TDR+TXV | EL296UH110XV48C* | 22200 | 21.2 | 9.3 | 21400 | 20200 | 94.39% | 1.9 | 15.5 | 14.5 |  |  |  |  | R-410A | 1.85 | Residential & Commercial | USHP | Ducted CEE Tier 1
207436182 | Central HP <5.4 tons | LENNOX | HRCU-A-CB (Split System: Heat Pump with Remote Outdoor Unit-Air-Source) | SL25XPV-024-230A** |  |  | CH35-42C+TDR+TXV | SL280UH080NV60C* | 22200 | 20.2 | 9.3 | 21400 | 20200 | 94.39% | 1.9 | 15.5 | 14.5 |  |  |  |  | R-410A | 1.85 | Residential & Commercial | USHP | Ducted CEE Tier 1
215933205 | Central HP <5.4 tons | BRYANT HEATING AND COOLING SYSTEMS | HRCU-A-CB (Split System: Heat Pump with Remote Outdoor Unit-Air-Source) | 293VAN036**AA* |  |  | CSAH*3612AM*+UI | 987MC66100C21*** | 33400 | 19 | 9 | 34800 | 26600 | 76.44% | 1.92 | 0 | 11 |  |  |  |  | R-454B | 2.7833 | Residential & Commercial | USHP | Ducted CEE Tier 1
215933255 | Central HP <5.4 tons | BRYANT HEATING AND COOLING SYSTEMS | HRCU-A-CB (Split System: Heat Pump with Remote Outdoor Unit-Air-Source) | 293VAN036**AA* |  |  | CSAH*3612AM*+UI | 986TD66100C21*** | 33400 | 19 | 9 | 34800 | 26600 | 76.44% | 1.92 | 0 | 11 |  |  |  |  | R-454B | 2.7833 | Residential & Commercial | USHP | Ducted CEE Tier 1
206765716 | Central HP <5.4 tons | TEMPSTAR | HRCU-A-CB (Split System: Heat Pump with Remote Outdoor Unit-Air-Source) | TVH825GKA3* |  |  | EA*4X36L17A*+WALLCON | *80CTL0901716A* | 23600 | 17 | 8.1 | 21400 | 16600 | 77.57% | 1.94 | 11.5 | 11 |  |  |  |  | R-410A | 1.9667 | Residential & Commercial | USHP | Ducted CEE Tier 1
206765941 | Central HP <5.4 tons | TEMPSTAR | HRCU-A-CB (Split System: Heat Pump with Remote Outdoor Unit-Air-Source) | TVH825GKA3* |  |  | EA*4X37L21A*+WALLCON | *80CTL0701716A* | 24400 | 17 | 8.5 | 21200 | 16600 | 78.3% | 2.02 | 11 | 11 |  |  |  |  | R-410A | 2.0333 | Residential & Commercial | USHP | Ducted CEE Tier 1
206767050 | Central HP <5.4 tons | TEMPSTAR | HRCU-A-CB (Split System: Heat Pump with Remote Outdoor Unit-Air-Source) | TVH825GKA3* |  |  | EHD4X36AAL+WALLCON | *80CTL0901716A* | 24200 | 16.5 | 8.1 | 21400 | 16600 | 77.57% | 2 | 11 | 11 |  |  |  |  | R-410A | 2.0167 | Residential & Commercial | USHP | Ducted CEE Tier 1
216891934 | Central HP <5.4 tons | SURE | HRCU-A-CB (Split System: Heat Pump with Remote Outdoor Unit-Air-Source) | RD18AY48AJVC |  |  | TCFY4824MTANM | S801V1005A21UHS | 43000 | 18 | 8.5 | 43000 | 33200 | 77.21% | 2.1 | 0 | 11.7 |  |  |  |  | R-454B | 3.5833 | Residential & Commercial | USHP | Ducted CEE Tier 1
215935185 | Central HP <5.4 tons | BRYANT HEATING AND COOLING SYSTEMS | HRCU-A-CB (Split System: Heat Pump with Remote Outdoor Unit-Air-Source) | 293VAN036**AA* |  |  | CVAMA6021XMA*+UI | 88*TB48070C17*** | 35400 | 21.5 | 8.5 | 38500 | 29000 | 75.32% | 2.02 | 0 | 12 |  |  |  |  | R-454B | 2.95 | Residential & Commercial | USHP | Ducted CEE Tier 1
216997513 | Central HP <5.4 tons | BLUERIDGE | HRCU-A-CB (Split System: Heat Pump with Remote Outdoor Unit-Air-Source) | BNG3A36UCN |  |  | BNG3A36DH3 | 0 | 36000 | 18 | 10 | 37000 | 37400 | 101.1% | 1.9 | 0 | 12 |  |  |  |  | R-454B | 3 | Residential & Commercial | USHP | Ducted CEE Tier 1
212978548 | Central HP <5.4 tons | COMFORTMAKER | HRCU-A-CB (Split System: Heat Pump with Remote Outdoor Unit-Air-Source) | DLCURAH30ABK |  |  | EA*4X42L21A* | *80MS(N,L)0701712A* | 29800 | 15.2 | 8.1 | 34200 | 27600 | 80.7% | 1.8 | 0 | 9 |  |  |  |  | R-410A | 2.4833 | Residential & Commercial | USHP
212978559 | Central HP <5.4 tons | COMFORTMAKER | HRCU-A-CB (Split System: Heat Pump with Remote Outdoor Unit-Air-Source) | DLCURAH30ABK |  |  | EA*4X43L21A* | *80MS(N,L)0701712A* | 30600 | 15.2 | 8.1 | 33400 | 26400 | 79.04% | 1.86 | 0 | 9 |  |  |  |  | R-410A | 2.55 | Residential & Commercial | USHP
216891999 | Central HP <5.4 tons | SURE | HRCU-A-CB (Split System: Heat Pump with Remote Outdoor Unit-Air-Source) | RD18AY36AJVC |  |  | TCFY3621STANM | S801V0504A17UHN | 31200 | 18 | 8.5 | 31200 | 27800 | 89.1% | 1.9 | 0 | 12 |  |  |  |  | R-454B | 2.6 | Residential & Commercial | USHP | Ducted CEE Tier 1
216892008 | Central HP <5.4 tons | SURE | HRCU-A-CB (Split System: Heat Pump with Remote Outdoor Unit-Air-Source) | RD18AY36AJVC |  |  | TCFY3621STANM | S98MV0855A21UP | 31400 | 19 | 8.5 | 31400 | 27600 | 87.9% | 1.9 | 0 | 12 |  |  |  |  | R-454B | 2.6167 | Residential & Commercial | USHP | Ducted CEE Tier 1
211230337 | Central HP <5.4 tons | HEIL | HRCU-A-CB (Split System: Heat Pump with Remote Outdoor Unit-Air-Source) | DLCURAH36ABK |  |  | EN(A,D,W)4X48L21** | *96VTN1002120A* | 36600 | 15.5 | 8.1 | 39500 | 35000 | 88.61% | 2.04 | 0 | 10 |  |  |  |  | R-410A | 3.05 | Residential & Commercial | USHP | Ducted CEE Tier 1
216891885 | Central HP <5.4 tons | SURE | HRCU-A-CB (Split System: Heat Pump with Remote Outdoor Unit-Air-Source) | RD18AY36AJVC |  |  | TCFY3621MTANM | S801V0704A17UH | 32400 | 18 | 10 | 32400 | 28000 | 86.42% | 2.1 | 0 | 12 |  |  |  |  | R-454B | 2.7 | Residential & Commercial | USHP | Ducted CEE Tier 1
216891888 | Central HP <5.4 tons | SURE | HRCU-A-CB (Split System: Heat Pump with Remote Outdoor Unit-Air-Source) | RD18AY36AJVC |  |  | TCFY3621MTANM | S921V0403A17M4 | 32400 | 18 | 10 | 32400 | 28000 | 86.42% | 2.1 | 0 | 12 |  |  |  |  | R-454B | 2.7 | Residential & Commercial | USHP | Ducted CEE Tier 1
211379733 | Central HP <5.4 tons | YORK | HRCU-A-CB (Split System: Heat Pump with Remote Outdoor Unit-Air-Source) | HMH72B341 |  |  | XAHC48FBCN1 | YPLC080C16MP13 | 33600 | 16.5 | 8.5 | 32400 | 23800 | 73.46% | 2.06 | 0 | 9 |  |  |  |  | R-410A | 2.8 | Residential & Commercial | USHP
211379819 | Central HP <5.4 tons | YORK | HRCU-A-CB (Split System: Heat Pump with Remote Outdoor Unit-Air-Source) | HMH72B341 |  |  | XAFC48FBCN1 | TPLC100C16MP13 | 34000 | 16.5 | 8.5 | 33200 | 24400 | 73.49% | 2.1 | 0 | 9 |  |  |  |  | R-410A | 2.8333 | Residential & Commercial | USHP
211379858 | Central HP <5.4 tons | YORK | HRCU-A-CB (Split System: Heat Pump with Remote Outdoor Unit-Air-Source) | HMH72B341 |  |  | XAFC48FXXN1+TXV | YPLC080B12MP13 | 33000 | 16 | 8.1 | 32600 | 24000 | 73.62% | 2.02 | 0 | 9 |  |  |  |  | R-410A | 2.75 | Residential & Commercial | USHP
211379912 | Central HP <5.4 tons | YORK | HRCU-A-CB (Split System: Heat Pump with Remote Outdoor Unit-Air-Source) | HMH72B341 |  |  | XAFC48FXXN1+TXV | TM8E120C16MP11 | 33600 | 17 | 8.5 | 32400 | 23600 | 72.84% | 2.08 | 0 | 9.5 |  |  |  |  | R-410A | 2.8 | Residential & Commercial | USHP
211379969 | Central HP <5.4 tons | YORK | HRCU-A-CB (Split System: Heat Pump with Remote Outdoor Unit-Air-Source) | HMH72B341 |  |  | XAFC48FBCN1 | TM8E100C16MP11 | 33600 | 17 | 8.5 | 32400 | 23600 | 72.84% | 2.06 | 0 | 9.5 |  |  |  |  | R-410A | 2.8 | Residential & Commercial | USHP
211380085 | Central HP <5.4 tons | YORK | HRCU-A-CB (Split System: Heat Pump with Remote Outdoor Unit-Air-Source) | HMH72B341 |  |  | XAFC48FBCN1 | TMLE080B12MP11 | 33400 | 17 | 8.5 | 32400 | 23800 | 73.46% | 2.04 | 0 | 9 |  |  |  |  | R-410A | 2.7833 | Residential & Commercial | USHP
216051202 | Central HP <5.4 tons | SURE | HRCU-A-CB (Split System: Heat Pump with Remote Outdoor Unit-Air-Source) | SP19AY24AJVC |  |  | TCFY2421HEAAM | S98MV0855A21UP | 22800 | 21 | 8.5 | 22800 | 18400 | 80.7% | 1.8 | 0 | 13 |  |  |  |  | R-454B | 1.9 | Residential & Commercial | USHP | Ducted CEE Tier 1
211377453 | Central HP <5.4 tons | YORK | HRCU-A-CB (Split System: Heat Pump with Remote Outdoor Unit-Air-Source) | HMH72B341 |  |  | XAHC30CXXN1+TXV | YP9C100C20MP13 | 32800 | 17 | 8.1 | 33000 | 23200 | 70.3% | 2.02 | 0 | 9 |  |  |  |  | R-410A | 2.7333 | Residential & Commercial | USHP
211377578 | Central HP <5.4 tons | YORK | HRCU-A-CB (Split System: Heat Pump with Remote Outdoor Unit-Air-Source) | HMH72B341 |  |  | XAFC30CXXN1+TXV | YP9C080C16MP13 | 32800 | 17 | 8.1 | 33400 | 23400 | 70.06% | 2.04 | 0 | 9.5 |  |  |  |  | R-410A | 2.7333 | Residential & Commercial | USHP
211377580 | Central HP <5.4 tons | YORK | HRCU-A-CB (Split System: Heat Pump with Remote Outdoor Unit-Air-Source) | HMH72B341 |  |  | XAHC36DXXN1+TXV | TP9C080B12MP13 | 33200 | 17 | 8.1 | 33200 | 23400 | 70.48% | 2.02 | 0 | 9.5 |  |  |  |  | R-410A | 2.7667 | Residential & Commercial | USHP
210692077 | Central HP <5.4 tons | AMERICAN STANDARD | HRCU-A-CB (Split System: Heat Pump with Remote Outdoor Unit-Air-Source) | 4A6V0X60A1 |  |  | 4TXCC009DS3 | S8V2C100M5PCA | 54000 | 19 | 8.2 | 52000 | 40000 | 76.92% | 1.78 | 11.7 | 11.7 |  |  |  |  | R-410A | 4.5 | Residential & Commercial | USHP | Ducted CEE Tier 1
207436521 | Central HP <5.4 tons | LENNOX | HRCU-A-CB (Split System: Heat Pump with Remote Outdoor Unit-Air-Source) | SL25XPV-048-230A** |  |  | C35-49C+TDR+TXV | SL297UH080NV48C* | 45500 | 20 | 8.9 | 44000 | 36000 | 81.82% | 1.76 | 12.5 | 12.2 |  |  |  |  | R-410A | 3.7917 | Residential & Commercial | USHP | Ducted CEE Tier 1
207436537 | Central HP <5.4 tons | LENNOX | HRCU-A-CB (Split System: Heat Pump with Remote Outdoor Unit-Air-Source) | SL25XPV-048-230A** |  |  | C35-60C+TDR+TXV | SL297UH080NV60C* | 45500 | 20 | 9.5 | 44000 | 36400 | 82.73% | 1.9 | 12.5 | 12.2 |  |  |  |  | R-410A | 3.7917 | Residential & Commercial | USHP | Ducted CEE Tier 1
211377619 | Central HP <5.4 tons | YORK | HRCU-A-CB (Split System: Heat Pump with Remote Outdoor Unit-Air-Source) | HMH72B341 |  |  | XAHB30CXXN1+TXV | TM9V080B12MP12 | 32000 | 16.5 | 8.1 | 33400 | 23400 | 70.06% | 1.98 | 0 | 9 |  |  |  |  | R-410A | 2.6667 | Residential & Commercial | USHP
211377728 | Central HP <5.4 tons | YORK | HRCU-A-CB (Split System: Heat Pump with Remote Outdoor Unit-Air-Source) | HMH72B341 |  |  | XAHB36DXXN1+TXV | YP9C060B12MP13 | 32800 | 17 | 8.1 | 33000 | 23400 | 70.91% | 1.98 | 0 | 9.5 |  |  |  |  | R-410A | 2.7333 | Residential & Commercial | USHP
211377819 | Central HP <5.4 tons | YORK | HRCU-A-CB (Split System: Heat Pump with Remote Outdoor Unit-Air-Source) | HMH72B341 |  |  | XAHB30CXXN1+TXV | TM9V040A10MP12 | 31400 | 16 | 8.1 | 32800 | 23000 | 70.12% | 1.96 | 0 | 9.5 |  |  |  |  | R-410A | 2.6167 | Residential & Commercial | USHP
211377828 | Central HP <5.4 tons | YORK | HRCU-A-CB (Split System: Heat Pump with Remote Outdoor Unit-Air-Source) | HMH72B341 |  |  | XAUB36DXXN1+TXV | TM9V040A10MP12 | 33200 | 17 | 8.1 | 33200 | 23400 | 70.48% | 2 | 0 | 9.5 |  |  |  |  | R-410A | 2.7667 | Residential & Commercial | USHP
211377905 | Central HP <5.4 tons | YORK | HRCU-A-CB (Split System: Heat Pump with Remote Outdoor Unit-Air-Source) | HMH72B341 |  |  | XAUB30CXXN1+TXV | TM9E080B12MP12 | 32800 | 17.5 | 8.1 | 33600 | 23600 | 70.24% | 2.02 | 0 | 9.5 |  |  |  |  | R-410A | 2.7333 | Residential & Commercial | USHP
211377914 | Central HP <5.4 tons | YORK | HRCU-A-CB (Split System: Heat Pump with Remote Outdoor Unit-Air-Source) | HMH72B341 |  |  | XAHC30CXXN1+TXV | TM9E060B12MP12 | 32000 | 16.5 | 8.1 | 33000 | 23200 | 70.3% | 1.96 | 0 | 9 |  |  |  |  | R-410A | 2.6667 | Residential & Commercial | USHP
211377923 | Central HP <5.4 tons | YORK | HRCU-A-CB (Split System: Heat Pump with Remote Outdoor Unit-Air-Source) | HMH72B341 |  |  | XAHB30CXXN1+TXV | TM9E060B12MP12 | 32000 | 16.5 | 8.1 | 33000 | 23200 | 70.3% | 1.96 | 0 | 9 |  |  |  |  | R-410A | 2.6667 | Residential & Commercial | USHP
211378073 | Central HP <5.4 tons | YORK | HRCU-A-CB (Split System: Heat Pump with Remote Outdoor Unit-Air-Source) | HMH72B341 |  |  | XAFC30CXXN1+TXV | TM8Y080B12MP11 | 32800 | 17.5 | 8.1 | 33000 | 23200 | 70.3% | 2.02 | 0 | 10 |  |  |  |  | R-410A | 2.7333 | Residential & Commercial | USHP | Ducted CEE Tier 1
216891902 | Central HP <5.4 tons | SURE | HRCU-A-CB (Split System: Heat Pump with Remote Outdoor Unit-Air-Source) | RD18AY36AJVC |  |  | TCFY3621MTANM | S951V0703A17M4 | 32400 | 18 | 10 | 32400 | 28000 | 86.42% | 2.1 | 0 | 12 |  |  |  |  | R-454B | 2.7 | Residential & Commercial | USHP | Ducted CEE Tier 1
216891918 | Central HP <5.4 tons | SURE | HRCU-A-CB (Split System: Heat Pump with Remote Outdoor Unit-Air-Source) | RD18AY36AJVC |  |  | TCFY3621MTANM | S801V0754A17UH | 32600 | 19 | 10 | 32600 | 27800 | 85.28% | 2.1 | 0 | 12 |  |  |  |  | R-454B | 2.7167 | Residential & Commercial | USHP | Ducted CEE Tier 1
216891919 | Central HP <5.4 tons | SURE | HRCU-A-CB (Split System: Heat Pump with Remote Outdoor Unit-Air-Source) | RD18AY36AJVC |  |  | TCFY3621MTANM | S802V1004A17UH | 32600 | 19 | 10 | 32600 | 27800 | 85.28% | 2.1 | 0 | 12 |  |  |  |  | R-454B | 2.7167 | Residential & Commercial | USHP | Ducted CEE Tier 1
216891920 | Central HP <5.4 tons | SURE | HRCU-A-CB (Split System: Heat Pump with Remote Outdoor Unit-Air-Source) | RD18AY36AJVC |  |  | TCFY3621MTANM | S802V0754A17UH | 32600 | 19 | 10 | 32600 | 27800 | 85.28% | 2.1 | 0 | 12 |  |  |  |  | R-454B | 2.7167 | Residential & Commercial | USHP | Ducted CEE Tier 1
216891970 | Central HP <5.4 tons | SURE | HRCU-A-CB (Split System: Heat Pump with Remote Outdoor Unit-Air-Source) | RD18AY36AJVC |  |  | TCFY3617STANM | S801V1004A17UH | 31600 | 19 | 8.5 | 31600 | 27600 | 87.34% | 1.9 | 0 | 12 |  |  |  |  | R-454B | 2.6333 | Residential & Commercial | USHP | Ducted CEE Tier 1
216891988 | Central HP <5.4 tons | SURE | HRCU-A-CB (Split System: Heat Pump with Remote Outdoor Unit-Air-Source) | RD18AY36AJVC |  |  | TCFY3621STANM | S801V0704A17UH | 31400 | 18 | 8.5 | 31400 | 27800 | 88.54% | 1.9 | 0 | 12 |  |  |  |  | R-454B | 2.6167 | Residential & Commercial | USHP | Ducted CEE Tier 1
216892004 | Central HP <5.4 tons | SURE | HRCU-A-CB (Split System: Heat Pump with Remote Outdoor Unit-Air-Source) | RD18AY36AJVC |  |  | TCFY3617STANM | S951V0403A17M4 | 31400 | 18 | 8.5 | 31400 | 27800 | 88.54% | 1.9 | 0 | 12 |  |  |  |  | R-454B | 2.6167 | Residential & Commercial | USHP | Ducted CEE Tier 1
216892022 | Central HP <5.4 tons | SURE | HRCU-A-CB (Split System: Heat Pump with Remote Outdoor Unit-Air-Source) | RD18AY36AJVC |  |  | TCFY3621STANM | S921V0703A17M4 | 31400 | 18 | 8.5 | 31400 | 27800 | 88.54% | 1.9 | 0 | 12 |  |  |  |  | R-454B | 2.6167 | Residential & Commercial | USHP | Ducted CEE Tier 1
216820733 | Central HP <5.4 tons | SURE | HRCU-A-CB (Split System: Heat Pump with Remote Outdoor Unit-Air-Source) | RD18AY24AJVC |  |  | TCFY2421MTANM | S802V1005A21UH | 21000 | 18 | 8.1 | 20800 | 16900 | 81.25% | 1.9 | 0 | 10 |  |  |  |  | R-454B | 1.75 | Residential & Commercial | USHP | Ducted CEE Tier 1
216820749 | Central HP <5.4 tons | SURE | HRCU-A-CB (Split System: Heat Pump with Remote Outdoor Unit-Air-Source) | RD18AY24AJVC |  |  | TCFY2421MTANM | S98MV0703A17UP | 21000 | 18 | 8.1 | 20800 | 17000 | 81.73% | 1.9 | 0 | 10 |  |  |  |  | R-454B | 1.75 | Residential & Commercial | USHP | Ducted CEE Tier 1
214491769 | Central HP <5.4 tons | AMANA | HRCU-A-CB (Split System: Heat Pump with Remote Outdoor Unit-Air-Source) | ASZS601810A* |  |  | CA*EA1818*4B* | A*VC800603B*A* | 16600 | 17.5 | 8.5 | 17400 | 13000 | 74.71% | 2.1 | 0 | 10.9 |  |  |  |  | R-410A | 1.3833 | Residential & Commercial | USHP | Ducted CEE Tier 1
216892053 | Central HP <5.4 tons | SURE | HRCU-A-CB (Split System: Heat Pump with Remote Outdoor Unit-Air-Source) | RD18AY36AJVC |  |  | TCFY3624MTANM | S98MV1155A24UP | 32600 | 19 | 10 | 32600 | 27800 | 85.28% | 2.1 | 0 | 12 |  |  |  |  | R-454B | 2.7167 | Residential & Commercial | USHP | Ducted CEE Tier 1
216892054 | Central HP <5.4 tons | SURE | HRCU-A-CB (Split System: Heat Pump with Remote Outdoor Unit-Air-Source) | RD18AY36AJVC |  |  | TCFY3624MTANM | S801V1005A21DZ | 32800 | 19 | 10 | 32800 | 27600 | 84.15% | 2.1 | 0 | 12 |  |  |  |  | R-454B | 2.7333 | Residential & Commercial | USHP | Ducted CEE Tier 1
212979136 | Central HP <5.4 tons | COMFORTMAKER | HRCU-A-CB (Split System: Heat Pump with Remote Outdoor Unit-Air-Source) | DLCURAH24ABK |  |  | EA*4X25L17A* | *80MS(N,L)0701716A* | 24200 | 17.5 | 8.5 | 25200 | 21800 | 86.51% | 1.82 | 0 | 10 |  |  |  |  | R-410A | 2.0167 | Residential & Commercial | USHP | Ducted CEE Tier 1
216891893 | Central HP <5.4 tons | SURE | HRCU-A-CB (Split System: Heat Pump with Remote Outdoor Unit-Air-Source) | RD18AY36AJVC |  |  | TCFY3621MTANM | S951V0403A17M4 | 32400 | 18 | 10 | 32400 | 28000 | 86.42% | 2.1 | 0 | 12 |  |  |  |  | R-454B | 2.7 | Residential & Commercial | USHP | Ducted CEE Tier 1
215487697 | Central HP <5.4 tons | AMANA | HRCU-A-CB (Split System: Heat Pump with Remote Outdoor Unit-Air-Source) | AZV7SA3610A* |  |  | CA*EA4830*3A* | A*VM971005CNB* | 34800 | 18.5 | 8.5 | 35000 | 28400 | 81.14% | 2 | 0 | 10.5 |  |  |  |  | R-32 | 2.9 | Residential & Commercial | USHP | Ducted CEE Tier 1
216891894 | Central HP <5.4 tons | SURE | HRCU-A-CB (Split System: Heat Pump with Remote Outdoor Unit-Air-Source) | RD18AY36AJVC |  |  | TCFY3621MTANM | S951V1005A21M4 | 32400 | 18 | 10 | 32400 | 28000 | 86.42% | 2.1 | 0 | 12 |  |  |  |  | R-454B | 2.7 | Residential & Commercial | USHP | Ducted CEE Tier 1
216891960 | Central HP <5.4 tons | SURE | HRCU-A-CB (Split System: Heat Pump with Remote Outdoor Unit-Air-Source) | RD18AY36AJVC |  |  | TCFY3617STANM | S801V0503A14UH | 31400 | 18 | 8.5 | 31400 | 27800 | 88.54% | 1.9 | 0 | 12 |  |  |  |  | R-454B | 2.6167 | Residential & Commercial | USHP | Ducted CEE Tier 1
216891963 | Central HP <5.4 tons | SURE | HRCU-A-CB (Split System: Heat Pump with Remote Outdoor Unit-Air-Source) | RD18AY36AJVC |  |  | TCFY3621STANM | S98MV0703A17UP | 31200 | 19 | 8.5 | 31200 | 27800 | 89.1% | 1.9 | 0 | 12 |  |  |  |  | R-454B | 2.6 | Residential & Commercial | USHP | Ducted CEE Tier 1
216891979 | Central HP <5.4 tons | SURE | HRCU-A-CB (Split System: Heat Pump with Remote Outdoor Unit-Air-Source) | RD18AY36AJVC |  |  | TCFY3617STANM | S801V0503A14DZ | 31400 | 19 | 8.5 | 31400 | 27800 | 88.54% | 1.9 | 0 | 12 |  |  |  |  | R-454B | 2.6167 | Residential & Commercial | USHP | Ducted CEE Tier 1
216891980 | Central HP <5.4 tons | SURE | HRCU-A-CB (Split System: Heat Pump with Remote Outdoor Unit-Air-Source) | RD18AY36AJVC |  |  | TCFY3621STANM | S97MV0855A21DH | 31400 | 19 | 8.5 | 31400 | 27600 | 87.9% | 1.9 | 0 | 12 |  |  |  |  | R-454B | 2.6167 | Residential & Commercial | USHP | Ducted CEE Tier 1
216891994 | Central HP <5.4 tons | SURE | HRCU-A-CB (Split System: Heat Pump with Remote Outdoor Unit-Air-Source) | RD18AY36AJVC |  |  | TCFY3621STANM | S97MV0703A17DH | 31200 | 18 | 8.5 | 31200 | 27800 | 89.1% | 1.9 | 0 | 12 |  |  |  |  | R-454B | 2.6 | Residential & Commercial | USHP | Ducted CEE Tier 1
211379556 | Central HP <5.4 tons | YORK | HRCU-A-CB (Split System: Heat Pump with Remote Outdoor Unit-Air-Source) | HMH72B341 |  |  | XAHD48FBCN1 | TM8Y100C16MP11 | 33600 | 17 | 8.1 | 32600 | 24000 | 73.62% | 2.04 | 0 | 9 |  |  |  |  | R-410A | 2.8 | Residential & Commercial | USHP
211379587 | Central HP <5.4 tons | YORK | HRCU-A-CB (Split System: Heat Pump with Remote Outdoor Unit-Air-Source) | HMH72B341 |  |  | XAFC48FXXN1+TXV | TM8Y080C16MP11 | 34000 | 17.5 | 8.5 | 33200 | 24400 | 73.49% | 2.08 | 0 | 9 |  |  |  |  | R-410A | 2.8333 | Residential & Commercial | USHP
211379689 | Central HP <5.4 tons | YORK | HRCU-A-CB (Split System: Heat Pump with Remote Outdoor Unit-Air-Source) | HMH72B341 |  |  | XAHD48FBCN1 | TPLC100C16MP13 | 33600 | 16 | 8.5 | 32400 | 23800 | 73.46% | 2.06 | 0 | 9 |  |  |  |  | R-410A | 2.8 | Residential & Commercial | USHP
211379756 | Central HP <5.4 tons | YORK | HRCU-A-CB (Split System: Heat Pump with Remote Outdoor Unit-Air-Source) | HMH72B341 |  |  | XAFD48FXXN1+TXV | YPLC100C16MP13 | 34000 | 16.5 | 8.5 | 33000 | 24400 | 73.94% | 2.1 | 0 | 9 |  |  |  |  | R-410A | 2.8333 | Residential & Commercial | USHP
211379822 | Central HP <5.4 tons | YORK | HRCU-A-CB (Split System: Heat Pump with Remote Outdoor Unit-Air-Source) | HMH72B341 |  |  | XAUC48FXXN1+TXV | TPLC100C16MP13 | 34000 | 16.5 | 8.5 | 33200 | 24400 | 73.49% | 2.1 | 0 | 9 |  |  |  |  | R-410A | 2.8333 | Residential & Commercial | USHP
211379974 | Central HP <5.4 tons | YORK | HRCU-A-CB (Split System: Heat Pump with Remote Outdoor Unit-Air-Source) | HMH72B341 |  |  | XAFC48FBCN1 | TMLE100C16MP11 | 33600 | 17 | 8.5 | 32400 | 23600 | 72.84% | 2.06 | 0 | 9.5 |  |  |  |  | R-410A | 2.8 | Residential & Commercial | USHP
211380022 | Central HP <5.4 tons | YORK | HRCU-A-CB (Split System: Heat Pump with Remote Outdoor Unit-Air-Source) | HMH72B341 |  |  | XAHC48FXXN1+TXV | TM8E080C16MP11 | 32800 | 16.5 | 8.5 | 31600 | 23000 | 72.78% | 2.04 | 0 | 9.5 |  |  |  |  | R-410A | 2.7333 | Residential & Commercial | USHP
211380189 | Central HP <5.4 tons | YORK | HRCU-A-CB (Split System: Heat Pump with Remote Outdoor Unit-Air-Source) | HMH72B341 |  |  | XAHC48FXXN1+TXV | TL8E080C16UH11 | 33600 | 16.5 | 8.1 | 32600 | 24200 | 74.23% | 2.04 | 0 | 9 |  |  |  |  | R-410A | 2.8 | Residential & Commercial | USHP
211378552 | Central HP <5.4 tons | YORK | HRCU-A-CB (Split System: Heat Pump with Remote Outdoor Unit-Air-Source) | HMH72B341 |  |  | XAHB36DBCN1 | TM8E100B12MP11 | 33200 | 17.5 | 8.1 | 33000 | 23400 | 70.91% | 2.02 | 0 | 9.5 |  |  |  |  | R-410A | 2.7667 | Residential & Commercial | USHP
216682586 | Central HP <5.4 tons | BRYANT HEATING AND COOLING SYSTEMS | HRCU-A-CB (Split System: Heat Pump with Remote Outdoor Unit-Air-Source) | 38MURAQ36AB3* |  |  | CAP**4821AL* | 927TA66100V21*** | 35800 | 16.5 | 9 | 37400 | 34200 | 91.44% | 1.94 | 0 | 10 |  |  |  |  | R-410A | 2.9833 | Residential & Commercial | USHP | Ducted CEE Tier 1
207436515 | Central HP <5.4 tons | LENNOX | HRCU-A-CB (Split System: Heat Pump with Remote Outdoor Unit-Air-Source) | SL25XPV-048-230A** |  |  | C35-49C+TDR+TXV | SL280UH080NV60C* | 45500 | 20.6 | 8.9 | 44000 | 35800 | 81.36% | 1.78 | 12.5 | 12.3 |  |  |  |  | R-410A | 3.7917 | Residential & Commercial | USHP | Ducted CEE Tier 1
216051239 | Central HP <5.4 tons | SURE | HRCU-A-CB (Split System: Heat Pump with Remote Outdoor Unit-Air-Source) | SP19AY36AJVC |  |  | TCFY3621MEAAM | S97MV0855A21DH | 34200 | 21 | 10 | 34200 | 29400 | 85.96% | 2 | 0 | 12 |  |  |  |  | R-454B | 2.85 | Residential & Commercial | USHP | Ducted CEE Tier 1
216051241 | Central HP <5.4 tons | SURE | HRCU-A-CB (Split System: Heat Pump with Remote Outdoor Unit-Air-Source) | SP19AY36AJVC |  |  | TCFY3621MEAAM | S97MV0603A17DH | 34200 | 21 | 10 | 34200 | 29600 | 86.55% | 2 | 0 | 12 |  |  |  |  | R-454B | 2.85 | Residential & Commercial | USHP | Ducted CEE Tier 1
207436168 | Central HP <5.4 tons | LENNOX | HRCU-A-CB (Split System: Heat Pump with Remote Outdoor Unit-Air-Source) | SL25XPV-024-230A** |  |  | CH35-42B+TDR+TXV | EL296UH045XV36B* | 22800 | 22.6 | 9.5 | 21200 | 20000 | 94.34% | 1.96 | 15.5 | 14.5 |  |  |  |  | R-410A | 1.9 | Residential & Commercial | USHP | Ducted CEE Tier 1
207436204 | Central HP <5.4 tons | LENNOX | HRCU-A-CB (Split System: Heat Pump with Remote Outdoor Unit-Air-Source) | SL25XPV-024-230A** |  |  | CHX35-42C-**-*+TDR | EL296UH090XV48C* | 22200 | 21.4 | 9.4 | 21400 | 20000 | 93.46% | 1.9 | 15.5 | 14.5 |  |  |  |  | R-410A | 1.85 | Residential & Commercial | USHP | Ducted CEE Tier 1
216891232 | Central HP <5.4 tons | SURE | HRCU-A-C (Split System: Heat Pump with Remote Outdoor Unit with No Indoor Fan --Air Source) | RD18AY48AJVC |  |  | TCFY4824STANM+RXMD-C03 | 0 | 40500 | 15.2 | 8.1 | 40500 | 38000 | 93.83% | 2 | 0 | 10 |  |  |  |  | R-454B | 3.375 | Residential & Commercial | USHP | Ducted CEE Tier 1
216051210 | Central HP <5.4 tons | SURE | HRCU-A-CB (Split System: Heat Pump with Remote Outdoor Unit-Air-Source) | SP19AY24AJVC |  |  | TCFY2421HEAAM | S97MV1005A21DH | 22800 | 20 | 8.5 | 22800 | 18400 | 80.7% | 1.8 | 0 | 12 |  |  |  |  | R-454B | 1.9 | Residential & Commercial | USHP | Ducted CEE Tier 1
216505876 | Central HP <5.4 tons | Panasonic | HRCU-A-CB (Split System: Heat Pump with Remote Outdoor Unit-Air-Source) | CU-M36BAHU |  |  | CS-HM36BAHU | 0 | 36000 | 16.1 | 8.7 | 36000 | 27000 | 75% | 2 | 0 | 10 |  |  |  |  | R-454B | 3 | Residential & Commercial | USHP | Ducted CEE Tier 1
216820772 | Central HP <5.4 tons | SURE | HRCU-A-CB (Split System: Heat Pump with Remote Outdoor Unit-Air-Source) | RD18AY24AJVC |  |  | TCFY2421MTANM | S962V0703A17M4 | 21000 | 17 | 8.1 | 21000 | 17000 | 80.95% | 1.9 | 0 | 10 |  |  |  |  | R-454B | 1.75 | Residential & Commercial | USHP | Ducted CEE Tier 1
216820995 | Central HP <5.4 tons | SURE | HRCU-A-CB (Split System: Heat Pump with Remote Outdoor Unit-Air-Source) | RD18AY48AJVC |  |  | TCFY4821STANM | S802V0755A21UH | 41000 | 18 | 8.1 | 41000 | 37600 | 91.71% | 2.1 | 0 | 10 |  |  |  |  | R-454B | 3.4167 | Residential & Commercial | USHP | Ducted CEE Tier 1
216821015 | Central HP <5.4 tons | SURE | HRCU-A-CB (Split System: Heat Pump with Remote Outdoor Unit-Air-Source) | RD18AY48AJVC |  |  | TCFY4824STANM | S802V0755A21UH | 41000 | 18 | 8.1 | 41000 | 37600 | 91.71% | 2.1 | 0 | 10 |  |  |  |  | R-454B | 3.4167 | Residential & Commercial | USHP | Ducted CEE Tier 1
211230066 | Central HP <5.4 tons | HEIL | HRCU-A-CB (Split System: Heat Pump with Remote Outdoor Unit-Air-Source) | DLCURAH36ABK |  |  | EN(A,D,W)4X48L21** | *80VTL0701716A* | 36000 | 16 | 8.1 | 38500 | 34800 | 90.39% | 2.02 | 0 | 10 |  |  |  |  | R-410A | 3 | Residential & Commercial | USHP | Ducted CEE Tier 1
213372393 | Central HP <5.4 tons | SURE | HRCU-A-CB (Split System: Heat Pump with Remote Outdoor Unit-Air-Source) | SP18AZ60AJVC |  |  | TCFZ6021SEAAM | S951V1005A21UHU | 52500 | 18 | 8.1 | 52500 | 50500 | 96.19% | 1.9 | 0 | 10 |  |  |  |  | R-410A | 4.375 | Residential & Commercial | USHP | Ducted CEE Tier 1
206766870 | Central HP <5.4 tons | TEMPSTAR | HRCU-A-CB (Split System: Heat Pump with Remote Outdoor Unit-Air-Source) | TVH825GKA3* |  |  | EHD4X30AAL+WALLCON | *80CTL0701412A* | 23800 | 16 | 8.1 | 21800 | 16700 | 76.61% | 1.98 | 11 | 10.5 |  |  |  |  | R-410A | 1.9833 | Residential & Commercial | USHP | Ducted CEE Tier 1
216760304 | Central HP <5.4 tons | Stelpro | HRCU-A-C (Split System: Heat Pump with Remote Outdoor Unit with No Indoor Fan --Air Source) | SDB1-H30A-O |  |  | SACB1-H36A1724-I | 0 | 29000 | 16 | 9.5 | 32000 | 32000 | 100% | 1.85 | 0 | 10 |  |  |  |  | R-454B | 2.4167 | Residential & Commercial | USHP | Ducted CEE Tier 1
216682460 | Central HP <5.4 tons | DAY & NIGHT | HRCU-A-CB (Split System: Heat Pump with Remote Outdoor Unit-Air-Source) | DLCURAH18ABK |  |  | EHD4X30AAL | *97VTN1002120A* | 17700 | 15.5 | 8.5 | 18200 | 18000 | 98.9% | 1.94 | 0 | 10.5 |  |  |  |  | R-410A | 1.475 | Residential & Commercial | USHP | Ducted CEE Tier 1
216678757 | Central HP <5.4 tons | DAY & NIGHT | HRCU-A-CB (Split System: Heat Pump with Remote Outdoor Unit-Air-Source) | DLCURAH36ABK |  |  | EHD4X36AAL | *97VTN0601716A* | 35600 | 15.2 | 8.5 | 38500 | 34600 | 89.87% | 1.8 | 0 | 9.5 |  |  |  |  | R-410A | 2.9667 | Residential & Commercial | USHP
216892068 | Central HP <5.4 tons | SURE | HRCU-A-C (Split System: Heat Pump with Remote Outdoor Unit with No Indoor Fan --Air Source) | RD18AY36AJVC |  |  | TCFY3621STANM+RXMD-C04 | 0 | 31000 | 15.2 | 8.1 | 31000 | 28000 | 90.32% | 1.9 | 0 | 11.7 |  |  |  |  | R-454B | 2.5833 | Residential & Commercial | USHP | Ducted CEE Tier 1
214396387 | Central HP <5.4 tons | LUXAIRE | HRCU-A-CB (Split System: Heat Pump with Remote Outdoor Unit-Air-Source) | HH836E2S11 |  |  | CTM36C5CDS1 | TM9Y100C16MP11 | 33200 | 18 | 9 | 31000 | 25200 | 81.29% | 2 | 0 | 11 |  |  |  |  | R-454B | 2.7667 | Residential & Commercial | USHP | Ducted CEE Tier 1
216785499 | Central HP <5.4 tons | LUXAIRE | HRCU-A-CB (Split System: Heat Pump with Remote Outdoor Unit-Air-Source) | HH836E2S11 |  |  | CTM36C5CDS1 | Z8ES100C20LMPS1 | 34400 | 18 | 8.5 | 32000 | 26200 | 81.88% | 2 | 0 | 11 |  |  |  |  | R-454B | 2.8667 | Residential & Commercial | USHP | Ducted CEE Tier 1
214567596 | Central HP <5.4 tons | Willis | HRCU-A-C (Split System: Heat Pump with Remote Outdoor Unit with No Indoor Fan --Air Source) | FLEX24/36KUH |  |  | CC24V1 | 0 | 23000 | 15.2 | 8.5 | 24000 | 21600 | 90% | 1.8 | 0 | 11 |  |  |  |  | R-410A | 1.9167 | Residential & Commercial | USHP | Ducted CEE Tier 1
213872272 | Central HP <5.4 tons | AMANA | HRCU-A-CB (Split System: Heat Pump with Remote Outdoor Unit-Air-Source) | ASZS60481EA* |  |  | CA*EA6030*4A* | A*VC961005CNB* | 44000 | 17 | 8.5 | 44000 | 31000 | 70.45% | 2 | 0 | 10 |  |  |  |  | R-410A | 3.6667 | Residential & Commercial | USHP | Ducted CEE Tier 1
214075589 | Central HP <5.4 tons | SURE | HRCU-A-CB (Split System: Heat Pump with Remote Outdoor Unit-Air-Source) | RD17AZ24AJ3N |  |  | TCFZ2417MTANM | S801V0504A17UHN | 22600 | 17 | 9.5 | 22600 | 16900 | 74.78% | 2 | 0 | 11.2 |  |  |  |  | R-410A | 1.8833 | Residential & Commercial | USHP | Ducted CEE Tier 1
214075591 | Central HP <5.4 tons | SURE | HRCU-A-CB (Split System: Heat Pump with Remote Outdoor Unit-Air-Source) | RD17AZ24AJ3N |  |  | TCFZ2417MTANM | S802VA075317M | 22600 | 18 | 9.5 | 22600 | 16800 | 74.34% | 2.1 | 0 | 11.2 |  |  |  |  | R-410A | 1.8833 | Residential & Commercial | USHP | Ducted CEE Tier 1
215935115 | Central HP <5.4 tons | BRYANT HEATING AND COOLING SYSTEMS | HRCU-A-CB (Split System: Heat Pump with Remote Outdoor Unit-Air-Source) | 293VAN036**AA* |  |  | CVAMA4921XMA*+UI | 987MC66100C21*** | 35600 | 22 | 8.5 | 38000 | 28600 | 75.26% | 2.02 | 0 | 12.5 |  |  |  |  | R-454B | 2.9667 | Residential & Commercial | USHP | Ducted CEE Tier 1
216643607 | Central HP <5.4 tons | TEMPSTAR | HRCU-A-CB (Split System: Heat Pump with Remote Outdoor Unit-Air-Source) | D5CUHAH18AAK |  |  | EA*5X24M17A* | *80MSU0601716A* | 17800 | 15.2 | 10 | 20600 | 18500 | 89.81% | 1.98 | 0 | 11 |  |  |  |  | R-454B | 1.4833 | Residential & Commercial | USHP | Ducted CEE Tier 1
211378636 | Central HP <5.4 tons | YORK | HRCU-A-CB (Split System: Heat Pump with Remote Outdoor Unit-Air-Source) | HMH72B341 |  |  | XAFC36DBCN1 | TMLE080C16MP11 | 34000 | 17 | 8.5 | 33600 | 23600 | 70.24% | 2.08 | 0 | 10 |  |  |  |  | R-410A | 2.8333 | Residential & Commercial | USHP | Ducted CEE Tier 1
211378703 | Central HP <5.4 tons | YORK | HRCU-A-CB (Split System: Heat Pump with Remote Outdoor Unit-Air-Source) | HMH72B341 |  |  | XAUB36DXXN1+TXV | TM8E080B12MP11 | 34000 | 18 | 8.1 | 34000 | 24400 | 71.76% | 2.06 | 0 | 9.5 |  |  |  |  | R-410A | 2.8333 | Residential & Commercial | USHP
211378718 | Central HP <5.4 tons | YORK | HRCU-A-CB (Split System: Heat Pump with Remote Outdoor Unit-Air-Source) | HMH72B341 |  |  | XAUB30CXXN1+TXV | TM8E080B12MP11 | 32800 | 17.5 | 8.1 | 34000 | 23800 | 70% | 2.02 | 0 | 9.5 |  |  |  |  | R-410A | 2.7333 | Residential & Commercial | USHP
211378736 | Central HP <5.4 tons | YORK | HRCU-A-CB (Split System: Heat Pump with Remote Outdoor Unit-Air-Source) | HMH72B341 |  |  | XAHB30CXXN1+TXV | TMLE060A12MP11 | 32000 | 17 | 8.1 | 32800 | 23000 | 70.12% | 1.98 | 0 | 9.5 |  |  |  |  | R-410A | 2.6667 | Residential & Commercial | USHP
211378769 | Central HP <5.4 tons | YORK | HRCU-A-CB (Split System: Heat Pump with Remote Outdoor Unit-Air-Source) | HMH72B341 |  |  | XAHB36DXXN1+TXV | TMLE040A12MP11 | 33200 | 17.5 | 8.1 | 33000 | 23200 | 70.3% | 2.02 | 0 | 9.5 |  |  |  |  | R-410A | 2.7667 | Residential & Commercial | USHP
211378787 | Central HP <5.4 tons | YORK | HRCU-A-CB (Split System: Heat Pump with Remote Outdoor Unit-Air-Source) | HMH72B341 |  |  | XAFB36DXXN1+TXV | TMLE040A12MP11 | 34000 | 18 | 8.1 | 33600 | 23800 | 70.83% | 2.06 | 0 | 10 |  |  |  |  | R-410A | 2.8333 | Residential & Commercial | USHP | Ducted CEE Tier 1
211378838 | Central HP <5.4 tons | YORK | HRCU-A-CB (Split System: Heat Pump with Remote Outdoor Unit-Air-Source) | HMH72B341 |  |  | XAFC36DXXN1+TXV | TL9E080C16UH11 | 34000 | 17.5 | 8.1 | 34000 | 24400 | 71.76% | 2.1 | 0 | 9.5 |  |  |  |  | R-410A | 2.8333 | Residential & Commercial | USHP
207436516 | Central HP <5.4 tons | LENNOX | HRCU-A-CB (Split System: Heat Pump with Remote Outdoor Unit-Air-Source) | SL25XPV-048-230A** |  |  | C35-49C+TDR+TXV | SL280UH090V60C* | 45500 | 20 | 8.9 | 43500 | 35600 | 81.84% | 1.8 | 12.5 | 12.4 |  |  |  |  | R-410A | 3.7917 | Residential & Commercial | USHP | Ducted CEE Tier 1
207436531 | Central HP <5.4 tons | LENNOX | HRCU-A-CB (Split System: Heat Pump with Remote Outdoor Unit-Air-Source) | SL25XPV-048-230A** |  |  | C35-60C+TDR+TXV | SL280UH090V60C* | 46000 | 20.8 | 9.5 | 43500 | 35800 | 82.3% | 1.92 | 12.5 | 12.5 |  |  |  |  | R-410A | 3.8333 | Residential & Commercial | USHP | Ducted CEE Tier 1
207436532 | Central HP <5.4 tons | LENNOX | HRCU-A-CB (Split System: Heat Pump with Remote Outdoor Unit-Air-Source) | SL25XPV-048-230A** |  |  | C35-60C+TDR+TXV | SL280UH090XV60C* | 46000 | 20.8 | 9.5 | 43500 | 35800 | 82.3% | 1.92 | 12.5 | 12.5 |  |  |  |  | R-410A | 3.8333 | Residential & Commercial | USHP | Ducted CEE Tier 1
207436549 | Central HP <5.4 tons | LENNOX | HRCU-A-CB (Split System: Heat Pump with Remote Outdoor Unit-Air-Source) | SL25XPV-048-230A** |  |  | CH35-51C+TDR+TXV | SL280UH100NV60C* | 45000 | 20.8 | 9.2 | 45500 | 37400 | 82.2% | 1.82 | 13 | 12.4 |  |  |  |  | R-410A | 3.75 | Residential & Commercial | USHP | Ducted CEE Tier 1
207436583 | Central HP <5.4 tons | LENNOX | HRCU-A-CB (Split System: Heat Pump with Remote Outdoor Unit-Air-Source) | SL25XPV-048-230A** |  |  | CR33-50/60+TDR+TXV | SLP99DF090XV48C* | 45000 | 20.6 | 9.1 | 44000 | 35600 | 80.91% | 1.84 | 12 | 11.7 |  |  |  |  | R-410A | 3.75 | Residential & Commercial | USHP | Ducted CEE Tier 1
207436599 | Central HP <5.4 tons | LENNOX | HRCU-A-CB (Split System: Heat Pump with Remote Outdoor Unit-Air-Source) | SL25XPV-048-230A** |  |  | CX35-49C+TDR | SLP99UH090XV60C* | 45500 | 20 | 8.9 | 44000 | 36000 | 81.82% | 1.78 | 12 | 12 |  |  |  |  | R-410A | 3.7917 | Residential & Commercial | USHP | Ducted CEE Tier 1
207436600 | Central HP <5.4 tons | LENNOX | HRCU-A-CB (Split System: Heat Pump with Remote Outdoor Unit-Air-Source) | SL25XPV-048-230A** |  |  | CX35-49C+TDR | SLP99UH110XV60C* | 45500 | 20 | 8.9 | 44000 | 35800 | 81.36% | 1.78 | 12 | 12 |  |  |  |  | R-410A | 3.7917 | Residential & Commercial | USHP | Ducted CEE Tier 1
214573537 | Central HP <5.4 tons | TEMPSTAR | HRCU-A-CB (Split System: Heat Pump with Remote Outdoor Unit-Air-Source) | TVH837GKA** |  |  | EN(A,D)4X48L24**+WALLCON | *97CMN0802120B* | 32400 | 17.5 | 8.5 | 32800 | 24800 | 75.61% | 1.96 | 0 | 11.5 |  |  |  |  | R-410A | 2.7 | Residential & Commercial | USHP | Ducted CEE Tier 1
214395393 | Central HP <5.4 tons | LUXAIRE | HRCU-A-CB (Split System: Heat Pump with Remote Outdoor Unit-Air-Source) | HH860E2S11 |  |  | JHC48C5CG2SS1 | 0 | 46000 | 19 | 9 | 46000 | 34000 | 73.91% | 2.1 | 0 | 12 |  |  |  |  | R-454B | 3.8333 | Residential & Commercial | USHP | Ducted CEE Tier 1
216891948 | Central HP <5.4 tons | SURE | HRCU-A-CB (Split System: Heat Pump with Remote Outdoor Unit-Air-Source) | RD18AY36AJVC |  |  | TCFY3617STANM | S801V0754A17DZ | 31400 | 19 | 8.5 | 31400 | 27600 | 87.9% | 1.9 | 0 | 12 |  |  |  |  | R-454B | 2.6167 | Residential & Commercial | USHP | Ducted CEE Tier 1
216891957 | Central HP <5.4 tons | SURE | HRCU-A-CB (Split System: Heat Pump with Remote Outdoor Unit-Air-Source) | RD18AY36AJVC |  |  | TCFY3621STANM | S921V0603A17M4 | 31200 | 18 | 8.5 | 31200 | 27800 | 89.1% | 1.9 | 0 | 12 |  |  |  |  | R-454B | 2.6 | Residential & Commercial | USHP | Ducted CEE Tier 1
216892000 | Central HP <5.4 tons | SURE | HRCU-A-CB (Split System: Heat Pump with Remote Outdoor Unit-Air-Source) | RD18AY36AJVC |  |  | TCFY3621STANM | S951V0403A17UH | 31200 | 18 | 8.5 | 31200 | 28000 | 89.74% | 1.9 | 0 | 11.7 |  |  |  |  | R-454B | 2.6 | Residential & Commercial | USHP | Ducted CEE Tier 1
216892043 | Central HP <5.4 tons | SURE | HRCU-A-CB (Split System: Heat Pump with Remote Outdoor Unit-Air-Source) | RD18AY36AJVC |  |  | TCFY3624MTANM | S801V0755A21DZ | 32600 | 19 | 10 | 32600 | 27800 | 85.28% | 2.1 | 0 | 12 |  |  |  |  | R-454B | 2.7167 | Residential & Commercial | USHP | Ducted CEE Tier 1
207436544 | Central HP <5.4 tons | LENNOX | HRCU-A-CB (Split System: Heat Pump with Remote Outdoor Unit-Air-Source) | SL25XPV-048-230A** |  |  | CH35-51C+TDR+TXV | EL296UH110XV48C* | 44500 | 20.6 | 9.2 | 45500 | 37600 | 82.64% | 1.8 | 12.5 | 12.2 |  |  |  |  | R-410A | 3.7083 | Residential & Commercial | USHP | Ducted CEE Tier 1
207436546 | Central HP <5.4 tons | LENNOX | HRCU-A-CB (Split System: Heat Pump with Remote Outdoor Unit-Air-Source) | SL25XPV-048-230A** |  |  | CH35-51C+TDR+TXV | SL280UH080NV60C* | 45000 | 20.8 | 9.2 | 45500 | 37400 | 82.2% | 1.82 | 12.5 | 12.5 |  |  |  |  | R-410A | 3.75 | Residential & Commercial | USHP | Ducted CEE Tier 1
207436555 | Central HP <5.4 tons | LENNOX | HRCU-A-CB (Split System: Heat Pump with Remote Outdoor Unit-Air-Source) | SL25XPV-048-230A** |  |  | CH35-51C+TDR+TXV | SLP99UH090XV60C* | 44500 | 20 | 9.2 | 45500 | 37400 | 82.2% | 1.8 | 12 | 12 |  |  |  |  | R-410A | 3.7083 | Residential & Commercial | USHP | Ducted CEE Tier 1
207436560 | Central HP <5.4 tons | LENNOX | HRCU-A-CB (Split System: Heat Pump with Remote Outdoor Unit-Air-Source) | SL25XPV-048-230A** |  |  | CHX35-51/61C-**-*+TDR | EL296UH090XV48C* | 44500 | 20.6 | 9.2 | 45500 | 37600 | 82.64% | 1.8 | 12 | 12 |  |  |  |  | R-410A | 3.7083 | Residential & Commercial | USHP | Ducted CEE Tier 1
206767496 | Central HP <5.4 tons | TEMPSTAR | HRCU-A-CB (Split System: Heat Pump with Remote Outdoor Unit-Air-Source) | TVH825GKA3* |  |  | EA*4X36L17A*+WALLCON | *95CSU0601716A* | 23400 | 16.5 | 8.1 | 21600 | 16800 | 77.78% | 1.92 | 11 | 10.5 |  |  |  |  | R-410A | 1.95 | Residential & Commercial | USHP | Ducted CEE Tier 1
211378105 | Central HP <5.4 tons | YORK | HRCU-A-CB (Split System: Heat Pump with Remote Outdoor Unit-Air-Source) | HMH72B341 |  |  | XAUB36DXXN1+TXV | TM8Y060A12MP11 | 33800 | 18 | 8.1 | 33400 | 23400 | 70.06% | 2.04 | 0 | 10 |  |  |  |  | R-410A | 2.8167 | Residential & Commercial | USHP | Ducted CEE Tier 1
211378221 | Central HP <5.4 tons | YORK | HRCU-A-CB (Split System: Heat Pump with Remote Outdoor Unit-Air-Source) | HMH72B341 |  |  | XAFC30CXXN1+TXV | TPLC080C16MP13 | 33000 | 17.5 | 8.5 | 33000 | 23200 | 70.3% | 2.04 | 0 | 9.5 |  |  |  |  | R-410A | 2.75 | Residential & Commercial | USHP
211378248 | Central HP <5.4 tons | YORK | HRCU-A-CB (Split System: Heat Pump with Remote Outdoor Unit-Air-Source) | HMH72B341 |  |  | XAHC36DBCN1 | YPLC080B12MP13 | 32800 | 16.5 | 8.1 | 32800 | 23200 | 70.73% | 1.98 | 0 | 9.5 |  |  |  |  | R-410A | 2.7333 | Residential & Commercial | USHP
210474538 | Central HP <5.4 tons | HEIL | HRCU-A-CB (Split System: Heat Pump with Remote Outdoor Unit-Air-Source) | HVH825GKA3* |  |  | EHD4X48AAL+WALLCON | *96CTN0601714A* | 24200 | 16 | 8.1 | 21400 | 16700 | 78.04% | 2 | 0 | 10.5 |  |  |  |  | R-410A | 2.0167 | Residential & Commercial | USHP | Ducted CEE Tier 1
212972716 | Central HP <5.4 tons | COMFORTMAKER | HRCU-A-CB (Split System: Heat Pump with Remote Outdoor Unit-Air-Source) | DLCURAH18ABK |  |  | EA*4X30L17A* | *96VSN0401410B* | 17400 | 16 | 8.5 | 18000 | 18800 | 104.4% | 2.24 | 0 | 10.5 |  |  |  |  | R-410A | 1.45 | Residential & Commercial | USHP | Ducted CEE Tier 1
212973386 | Central HP <5.4 tons | COMFORTMAKER | HRCU-A-CB (Split System: Heat Pump with Remote Outdoor Unit-Air-Source) | DLCURAH18ABK |  |  | EN(A,D)4X30L14** | *96VSN0601412B* | 17400 | 16 | 8.1 | 18000 | 18700 | 103.9% | 2.24 | 0 | 11 |  |  |  |  | R-410A | 1.45 | Residential & Commercial | USHP | Ducted CEE Tier 1
216892040 | Central HP <5.4 tons | SURE | HRCU-A-CB (Split System: Heat Pump with Remote Outdoor Unit-Air-Source) | RD18AY36AJVC |  |  | TCFY3624MTANM | S962V0705A21M4 | 32400 | 18 | 10 | 32400 | 28000 | 86.42% | 2.1 | 0 | 12 |  |  |  |  | R-454B | 2.7 | Residential & Commercial | USHP | Ducted CEE Tier 1
216892067 | Central HP <5.4 tons | SURE | HRCU-A-C (Split System: Heat Pump with Remote Outdoor Unit with No Indoor Fan --Air Source) | RD18AY36AJVC |  |  | TCFY3617STANM+RXMD-C04 | 0 | 31000 | 15.2 | 8.1 | 31000 | 28000 | 90.32% | 1.9 | 0 | 11.7 |  |  |  |  | R-454B | 2.5833 | Residential & Commercial | USHP | Ducted CEE Tier 1
207709026 | Central HP <5.4 tons | AMERICAN STANDARD | HRCU-A-CB (Split System: Heat Pump with Remote Outdoor Unit-Air-Source) | 4A6V0X60A1 |  |  | TEM8A0C48V41+TDR | 0 | 54000 | 19.5 | 8.5 | 51000 | 37000 | 72.55% | 1.84 | 12.25 | 12 |  |  |  |  | R-410A | 4.5 | Residential & Commercial | USHP | Ducted CEE Tier 1
212978757 | Central HP <5.4 tons | COMFORTMAKER | HRCU-A-CB (Split System: Heat Pump with Remote Outdoor Unit-Air-Source) | DLCURAH18ABK |  |  | EA*4X24L17A* | *80MS(N,L)0701712A* | 17500 | 16.5 | 8.5 | 18400 | 19500 | 106% | 2.34 | 0 | 10.5 |  |  |  |  | R-410A | 1.4583 | Residential & Commercial | USHP | Ducted CEE Tier 1
206765707 | Central HP <5.4 tons | TEMPSTAR | HRCU-A-CB (Split System: Heat Pump with Remote Outdoor Unit-Air-Source) | TVH825GKA3* |  |  | EA*4X36L17A*+WALLCON | *80CTL0701412A* | 23600 | 17 | 8.1 | 21400 | 16600 | 77.57% | 1.94 | 11 | 11 |  |  |  |  | R-410A | 1.9667 | Residential & Commercial | USHP | Ducted CEE Tier 1
206767077 | Central HP <5.4 tons | TEMPSTAR | HRCU-A-CB (Split System: Heat Pump with Remote Outdoor Unit-Air-Source) | TVH825GKA3* |  |  | EA*4X24L17A*+WALLCON | *80CSU0401712A* | 23200 | 16.5 | 8.1 | 22000 | 16700 | 75.91% | 1.9 | 11 | 10.5 |  |  |  |  | R-410A | 1.9333 | Residential & Commercial | USHP | Ducted CEE Tier 1
210470954 | Central HP <5.4 tons | HEIL | HRCU-A-CB (Split System: Heat Pump with Remote Outdoor Unit-Air-Source) | HVH837GKA2* |  |  | EN(A,D,W)4X60L24**+WALLCON | *97CMN1002122A* | 32800 | 18 | 8.1 | 32200 | 24600 | 76.4% | 1.98 | 0 | 12 |  |  |  |  | R-410A | 2.7333 | Residential & Commercial | USHP | Ducted CEE Tier 1
214574607 | Central HP <5.4 tons | TEMPSTAR | HRCU-A-CB (Split System: Heat Pump with Remote Outdoor Unit-Air-Source) | TVH837GKA2* |  |  | EN(A,D,W)4X48L21**+WALLCON | *97CMN0602120B* | 32200 | 17 | 8.1 | 33000 | 25000 | 75.76% | 1.94 | 0 | 11.5 |  |  |  |  | R-410A | 2.6833 | Residential & Commercial | USHP | Ducted CEE Tier 1
216621498 | Central HP <5.4 tons | Panasonic | HRCU-A-C (Split System: Heat Pump with Remote Outdoor Unit with No Indoor Fan --Air Source) | CU-HM30BAHU |  |  | CS-HM36BAAU1 | 0 | 30000 | 15.3 | 9.3 | 32000 | 30400 | 95% | 1.78 | 0 | 10 |  |  |  |  | R-454B | 2.5 | Residential & Commercial | USHP | Ducted CEE Tier 1
211239684 | Central HP <5.4 tons | CARRIER | HRCU-A-CB (Split System: Heat Pump with Remote Outdoor Unit-Air-Source) | 38MURAQ24AB3* |  |  | CAP**2417AL* | 59SC5B060E14**12 | 24000 | 15.5 | 8.5 | 27200 | 23600 | 86.76% | 1.92 | 0 | 10 |  |  |  |  | R-410A | 2 | Residential & Commercial | USHP | Ducted CEE Tier 1
211239818 | Central HP <5.4 tons | CARRIER | HRCU-A-CB (Split System: Heat Pump with Remote Outdoor Unit-Air-Source) | 38MURAQ24AB3* |  |  | CAP**3617AL* | 58SP*A045V17**16 | 24200 | 16.5 | 8.5 | 26200 | 22600 | 86.26% | 1.86 | 0 | 10 |  |  |  |  | R-410A | 2.0167 | Residential & Commercial | USHP | Ducted CEE Tier 1
211239870 | Central HP <5.4 tons | CARRIER | HRCU-A-CB (Split System: Heat Pump with Remote Outdoor Unit-Air-Source) | 38MURAQ24AB3* |  |  | CAP**3621AL* | 59SU5A060E17**16 | 24400 | 17 | 8.5 | 26200 | 22400 | 85.5% | 1.86 | 0 | 10 |  |  |  |  | R-410A | 2.0333 | Residential & Commercial | USHP | Ducted CEE Tier 1
211239884 | Central HP <5.4 tons | CARRIER | HRCU-A-CB (Split System: Heat Pump with Remote Outdoor Unit-Air-Source) | 38MURAQ24AB3* |  |  | CAP**3621AL* | 58S(B,C)*A070E17**12 | 23400 | 17 | 8.5 | 25600 | 23600 | 92.19% | 1.98 | 0 | 10 |  |  |  |  | R-410A | 1.95 | Residential & Commercial | USHP | Ducted CEE Tier 1
211239893 | Central HP <5.4 tons | CARRIER | HRCU-A-CB (Split System: Heat Pump with Remote Outdoor Unit-Air-Source) | 38MURAQ24AB3* |  |  | CAP**3621AL* | 59SC5B060E17**14 | 24800 | 16 | 8.5 | 26600 | 22000 | 82.71% | 1.82 | 0 | 10 |  |  |  |  | R-410A | 2.0667 | Residential & Commercial | USHP | Ducted CEE Tier 1
211239916 | Central HP <5.4 tons | CARRIER | HRCU-A-CB (Split System: Heat Pump with Remote Outdoor Unit-Air-Source) | 38MURAQ24AB3* |  |  | CAP**3717AL* | 58SU*A040E17**12 | 24400 | 17.5 | 8.5 | 25400 | 21800 | 85.83% | 1.82 | 0 | 10.5 |  |  |  |  | R-410A | 2.0333 | Residential & Commercial | USHP | Ducted CEE Tier 1
211239927 | Central HP <5.4 tons | CARRIER | HRCU-A-CB (Split System: Heat Pump with Remote Outdoor Unit-Air-Source) | 38MURAQ24AB3* |  |  | CAP**3717AL* | 59TP6B060V14**12 | 24000 | 16.5 | 8.5 | 25200 | 22000 | 87.3% | 1.84 | 0 | 10 |  |  |  |  | R-410A | 2 | Residential & Commercial | USHP | Ducted CEE Tier 1
211239952 | Central HP <5.4 tons | CARRIER | HRCU-A-CB (Split System: Heat Pump with Remote Outdoor Unit-Air-Source) | 38MURAQ24AB3* |  |  | CAP**3721AL* | 59SP6A040V17**12 | 24000 | 16 | 8.1 | 25000 | 21600 | 86.4% | 1.8 | 0 | 10 |  |  |  |  | R-410A | 2 | Residential & Commercial | USHP | Ducted CEE Tier 1
211240000 | Central HP <5.4 tons | CARRIER | HRCU-A-CB (Split System: Heat Pump with Remote Outdoor Unit-Air-Source) | 38MURAQ24AB3* |  |  | CNPV*2414AL* | 58TP*A045V14**12 | 23800 | 16 | 8.5 | 26800 | 23200 | 86.57% | 1.92 | 0 | 10 |  |  |  |  | R-410A | 1.9833 | Residential & Commercial | USHP | Ducted CEE Tier 1
211240011 | Central HP <5.4 tons | CARRIER | HRCU-A-CB (Split System: Heat Pump with Remote Outdoor Unit-Air-Source) | 38MURAQ24AB3* |  |  | CNPV*2417AL* | 58SP*A045V14**12 | 23800 | 16 | 8.5 | 26800 | 23200 | 86.57% | 1.9 | 0 | 10 |  |  |  |  | R-410A | 1.9833 | Residential & Commercial | USHP | Ducted CEE Tier 1
211240018 | Central HP <5.4 tons | CARRIER | HRCU-A-CB (Split System: Heat Pump with Remote Outdoor Unit-Air-Source) | 38MURAQ24AB3* |  |  | CNPV*2417AL* | 59SU5A040E17**12 | 23200 | 16.5 | 8.5 | 26400 | 24400 | 92.42% | 2.04 | 0 | 10 |  |  |  |  | R-410A | 1.9333 | Residential & Commercial | USHP | Ducted CEE Tier 1
206771153 | Central HP <5.4 tons | TEMPSTAR | HRCU-A-CB (Split System: Heat Pump with Remote Outdoor Unit-Air-Source) | TVH837GKA2* |  |  | EA*4X36L21A*+WALLCON | *80CTL0901716A* | 31600 | 17.5 | 8.1 | 33000 | 24200 | 73.33% | 1.86 | 11.5 | 11.5 |  |  |  |  | R-410A | 2.6333 | Residential & Commercial | USHP | Ducted CEE Tier 1
206771648 | Central HP <5.4 tons | TEMPSTAR | HRCU-A-CB (Split System: Heat Pump with Remote Outdoor Unit-Air-Source) | TVH837GKA2* |  |  | EA*4X43L21A*+WALLCON | *80CTL0902120A* | 32800 | 17.5 | 8.5 | 33000 | 25200 | 76.36% | 2 | 12 | 11.7 |  |  |  |  | R-410A | 2.7333 | Residential & Commercial | USHP | Ducted CEE Tier 1
206771882 | Central HP <5.4 tons | TEMPSTAR | HRCU-A-CB (Split System: Heat Pump with Remote Outdoor Unit-Air-Source) | TVH837GKA2* |  |  | EA*4X48L21A*+WALLCON | *97CMN0602120A* | 32200 | 17 | 8.1 | 32800 | 25200 | 76.83% | 1.96 | 11.5 | 11 |  |  |  |  | R-410A | 2.6833 | Residential & Commercial | USHP | Ducted CEE Tier 1
206772900 | Central HP <5.4 tons | TEMPSTAR | HRCU-A-CB (Split System: Heat Pump with Remote Outdoor Unit-Air-Source) | TVH837GKA2* |  |  | EHD4X48AAL+WALLCON | *80CTL1352422A* | 32600 | 17 | 8.1 | 33000 | 24800 | 75.15% | 1.98 | 11 | 11 |  |  |  |  | R-410A | 2.7167 | Residential & Commercial | USHP | Ducted CEE Tier 1
206773143 | Central HP <5.4 tons | TEMPSTAR | HRCU-A-CB (Split System: Heat Pump with Remote Outdoor Unit-Air-Source) | TVH837GKA2* |  |  | EA*4X48L21A*+WALLCON | *80CSU0401712A* | 32400 | 17.5 | 8.1 | 32600 | 25000 | 76.69% | 1.96 | 12 | 11 |  |  |  |  | R-410A | 2.7 | Residential & Commercial | USHP | Ducted CEE Tier 1
213361579 | Central HP <5.4 tons | CARRIER | HRCU-A-CB (Split System: Heat Pump with Remote Outdoor Unit-Air-Source) | 25VNA424A*031* |  |  | FE4BN(B,X)C36L*+UI | 0 | 23400 | 21 | 10.5 | 26400 | 19700 | 74.62% | 2.44 | 0 | 13 |  |  |  |  | R-410A | 1.95 | Residential & Commercial | USHP | Ducted CEE Tier 1
214505339 | Central HP <5.4 tons | AMANA | HRCU-A-CB (Split System: Heat Pump with Remote Outdoor Unit-Air-Source) | ASZS60241EA* |  |  | CA*EA3026*4B* | A*VC800603B*A* | 23000 | 17 | 8.6 | 23000 | 16100 | 70% | 2 | 0 | 10 |  |  |  |  | R-410A | 1.9167 | Residential & Commercial | USHP | Ducted CEE Tier 1
214239594 | Central HP <5.4 tons | BRYANT HEATING AND COOLING SYSTEMS | HRCU-A-CB (Split System: Heat Pump with Remote Outdoor Unit-Air-Source) | 288BNV037*0**A* |  |  | CNPV*3621AL*+UI | 987MC66100C21*** | 31400 | 16.5 | 8.1 | 33000 | 24000 | 72.73% | 1.82 | 0 | 11 |  |  |  |  | R-410A | 2.6167 | Residential & Commercial | USHP | Ducted CEE Tier 1
214239844 | Central HP <5.4 tons | BRYANT HEATING AND COOLING SYSTEMS | HRCU-A-CB (Split System: Heat Pump with Remote Outdoor Unit-Air-Source) | 288BNV037*0**A* |  |  | CNPV*4821AL*+UI | 88*TB36045C17*** | 32200 | 16.5 | 8.1 | 33200 | 25000 | 75.3% | 1.9 | 0 | 11 |  |  |  |  | R-410A | 2.6833 | Residential & Commercial | USHP | Ducted CEE Tier 1
214239894 | Central HP <5.4 tons | BRYANT HEATING AND COOLING SYSTEMS | HRCU-A-CB (Split System: Heat Pump with Remote Outdoor Unit-Air-Source) | 288BNV037*0**A* |  |  | CNPV*4821AL*+UI | 935CB48060C17*** | 32200 | 17 | 8.1 | 33000 | 24800 | 75.15% | 1.92 | 0 | 11.5 |  |  |  |  | R-410A | 2.6833 | Residential & Commercial | USHP | Ducted CEE Tier 1
216683403 | Central HP <5.4 tons | BRYANT HEATING AND COOLING SYSTEMS | HRCU-A-CB (Split System: Heat Pump with Remote Outdoor Unit-Air-Source) | 38MURAQ24AB3* |  |  | CSPH*3612AL* | 927TA66120V24*** | 23800 | 16 | 8.5 | 25400 | 22400 | 88.19% | 1.75 | 0 | 10 |  |  |  |  | R-410A | 1.9833 | Residential & Commercial | USHP | Ducted CEE Tier 1
216821179 | Central HP <5.4 tons | SURE | HRCU-A-CB (Split System: Heat Pump with Remote Outdoor Unit-Air-Source) | RD18AY60AJVC |  |  | TCFY6021STAAM | S801V1005A21UHN | 49000 | 17 | 8.1 | 49000 | 39000 | 79.59% | 2 | 0 | 10 |  |  |  |  | R-454B | 4.0833 | Residential & Commercial | USHP | Ducted CEE Tier 1
206772332 | Central HP <5.4 tons | TEMPSTAR | HRCU-A-CB (Split System: Heat Pump with Remote Outdoor Unit-Air-Source) | TVH837GKA2* |  |  | EN(A,D,W)4X48L21**+WALLCON | *80CTL0901716A* | 32400 | 18 | 8.1 | 32800 | 24800 | 75.61% | 1.98 | 12.5 | 11.7 |  |  |  |  | R-410A | 2.7 | Residential & Commercial | USHP | Ducted CEE Tier 1
216892025 | Central HP <5.4 tons | SURE | HRCU-A-CB (Split System: Heat Pump with Remote Outdoor Unit-Air-Source) | RD18AY48AJVC |  |  | TCFY4821STANM | S801V1005A21DZ | 41500 | 18 | 10 | 41500 | 37400 | 90.12% | 2.1 | 0 | 11.7 |  |  |  |  | R-454B | 3.4583 | Residential & Commercial | USHP | Ducted CEE Tier 1
215935385 | Central HP <5.4 tons | BRYANT HEATING AND COOLING SYSTEMS | HRCU-A-CB (Split System: Heat Pump with Remote Outdoor Unit-Air-Source) | 293VAN036**AA* |  |  | CVAMA6024XMA*+UI | 935CB66100C21*** | 35600 | 22 | 8.5 | 38000 | 28400 | 74.74% | 2.06 | 0 | 12.5 |  |  |  |  | R-454B | 2.9667 | Residential & Commercial | USHP | Ducted CEE Tier 1
216892059 | Central HP <5.4 tons | SURE | HRCU-A-CB (Split System: Heat Pump with Remote Outdoor Unit-Air-Source) | RD18AY36AJVC |  |  | TCFY3624MTANM | S801V1255A24UH | 32600 | 19 | 10 | 32600 | 27800 | 85.28% | 2.1 | 0 | 12 |  |  |  |  | R-454B | 2.7167 | Residential & Commercial | USHP | Ducted CEE Tier 1
216051205 | Central HP <5.4 tons | SURE | HRCU-A-CB (Split System: Heat Pump with Remote Outdoor Unit-Air-Source) | SP19AY24AJVC |  |  | TCFY2421HEAAM | S98MV0703A17UP | 22800 | 20 | 8.5 | 22800 | 18500 | 81.14% | 1.8 | 0 | 12 |  |  |  |  | R-454B | 1.9 | Residential & Commercial | USHP | Ducted CEE Tier 1
216505883 | Central HP <5.4 tons | Panasonic | HRCU-A-CB (Split System: Heat Pump with Remote Outdoor Unit-Air-Source) | CU-HM48BAHU |  |  | CS-HM48BAHU | 0 | 48000 | 16.5 | 9.5 | 50000 | 46000 | 92% | 1.9 | 0 | 10.5 |  |  |  |  | R-454B | 4 | Residential & Commercial | USHP | Ducted CEE Tier 1
206771414 | Central HP <5.4 tons | TEMPSTAR | HRCU-A-CB (Split System: Heat Pump with Remote Outdoor Unit-Air-Source) | TVH837GKA2* |  |  | EA*4X42L21A*+WALLCON | *80CTL0902120A* | 31800 | 17.5 | 8.1 | 33200 | 24400 | 73.49% | 1.9 | 11 | 11.5 |  |  |  |  | R-410A | 2.65 | Residential & Commercial | USHP | Ducted CEE Tier 1
206771432 | Central HP <5.4 tons | TEMPSTAR | HRCU-A-CB (Split System: Heat Pump with Remote Outdoor Unit-Air-Source) | TVH837GKA2* |  |  | EA*4X42L21A*+WALLCON | *96CTN0801714A* | 31600 | 17 | 8.1 | 33400 | 24800 | 74.25% | 1.86 | 11.5 | 11 |  |  |  |  | R-410A | 2.6333 | Residential & Commercial | USHP | Ducted CEE Tier 1
206771855 | Central HP <5.4 tons | TEMPSTAR | HRCU-A-CB (Split System: Heat Pump with Remote Outdoor Unit-Air-Source) | TVH837GKA2* |  |  | EA*4X48L21A*+WALLCON | *96CTN1002122A* | 32400 | 17.5 | 8.5 | 32600 | 25000 | 76.69% | 1.98 | 12 | 11.7 |  |  |  |  | R-410A | 2.7 | Residential & Commercial | USHP | Ducted CEE Tier 1
206771909 | Central HP <5.4 tons | TEMPSTAR | HRCU-A-CB (Split System: Heat Pump with Remote Outdoor Unit-Air-Source) | TVH837GKA2* |  |  | EA*4X48L24A*+WALLCON | *80CTL1352422A* | 32400 | 17.5 | 8.5 | 32400 | 24800 | 76.54% | 2 | 12 | 11.7 |  |  |  |  | R-410A | 2.7 | Residential & Commercial | USHP | Ducted CEE Tier 1
212980006 | Central HP <5.4 tons | COMFORTMAKER | HRCU-A-CB (Split System: Heat Pump with Remote Outdoor Unit-Air-Source) | DLCURAH18ABK |  |  | EN(A,D)4X30L17** | *80MS(N,L)0901714A* | 17700 | 16.5 | 8.1 | 18300 | 18600 | 101.6% | 2.24 | 0 | 11 |  |  |  |  | R-410A | 1.475 | Residential & Commercial | USHP | Ducted CEE Tier 1
206772377 | Central HP <5.4 tons | TEMPSTAR | HRCU-A-CB (Split System: Heat Pump with Remote Outdoor Unit-Air-Source) | TVH837GKA2* |  |  | EN(A,D)4X48L24**+WALLCON | *80CTL1352422A* | 32400 | 17.5 | 8.1 | 32800 | 24800 | 75.61% | 1.98 | 12 | 11.7 |  |  |  |  | R-410A | 2.7 | Residential & Commercial | USHP | Ducted CEE Tier 1
206772413 | Central HP <5.4 tons | TEMPSTAR | HRCU-A-CB (Split System: Heat Pump with Remote Outdoor Unit-Air-Source) | TVH837GKA2* |  |  | EN(A,D)4X48L24**+WALLCON | *97CMN1202422A* | 32400 | 17.5 | 8.1 | 33000 | 24800 | 75.15% | 1.96 | 12 | 11.5 |  |  |  |  | R-410A | 2.7 | Residential & Commercial | USHP | Ducted CEE Tier 1
206772431 | Central HP <5.4 tons | TEMPSTAR | HRCU-A-CB (Split System: Heat Pump with Remote Outdoor Unit-Air-Source) | TVH837GKA2* |  |  | EN(A,D)4X48L24**+WALLCON | *96CTN1002122A* | 32400 | 17.5 | 8.1 | 33000 | 24800 | 75.15% | 1.96 | 12 | 11.7 |  |  |  |  | R-410A | 2.7 | Residential & Commercial | USHP | Ducted CEE Tier 1
206772963 | Central HP <5.4 tons | TEMPSTAR | HRCU-A-CB (Split System: Heat Pump with Remote Outdoor Unit-Air-Source) | TVH837GKA2* |  |  | EHD4X48AAL+WALLCON | *97CMN1002122A* | 32600 | 17 | 8.1 | 33000 | 24800 | 75.15% | 1.98 | 12 | 11 |  |  |  |  | R-410A | 2.7167 | Residential & Commercial | USHP | Ducted CEE Tier 1
206773517 | Central HP <5.4 tons | TEMPSTAR | HRCU-A-CB (Split System: Heat Pump with Remote Outdoor Unit-Air-Source) | TVH837GKA2* |  |  | EA*4X48L21A*+WALLCON | *95CSU1002122A* | 32400 | 17.5 | 8.5 | 32600 | 24800 | 76.07% | 2 | 12 | 11.5 |  |  |  |  | R-410A | 2.7 | Residential & Commercial | USHP | Ducted CEE Tier 1
215487695 | Central HP <5.4 tons | AMANA | HRCU-A-CB (Split System: Heat Pump with Remote Outdoor Unit-Air-Source) | AZV7SA3610A* |  |  | CA*EA4830*3A* | A*VC800804C*A* | 34800 | 18.5 | 8.5 | 35000 | 28400 | 81.14% | 2 | 0 | 10.5 |  |  |  |  | R-32 | 2.9 | Residential & Commercial | USHP | Ducted CEE Tier 1
215429187 | Central HP <5.4 tons | AMANA | HRCU-A-CB (Split System: Heat Pump with Remote Outdoor Unit-Air-Source) | AZV7SA3610A* |  |  | AHVE48DP1300A* | 0 | 35000 | 19 | 8.8 | 35000 | 29000 | 82.86% | 2 | 0 | 10.5 |  |  |  |  | R-32 | 2.9167 | Residential & Commercial | USHP | Ducted CEE Tier 1
215429736 | Central HP <5.4 tons | AMANA | HRCU-A-CB (Split System: Heat Pump with Remote Outdoor Unit-Air-Source) | AZV7SA3610A* |  |  | AHVE42CP1300A* | 0 | 34800 | 18.5 | 8.5 | 35000 | 28400 | 81.14% | 2 | 0 | 10.5 |  |  |  |  | R-32 | 2.9 | Residential & Commercial | USHP | Ducted CEE Tier 1
216820884 | Central HP <5.4 tons | SURE | HRCU-A-CB (Split System: Heat Pump with Remote Outdoor Unit-Air-Source) | RD18AY48AJVC |  |  | TCFY4821STANM | S801V1004A17UH | 41000 | 17 | 8.1 | 41000 | 37800 | 92.2% | 2.1 | 0 | 10 |  |  |  |  | R-454B | 3.4167 | Residential & Commercial | USHP | Ducted CEE Tier 1
216892027 | Central HP <5.4 tons | SURE | HRCU-A-CB (Split System: Heat Pump with Remote Outdoor Unit-Air-Source) | RD18AY48AJVC |  |  | TCFY4821STANM | S802V1005A21DZ | 41500 | 18 | 10 | 41500 | 37400 | 90.12% | 2.1 | 0 | 11.7 |  |  |  |  | R-454B | 3.4583 | Residential & Commercial | USHP | Ducted CEE Tier 1
211240027 | Central HP <5.4 tons | CARRIER | HRCU-A-CB (Split System: Heat Pump with Remote Outdoor Unit-Air-Source) | 38MURAQ24AB3* |  |  | CNPV*2417AL* | 58TP*A070V14**12 | 23800 | 16.5 | 8.5 | 26800 | 23200 | 86.57% | 1.92 | 0 | 10 |  |  |  |  | R-410A | 1.9833 | Residential & Commercial | USHP | Ducted CEE Tier 1
215933705 | Central HP <5.4 tons | BRYANT HEATING AND COOLING SYSTEMS | HRCU-A-CB (Split System: Heat Pump with Remote Outdoor Unit-Air-Source) | 293VAN036**AA* |  |  | CSAH*4812AM*+UI | 986TD66120C24*** | 33800 | 19.5 | 9 | 34600 | 26400 | 76.3% | 1.92 | 0 | 11.7 |  |  |  |  | R-454B | 2.8167 | Residential & Commercial | USHP | Ducted CEE Tier 1
215933725 | Central HP <5.4 tons | BRYANT HEATING AND COOLING SYSTEMS | HRCU-A-CB (Split System: Heat Pump with Remote Outdoor Unit-Air-Source) | 293VAN036**AA* |  |  | CSAH*6012AM*+UI | 83*CA48060C17*** | 34000 | 19.5 | 9 | 34400 | 26000 | 75.58% | 1.94 | 0 | 11.7 |  |  |  |  | R-454B | 2.8333 | Residential & Commercial | USHP | Ducted CEE Tier 1
215933905 | Central HP <5.4 tons | BRYANT HEATING AND COOLING SYSTEMS | HRCU-A-CB (Split System: Heat Pump with Remote Outdoor Unit-Air-Source) | 293VAN036**AA* |  |  | CSAH*6012AM*+UI | 986TD30040C14*** | 32600 | 17.5 | 8.5 | 33400 | 25600 | 76.65% | 1.86 | 0 | 10.5 |  |  |  |  | R-454B | 2.7167 | Residential & Commercial | USHP | Ducted CEE Tier 1
215933925 | Central HP <5.4 tons | BRYANT HEATING AND COOLING SYSTEMS | HRCU-A-CB (Split System: Heat Pump with Remote Outdoor Unit-Air-Source) | 293VAN036**AA* |  |  | CSAH*6012AM*+UI | 986TD42080C17*** | 34000 | 19.5 | 9 | 34600 | 26400 | 76.3% | 1.94 | 0 | 11.5 |  |  |  |  | R-454B | 2.8333 | Residential & Commercial | USHP | Ducted CEE Tier 1
206773616 | Central HP <5.4 tons | TEMPSTAR | HRCU-A-CB (Split System: Heat Pump with Remote Outdoor Unit-Air-Source) | TVH837GKA2* |  |  | EN(A,D,W)4X48L21**+WALLCON | *95CSU1002122A* | 32400 | 17.5 | 8.1 | 32800 | 24600 | 75% | 1.98 | 12 | 11.7 |  |  |  |  | R-410A | 2.7 | Residential & Commercial | USHP | Ducted CEE Tier 1
216683458 | Central HP <5.4 tons | BRYANT HEATING AND COOLING SYSTEMS | HRCU-A-CB (Split System: Heat Pump with Remote Outdoor Unit-Air-Source) | 38MURAQ18AB3* |  |  | CSPH*3012AL* | 927TA66120V24*** | 17700 | 15.5 | 8.5 | 18200 | 18000 | 98.9% | 1.94 | 0 | 10.5 |  |  |  |  | R-410A | 1.475 | Residential & Commercial | USHP | Ducted CEE Tier 1
216835138 | Central HP <5.4 tons | AMANA | HRCU-A-CB (Split System: Heat Pump with Remote Outdoor Unit-Air-Source) | AZV7SA6010A* |  |  | CA*EA6030*3A* | A*VT961005CNA* | 52000 | 16.5 | 8.5 | 53500 | 46000 | 85.98% | 2 | 0 | 9.8 |  |  |  |  | R-32 | 4.3333 | Residential & Commercial | USHP
216835140 | Central HP <5.4 tons | AMANA | HRCU-A-CB (Split System: Heat Pump with Remote Outdoor Unit-Air-Source) | AZV7SA6010A* |  |  | CHPEA6030*3A* | A*VT960804CNA* | 52000 | 15.2 | 8.5 | 52500 | 45000 | 85.71% | 1.8 | 0 | 9.8 |  |  |  |  | R-32 | 4.3333 | Residential & Commercial | USHP
216892013 | Central HP <5.4 tons | SURE | HRCU-A-CB (Split System: Heat Pump with Remote Outdoor Unit-Air-Source) | RD18AY36AJVC |  |  | TCFY3617STANM | S98MV0603A17UP | 31200 | 18 | 8.5 | 31200 | 27800 | 89.1% | 1.9 | 0 | 12 |  |  |  |  | R-454B | 2.6 | Residential & Commercial | USHP | Ducted CEE Tier 1
215487714 | Central HP <5.4 tons | AMANA | HRCU-A-CB (Split System: Heat Pump with Remote Outdoor Unit-Air-Source) | AZV7SA4210A* |  |  | CA*EA6030*3A* | A*VM971005CNB* | 40500 | 16.5 | 8.8 | 41000 | 31000 | 75.61% | 2 | 0 | 10 |  |  |  |  | R-32 | 3.375 | Residential & Commercial | USHP | Ducted CEE Tier 1
215429188 | Central HP <5.4 tons | AMANA | HRCU-A-CB (Split System: Heat Pump with Remote Outdoor Unit-Air-Source) | AZV7SA4210A* |  |  | AHVE60DP1300A* | 0 | 41000 | 17.5 | 8.8 | 41000 | 31000 | 75.61% | 2 | 0 | 10 |  |  |  |  | R-32 | 3.4167 | Residential & Commercial | USHP | Ducted CEE Tier 1
215933745 | Central HP <5.4 tons | BRYANT HEATING AND COOLING SYSTEMS | HRCU-A-CB (Split System: Heat Pump with Remote Outdoor Unit-Air-Source) | 293VAN036**AA* |  |  | CSAH*6012AM*+UI | 88*TB36045C17*** | 33800 | 19 | 9 | 35200 | 26800 | 76.14% | 1.92 | 0 | 11 |  |  |  |  | R-454B | 2.8167 | Residential & Commercial | USHP | Ducted CEE Tier 1
215933895 | Central HP <5.4 tons | BRYANT HEATING AND COOLING SYSTEMS | HRCU-A-CB (Split System: Heat Pump with Remote Outdoor Unit-Air-Source) | 293VAN036**AA* |  |  | CSAH*6012AM*+UI | 987MC66100C21*** | 34200 | 19.5 | 9 | 34200 | 26000 | 76.02% | 1.94 | 0 | 11.7 |  |  |  |  | R-454B | 2.85 | Residential & Commercial | USHP | Ducted CEE Tier 1
211206972 | Central HP <5.4 tons | FRASER-JOHNSTON | HRCU-A-CB (Split System: Heat Pump with Remote Outdoor Unit-Air-Source) | HL20B4821 |  |  | XAMC48HE3N1+CC | TPLC120C20MP13 | 43500 | 19 | 9 | 44500 | 36200 | 81.35% | 2.14 | 0 | 12 |  |  |  |  | R-410A | 3.625 | Residential & Commercial | USHP | Ducted CEE Tier 1
206771171 | Central HP <5.4 tons | TEMPSTAR | HRCU-A-CB (Split System: Heat Pump with Remote Outdoor Unit-Air-Source) | TVH837GKA2* |  |  | EA*4X36L21A*+WALLCON | *97CMN0602120A* | 31400 | 17 | 8.1 | 33600 | 24600 | 73.21% | 1.84 | 11 | 11 |  |  |  |  | R-410A | 2.6167 | Residential & Commercial | USHP | Ducted CEE Tier 1
216621497 | Central HP <5.4 tons | Panasonic | HRCU-A-C (Split System: Heat Pump with Remote Outdoor Unit with No Indoor Fan --Air Source) | CU-HM24BAHU |  |  | CS-HM24BAAU2 | 0 | 24000 | 16 | 9.5 | 25000 | 21000 | 84% | 1.8 | 0 | 10 |  |  |  |  | R-454B | 2 | Residential & Commercial | USHP | Ducted CEE Tier 1
213366259 | Central HP <5.4 tons | SURE | HRCU-A-CB (Split System: Heat Pump with Remote Outdoor Unit-Air-Source) | SP18AZ36AJVC |  |  | TCFZ6021SEAAM | S802V1005A21UHS | 34200 | 19 | 8.5 | 34200 | 43000 | 125.7% | 2.2 | 0 | 12.5 |  |  |  |  | R-410A | 2.85 | Residential & Commercial | USHP | Ducted CEE Tier 1
206765536 | Central HP <5.4 tons | TEMPSTAR | HRCU-A-CB (Split System: Heat Pump with Remote Outdoor Unit-Air-Source) | TVH825GKA3* |  |  | EA*4X25L17A*+WALLCON | *97CMN0601714A* | 24200 | 15.5 | 8.1 | 20000 | 16000 | 80% | 1.94 | 11.5 | 10.5 |  |  |  |  | R-410A | 2.0167 | Residential & Commercial | USHP | Ducted CEE Tier 1
216835066 | Central HP <5.4 tons | AMANA | HRCU-A-CB (Split System: Heat Pump with Remote Outdoor Unit-Air-Source) | AZV7SA6010A* |  |  | AHVE60DP1300A* | 0 | 52000 | 17 | 8.8 | 54000 | 46000 | 85.19% | 2 | 0 | 9.8 |  |  |  |  | R-32 | 4.3333 | Residential & Commercial | USHP
214574617 | Central HP <5.4 tons | TEMPSTAR | HRCU-A-CB (Split System: Heat Pump with Remote Outdoor Unit-Air-Source) | TVH837GKA2* |  |  | EN(A,D,W)4X48L21**+WALLCON | *97CMN0802120B* | 32400 | 17.5 | 8.5 | 32800 | 24800 | 75.61% | 1.96 | 0 | 11.5 |  |  |  |  | R-410A | 2.7 | Residential & Commercial | USHP | Ducted CEE Tier 1
206771036 | Central HP <5.4 tons | TEMPSTAR | HRCU-A-CB (Split System: Heat Pump with Remote Outdoor Unit-Air-Source) | TVH837GKA2* |  |  | EA*4X36L17A*+WALLCON | *80CTL0901716A* | 31600 | 17.5 | 8.1 | 33200 | 24200 | 72.89% | 1.86 | 11 | 11 |  |  |  |  | R-410A | 2.6333 | Residential & Commercial | USHP | Ducted CEE Tier 1
206771090 | Central HP <5.4 tons | TEMPSTAR | HRCU-A-CB (Split System: Heat Pump with Remote Outdoor Unit-Air-Source) | TVH837GKA2* |  |  | EA*4X36L21A*+WALLCON | *96CTN0801714A* | 31400 | 17 | 8.1 | 33400 | 24400 | 73.05% | 1.84 | 11 | 11 |  |  |  |  | R-410A | 2.6167 | Residential & Commercial | USHP | Ducted CEE Tier 1
206771549 | Central HP <5.4 tons | TEMPSTAR | HRCU-A-CB (Split System: Heat Pump with Remote Outdoor Unit-Air-Source) | TVH837GKA2* |  |  | EA*4X42L24A*+WALLCON | *96CTN1202422A* | 31800 | 17.5 | 8.1 | 33000 | 24400 | 73.94% | 1.9 | 11 | 11.5 |  |  |  |  | R-410A | 2.65 | Residential & Commercial | USHP | Ducted CEE Tier 1
216835109 | Central HP <5.4 tons | AMANA | HRCU-A-CB (Split System: Heat Pump with Remote Outdoor Unit-Air-Source) | AZV7SA6010A* |  |  | CHPEA6030*3A*+MBVK20DP1X00A* | 0 | 52000 | 16 | 8.5 | 52500 | 45000 | 85.71% | 1.8 | 0 | 9.8 |  |  |  |  | R-32 | 4.3333 | Residential & Commercial | USHP
206771981 | Central HP <5.4 tons | TEMPSTAR | HRCU-A-CB (Split System: Heat Pump with Remote Outdoor Unit-Air-Source) | TVH837GKA2* |  |  | EA*4X48L24A*+WALLCON | *97CMN0602120A* | 32200 | 17 | 8.1 | 32800 | 25200 | 76.83% | 1.96 | 11.5 | 11 |  |  |  |  | R-410A | 2.6833 | Residential & Commercial | USHP | Ducted CEE Tier 1
216682346 | Central HP <5.4 tons | BRYANT HEATING AND COOLING SYSTEMS | HRCU-A-CB (Split System: Heat Pump with Remote Outdoor Unit-Air-Source) | 38MURAQ24AB3* |  |  | CSPH*3612AL* | 927TA60100V21*** | 23800 | 16.5 | 8.5 | 25200 | 22400 | 88.89% | 1.75 | 0 | 10 |  |  |  |  | R-410A | 1.9833 | Residential & Commercial | USHP | Ducted CEE Tier 1
213785759 | Central HP <5.4 tons | BRYANT HEATING AND COOLING SYSTEMS | HRCU-A-CB (Split System: Heat Pump with Remote Outdoor Unit-Air-Source) | 284ANV036*0**B* |  |  | CSPH*6012AL*+UI | 986TD66100C21*** | 34000 | 19 | 8.5 | 36000 | 25200 | 70% | 2.02 | 0 | 12 |  |  |  |  | R-410A | 2.8333 | Residential & Commercial | USHP | Ducted CEE Tier 1
216786402 | Central HP <5.4 tons | LUXAIRE | HRCU-A-CB (Split System: Heat Pump with Remote Outdoor Unit-Air-Source) | HH836E2S11 |  |  | CTU36B5XDS1+TXV | Z8ES080B12LMPS1 | 33200 | 18 | 8.5 | 30400 | 24800 | 81.58% | 2 | 0 | 11.7 |  |  |  |  | R-454B | 2.7667 | Residential & Commercial | USHP | Ducted CEE Tier 1
213785128 | Central HP <5.4 tons | BRYANT HEATING AND COOLING SYSTEMS | HRCU-A-CB (Split System: Heat Pump with Remote Outdoor Unit-Air-Source) | 284ANV024*0**B* |  |  | CAP**3721AL*+UI | 986TD66100C21*** | 24200 | 20 | 10.5 | 26400 | 19700 | 74.62% | 2.54 | 0 | 13 |  |  |  |  | R-410A | 2.0167 | Residential & Commercial | USHP | Ducted CEE Tier 1
210474626 | Central HP <5.4 tons | HEIL | HRCU-A-CB (Split System: Heat Pump with Remote Outdoor Unit-Air-Source) | HVH825GKA3* |  |  | EHD4X48AAL+WALLCON | *80CTL0701412A* | 24400 | 17 | 8.1 | 21200 | 16500 | 77.83% | 2.02 | 0 | 11 |  |  |  |  | R-410A | 2.0333 | Residential & Commercial | USHP | Ducted CEE Tier 1
215935265 | Central HP <5.4 tons | BRYANT HEATING AND COOLING SYSTEMS | HRCU-A-CB (Split System: Heat Pump with Remote Outdoor Unit-Air-Source) | 293VAN036**AA* |  |  | CVAMA6021XMA*+UI | 987MC60060C21*** | 35400 | 21 | 8.5 | 38500 | 29000 | 75.32% | 2.02 | 0 | 12 |  |  |  |  | R-454B | 2.95 | Residential & Commercial | USHP | Ducted CEE Tier 1
215935315 | Central HP <5.4 tons | BRYANT HEATING AND COOLING SYSTEMS | HRCU-A-CB (Split System: Heat Pump with Remote Outdoor Unit-Air-Source) | 293VAN036**AA* |  |  | CVAMA6021XMA*+UI | 986TD66100C21*** | 35600 | 22 | 8.5 | 38000 | 28600 | 75.26% | 2.02 | 0 | 12.5 |  |  |  |  | R-454B | 2.9667 | Residential & Commercial | USHP | Ducted CEE Tier 1
207436271 | Central HP <5.4 tons | LENNOX | HRCU-A-CB (Split System: Heat Pump with Remote Outdoor Unit-Air-Source) | SL25XPV-036-230A** |  |  | C35-48C+TDR+TXV | EL296UH090XV48C* | 34000 | 22 | 8.8 | 35600 | 27400 | 76.97% | 1.82 | 14 | 13.4 |  |  |  |  | R-410A | 2.8333 | Residential & Commercial | USHP | Ducted CEE Tier 1
214731840 | Central HP <5.4 tons | ECOER | HRCU-A-CB (Split System: Heat Pump with Remote Outdoor Unit-Air-Source) | EODA18H-4860BAA |  |  | GNC3036BPT | FG7SA-072C-T24B* | 33000 | 16.5 | 8.4 | 35000 | 27000 | 77.14% | 2.1 | 0 | 11.7 |  |  |  |  | R-410A | 2.75 | Residential & Commercial | USHP | Ducted CEE Tier 1
216699852 | Central HP <5.4 tons | AMANA | HRCU-A-CB (Split System: Heat Pump with Remote Outdoor Unit-Air-Source) | AZV9SA241CA* |  |  | CA*EA4830*3A* | A*VT801005C*A* | 23400 | 19.2 | 9.2 | 22000 | 22000 | 100% | 2 | 0 | 11.7 |  |  |  |  | R-32 | 1.95 | Residential & Commercial | USHP | Ducted CEE Tier 1
216699885 | Central HP <5.4 tons | AMANA | HRCU-A-CB (Split System: Heat Pump with Remote Outdoor Unit-Air-Source) | AZV9SA361CA* |  |  | CHPEA4830*3A* | A*VM971005CNA* | 33400 | 18.2 | 9 | 31000 | 31000 | 100% | 2 | 0 | 11 |  |  |  |  | R-32 | 2.7833 | Residential & Commercial | USHP | Ducted CEE Tier 1
216764017 | Central HP <5.4 tons | TRANE | HRCU-A-CB (Split System: Heat Pump with Remote Outdoor Unit-Air-Source) | 5TWR7048A1 |  |  | 5TXCD010AS3 | *UHMC100CCV4 | 43000 | 17.1 | 9 | 43500 | 32000 | 73.56% | 2.2 | 0 | 12 |  |  |  |  | R-454B | 3.5833 | Residential & Commercial | USHP | Ducted CEE Tier 1
213078515 | Central HP <5.4 tons | HEIL | HRCU-A-CB (Split System: Heat Pump with Remote Outdoor Unit-Air-Source) | DLCURAH36ABK |  |  | EA*4X42L21A* | *80MS(N,L)0902120A* | 35400 | 16.5 | 8.1 | 38500 | 35000 | 90.91% | 1.88 | 0 | 10 |  |  |  |  | R-410A | 2.95 | Residential & Commercial | USHP | Ducted CEE Tier 1
214075303 | Central HP <5.4 tons | SURE | HRCU-A-CB (Split System: Heat Pump with Remote Outdoor Unit-Air-Source) | RD17AZ60AJ3N |  |  | TCFZ6024STANM | S802V0755A21DZ | 55500 | 18 | 8.1 | 54000 | 49000 | 90.74% | 1.75 | 0 | 10 |  |  |  |  | R-410A | 4.625 | Residential & Commercial | USHP | Ducted CEE Tier 1
214571163 | Central HP <5.4 tons | COMFORTMAKER | HRCU-A-CB (Split System: Heat Pump with Remote Outdoor Unit-Air-Source) | CVH825GKA3* |  |  | EN(A,D,W)4X42L21**+WALLCON | *95CSU0802120B* | 23800 | 16.5 | 8.1 | 21400 | 16700 | 78.04% | 1.96 | 0 | 11 |  |  |  |  | R-410A | 1.9833 | Residential & Commercial | USHP | Ducted CEE Tier 1
216682606 | Central HP <5.4 tons | BRYANT HEATING AND COOLING SYSTEMS | HRCU-A-CB (Split System: Heat Pump with Remote Outdoor Unit-Air-Source) | 38MURAQ36AB3* |  |  | CSPH*3612AL* | 927TA66100V21*** | 35600 | 16 | 8.5 | 38500 | 34400 | 89.35% | 1.78 | 0 | 10 |  |  |  |  | R-410A | 2.9667 | Residential & Commercial | USHP | Ducted CEE Tier 1
215935355 | Central HP <5.4 tons | BRYANT HEATING AND COOLING SYSTEMS | HRCU-A-CB (Split System: Heat Pump with Remote Outdoor Unit-Air-Source) | 293VAN036**AA* |  |  | CVAMA6024XMA*+UI | 88*TB60110C21*** | 35600 | 22 | 8.5 | 38000 | 28400 | 74.74% | 2.04 | 0 | 12.5 |  |  |  |  | R-454B | 2.9667 | Residential & Commercial | USHP | Ducted CEE Tier 1
206773116 | Central HP <5.4 tons | TEMPSTAR | HRCU-A-CB (Split System: Heat Pump with Remote Outdoor Unit-Air-Source) | TVH837GKA2* |  |  | EA*4X43L21A*+WALLCON | *80CSU0601716A* | 32800 | 17 | 8.5 | 33000 | 25200 | 76.36% | 1.96 | 12 | 11 |  |  |  |  | R-410A | 2.7333 | Residential & Commercial | USHP | Ducted CEE Tier 1
207436263 | Central HP <5.4 tons | LENNOX | HRCU-A-CB (Split System: Heat Pump with Remote Outdoor Unit-Air-Source) | SL25XPV-036-230A** |  |  | C35-48B+TDR+TXV | SL280UH080NV48B* | 34000 | 21.4 | 8.8 | 35400 | 27600 | 77.97% | 1.8 | 14 | 13 |  |  |  |  | R-410A | 2.8333 | Residential & Commercial | USHP | Ducted CEE Tier 1
207436267 | Central HP <5.4 tons | LENNOX | HRCU-A-CB (Split System: Heat Pump with Remote Outdoor Unit-Air-Source) | SL25XPV-036-230A** |  |  | C35-48B+TDR+TXV | SL297UH040NV36B* | 33800 | 21.6 | 8.8 | 35800 | 27800 | 77.65% | 1.8 | 13.5 | 13 |  |  |  |  | R-410A | 2.8167 | Residential & Commercial | USHP | Ducted CEE Tier 1
207436333 | Central HP <5.4 tons | LENNOX | HRCU-A-CB (Split System: Heat Pump with Remote Outdoor Unit-Air-Source) | SL25XPV-036-230A** |  |  | CH35-42B+TDR+TXV | SL280UH090V48B* | 34800 | 21.4 | 8.8 | 34200 | 26200 | 76.61% | 1.84 | 14 | 13.5 |  |  |  |  | R-410A | 2.9 | Residential & Commercial | USHP | Ducted CEE Tier 1
207436334 | Central HP <5.4 tons | LENNOX | HRCU-A-CB (Split System: Heat Pump with Remote Outdoor Unit-Air-Source) | SL25XPV-036-230A** |  |  | CH35-42B+TDR+TXV | SL280UH090XV48B* | 34800 | 21.4 | 8.8 | 34200 | 26200 | 76.61% | 1.84 | 14 | 13.5 |  |  |  |  | R-410A | 2.9 | Residential & Commercial | USHP | Ducted CEE Tier 1
207436381 | Central HP <5.4 tons | LENNOX | HRCU-A-CB (Split System: Heat Pump with Remote Outdoor Unit-Air-Source) | SL25XPV-036-230A** |  |  | CHX35-42B-**-*+TDR | EL296UH045XV36B* | 34400 | 21.2 | 8.8 | 34600 | 26400 | 76.3% | 1.8 | 13.5 | 12.5 |  |  |  |  | R-410A | 2.8667 | Residential & Commercial | USHP | Ducted CEE Tier 1
207436383 | Central HP <5.4 tons | LENNOX | HRCU-A-CB (Split System: Heat Pump with Remote Outdoor Unit-Air-Source) | SL25XPV-036-230A** |  |  | CHX35-42B-**-*+TDR | SL280UH080NV48B* | 34600 | 21 | 8.8 | 34200 | 26200 | 76.61% | 1.82 | 14 | 13.3 |  |  |  |  | R-410A | 2.8833 | Residential & Commercial | USHP | Ducted CEE Tier 1
206772368 | Central HP <5.4 tons | TEMPSTAR | HRCU-A-CB (Split System: Heat Pump with Remote Outdoor Unit-Air-Source) | TVH837GKA2* |  |  | EN(A,D)4X48L24**+WALLCON | *80CTL0902120A* | 32400 | 17.5 | 8.1 | 33000 | 24800 | 75.15% | 1.96 | 12 | 11.7 |  |  |  |  | R-410A | 2.7 | Residential & Commercial | USHP | Ducted CEE Tier 1
216051278 | Central HP <5.4 tons | SURE | HRCU-A-CB (Split System: Heat Pump with Remote Outdoor Unit-Air-Source) | SP19AY48AJVC |  |  | TCFY4821SEAAM | S962V0855A21M4 | 45500 | 19 | 10 | 45500 | 42000 | 92.31% | 2.1 | 0 | 11.7 |  |  |  |  | R-454B | 3.7917 | Residential & Commercial | USHP | Ducted CEE Tier 1
216891925 | Central HP <5.4 tons | SURE | HRCU-A-CB (Split System: Heat Pump with Remote Outdoor Unit-Air-Source) | RD18AY24AJVC |  |  | TCFY2421MTANM | S801V1004A17UH | 21200 | 17 | 8.1 | 20800 | 16900 | 81.25% | 1.9 | 0 | 11.7 |  |  |  |  | R-454B | 1.7667 | Residential & Commercial | USHP | Ducted CEE Tier 1
216051246 | Central HP <5.4 tons | SURE | HRCU-A-CB (Split System: Heat Pump with Remote Outdoor Unit-Air-Source) | SP19AY36AJVC |  |  | TCFY3621MEAAM | S98MV1005A21UP | 34200 | 21 | 10 | 34200 | 29400 | 85.96% | 2 | 0 | 12 |  |  |  |  | R-454B | 2.85 | Residential & Commercial | USHP | Ducted CEE Tier 1
216735600 | Central HP <5.4 tons | TEMPSTAR | HRCU-A-CB (Split System: Heat Pump with Remote Outdoor Unit-Air-Source) | D5CUHAH24AAK |  |  | EA*5X37M21A* | *80CTL0451712B* | 23000 | 16 | 8.5 | 20600 | 18400 | 89.32% | 1.98 | 0 | 11 |  |  |  |  | R-454B | 1.9167 | Residential & Commercial | USHP | Ducted CEE Tier 1
214650536 | Central HP <5.4 tons | LUXAIRE | HRCU-A-CB (Split System: Heat Pump with Remote Outdoor Unit-Air-Source) | HH860E2S11 |  |  | CTU60D5XHS1+TXV | LP9C120D20MP13 | 54000 | 19 | 9 | 54500 | 39500 | 72.48% | 2 | 0 | 11 |  |  |  |  | R-454B | 4.5 | Residential & Commercial | USHP | Ducted CEE Tier 1
207436285 | Central HP <5.4 tons | LENNOX | HRCU-A-CB (Split System: Heat Pump with Remote Outdoor Unit-Air-Source) | SL25XPV-036-230A** |  |  | C35-48C+TDR+TXV | SLP99UH090XV60C* | 34000 | 20.8 | 8.8 | 35600 | 27400 | 76.97% | 1.82 | 14 | 13.5 |  |  |  |  | R-410A | 2.8333 | Residential & Commercial | USHP | Ducted CEE Tier 1
207436326 | Central HP <5.4 tons | LENNOX | HRCU-A-CB (Split System: Heat Pump with Remote Outdoor Unit-Air-Source) | SL25XPV-036-230A** |  |  | C35-50/60C+TDR+TXV | SLP99UH090XV60C* | 33600 | 21 | 8.6 | 34400 | 26600 | 77.33% | 1.8 | 14 | 13.3 |  |  |  |  | R-410A | 2.8 | Residential & Commercial | USHP | Ducted CEE Tier 1
216699866 | Central HP <5.4 tons | AMANA | HRCU-A-CB (Split System: Heat Pump with Remote Outdoor Unit-Air-Source) | AZV9SA361CA* |  |  | AHVE60DP0300A* | 0 | 34200 | 19 | 9.2 | 33800 | 33000 | 97.63% | 2.1 | 0 | 11.7 |  |  |  |  | R-32 | 2.85 | Residential & Commercial | USHP | Ducted CEE Tier 1
216699873 | Central HP <5.4 tons | AMANA | HRCU-A-CB (Split System: Heat Pump with Remote Outdoor Unit-Air-Source) | AZV9SA361CA* |  |  | CHPEA4830*3A* | A*VT961005CNA* | 33400 | 18.2 | 9 | 31000 | 31000 | 100% | 2 | 0 | 11 |  |  |  |  | R-32 | 2.7833 | Residential & Commercial | USHP | Ducted CEE Tier 1
216051252 | Central HP <5.4 tons | SURE | HRCU-A-CB (Split System: Heat Pump with Remote Outdoor Unit-Air-Source) | SP19AY36AJVC |  |  | TCFY3621MEAAM | S98MV0855A21UP | 34200 | 21 | 10 | 34200 | 29400 | 85.96% | 2 | 0 | 12 |  |  |  |  | R-454B | 2.85 | Residential & Commercial | USHP | Ducted CEE Tier 1
215935190 | Central HP <5.4 tons | DAY & NIGHT | HRCU-A-CB (Split System: Heat Pump with Remote Outdoor Unit-Air-Source) | C5H3V36*K*AAA* |  |  | EVM5X60M21A*+WALLCON | *80CTL0701716B* | 35400 | 21.5 | 8.5 | 38500 | 29000 | 75.32% | 2.02 | 0 | 12 |  |  |  |  | R-454B | 2.95 | Residential & Commercial | USHP | Ducted CEE Tier 1
207436146 | Central HP <5.4 tons | LENNOX | HRCU-A-CB (Split System: Heat Pump with Remote Outdoor Unit-Air-Source) | SL25XPV-024-230A** |  |  | C35-36A+TDR+TXV | SL280UH060NV36A* | 22400 | 22.2 | 9.2 | 21400 | 20400 | 95.33% | 1.84 | 15.5 | 14.5 |  |  |  |  | R-410A | 1.8667 | Residential & Commercial | USHP | Ducted CEE Tier 1
207436147 | Central HP <5.4 tons | LENNOX | HRCU-A-CB (Split System: Heat Pump with Remote Outdoor Unit-Air-Source) | SL25XPV-024-230A** |  |  | C35-36A+TDR+TXV | SL280UH070XV36A* | 22200 | 21.8 | 9.2 | 21600 | 20400 | 94.44% | 1.84 | 15 | 14.3 |  |  |  |  | R-410A | 1.85 | Residential & Commercial | USHP | Ducted CEE Tier 1
207436214 | Central HP <5.4 tons | LENNOX | HRCU-A-CB (Split System: Heat Pump with Remote Outdoor Unit-Air-Source) | SL25XPV-024-230A** |  |  | CHX35-42C-**-*+TDR | SL297UH080NV48C* | 22200 | 21.4 | 9.3 | 21400 | 20200 | 94.39% | 1.9 | 15 | 14.4 |  |  |  |  | R-410A | 1.85 | Residential & Commercial | USHP | Ducted CEE Tier 1
207436216 | Central HP <5.4 tons | LENNOX | HRCU-A-CB (Split System: Heat Pump with Remote Outdoor Unit-Air-Source) | SL25XPV-024-230A** |  |  | CHX35-42C-**-*+TDR | SLP99UH090XV36C* | 22200 | 22.4 | 9.3 | 21400 | 20200 | 94.39% | 1.9 | 15.5 | 14.5 |  |  |  |  | R-410A | 1.85 | Residential & Commercial | USHP | Ducted CEE Tier 1
214505284 | Central HP <5.4 tons | AMANA | HRCU-A-CB (Split System: Heat Pump with Remote Outdoor Unit-Air-Source) | ASZS60241EA* |  |  | CA*EA2422*4B* | A*VS800604BUA* | 23000 | 17 | 8.6 | 23000 | 16100 | 70% | 2 | 0 | 10 |  |  |  |  | R-410A | 1.9167 | Residential & Commercial | USHP | Ducted CEE Tier 1
214505341 | Central HP <5.4 tons | AMANA | HRCU-A-CB (Split System: Heat Pump with Remote Outdoor Unit-Air-Source) | ASZS60241EA* |  |  | CA*EA3026*4B* | A*VC800604B*A* | 23000 | 17 | 8.6 | 23000 | 16100 | 70% | 2 | 0 | 10 |  |  |  |  | R-410A | 1.9167 | Residential & Commercial | USHP | Ducted CEE Tier 1
211229224 | Central HP <5.4 tons | HEIL | HRCU-A-CB (Split System: Heat Pump with Remote Outdoor Unit-Air-Source) | DLCURAH36ABK |  |  | EA*4X48L21A* | OMV112K14A | 35600 | 15.5 | 8.1 | 38500 | 34800 | 90.39% | 2.04 | 0 | 9.5 |  |  |  |  | R-410A | 2.9667 | Residential & Commercial | USHP
216699846 | Central HP <5.4 tons | AMANA | HRCU-A-CB (Split System: Heat Pump with Remote Outdoor Unit-Air-Source) | AZV9SA241CA* |  |  | CA*EA4830*3A*+MBVK16CP1X00A* | 0 | 23400 | 19.2 | 9.2 | 22000 | 22000 | 100% | 2 | 0 | 11.7 |  |  |  |  | R-32 | 1.95 | Residential & Commercial | USHP | Ducted CEE Tier 1
206773170 | Central HP <5.4 tons | TEMPSTAR | HRCU-A-CB (Split System: Heat Pump with Remote Outdoor Unit-Air-Source) | TVH837GKA2* |  |  | EA*4X48L21A*+WALLCON | *80CSU1002120A* | 32200 | 17 | 8.1 | 32600 | 25000 | 76.69% | 1.96 | 11.5 | 11 |  |  |  |  | R-410A | 2.6833 | Residential & Commercial | USHP | Ducted CEE Tier 1
206773427 | Central HP <5.4 tons | TEMPSTAR | HRCU-A-CB (Split System: Heat Pump with Remote Outdoor Unit-Air-Source) | TVH837GKA2* |  |  | EA*4X37L21A*+WALLCON | *95CSU0802120A* | 33000 | 17.5 | 8.5 | 32800 | 25000 | 76.22% | 2 | 12 | 11.5 |  |  |  |  | R-410A | 2.75 | Residential & Commercial | USHP | Ducted CEE Tier 1
216699874 | Central HP <5.4 tons | AMANA | HRCU-A-CB (Split System: Heat Pump with Remote Outdoor Unit-Air-Source) | AZV9SA361CA* |  |  | CA*EA6030*3A* | A*VT961005CNA* | 34200 | 19 | 9.2 | 32600 | 32600 | 100% | 2 | 0 | 11.7 |  |  |  |  | R-32 | 2.85 | Residential & Commercial | USHP | Ducted CEE Tier 1
216820747 | Central HP <5.4 tons | SURE | HRCU-A-CB (Split System: Heat Pump with Remote Outdoor Unit-Air-Source) | RD18AY24AJVC |  |  | TCFY2421MTANM | S951V0403A17UH | 20800 | 17 | 8.1 | 20800 | 17200 | 82.69% | 1.9 | 0 | 10 |  |  |  |  | R-454B | 1.7333 | Residential & Commercial | USHP | Ducted CEE Tier 1
216820770 | Central HP <5.4 tons | SURE | HRCU-A-CB (Split System: Heat Pump with Remote Outdoor Unit-Air-Source) | RD18AY24AJVC |  |  | TCFY2421MTANM | S97MV0855A21DH | 21000 | 18 | 8.1 | 20800 | 16900 | 81.25% | 1.9 | 0 | 10 |  |  |  |  | R-454B | 1.75 | Residential & Commercial | USHP | Ducted CEE Tier 1
207436165 | Central HP <5.4 tons | LENNOX | HRCU-A-CB (Split System: Heat Pump with Remote Outdoor Unit-Air-Source) | SL25XPV-024-230A** |  |  | C35-48B+TDR+TXV | SLP99UH070XV36B* | 22000 | 21.6 | 9.3 | 21600 | 20600 | 95.37% | 1.86 | 14.5 | 13.5 |  |  |  |  | R-410A | 1.8333 | Residential & Commercial | USHP | Ducted CEE Tier 1
207436217 | Central HP <5.4 tons | LENNOX | HRCU-A-CB (Split System: Heat Pump with Remote Outdoor Unit-Air-Source) | SL25XPV-024-230A** |  |  | CHX35-42C-**-*+TDR | SLP99UH090XV48C* | 22200 | 21.4 | 9.4 | 21400 | 20000 | 93.46% | 1.9 | 15.5 | 14.5 |  |  |  |  | R-410A | 1.85 | Residential & Commercial | USHP | Ducted CEE Tier 1
207436282 | Central HP <5.4 tons | LENNOX | HRCU-A-CB (Split System: Heat Pump with Remote Outdoor Unit-Air-Source) | SL25XPV-036-230A** |  |  | C35-48C+TDR+TXV | SL297UH080NV60C* | 34000 | 20.8 | 8.8 | 35600 | 27400 | 76.97% | 1.82 | 14 | 13.4 |  |  |  |  | R-410A | 2.8333 | Residential & Commercial | USHP | Ducted CEE Tier 1
207436283 | Central HP <5.4 tons | LENNOX | HRCU-A-CB (Split System: Heat Pump with Remote Outdoor Unit-Air-Source) | SL25XPV-036-230A** |  |  | C35-48C+TDR+TXV | SLP99UH090XV36C* | 34000 | 22 | 8.8 | 35600 | 27600 | 77.53% | 1.82 | 14 | 13.4 |  |  |  |  | R-410A | 2.8333 | Residential & Commercial | USHP | Ducted CEE Tier 1
206771396 | Central HP <5.4 tons | TEMPSTAR | HRCU-A-CB (Split System: Heat Pump with Remote Outdoor Unit-Air-Source) | TVH837GKA2* |  |  | EA*4X42L21A*+WALLCON | *80CTL0701716A* | 31800 | 17 | 8.1 | 33200 | 24600 | 74.1% | 1.88 | 11 | 11 |  |  |  |  | R-410A | 2.65 | Residential & Commercial | USHP | Ducted CEE Tier 1
207436234 | Central HP <5.4 tons | LENNOX | HRCU-A-CB (Split System: Heat Pump with Remote Outdoor Unit-Air-Source) | SL25XPV-024-230A** |  |  | CX35-36B+TDR | SL280UH090V36B* | 22400 | 23 | 9.3 | 21400 | 20400 | 95.33% | 1.84 | 15 | 14.5 |  |  |  |  | R-410A | 1.8667 | Residential & Commercial | USHP | Ducted CEE Tier 1
216699887 | Central HP <5.4 tons | AMANA | HRCU-A-CB (Split System: Heat Pump with Remote Outdoor Unit-Air-Source) | AZV9SA361CA* |  |  | CHPEA4830*3A* | A*VM970804CNA* | 33400 | 18.2 | 9 | 31000 | 31000 | 100% | 2 | 0 | 11 |  |  |  |  | R-32 | 2.7833 | Residential & Commercial | USHP | Ducted CEE Tier 1
216051256 | Central HP <5.4 tons | SURE | HRCU-A-CB (Split System: Heat Pump with Remote Outdoor Unit-Air-Source) | SP19AY48AJVC |  |  | TCFY4821SEAAM | S802V0754A17DZ | 45500 | 19 | 10 | 45500 | 42000 | 92.31% | 2.1 | 0 | 11.7 |  |  |  |  | R-454B | 3.7917 | Residential & Commercial | USHP | Ducted CEE Tier 1
206772549 | Central HP <5.4 tons | TEMPSTAR | HRCU-A-CB (Split System: Heat Pump with Remote Outdoor Unit-Air-Source) | TVH837GKA2* |  |  | EHD4X36AAL+WALLCON | *80CTL0902120A* | 32200 | 16.5 | 8.1 | 33200 | 24800 | 74.7% | 1.92 | 11.5 | 11 |  |  |  |  | R-410A | 2.6833 | Residential & Commercial | USHP | Ducted CEE Tier 1
206772792 | Central HP <5.4 tons | TEMPSTAR | HRCU-A-CB (Split System: Heat Pump with Remote Outdoor Unit-Air-Source) | TVH837GKA2* |  |  | EHD4X42AAL+WALLCON | *97CMN1002122A* | 32600 | 16.5 | 8.1 | 33000 | 24800 | 75.15% | 1.96 | 12 | 11 |  |  |  |  | R-410A | 2.7167 | Residential & Commercial | USHP | Ducted CEE Tier 1
206772801 | Central HP <5.4 tons | TEMPSTAR | HRCU-A-CB (Split System: Heat Pump with Remote Outdoor Unit-Air-Source) | TVH837GKA2* |  |  | EHD4X42AAL+WALLCON | *97CMN1202422A* | 32400 | 16.5 | 8.1 | 33200 | 25000 | 75.3% | 1.96 | 11.5 | 11 |  |  |  |  | R-410A | 2.7 | Residential & Commercial | USHP | Ducted CEE Tier 1
207436270 | Central HP <5.4 tons | LENNOX | HRCU-A-CB (Split System: Heat Pump with Remote Outdoor Unit-Air-Source) | SL25XPV-036-230A** |  |  | C35-48C+TDR+TXV | EL296UH090XV36C* | 34000 | 22 | 8.8 | 35600 | 27600 | 77.53% | 1.82 | 14 | 13.4 |  |  |  |  | R-410A | 2.8333 | Residential & Commercial | USHP | Ducted CEE Tier 1
206772666 | Central HP <5.4 tons | TEMPSTAR | HRCU-A-CB (Split System: Heat Pump with Remote Outdoor Unit-Air-Source) | TVH837GKA2* |  |  | EHD4X36AAL+WALLCON | *80CTL0901716A* | 32400 | 17 | 8.1 | 33200 | 24600 | 74.1% | 1.94 | 12 | 11 |  |  |  |  | R-410A | 2.7 | Residential & Commercial | USHP | Ducted CEE Tier 1
206772927 | Central HP <5.4 tons | TEMPSTAR | HRCU-A-CB (Split System: Heat Pump with Remote Outdoor Unit-Air-Source) | TVH837GKA2* |  |  | EHD4X48AAL+WALLCON | *96CTN1202422A* | 32600 | 17 | 8.1 | 33000 | 24800 | 75.15% | 1.98 | 11 | 11 |  |  |  |  | R-410A | 2.7167 | Residential & Commercial | USHP | Ducted CEE Tier 1
207436284 | Central HP <5.4 tons | LENNOX | HRCU-A-CB (Split System: Heat Pump with Remote Outdoor Unit-Air-Source) | SL25XPV-036-230A** |  |  | C35-48C+TDR+TXV | SLP99UH090XV48C* | 34000 | 22 | 8.8 | 35600 | 27400 | 76.97% | 1.82 | 14 | 13.4 |  |  |  |  | R-410A | 2.8333 | Residential & Commercial | USHP | Ducted CEE Tier 1
207436370 | Central HP <5.4 tons | LENNOX | HRCU-A-CB (Split System: Heat Pump with Remote Outdoor Unit-Air-Source) | SL25XPV-036-230A** |  |  | CH35-48C+TDR+TXV | SL280UH090V60C* | 34200 | 21.4 | 8.5 | 33800 | 26000 | 76.92% | 1.76 | 14 | 13.5 |  |  |  |  | R-410A | 2.85 | Residential & Commercial | USHP | Ducted CEE Tier 1
215487795 | Central HP <5.4 tons | AMANA | HRCU-A-CB (Split System: Heat Pump with Remote Outdoor Unit-Air-Source) | AZV6SA1810A* |  |  | CA*EA3022*3A* | A*VC800603B*A* | 17000 | 19 | 8.8 | 16800 | 13000 | 77.38% | 2.1 | 0 | 12 |  |  |  |  | R-32 | 1.4167 | Residential & Commercial | USHP | Ducted CEE Tier 1
211228791 | Central HP <5.4 tons | HEIL | HRCU-A-CB (Split System: Heat Pump with Remote Outdoor Unit-Air-Source) | DLCURAH36ABK |  |  | EA*4X48L21A* | *80ES(N,L)0902116A* | 36200 | 16 | 8.5 | 38500 | 34600 | 89.87% | 2.08 | 0 | 10 |  |  |  |  | R-410A | 3.0167 | Residential & Commercial | USHP | Ducted CEE Tier 1
211222525 | Central HP <5.4 tons | COMFORTMAKER | HRCU-A-CB (Split System: Heat Pump with Remote Outdoor Unit-Air-Source) | DLCURAH30ABK |  |  | EA*4X37L21A* | *80ESU0401712A* | 31000 | 15.2 | 8.1 | 33400 | 26000 | 77.84% | 1.86 | 0 | 9 |  |  |  |  | R-410A | 2.5833 | Residential & Commercial | USHP
215487732 | Central HP <5.4 tons | AMANA | HRCU-A-CB (Split System: Heat Pump with Remote Outdoor Unit-Air-Source) | AZV7SA4210A* |  |  | CHPEA4830*3A* | A*VC961205DNB* | 40500 | 17 | 8.6 | 41000 | 31000 | 75.61% | 2 | 0 | 10 |  |  |  |  | R-32 | 3.375 | Residential & Commercial | USHP | Ducted CEE Tier 1
215487748 | Central HP <5.4 tons | AMANA | HRCU-A-CB (Split System: Heat Pump with Remote Outdoor Unit-Air-Source) | AZV7SA4810A* |  |  | CA*EA6030*3A* | A*VM970804CNB* | 45500 | 16.2 | 8.8 | 47000 | 33600 | 71.49% | 2 | 0 | 10 |  |  |  |  | R-32 | 3.7917 | Residential & Commercial | USHP | Ducted CEE Tier 1
215487762 | Central HP <5.4 tons | AMANA | HRCU-A-CB (Split System: Heat Pump with Remote Outdoor Unit-Air-Source) | AZV7SA4810A* |  |  | CHPEA4830*3A* | A*VM971205DNB* | 45500 | 16.5 | 8.5 | 46000 | 33600 | 73.04% | 2 | 0 | 10 |  |  |  |  | R-32 | 3.7917 | Residential & Commercial | USHP | Ducted CEE Tier 1
215588216 | Central HP <5.4 tons | BRYANT HEATING AND COOLING SYSTEMS | HRCU-A-CB (Split System: Heat Pump with Remote Outdoor Unit-Air-Source) | 291VAN054**AA* |  |  | CVAMA4921XMA*+UI | 935CB60080C21*** | 52000 | 19 | 8.1 | 53500 | 45500 | 85.05% | 1.9 | 0 | 11.5 |  |  |  |  | R-454B | 4.3333 | Residential & Commercial | USHP | Ducted CEE Tier 1
215588384 | Central HP <5.4 tons | BRYANT HEATING AND COOLING SYSTEMS | HRCU-A-CB (Split System: Heat Pump with Remote Outdoor Unit-Air-Source) | 291VAN054**AA* |  |  | CVAVA6121XMA*+UI | 987MC60060C21*** | 51500 | 18.5 | 8.1 | 55000 | 46500 | 84.55% | 1.86 | 0 | 11 |  |  |  |  | R-454B | 4.2917 | Residential & Commercial | USHP | Ducted CEE Tier 1
215588402 | Central HP <5.4 tons | BRYANT HEATING AND COOLING SYSTEMS | HRCU-A-CB (Split System: Heat Pump with Remote Outdoor Unit-Air-Source) | 291VAN054**AA* |  |  | CVAVA6124XMA*+UI | 935CB60080C21*** | 52500 | 19 | 8.1 | 53500 | 45500 | 85.05% | 1.9 | 0 | 12 |  |  |  |  | R-454B | 4.375 | Residential & Commercial | USHP | Ducted CEE Tier 1
215588420 | Central HP <5.4 tons | BRYANT HEATING AND COOLING SYSTEMS | HRCU-A-CB (Split System: Heat Pump with Remote Outdoor Unit-Air-Source) | 291VAN054**AA* |  |  | CAA**4821AM*+UI | 83*CB48060C17*** | 47500 | 18.5 | 10.5 | 51500 | 50500 | 98.06% | 2 | 0 | 11.5 |  |  |  |  | R-454B | 3.9583 | Residential & Commercial | USHP | Ducted CEE Tier 1
215588434 | Central HP <5.4 tons | BRYANT HEATING AND COOLING SYSTEMS | HRCU-A-CB (Split System: Heat Pump with Remote Outdoor Unit-Air-Source) | 291VAN054**AA* |  |  | CAA**6024AM*+UI | 987TA66120C24*** | 49500 | 19 | 10.5 | 52500 | 53500 | 101.9% | 1.96 | 0 | 11.5 |  |  |  |  | R-454B | 4.125 | Residential & Commercial | USHP | Ducted CEE Tier 1
215588502 | Central HP <5.4 tons | BRYANT HEATING AND COOLING SYSTEMS | HRCU-A-CB (Split System: Heat Pump with Remote Outdoor Unit-Air-Source) | 291VAN054**AA* |  |  | CVAMA6124XMA*+UI | 987TA60080C21*** | 52500 | 19.5 | 8.5 | 53500 | 46500 | 86.92% | 1.95 | 0 | 12 |  |  |  |  | R-454B | 4.375 | Residential & Commercial | USHP | Ducted CEE Tier 1
207436443 | Central HP <5.4 tons | LENNOX | HRCU-A-CB (Split System: Heat Pump with Remote Outdoor Unit-Air-Source) | SL25XPV-036-230A** |  |  | CR33-48C*+TDR+TXV | SLP99DF090XV36C* | 33400 | 21.4 | 8.7 | 36000 | 29400 | 81.67% | 1.76 | 13 | 13 |  |  |  |  | R-410A | 2.7833 | Residential & Commercial | USHP | Ducted CEE Tier 1
207436477 | Central HP <5.4 tons | LENNOX | HRCU-A-CB (Split System: Heat Pump with Remote Outdoor Unit-Air-Source) | SL25XPV-036-230A** |  |  | CX35-48C+TDR | EL296UH090XV36C* | 34000 | 22 | 8.8 | 35600 | 27600 | 77.53% | 1.82 | 14 | 13.4 |  |  |  |  | R-410A | 2.8333 | Residential & Commercial | USHP | Ducted CEE Tier 1
207436479 | Central HP <5.4 tons | LENNOX | HRCU-A-CB (Split System: Heat Pump with Remote Outdoor Unit-Air-Source) | SL25XPV-036-230A** |  |  | CX35-48C+TDR | EL296UH090XV60C* | 34000 | 20.8 | 8.8 | 35600 | 27400 | 76.97% | 1.82 | 14 | 13.5 |  |  |  |  | R-410A | 2.8333 | Residential & Commercial | USHP | Ducted CEE Tier 1
207436380 | Central HP <5.4 tons | LENNOX | HRCU-A-CB (Split System: Heat Pump with Remote Outdoor Unit-Air-Source) | SL25XPV-036-230A** |  |  | CH35-48C+TDR+TXV | SLP99UH110XV60C* | 34000 | 21.2 | 8.5 | 33800 | 26000 | 76.92% | 1.76 | 14 | 13.5 |  |  |  |  | R-410A | 2.8333 | Residential & Commercial | USHP | Ducted CEE Tier 1
207436382 | Central HP <5.4 tons | LENNOX | HRCU-A-CB (Split System: Heat Pump with Remote Outdoor Unit-Air-Source) | SL25XPV-036-230A** |  |  | CHX35-42B-**-*+TDR | EL296UH070XV36B* | 34600 | 21.4 | 8.8 | 34400 | 26400 | 76.74% | 1.82 | 13.5 | 13 |  |  |  |  | R-410A | 2.8833 | Residential & Commercial | USHP | Ducted CEE Tier 1
207436384 | Central HP <5.4 tons | LENNOX | HRCU-A-CB (Split System: Heat Pump with Remote Outdoor Unit-Air-Source) | SL25XPV-036-230A** |  |  | CHX35-42B-**-*+TDR | SL280UH090V36B* | 34800 | 22 | 8.8 | 34200 | 26200 | 76.61% | 1.84 | 14 | 13.5 |  |  |  |  | R-410A | 2.9 | Residential & Commercial | USHP | Ducted CEE Tier 1
207436432 | Central HP <5.4 tons | LENNOX | HRCU-A-CB (Split System: Heat Pump with Remote Outdoor Unit-Air-Source) | SL25XPV-036-230A** |  |  | CHX35-48C-**-*+TDR | SLP99UH110XV60C* | 34000 | 21.2 | 8.5 | 33800 | 26000 | 76.92% | 1.76 | 14 | 13.5 |  |  |  |  | R-410A | 2.8333 | Residential & Commercial | USHP | Ducted CEE Tier 1
207436482 | Central HP <5.4 tons | LENNOX | HRCU-A-CB (Split System: Heat Pump with Remote Outdoor Unit-Air-Source) | SL25XPV-036-230A** |  |  | CX35-48C+TDR | SL280UH080NV60C* | 34000 | 21.4 | 8.8 | 35400 | 27400 | 77.4% | 1.82 | 14.5 | 13.5 |  |  |  |  | R-410A | 2.8333 | Residential & Commercial | USHP | Ducted CEE Tier 1
215942433 | Central HP <5.4 tons | AIRQUEST | HRCU-A-CB (Split System: Heat Pump with Remote Outdoor Unit-Air-Source) | H5H3V36*K*AAA* |  |  | EVM5X61M24A*+WALLCON | *80CTL0702120B* | 35800 | 22 | 8.5 | 37400 | 28200 | 75.4% | 2.04 | 0 | 12.5 |  |  |  |  | R-454B | 2.9833 | Residential & Commercial | USHP | Ducted CEE Tier 1
215935616 | Central HP <5.4 tons | HEIL | HRCU-A-CB (Split System: Heat Pump with Remote Outdoor Unit-Air-Source) | H5H3V36*K*AAA* |  |  | EVD5X36M21A*+WALLCON | *80CTL0451712B* | 34000 | 20 | 8.5 | 39500 | 29000 | 73.42% | 2.02 | 0 | 11 |  |  |  |  | R-454B | 2.8333 | Residential & Commercial | USHP | Ducted CEE Tier 1
216699794 | Central HP <5.4 tons | AMANA | HRCU-A-CB (Split System: Heat Pump with Remote Outdoor Unit-Air-Source) | AZV9SA361CA* |  |  | CAHEA3630C3A*+MBVK16CH*X00A* | 0 | 34200 | 21 | 10 | 34200 | 34200 | 100% | 2.4 | 0 | 12 |  |  |  |  | R-32 | 2.85 | Residential & Commercial | USHP | Ducted CEE Tier 1
216699878 | Central HP <5.4 tons | AMANA | HRCU-A-CB (Split System: Heat Pump with Remote Outdoor Unit-Air-Source) | AZV9SA361CA* |  |  | CA*EA6030*3A* | A*VT801005C*A* | 34200 | 19 | 9.2 | 32600 | 32600 | 100% | 2 | 0 | 11.7 |  |  |  |  | R-32 | 2.85 | Residential & Commercial | USHP | Ducted CEE Tier 1
212979508 | Central HP <5.4 tons | HEIL | HRCU-A-CB (Split System: Heat Pump with Remote Outdoor Unit-Air-Source) | DLCURAH24ABK |  |  | EA*4X37L21A* | *80MS(N,L)0702116A* | 24400 | 17 | 8.5 | 25200 | 21200 | 84.13% | 1.8 | 0 | 10.5 |  |  |  |  | R-410A | 2.0333 | Residential & Commercial | USHP | Ducted CEE Tier 1
207436169 | Central HP <5.4 tons | LENNOX | HRCU-A-CB (Split System: Heat Pump with Remote Outdoor Unit-Air-Source) | SL25XPV-024-230A** |  |  | CH35-42B+TDR+TXV | EL296UH070XV36B* | 22800 | 23.2 | 9.5 | 21200 | 20000 | 94.34% | 1.96 | 15.5 | 14.5 |  |  |  |  | R-410A | 1.9 | Residential & Commercial | USHP | Ducted CEE Tier 1
207436171 | Central HP <5.4 tons | LENNOX | HRCU-A-CB (Split System: Heat Pump with Remote Outdoor Unit-Air-Source) | SL25XPV-024-230A** |  |  | CH35-42B+TDR+TXV | SL280UH090V36B* | 22800 | 23.2 | 9.7 | 21400 | 19900 | 92.99% | 1.98 | 15.5 | 15 |  |  |  |  | R-410A | 1.9 | Residential & Commercial | USHP | Ducted CEE Tier 1
207436201 | Central HP <5.4 tons | LENNOX | HRCU-A-CB (Split System: Heat Pump with Remote Outdoor Unit-Air-Source) | SL25XPV-024-230A** |  |  | CHX35-42B-**-*+TDR | SL297UH060NV36B* | 22800 | 22.6 | 9.5 | 21200 | 20000 | 94.34% | 1.96 | 15.5 | 14.5 |  |  |  |  | R-410A | 1.9 | Residential & Commercial | USHP | Ducted CEE Tier 1
207436478 | Central HP <5.4 tons | LENNOX | HRCU-A-CB (Split System: Heat Pump with Remote Outdoor Unit-Air-Source) | SL25XPV-036-230A** |  |  | CX35-48C+TDR | EL296UH090XV48C* | 34000 | 22 | 8.8 | 35600 | 27400 | 76.97% | 1.82 | 14 | 13.4 |  |  |  |  | R-410A | 2.8333 | Residential & Commercial | USHP | Ducted CEE Tier 1
207436480 | Central HP <5.4 tons | LENNOX | HRCU-A-CB (Split System: Heat Pump with Remote Outdoor Unit-Air-Source) | SL25XPV-036-230A** |  |  | CX35-48C+TDR | EL296UH110XV48C* | 34000 | 21.8 | 8.8 | 35400 | 27600 | 77.97% | 1.82 | 14 | 13.4 |  |  |  |  | R-410A | 2.8333 | Residential & Commercial | USHP | Ducted CEE Tier 1
214242428 | Central HP <5.4 tons | AIRQUEST | HRCU-A-CB (Split System: Heat Pump with Remote Outdoor Unit-Air-Source) | HVH825GKA2* |  |  | EN(A,D)4X24L17**+WALLCON | *80CTL0701412B* | 23200 | 16 | 8.1 | 22000 | 16800 | 76.36% | 1.94 | 0 | 10.5 |  |  |  |  | R-410A | 1.9333 | Residential & Commercial | USHP | Ducted CEE Tier 1
214242598 | Central HP <5.4 tons | AIRQUEST | HRCU-A-CB (Split System: Heat Pump with Remote Outdoor Unit-Air-Source) | HVH825GKA2* |  |  | EN(A,D)4X30L17**+WALLCON | *97CMN0801714B* | 23400 | 16.5 | 8.1 | 21600 | 16700 | 77.31% | 1.92 | 0 | 10.5 |  |  |  |  | R-410A | 1.95 | Residential & Commercial | USHP | Ducted CEE Tier 1
214242698 | Central HP <5.4 tons | AIRQUEST | HRCU-A-CB (Split System: Heat Pump with Remote Outdoor Unit-Air-Source) | HVH825GKA2* |  |  | EN(A,D,W)4X36L17**+WALLCON | *97CMN0801714B* | 23400 | 16.5 | 8.1 | 21600 | 16700 | 77.31% | 1.92 | 0 | 10.5 |  |  |  |  | R-410A | 1.95 | Residential & Commercial | USHP | Ducted CEE Tier 1
214242898 | Central HP <5.4 tons | AIRQUEST | HRCU-A-CB (Split System: Heat Pump with Remote Outdoor Unit-Air-Source) | HVH825GKA2* |  |  | END4X42L17**+WALLCON | *95CSU0601716B* | 23800 | 16.5 | 8.1 | 21400 | 16700 | 78.04% | 1.98 | 0 | 11 |  |  |  |  | R-410A | 1.9833 | Residential & Commercial | USHP | Ducted CEE Tier 1
206771468 | Central HP <5.4 tons | TEMPSTAR | HRCU-A-CB (Split System: Heat Pump with Remote Outdoor Unit-Air-Source) | TVH837GKA2* |  |  | EA*4X42L21A*+WALLCON | *97CMN1002122A* | 31800 | 17 | 8.1 | 33000 | 24400 | 73.94% | 1.9 | 11.5 | 11.5 |  |  |  |  | R-410A | 2.65 | Residential & Commercial | USHP | Ducted CEE Tier 1
206771567 | Central HP <5.4 tons | TEMPSTAR | HRCU-A-CB (Split System: Heat Pump with Remote Outdoor Unit-Air-Source) | TVH837GKA2* |  |  | EA*4X42L24A*+WALLCON | *97CMN1002122A* | 31800 | 17.5 | 8.1 | 33000 | 24400 | 73.94% | 1.9 | 12 | 11.5 |  |  |  |  | R-410A | 2.65 | Residential & Commercial | USHP | Ducted CEE Tier 1
213771517 | Central HP <5.4 tons | HEIL | HRCU-A-CB (Split System: Heat Pump with Remote Outdoor Unit-Air-Source) | HVH825GKA2* |  |  | EA*4X43L21A*+WALLCON | *97CMN1002122B* | 24400 | 16.5 | 8.5 | 21200 | 16600 | 78.3% | 2.04 | 0 | 11 |  |  |  |  | R-410A | 2.0333 | Residential & Commercial | USHP | Ducted CEE Tier 1
213771567 | Central HP <5.4 tons | HEIL | HRCU-A-CB (Split System: Heat Pump with Remote Outdoor Unit-Air-Source) | HVH825GKA2* |  |  | EA*4X48L21A*+WALLCON | *80CTL0701716B* | 24000 | 17 | 8.1 | 21000 | 16500 | 78.57% | 2 | 0 | 11 |  |  |  |  | R-410A | 2 | Residential & Commercial | USHP | Ducted CEE Tier 1
215487764 | Central HP <5.4 tons | AMANA | HRCU-A-CB (Split System: Heat Pump with Remote Outdoor Unit-Air-Source) | AZV7SA4810A* |  |  | CHPEA6030*3A* | A*VC800805C*A* | 45500 | 16.5 | 8.5 | 46500 | 33600 | 72.26% | 2 | 0 | 10 |  |  |  |  | R-32 | 3.7917 | Residential & Commercial | USHP | Ducted CEE Tier 1
207436486 | Central HP <5.4 tons | LENNOX | HRCU-A-CB (Split System: Heat Pump with Remote Outdoor Unit-Air-Source) | SL25XPV-036-230A** |  |  | CX35-48C+TDR | SL280UH110V60C* | 34000 | 21 | 8.8 | 35400 | 27400 | 77.4% | 1.84 | 14 | 13.5 |  |  |  |  | R-410A | 2.8333 | Residential & Commercial | USHP | Ducted CEE Tier 1
216699881 | Central HP <5.4 tons | AMANA | HRCU-A-CB (Split System: Heat Pump with Remote Outdoor Unit-Air-Source) | AZV9SA361CA* |  |  | CHPEA4830*3A* | A*VT800804C*A* | 33400 | 18.2 | 9 | 31000 | 31000 | 100% | 2 | 0 | 11 |  |  |  |  | R-32 | 2.7833 | Residential & Commercial | USHP | Ducted CEE Tier 1
216699883 | Central HP <5.4 tons | AMANA | HRCU-A-CB (Split System: Heat Pump with Remote Outdoor Unit-Air-Source) | AZV9SA361CA* |  |  | CHPEA4830*3A* | A*VS800805CUA* | 33400 | 18.2 | 9 | 31000 | 31000 | 100% | 2 | 0 | 11 |  |  |  |  | R-32 | 2.7833 | Residential & Commercial | USHP | Ducted CEE Tier 1
216835133 | Central HP <5.4 tons | AMANA | HRCU-A-CB (Split System: Heat Pump with Remote Outdoor Unit-Air-Source) | AZV7SA6010A* |  |  | CHPEA6030*3A* | A*VT961005CNA* | 52000 | 15.5 | 8.5 | 52500 | 45000 | 85.71% | 1.8 | 0 | 9.8 |  |  |  |  | R-32 | 4.3333 | Residential & Commercial | USHP
216737978 | Central HP <5.4 tons | TEMPSTAR | HRCU-A-CB (Split System: Heat Pump with Remote Outdoor Unit-Air-Source) | D5CUHAH24AAK |  |  | ESH5X36M12A* | *80CSU0601716A* | 23400 | 16.5 | 8.5 | 21200 | 18800 | 88.68% | 1.94 | 0 | 10.5 |  |  |  |  | R-454B | 1.95 | Residential & Commercial | USHP | Ducted CEE Tier 1
207436503 | Central HP <5.4 tons | LENNOX | HRCU-A-CB (Split System: Heat Pump with Remote Outdoor Unit-Air-Source) | SL25XPV-036-230A** |  |  | CX35-50/60C+TDR | SL280UH110V60C* | 33800 | 21.2 | 8.6 | 34200 | 26600 | 77.78% | 1.82 | 14 | 13.5 |  |  |  |  | R-410A | 2.8167 | Residential & Commercial | USHP | Ducted CEE Tier 1
207436510 | Central HP <5.4 tons | LENNOX | HRCU-A-CB (Split System: Heat Pump with Remote Outdoor Unit-Air-Source) | SL25XPV-036-230A** |  |  | CX35-50/60C+TDR | SLP99UH110XV60C* | 33800 | 21.6 | 8.7 | 34400 | 26600 | 77.33% | 1.82 | 14 | 13.5 |  |  |  |  | R-410A | 2.8167 | Residential & Commercial | USHP | Ducted CEE Tier 1
207436519 | Central HP <5.4 tons | LENNOX | HRCU-A-CB (Split System: Heat Pump with Remote Outdoor Unit-Air-Source) | SL25XPV-048-230A** |  |  | C35-49C+TDR+TXV | SL280UH110V60C* | 45500 | 20 | 8.9 | 44000 | 35800 | 81.36% | 1.78 | 12.5 | 12.3 |  |  |  |  | R-410A | 3.7917 | Residential & Commercial | USHP | Ducted CEE Tier 1
207436530 | Central HP <5.4 tons | LENNOX | HRCU-A-CB (Split System: Heat Pump with Remote Outdoor Unit-Air-Source) | SL25XPV-048-230A** |  |  | C35-60C+TDR+TXV | SL280UH080NV60C* | 46000 | 20.6 | 9.5 | 43500 | 36200 | 83.22% | 1.92 | 12.5 | 12.5 |  |  |  |  | R-410A | 3.8333 | Residential & Commercial | USHP | Ducted CEE Tier 1
207436562 | Central HP <5.4 tons | LENNOX | HRCU-A-CB (Split System: Heat Pump with Remote Outdoor Unit-Air-Source) | SL25XPV-048-230A** |  |  | CHX35-51/61C-**-*+TDR | EL296UH110XV48C* | 44500 | 20.6 | 9.2 | 45500 | 37600 | 82.64% | 1.8 | 12.5 | 12.2 |  |  |  |  | R-410A | 3.7083 | Residential & Commercial | USHP | Ducted CEE Tier 1
207436571 | Central HP <5.4 tons | LENNOX | HRCU-A-CB (Split System: Heat Pump with Remote Outdoor Unit-Air-Source) | SL25XPV-048-230A** |  |  | CHX35-51/61C-**-*+TDR | SL297UH080NV60C* | 44500 | 20 | 9.2 | 45500 | 37600 | 82.64% | 1.82 | 12.5 | 12.2 |  |  |  |  | R-410A | 3.7083 | Residential & Commercial | USHP | Ducted CEE Tier 1
211228826 | Central HP <5.4 tons | HEIL | HRCU-A-CB (Split System: Heat Pump with Remote Outdoor Unit-Air-Source) | DLCURAH36ABK |  |  | EA*4X48L21A* | *80VSL0451716A* | 35600 | 15.5 | 8.1 | 38500 | 34800 | 90.39% | 2.04 | 0 | 9.5 |  |  |  |  | R-410A | 2.9667 | Residential & Commercial | USHP
211228743 | Central HP <5.4 tons | HEIL | HRCU-A-CB (Split System: Heat Pump with Remote Outdoor Unit-Air-Source) | DLCURAH36ABK |  |  | EA*4X48L21A* | *80ES(N,L)0451712A* | 35600 | 15.5 | 8.1 | 38500 | 34800 | 90.39% | 2.04 | 0 | 9.5 |  |  |  |  | R-410A | 2.9667 | Residential & Commercial | USHP
211240258 | Central HP <5.4 tons | COMFORTMAKER | HRCU-A-CB (Split System: Heat Pump with Remote Outdoor Unit-Air-Source) | DLCURAH24ABK |  |  | EA*4X24L14A* | *80VTL0451412A* | 23800 | 16.5 | 8.5 | 26800 | 24000 | 89.55% | 1.98 | 0 | 10 |  |  |  |  | R-410A | 1.9833 | Residential & Commercial | USHP | Ducted CEE Tier 1
211241609 | Central HP <5.4 tons | COMFORTMAKER | HRCU-A-CB (Split System: Heat Pump with Remote Outdoor Unit-Air-Source) | DLCURAH24ABK |  |  | EA*4X30L17A* | *96VTN0601412A* | 23400 | 16.5 | 8.5 | 26000 | 24000 | 92.31% | 1.98 | 0 | 10 |  |  |  |  | R-410A | 1.95 | Residential & Commercial | USHP | Ducted CEE Tier 1
215936477 | Central HP <5.4 tons | AIRQUEST | HRCU-A-CB (Split System: Heat Pump with Remote Outdoor Unit-Air-Source) | H5H3V36*K*AAA* |  |  | EVD5X49M24A*+WALLCON | *95CSU0802120B* | 35400 | 21.5 | 8.5 | 38000 | 28600 | 75.26% | 2.04 | 0 | 12 |  |  |  |  | R-454B | 2.95 | Residential & Commercial | USHP | Ducted CEE Tier 1
211222741 | Central HP <5.4 tons | COMFORTMAKER | HRCU-A-CB (Split System: Heat Pump with Remote Outdoor Unit-Air-Source) | DLCURAH30ABK |  |  | FM(C,U)4Z30**AL* | 0 | 30400 | 15.5 | 8.5 | 35000 | 27400 | 78.29% | 1.82 | 0 | 9 |  |  |  |  | R-410A | 2.5333 | Residential & Commercial | USHP
206767674 | Central HP <5.4 tons | TEMPSTAR | HRCU-A-CB (Split System: Heat Pump with Remote Outdoor Unit-Air-Source) | TVH825GKA3* |  |  | EHD4X30AAL+WALLCON | *95CSU0802120A* | 23800 | 16 | 8.1 | 21800 | 16700 | 76.61% | 1.98 | 11 | 10.5 |  |  |  |  | R-410A | 1.9833 | Residential & Commercial | USHP | Ducted CEE Tier 1
214229224 | Central HP <5.4 tons | HEIL | HRCU-A-CB (Split System: Heat Pump with Remote Outdoor Unit-Air-Source) | DLCURAH30ABK |  |  | EA*4X36L17A* | *80MSU0601716A* | 29400 | 15.2 | 8.1 | 34000 | 27800 | 81.76% | 1.76 | 0 | 9 |  |  |  |  | R-410A | 2.45 | Residential & Commercial | USHP
213077161 | Central HP <5.4 tons | HEIL | HRCU-A-CB (Split System: Heat Pump with Remote Outdoor Unit-Air-Source) | DLCURAH36ABK |  |  | EA*4X42L21A* | *96VSN1002120B* | 35400 | 16 | 8.1 | 38500 | 35200 | 91.43% | 1.88 | 0 | 10 |  |  |  |  | R-410A | 2.95 | Residential & Commercial | USHP | Ducted CEE Tier 1
213077963 | Central HP <5.4 tons | HEIL | HRCU-A-CB (Split System: Heat Pump with Remote Outdoor Unit-Air-Source) | DLCURAH36ABK |  |  | EA*4X42L21A* | *80MS(N,L)0701712A* | 35000 | 16 | 8.1 | 38500 | 35000 | 90.91% | 1.88 | 0 | 9.5 |  |  |  |  | R-410A | 2.9167 | Residential & Commercial | USHP
215588536 | Central HP <5.4 tons | BRYANT HEATING AND COOLING SYSTEMS | HRCU-A-CB (Split System: Heat Pump with Remote Outdoor Unit-Air-Source) | 291VAN054**AA* |  |  | CVAVA6024XMA*+UI | 83*CB60100C21*** | 52000 | 19 | 8.1 | 52500 | 46500 | 88.57% | 1.9 | 0 | 12 |  |  |  |  | R-454B | 4.3333 | Residential & Commercial | USHP | Ducted CEE Tier 1
211230470 | Central HP <5.4 tons | HEIL | HRCU-A-CB (Split System: Heat Pump with Remote Outdoor Unit-Air-Source) | DLCURAH36ABK |  |  | EN(A,D)4X48L24** | *80ES(N,L)1102420A* | 36000 | 16.5 | 8.1 | 38500 | 34800 | 90.39% | 2.02 | 0 | 10.5 |  |  |  |  | R-410A | 3 | Residential & Commercial | USHP | Ducted CEE Tier 1
211230521 | Central HP <5.4 tons | HEIL | HRCU-A-CB (Split System: Heat Pump with Remote Outdoor Unit-Air-Source) | DLCURAH36ABK |  |  | EN(A,D)4X48L24** | *80VSL0902420A* | 35800 | 16.5 | 8.1 | 38500 | 34800 | 90.39% | 2 | 0 | 10 |  |  |  |  | R-410A | 2.9833 | Residential & Commercial | USHP | Ducted CEE Tier 1
211230705 | Central HP <5.4 tons | HEIL | HRCU-A-CB (Split System: Heat Pump with Remote Outdoor Unit-Air-Source) | DLCURAH36ABK |  |  | EN(A,D)4X48L24** | *96VSN1002120A* | 36200 | 16 | 8.1 | 38500 | 34800 | 90.39% | 2.02 | 0 | 10 |  |  |  |  | R-410A | 3.0167 | Residential & Commercial | USHP | Ducted CEE Tier 1
211229363 | Central HP <5.4 tons | HEIL | HRCU-A-CB (Split System: Heat Pump with Remote Outdoor Unit-Air-Source) | DLCURAH36ABK |  |  | EA*4X48L24A* | *80VSL0902420A* | 35800 | 16.5 | 8.5 | 37800 | 34600 | 91.53% | 2.04 | 0 | 10 |  |  |  |  | R-410A | 2.9833 | Residential & Commercial | USHP | Ducted CEE Tier 1
211229372 | Central HP <5.4 tons | HEIL | HRCU-A-CB (Split System: Heat Pump with Remote Outdoor Unit-Air-Source) | DLCURAH36ABK |  |  | EA*4X48L24A* | *80VSL1102422A* | 35800 | 16.5 | 8.5 | 37800 | 34600 | 91.53% | 2.04 | 0 | 10 |  |  |  |  | R-410A | 2.9833 | Residential & Commercial | USHP | Ducted CEE Tier 1
211229404 | Central HP <5.4 tons | HEIL | HRCU-A-CB (Split System: Heat Pump with Remote Outdoor Unit-Air-Source) | DLCURAH36ABK |  |  | EA*4X48L24A* | *80VTL0902120A* | 35600 | 16.5 | 8.1 | 37800 | 34600 | 91.53% | 2.04 | 0 | 10 |  |  |  |  | R-410A | 2.9667 | Residential & Commercial | USHP | Ducted CEE Tier 1
211229556 | Central HP <5.4 tons | HEIL | HRCU-A-CB (Split System: Heat Pump with Remote Outdoor Unit-Air-Source) | DLCURAH36ABK |  |  | EA*4X48L24A* | *96VSN1202422A* | 35800 | 16 | 8.5 | 38500 | 34600 | 89.87% | 2.04 | 0 | 10 |  |  |  |  | R-410A | 2.9833 | Residential & Commercial | USHP | Ducted CEE Tier 1
213078438 | Central HP <5.4 tons | HEIL | HRCU-A-CB (Split System: Heat Pump with Remote Outdoor Unit-Air-Source) | DLCURAH36ABK |  |  | EA*4X43L21A* | *80MS(N,L)0902116A* | 36400 | 16.5 | 8.5 | 38000 | 34800 | 91.58% | 2.06 | 0 | 10 |  |  |  |  | R-410A | 3.0333 | Residential & Commercial | USHP | Ducted CEE Tier 1
216835107 | Central HP <5.4 tons | AMANA | HRCU-A-CB (Split System: Heat Pump with Remote Outdoor Unit-Air-Source) | AZV7SA6010A* |  |  | AHVE60DP0300A* | 0 | 52000 | 17 | 8.8 | 54000 | 46000 | 85.19% | 2 | 0 | 9.8 |  |  |  |  | R-32 | 4.3333 | Residential & Commercial | USHP
211244834 | Central HP <5.4 tons | HEIL | HRCU-A-CB (Split System: Heat Pump with Remote Outdoor Unit-Air-Source) | DLCURAH24ABK |  |  | EN(A,D)4X30L17** | OLV098A12* | 23400 | 16.5 | 8.1 | 25800 | 24200 | 93.8% | 2 | 0 | 10 |  |  |  |  | R-410A | 1.95 | Residential & Commercial | USHP | Ducted CEE Tier 1
211245104 | Central HP <5.4 tons | HEIL | HRCU-A-CB (Split System: Heat Pump with Remote Outdoor Unit-Air-Source) | DLCURAH24ABK |  |  | EN(A,D,W)4X36L17** | *96VTN0601714A* | 24000 | 16.5 | 8.1 | 26200 | 23200 | 88.55% | 1.92 | 0 | 10 |  |  |  |  | R-410A | 2 | Residential & Commercial | USHP | Ducted CEE Tier 1
211245372 | Central HP <5.4 tons | HEIL | HRCU-A-CB (Split System: Heat Pump with Remote Outdoor Unit-Air-Source) | DLCURAH24ABK |  |  | EN(A,D)4X36L21** | *80ES(N,L)0701716A* | 24800 | 16 | 8.1 | 26800 | 22200 | 82.84% | 1.82 | 0 | 10.5 |  |  |  |  | R-410A | 2.0667 | Residential & Commercial | USHP | Ducted CEE Tier 1
211241743 | Central HP <5.4 tons | COMFORTMAKER | HRCU-A-CB (Split System: Heat Pump with Remote Outdoor Unit-Air-Source) | DLCURAH24ABK |  |  | EA*4X30L17A* | *92ESN0401410A* | 24000 | 15.2 | 8.5 | 26600 | 23000 | 86.47% | 1.86 | 0 | 9.5 |  |  |  |  | R-410A | 2 | Residential & Commercial | USHP
211241777 | Central HP <5.4 tons | COMFORTMAKER | HRCU-A-CB (Split System: Heat Pump with Remote Outdoor Unit-Air-Source) | DLCURAH24ABK |  |  | EA*4X30L17A* | *80ESU0601716A | 24800 | 16.5 | 8.5 | 26800 | 22200 | 82.84% | 1.84 | 0 | 10 |  |  |  |  | R-410A | 2.0667 | Residential & Commercial | USHP | Ducted CEE Tier 1
211241796 | Central HP <5.4 tons | COMFORTMAKER | HRCU-A-CB (Split System: Heat Pump with Remote Outdoor Unit-Air-Source) | DLCURAH24ABK |  |  | EA*4X30L17A* | OLV098A12* | 23200 | 16.5 | 8.5 | 25800 | 24400 | 94.57% | 2.02 | 0 | 10 |  |  |  |  | R-410A | 1.9333 | Residential & Commercial | USHP | Ducted CEE Tier 1
213076283 | Central HP <5.4 tons | COMFORTMAKER | HRCU-A-CB (Split System: Heat Pump with Remote Outdoor Unit-Air-Source) | DLCURAH36ABK |  |  | EA*4X43L21A* | *95MSU1002122A* | 36400 | 16.5 | 8.5 | 38000 | 34800 | 91.58% | 2.06 | 0 | 10 |  |  |  |  | R-410A | 3.0333 | Residential & Commercial | USHP | Ducted CEE Tier 1
215683868 | Central HP <5.4 tons | BRYANT HEATING AND COOLING SYSTEMS | HRCU-A-CB (Split System: Heat Pump with Remote Outdoor Unit-Air-Source) | 290VAN036**AA* |  |  | CAA**3717AM*+UI | 83*CA36040C17*** | 34000 | 17.5 | 9 | 35600 | 25400 | 71.35% | 1.88 | 0 | 9 |  |  |  |  | R-454B | 2.8333 | Residential & Commercial | USHP
214075514 | Central HP <5.4 tons | SURE | HRCU-A-CB (Split System: Heat Pump with Remote Outdoor Unit-Air-Source) | RD17AZ24AJ3N |  |  | TCFZ2417MTANM | S951V0603A17UHU | 22400 | 17 | 9.5 | 22400 | 17000 | 75.89% | 2 | 0 | 10 |  |  |  |  | R-410A | 1.8667 | Residential & Commercial | USHP | Ducted CEE Tier 1
214075580 | Central HP <5.4 tons | SURE | HRCU-A-CB (Split System: Heat Pump with Remote Outdoor Unit-Air-Source) | RD17AZ24AJ3N |  |  | TCFZ2417MTANM | S97MV0703A17DHS | 22600 | 17 | 9.5 | 22600 | 16900 | 74.78% | 2 | 0 | 11.2 |  |  |  |  | R-410A | 1.8833 | Residential & Commercial | USHP | Ducted CEE Tier 1
212928697 | Central HP <5.4 tons | AMANA | HRCU-A-CB (Split System: Heat Pump with Remote Outdoor Unit-Air-Source) | ASZS60361EA* |  |  | AHVE42CP0400A* | 0 | 34200 | 17.5 | 8.6 | 34200 | 29000 | 84.8% | 2 | 0 | 10 |  |  |  |  | R-410A | 2.85 | Residential & Commercial | USHP | Ducted CEE Tier 1
207436410 | Central HP <5.4 tons | LENNOX | HRCU-A-CB (Split System: Heat Pump with Remote Outdoor Unit-Air-Source) | SL25XPV-036-230A** |  |  | CHX35-48B-**-*+TDR | SL280UH090V36B* | 34000 | 22.2 | 8.8 | 34400 | 26000 | 75.58% | 1.84 | 14 | 13.5 |  |  |  |  | R-410A | 2.8333 | Residential & Commercial | USHP | Ducted CEE Tier 1
207436437 | Central HP <5.4 tons | LENNOX | HRCU-A-CB (Split System: Heat Pump with Remote Outdoor Unit-Air-Source) | SL25XPV-036-230A** |  |  | CR33-48B*+TDR+TXV | SLP99DF070XV36B* | 33400 | 21.2 | 8.7 | 36000 | 29800 | 82.78% | 1.76 | 13 | 12.5 |  |  |  |  | R-410A | 2.7833 | Residential & Commercial | USHP | Ducted CEE Tier 1
206767505 | Central HP <5.4 tons | TEMPSTAR | HRCU-A-CB (Split System: Heat Pump with Remote Outdoor Unit-Air-Source) | TVH825GKA3* |  |  | EA*4X36L21A*+WALLCON | *95CSU0601716A* | 23600 | 16.5 | 8.1 | 21600 | 16700 | 77.31% | 1.92 | 11 | 10.5 |  |  |  |  | R-410A | 1.9667 | Residential & Commercial | USHP | Ducted CEE Tier 1
216835116 | Central HP <5.4 tons | AMANA | HRCU-A-CB (Split System: Heat Pump with Remote Outdoor Unit-Air-Source) | AZV7SA6010A* |  |  | CHPEA6030*3A*+MBVK16CP1X00A* | 0 | 52000 | 16 | 8.5 | 52500 | 45000 | 85.71% | 1.8 | 0 | 9.8 |  |  |  |  | R-32 | 4.3333 | Residential & Commercial | USHP
206773152 | Central HP <5.4 tons | TEMPSTAR | HRCU-A-CB (Split System: Heat Pump with Remote Outdoor Unit-Air-Source) | TVH837GKA2* |  |  | EA*4X48L21A*+WALLCON | *80CSU0601716A* | 32200 | 17 | 8.1 | 32600 | 25000 | 76.69% | 1.96 | 12 | 11 |  |  |  |  | R-410A | 2.6833 | Residential & Commercial | USHP | Ducted CEE Tier 1
206773436 | Central HP <5.4 tons | TEMPSTAR | HRCU-A-CB (Split System: Heat Pump with Remote Outdoor Unit-Air-Source) | TVH837GKA2* |  |  | EA*4X37L21A*+WALLCON | *95CSU1002122A* | 33000 | 17.5 | 8.5 | 32800 | 25000 | 76.22% | 2 | 12 | 11.5 |  |  |  |  | R-410A | 2.75 | Residential & Commercial | USHP | Ducted CEE Tier 1
215739590 | Central HP <5.4 tons | SURE | HRCU-A-CB (Split System: Heat Pump with Remote Outdoor Unit-Air-Source) | SP19AY24AJVC |  |  | SHMVY3621MEACA | 0 | 22800 | 19 | 8.5 | 22800 | 19500 | 85.53% | 1.9 | 0 | 12 |  |  |  |  | R-454B | 1.9 | Residential & Commercial | USHP | Ducted CEE Tier 1
216835142 | Central HP <5.4 tons | AMANA | HRCU-A-CB (Split System: Heat Pump with Remote Outdoor Unit-Air-Source) | AZV7SA6010A* |  |  | CA*EA6030*3A* | A*VT960804CNA* | 52000 | 16.5 | 8.8 | 53500 | 46000 | 85.98% | 2 | 0 | 9.8 |  |  |  |  | R-32 | 4.3333 | Residential & Commercial | USHP
213076424 | Central HP <5.4 tons | COMFORTMAKER | HRCU-A-CB (Split System: Heat Pump with Remote Outdoor Unit-Air-Source) | DLCURAH36ABK |  |  | EA*4X37L17A* | *80VTL0451412B* | 36000 | 15.5 | 8.5 | 38500 | 35000 | 90.91% | 2 | 0 | 10 |  |  |  |  | R-410A | 3 | Residential & Commercial | USHP | Ducted CEE Tier 1
213076501 | Central HP <5.4 tons | COMFORTMAKER | HRCU-A-CB (Split System: Heat Pump with Remote Outdoor Unit-Air-Source) | DLCURAH36ABK |  |  | EA*4X37L21A* | *80VTL0701716B* | 36200 | 16 | 8.5 | 38000 | 34800 | 91.58% | 2.04 | 0 | 10 |  |  |  |  | R-410A | 3.0167 | Residential & Commercial | USHP | Ducted CEE Tier 1
213787635 | Central HP <5.4 tons | DAY & NIGHT | HRCU-A-CB (Split System: Heat Pump with Remote Outdoor Unit-Air-Source) | DLCURAH30ABK |  |  | FTMA4B48L0C* | 0 | 31600 | 15.75 | 9 | 32400 | 25800 | 79.63% | 1.88 | 0 | 9.5 |  |  |  |  | R-410A | 2.6333 | Residential & Commercial | USHP
214229191 | Central HP <5.4 tons | HEIL | HRCU-A-CB (Split System: Heat Pump with Remote Outdoor Unit-Air-Source) | DLCURAH24ABK |  |  | EN(A,D)4X30L17** | *80MSU0601716A* | 23600 | 17 | 8.5 | 25600 | 24000 | 93.75% | 2 | 0 | 10.5 |  |  |  |  | R-410A | 1.9667 | Residential & Commercial | USHP | Ducted CEE Tier 1
212970640 | Central HP <5.4 tons | COMFORTMAKER | HRCU-A-CB (Split System: Heat Pump with Remote Outdoor Unit-Air-Source) | DLCURAH36ABK |  |  | EA*4X36L21A* | *80VSL0902120B* | 35000 | 16 | 8.1 | 38500 | 35200 | 91.43% | 1.82 | 0 | 9.5 |  |  |  |  | R-410A | 2.9167 | Residential & Commercial | USHP
214229290 | Central HP <5.4 tons | HEIL | HRCU-A-CB (Split System: Heat Pump with Remote Outdoor Unit-Air-Source) | DLCURAH36ABK |  |  | EA*4X37L17A* | *80MSU0601716A* | 36000 | 16 | 8.5 | 38500 | 34800 | 90.39% | 2.02 | 0 | 10 |  |  |  |  | R-410A | 3 | Residential & Commercial | USHP | Ducted CEE Tier 1
207436548 | Central HP <5.4 tons | LENNOX | HRCU-A-CB (Split System: Heat Pump with Remote Outdoor Unit-Air-Source) | SL25XPV-048-230A** |  |  | CH35-51C+TDR+TXV | SL280UH090XV60C* | 45000 | 21 | 9.2 | 45500 | 37200 | 81.76% | 1.84 | 12.5 | 12.5 |  |  |  |  | R-410A | 3.75 | Residential & Commercial | USHP | Ducted CEE Tier 1
207436550 | Central HP <5.4 tons | LENNOX | HRCU-A-CB (Split System: Heat Pump with Remote Outdoor Unit-Air-Source) | SL25XPV-048-230A** |  |  | CH35-51C+TDR+TXV | SL280UH110V60C* | 45000 | 20 | 9.2 | 45500 | 37400 | 82.2% | 1.82 | 12.5 | 12.5 |  |  |  |  | R-410A | 3.75 | Residential & Commercial | USHP | Ducted CEE Tier 1
207436498 | Central HP <5.4 tons | LENNOX | HRCU-A-CB (Split System: Heat Pump with Remote Outdoor Unit-Air-Source) | SL25XPV-036-230A** |  |  | CX35-50/60C+TDR | EL296UH110XV60C* | 33800 | 21.4 | 8.6 | 34400 | 26600 | 77.33% | 1.82 | 14 | 13.5 |  |  |  |  | R-410A | 2.8167 | Residential & Commercial | USHP | Ducted CEE Tier 1
213079076 | Central HP <5.4 tons | HEIL | HRCU-A-CB (Split System: Heat Pump with Remote Outdoor Unit-Air-Source) | DLCURAH36ABK |  |  | EN(A,D,W)4X48L21** | *80MSU0401712A* | 35800 | 16.5 | 8.1 | 38500 | 34800 | 90.39% | 2 | 0 | 10 |  |  |  |  | R-410A | 2.9833 | Residential & Commercial | USHP | Ducted CEE Tier 1
213078824 | Central HP <5.4 tons | HEIL | HRCU-A-CB (Split System: Heat Pump with Remote Outdoor Unit-Air-Source) | DLCURAH36ABK |  |  | EA*4X36L17A* | *80MSU1002120A* | 35400 | 15.5 | 8.1 | 39000 | 35400 | 90.77% | 1.84 | 0 | 9.5 |  |  |  |  | R-410A | 2.95 | Residential & Commercial | USHP
213079478 | Central HP <5.4 tons | HEIL | HRCU-A-CB (Split System: Heat Pump with Remote Outdoor Unit-Air-Source) | DLCURAH36ABK |  |  | END4X42L17** | *92MSN0601714A* | 35400 | 16 | 8.1 | 38500 | 35000 | 90.91% | 1.94 | 0 | 10 |  |  |  |  | R-410A | 2.95 | Residential & Commercial | USHP | Ducted CEE Tier 1
213785176 | Central HP <5.4 tons | BRYANT HEATING AND COOLING SYSTEMS | HRCU-A-CB (Split System: Heat Pump with Remote Outdoor Unit-Air-Source) | 284ANV024*0**B* |  |  | CAP**4321AL*+UI | 987MC42080C17*** | 24000 | 20 | 10.5 | 26400 | 19800 | 75% | 2.52 | 0 | 13 |  |  |  |  | R-410A | 2 | Residential & Commercial | USHP | Ducted CEE Tier 1
213785194 | Central HP <5.4 tons | BRYANT HEATING AND COOLING SYSTEMS | HRCU-A-CB (Split System: Heat Pump with Remote Outdoor Unit-Air-Source) | 284ANV024*0**B* |  |  | CSPH*3012AL*+UI | 88*TB60090C21*** | 23400 | 18.5 | 10 | 26800 | 19900 | 74.25% | 2.44 | 0 | 12.5 |  |  |  |  | R-410A | 1.95 | Residential & Commercial | USHP | Ducted CEE Tier 1
216892064 | Central HP <5.4 tons | SURE | HRCU-A-CB (Split System: Heat Pump with Remote Outdoor Unit-Air-Source) | RD18AY36AJVC |  |  | TCFY3624MTANM | S962V1155A24M4 | 32800 | 19 | 10 | 32800 | 27600 | 84.15% | 2.1 | 0 | 12 |  |  |  |  | R-454B | 2.7333 | Residential & Commercial | USHP | Ducted CEE Tier 1
216051178 | Central HP <5.4 tons | SURE | HRCU-A-CB (Split System: Heat Pump with Remote Outdoor Unit-Air-Source) | SP19AY24AJVC |  |  | TCFY2421HEAAM | S951V0603A17UH | 22800 | 21 | 8.5 | 22800 | 18600 | 81.58% | 1.8 | 0 | 13 |  |  |  |  | R-454B | 1.9 | Residential & Commercial | USHP | Ducted CEE Tier 1
211261938 | Central HP <5.4 tons | HEIL | HRCU-A-CB (Split System: Heat Pump with Remote Outdoor Unit-Air-Source) | DLCURAH18ABK |  |  | EA*4X30L17A* | *96VTN0601412A* | 18000 | 16 | 8.5 | 18600 | 18500 | 99.46% | 2.22 | 0 | 10.5 |  |  |  |  | R-410A | 1.5 | Residential & Commercial | USHP | Ducted CEE Tier 1
216683453 | Central HP <5.4 tons | DAY & NIGHT | HRCU-A-CB (Split System: Heat Pump with Remote Outdoor Unit-Air-Source) | DLCURAH18ABK |  |  | EHD4X24AAL | *97VTN1202422A* | 17400 | 15.2 | 8.1 | 18100 | 18400 | 101.7% | 2.05 | 0 | 10 |  |  |  |  | R-410A | 1.45 | Residential & Commercial | USHP | Ducted CEE Tier 1
211240150 | Central HP <5.4 tons | CARRIER | HRCU-A-CB (Split System: Heat Pump with Remote Outdoor Unit-Air-Source) | 38MURAQ24AB3* |  |  | CNPV*3617AL* | 59SC2D040E14**10 | 24000 | 15.2 | 8.1 | 26600 | 22800 | 85.71% | 1.86 | 0 | 10 |  |  |  |  | R-410A | 2 | Residential & Commercial | USHP | Ducted CEE Tier 1
211240161 | Central HP <5.4 tons | CARRIER | HRCU-A-CB (Split System: Heat Pump with Remote Outdoor Unit-Air-Source) | 38MURAQ24AB3* |  |  | CNPV*3621AL* | 59SP6A080V21**20 | 24000 | 17 | 8.1 | 26000 | 23200 | 89.23% | 1.92 | 0 | 10.5 |  |  |  |  | R-410A | 2 | Residential & Commercial | USHP | Ducted CEE Tier 1
211240195 | Central HP <5.4 tons | CARRIER | HRCU-A-CB (Split System: Heat Pump with Remote Outdoor Unit-Air-Source) | 38MURAQ24AB3* |  |  | CNPV*3621AL* | 59SC2D060E17**14 | 24400 | 16.5 | 8.1 | 26400 | 22800 | 86.36% | 1.88 | 0 | 10.5 |  |  |  |  | R-410A | 2.0333 | Residential & Commercial | USHP | Ducted CEE Tier 1
214241978 | Central HP <5.4 tons | AIRQUEST | HRCU-A-CB (Split System: Heat Pump with Remote Outdoor Unit-Air-Source) | HVH825GKA3* |  |  | EN(A,D)4X36L21**+WALLCON | *96CTN1002122B* | 23600 | 16.5 | 8.1 | 21400 | 16700 | 78.04% | 1.92 | 0 | 11 |  |  |  |  | R-410A | 1.9667 | Residential & Commercial | USHP | Ducted CEE Tier 1
216051185 | Central HP <5.4 tons | SURE | HRCU-A-CB (Split System: Heat Pump with Remote Outdoor Unit-Air-Source) | SP19AY24AJVC |  |  | TCFY2421HEAAM | S951V0403A17M4 | 22800 | 21 | 8.5 | 22800 | 18500 | 81.14% | 1.8 | 0 | 13 |  |  |  |  | R-454B | 1.9 | Residential & Commercial | USHP | Ducted CEE Tier 1
213076377 | Central HP <5.4 tons | HEIL | HRCU-A-CB (Split System: Heat Pump with Remote Outdoor Unit-Air-Source) | DLCURAH24ABK |  |  | EA*4X24L17A* | *96VTN0601716B* | 23200 | 16.5 | 8.5 | 26800 | 26600 | 99.25% | 2.26 | 0 | 10 |  |  |  |  | R-410A | 1.9333 | Residential & Commercial | USHP | Ducted CEE Tier 1
212975633 | Central HP <5.4 tons | COMFORTMAKER | HRCU-A-CB (Split System: Heat Pump with Remote Outdoor Unit-Air-Source) | DLCURAH24ABK |  |  | EA*4X24L14A* | *96VTN0601412B* | 23200 | 16.5 | 8.5 | 26800 | 27000 | 100.7% | 2.3 | 0 | 10 |  |  |  |  | R-410A | 1.9333 | Residential & Commercial | USHP | Ducted CEE Tier 1
212975424 | Central HP <5.4 tons | COMFORTMAKER | HRCU-A-CB (Split System: Heat Pump with Remote Outdoor Unit-Air-Source) | DLCURAH18ABK |  |  | EA*4X30L14A* | *96VTN0601412B* | 17400 | 16.5 | 8.5 | 18000 | 18900 | 105% | 2.28 | 0 | 10.5 |  |  |  |  | R-410A | 1.45 | Residential & Commercial | USHP | Ducted CEE Tier 1
213076450 | Central HP <5.4 tons | HEIL | HRCU-A-CB (Split System: Heat Pump with Remote Outdoor Unit-Air-Source) | DLCURAH36ABK |  |  | END4X42L17** | *80VTL0451412B* | 35400 | 16 | 8.1 | 38500 | 35000 | 90.91% | 1.94 | 0 | 10 |  |  |  |  | R-410A | 2.95 | Residential & Commercial | USHP | Ducted CEE Tier 1
213076668 | Central HP <5.4 tons | HEIL | HRCU-A-CB (Split System: Heat Pump with Remote Outdoor Unit-Air-Source) | DLCURAH36ABK |  |  | EA*4X42L24A* | *80VTL0902120B* | 35200 | 16 | 8.1 | 38500 | 35000 | 90.91% | 1.88 | 0 | 10 |  |  |  |  | R-410A | 2.9333 | Residential & Commercial | USHP | Ducted CEE Tier 1
212975790 | Central HP <5.4 tons | COMFORTMAKER | HRCU-A-CB (Split System: Heat Pump with Remote Outdoor Unit-Air-Source) | DLCURAH18ABK |  |  | EA*4X24L17A* | *96VTN0801716B* | 17200 | 16 | 8.5 | 18200 | 19400 | 106.6% | 2.34 | 0 | 10.5 |  |  |  |  | R-410A | 1.4333 | Residential & Commercial | USHP | Ducted CEE Tier 1
215487678 | Central HP <5.4 tons | AMANA | HRCU-A-CB (Split System: Heat Pump with Remote Outdoor Unit-Air-Source) | AZV7SA2410A* |  |  | CHPEA3026*3A* | A*VC800603B*A* | 23200 | 19 | 8.6 | 23200 | 17000 | 73.28% | 2 | 0 | 11 |  |  |  |  | R-32 | 1.9333 | Residential & Commercial | USHP | Ducted CEE Tier 1
211263288 | Central HP <5.4 tons | TEMPSTAR | HRCU-A-CB (Split System: Heat Pump with Remote Outdoor Unit-Air-Source) | DLCURAH18ABK |  |  | EN(A,D)4X24L17** | *96VTN0601714A* | 17600 | 15.5 | 8.5 | 18600 | 18900 | 101.6% | 2.26 | 0 | 10.5 |  |  |  |  | R-410A | 1.4667 | Residential & Commercial | USHP | Ducted CEE Tier 1
211264724 | Central HP <5.4 tons | TEMPSTAR | HRCU-A-CB (Split System: Heat Pump with Remote Outdoor Unit-Air-Source) | DLCURAH18ABK |  |  | EN(A,D)4X30L17** | OMV112K14A | 18200 | 15.5 | 8.5 | 18900 | 18400 | 97.35% | 2.2 | 0 | 11 |  |  |  |  | R-410A | 1.5167 | Residential & Commercial | USHP | Ducted CEE Tier 1
211264774 | Central HP <5.4 tons | TEMPSTAR | HRCU-A-CB (Split System: Heat Pump with Remote Outdoor Unit-Air-Source) | DLCURAH18ABK |  |  | FEM4P18**AL | 0 | 17400 | 16 | 8.5 | 18300 | 19400 | 106% | 2.34 | 0 | 10.5 |  |  |  |  | R-410A | 1.45 | Residential & Commercial | USHP | Ducted CEE Tier 1
211245454 | Central HP <5.4 tons | HEIL | HRCU-A-CB (Split System: Heat Pump with Remote Outdoor Unit-Air-Source) | DLCURAH24ABK |  |  | EN(A,D)4X36L21** | *80VSL0902120A* | 23800 | 16.5 | 8.1 | 26000 | 23200 | 89.23% | 1.92 | 0 | 10.5 |  |  |  |  | R-410A | 1.9833 | Residential & Commercial | USHP | Ducted CEE Tier 1
211245519 | Central HP <5.4 tons | HEIL | HRCU-A-CB (Split System: Heat Pump with Remote Outdoor Unit-Air-Source) | DLCURAH24ABK |  |  | EN(A,D)4X36L21** | *96VTN0801716A* | 24200 | 16.5 | 8.1 | 26200 | 23000 | 87.79% | 1.9 | 0 | 10.5 |  |  |  |  | R-410A | 2.0167 | Residential & Commercial | USHP | Ducted CEE Tier 1
211265025 | Central HP <5.4 tons | TEMPSTAR | HRCU-A-CB (Split System: Heat Pump with Remote Outdoor Unit-Air-Source) | DLCURAH18ABK |  |  | FM(C,U)4Z30**AL* | 0 | 18000 | 17.5 | 8.5 | 18500 | 18900 | 102.2% | 2.3 | 0 | 11 |  |  |  |  | R-410A | 1.5 | Residential & Commercial | USHP | Ducted CEE Tier 1
212971175 | Central HP <5.4 tons | COMFORTMAKER | HRCU-A-CB (Split System: Heat Pump with Remote Outdoor Unit-Air-Source) | DLCURAH24ABK |  |  | EA*4X36L17A* | *80VTL0451412B* | 23600 | 17 | 8.5 | 26000 | 24200 | 93.08% | 2 | 0 | 10 |  |  |  |  | R-410A | 1.9667 | Residential & Commercial | USHP | Ducted CEE Tier 1
211259802 | Central HP <5.4 tons | HEIL | HRCU-A-CB (Split System: Heat Pump with Remote Outdoor Unit-Air-Source) | DLCURAH18ABK |  |  | EA*4X19L17A* | *95ESN0401410A* | 18300 | 16 | 8.5 | 18300 | 17600 | 96.17% | 2.12 | 0 | 10.5 |  |  |  |  | R-410A | 1.525 | Residential & Commercial | USHP | Ducted CEE Tier 1
212970020 | Central HP <5.4 tons | COMFORTMAKER | HRCU-A-CB (Split System: Heat Pump with Remote Outdoor Unit-Air-Source) | DLCURAH18ABK |  |  | EN(A,D)4X30L17** | *80VSL0701716B* | 17500 | 16 | 8.1 | 18000 | 18600 | 103.3% | 2.24 | 0 | 11 |  |  |  |  | R-410A | 1.4583 | Residential & Commercial | USHP | Ducted CEE Tier 1
212971461 | Central HP <5.4 tons | COMFORTMAKER | HRCU-A-CB (Split System: Heat Pump with Remote Outdoor Unit-Air-Source) | DLCURAH18ABK |  |  | EA*4X25L17A* | *80VTL0701716B* | 18000 | 16.5 | 8.5 | 17900 | 17700 | 98.88% | 2.14 | 0 | 11 |  |  |  |  | R-410A | 1.5 | Residential & Commercial | USHP | Ducted CEE Tier 1
212971494 | Central HP <5.4 tons | COMFORTMAKER | HRCU-A-CB (Split System: Heat Pump with Remote Outdoor Unit-Air-Source) | DLCURAH18ABK |  |  | EN(A,D)4X30L17** | *80VTL0701716B* | 17700 | 16 | 8.1 | 18200 | 18600 | 102.2% | 2.24 | 0 | 11 |  |  |  |  | R-410A | 1.475 | Residential & Commercial | USHP | Ducted CEE Tier 1
216980456 | Central HP <5.4 tons | Panasonic | HRCU-A-C (Split System: Heat Pump with Remote Outdoor Unit with No Indoor Fan --Air Source) | CU-HM55BAHU |  |  | CS-HM60BAMU3 | 0 | 52000 | 16 | 8.5 | 56000 | 45000 | 80.36% | 1.8 | 0 | 10 |  |  |  |  | R-454B | 4.3333 | Residential & Commercial | USHP | Ducted CEE Tier 1
215318949 | Central HP <5.4 tons | DAY & NIGHT | HRCU-A-CB (Split System: Heat Pump with Remote Outdoor Unit-Air-Source) | D5CUHAH60AAK |  |  | D5FUAAH60XAK | 0 | 54000 | 16 | 9 | 56000 | 52000 | 92.86% | 1.8 | 0 | 10 |  |  |  |  | R-454B | 4.5 | Residential & Commercial | USHP | Ducted CEE Tier 1
216786373 | Central HP <5.4 tons | LUXAIRE | HRCU-A-CB (Split System: Heat Pump with Remote Outdoor Unit-Air-Source) | HH836E2S11 |  |  | CTF36C5CDS1 | Z8ES100C16LMPS1 | 34400 | 18 | 8.5 | 31800 | 26000 | 81.76% | 2 | 0 | 11.7 |  |  |  |  | R-454B | 2.8667 | Residential & Commercial | USHP | Ducted CEE Tier 1
211227863 | Central HP <5.4 tons | HEIL | HRCU-A-CB (Split System: Heat Pump with Remote Outdoor Unit-Air-Source) | DLCURAH36ABK |  |  | EA*4X42L24A* | *80VSL0702120A* | 35400 | 16 | 8.1 | 38500 | 35000 | 90.91% | 1.88 | 0 | 9.5 |  |  |  |  | R-410A | 2.95 | Residential & Commercial | USHP
211228515 | Central HP <5.4 tons | HEIL | HRCU-A-CB (Split System: Heat Pump with Remote Outdoor Unit-Air-Source) | DLCURAH36ABK |  |  | EA*4X43L21A* | *95ESN1002120A* | 37000 | 15.5 | 8.5 | 38500 | 34800 | 90.39% | 2.1 | 0 | 10 |  |  |  |  | R-410A | 3.0833 | Residential & Commercial | USHP | Ducted CEE Tier 1
211228885 | Central HP <5.4 tons | HEIL | HRCU-A-CB (Split System: Heat Pump with Remote Outdoor Unit-Air-Source) | DLCURAH36ABK |  |  | EA*4X48L21A* | *80ESU0802120A | 37400 | 15.5 | 8.5 | 38500 | 35000 | 90.91% | 2.14 | 0 | 10 |  |  |  |  | R-410A | 3.1167 | Residential & Commercial | USHP | Ducted CEE Tier 1
211228919 | Central HP <5.4 tons | HEIL | HRCU-A-CB (Split System: Heat Pump with Remote Outdoor Unit-Air-Source) | DLCURAH36ABK |  |  | EA*4X48L21A* | *80VTL0902120A* | 35400 | 16 | 8.1 | 37800 | 34600 | 91.53% | 2.02 | 0 | 10 |  |  |  |  | R-410A | 2.95 | Residential & Commercial | USHP | Ducted CEE Tier 1
211229019 | Central HP <5.4 tons | HEIL | HRCU-A-CB (Split System: Heat Pump with Remote Outdoor Unit-Air-Source) | DLCURAH36ABK |  |  | EA*4X48L21A* | *95ESN0601714A* | 35400 | 15.5 | 8.1 | 38500 | 34800 | 90.39% | 2.02 | 0 | 9.5 |  |  |  |  | R-410A | 2.95 | Residential & Commercial | USHP
211229052 | Central HP <5.4 tons | HEIL | HRCU-A-CB (Split System: Heat Pump with Remote Outdoor Unit-Air-Source) | DLCURAH36ABK |  |  | EA*4X48L21A* | *95ESN1002120A* | 36400 | 15.5 | 8.5 | 38500 | 34800 | 90.39% | 2.08 | 0 | 10 |  |  |  |  | R-410A | 3.0333 | Residential & Commercial | USHP | Ducted CEE Tier 1
211229517 | Central HP <5.4 tons | HEIL | HRCU-A-CB (Split System: Heat Pump with Remote Outdoor Unit-Air-Source) | DLCURAH36ABK |  |  | EA*4X48L24A* | *95ESN1202422A* | 37200 | 15.5 | 8.5 | 38500 | 35000 | 90.91% | 2.12 | 0 | 10 |  |  |  |  | R-410A | 3.1 | Residential & Commercial | USHP | Ducted CEE Tier 1
215318943 | Central HP <5.4 tons | DAY & NIGHT | HRCU-A-CB (Split System: Heat Pump with Remote Outdoor Unit-Air-Source) | D5CUHAH18AAK |  |  | D5FUAAH18XAK | 0 | 18000 | 19 | 9.8 | 19000 | 18000 | 94.74% | 2 | 0 | 12.5 |  |  |  |  | R-454B | 1.5 | Residential & Commercial | USHP | Ducted CEE Tier 1
216699793 | Central HP <5.4 tons | AMANA | HRCU-A-CB (Split System: Heat Pump with Remote Outdoor Unit-Air-Source) | AZV9SA241CA* |  |  | CAHEA3630C3A*+MBVK16CH*X00A* | 0 | 24000 | 21 | 10 | 24000 | 24000 | 100% | 2.4 | 0 | 12.2 |  |  |  |  | R-32 | 2 | Residential & Commercial | USHP | Ducted CEE Tier 1
211378855 | Central HP <5.4 tons | YORK | HRCU-A-CB (Split System: Heat Pump with Remote Outdoor Unit-Air-Source) | HMH72B341 |  |  | XAHB30CXXN1+TXV | TL9E060B12UH11 | 31600 | 16.5 | 8.1 | 32200 | 22800 | 70.81% | 1.96 | 0 | 9.5 |  |  |  |  | R-410A | 2.6333 | Residential & Commercial | USHP
216051190 | Central HP <5.4 tons | SURE | HRCU-A-CB (Split System: Heat Pump with Remote Outdoor Unit-Air-Source) | SP19AY24AJVC |  |  | TCFY2421HEAAM | S962V0703A17M4 | 22800 | 20 | 8.5 | 22800 | 18600 | 81.58% | 1.8 | 0 | 12 |  |  |  |  | R-454B | 1.9 | Residential & Commercial | USHP | Ducted CEE Tier 1
211227072 | Central HP <5.4 tons | HEIL | HRCU-A-CB (Split System: Heat Pump with Remote Outdoor Unit-Air-Source) | DLCURAH36ABK |  |  | EA*4X37L21A* | *95ESN1002120A* | 37000 | 15.5 | 8.5 | 38500 | 34800 | 90.39% | 2.1 | 0 | 10 |  |  |  |  | R-410A | 3.0833 | Residential & Commercial | USHP | Ducted CEE Tier 1
211227557 | Central HP <5.4 tons | HEIL | HRCU-A-CB (Split System: Heat Pump with Remote Outdoor Unit-Air-Source) | DLCURAH36ABK |  |  | EA*4X42L21A* | *92ESN1002122A* | 36600 | 15.2 | 8.5 | 40000 | 35200 | 88% | 1.94 | 0 | 10 |  |  |  |  | R-410A | 3.05 | Residential & Commercial | USHP | Ducted CEE Tier 1
211227890 | Central HP <5.4 tons | HEIL | HRCU-A-CB (Split System: Heat Pump with Remote Outdoor Unit-Air-Source) | DLCURAH36ABK |  |  | EA*4X42L24A* | *80VSL1102422A* | 35400 | 16.5 | 8.1 | 38500 | 35000 | 90.91% | 1.88 | 0 | 10 |  |  |  |  | R-410A | 2.95 | Residential & Commercial | USHP | Ducted CEE Tier 1
211227922 | Central HP <5.4 tons | HEIL | HRCU-A-CB (Split System: Heat Pump with Remote Outdoor Unit-Air-Source) | DLCURAH36ABK |  |  | EA*4X42L24A* | *80VTL0902120A* | 35000 | 16 | 8.1 | 38500 | 35000 | 90.91% | 1.86 | 0 | 9.5 |  |  |  |  | R-410A | 2.9167 | Residential & Commercial | USHP
211228025 | Central HP <5.4 tons | HEIL | HRCU-A-CB (Split System: Heat Pump with Remote Outdoor Unit-Air-Source) | DLCURAH36ABK |  |  | EA*4X42L24A* | *95ESN1002122A* | 36800 | 15.5 | 8.5 | 40000 | 35200 | 88% | 1.94 | 0 | 10 |  |  |  |  | R-410A | 3.0667 | Residential & Commercial | USHP | Ducted CEE Tier 1
216699863 | Central HP <5.4 tons | AMANA | HRCU-A-CB (Split System: Heat Pump with Remote Outdoor Unit-Air-Source) | AZV9SA241CA* |  |  | CHPEA4830*3A* | A*VM970804CNA* | 23000 | 18.2 | 9 | 21000 | 21000 | 100% | 2 | 0 | 11.7 |  |  |  |  | R-32 | 1.9167 | Residential & Commercial | USHP | Ducted CEE Tier 1
216820806 | Central HP <5.4 tons | SURE | HRCU-A-CB (Split System: Heat Pump with Remote Outdoor Unit-Air-Source) | RD18AY48AJVC |  |  | TCFY4824MTANM | S962V0705A21M4 | 42500 | 17 | 8.1 | 42500 | 33400 | 78.59% | 2 | 0 | 10 |  |  |  |  | R-454B | 3.5417 | Residential & Commercial | USHP | Ducted CEE Tier 1
216820831 | Central HP <5.4 tons | SURE | HRCU-A-CB (Split System: Heat Pump with Remote Outdoor Unit-Air-Source) | RD18AY48AJVC |  |  | TCFY4824MTANM | S951V1005A21M4 | 42500 | 17 | 8.1 | 42500 | 33400 | 78.59% | 2 | 0 | 10 |  |  |  |  | R-454B | 3.5417 | Residential & Commercial | USHP | Ducted CEE Tier 1
216820879 | Central HP <5.4 tons | SURE | HRCU-A-CB (Split System: Heat Pump with Remote Outdoor Unit-Air-Source) | RD18AY48AJVC |  |  | TCFY4821STANM | S801V0504A17UHN | 40500 | 16 | 8.1 | 40500 | 38000 | 93.83% | 2 | 0 | 10 |  |  |  |  | R-454B | 3.375 | Residential & Commercial | USHP | Ducted CEE Tier 1
211260712 | Central HP <5.4 tons | TEMPSTAR | HRCU-A-CB (Split System: Heat Pump with Remote Outdoor Unit-Air-Source) | DLCURAH18ABK |  |  | EA*4X25L17A* | *96VSN0601714A* | 18200 | 16 | 8.5 | 18100 | 17600 | 97.24% | 2.12 | 0 | 11 |  |  |  |  | R-410A | 1.5167 | Residential & Commercial | USHP | Ducted CEE Tier 1
215487647 | Central HP <5.4 tons | AMANA | HRCU-A-CB (Split System: Heat Pump with Remote Outdoor Unit-Air-Source) | AZV7SA2410A* |  |  | CA*EA3022*3A* | A*VM970804CNB* | 23200 | 19 | 8.6 | 23200 | 17000 | 73.28% | 2 | 0 | 11 |  |  |  |  | R-32 | 1.9333 | Residential & Commercial | USHP | Ducted CEE Tier 1
212603041 | Central HP <5.4 tons | NAPOLEON | HRCU-A-CB (Split System: Heat Pump with Remote Outdoor Unit-Air-Source) | WSEHV2436RA1-N |  |  | H,DE37936 | WPV070T3AA | 38000 | 17 | 8.5 | 36600 | 32800 | 89.62% | 1.8 | 0 | 10 |  |  |  |  | R-410A | 3.1667 | Residential & Commercial | USHP | Ducted CEE Tier 1
207436564 | Central HP <5.4 tons | LENNOX | HRCU-A-CB (Split System: Heat Pump with Remote Outdoor Unit-Air-Source) | SL25XPV-048-230A** |  |  | CHX35-51/61C-**-*+TDR | SL280UH080NV60C* | 45000 | 20.8 | 9.2 | 45500 | 37400 | 82.2% | 1.82 | 12.5 | 12.5 |  |  |  |  | R-410A | 3.75 | Residential & Commercial | USHP | Ducted CEE Tier 1
211244194 | Central HP <5.4 tons | COMFORTMAKER | HRCU-A-CB (Split System: Heat Pump with Remote Outdoor Unit-Air-Source) | DLCURAH24ABK |  |  | EN(A,D)4X24L17** | *95ESN0801716A* | 24200 | 15.2 | 8.5 | 27400 | 22600 | 82.48% | 1.84 | 0 | 10 |  |  |  |  | R-410A | 2.0167 | Residential & Commercial | USHP | Ducted CEE Tier 1
211244258 | Central HP <5.4 tons | COMFORTMAKER | HRCU-A-CB (Split System: Heat Pump with Remote Outdoor Unit-Air-Source) | DLCURAH24ABK |  |  | EN(A,D)4X24L17** | OLV098A12* | 23000 | 16 | 8.5 | 26400 | 24600 | 93.18% | 2.04 | 0 | 10 |  |  |  |  | R-410A | 1.9167 | Residential & Commercial | USHP | Ducted CEE Tier 1
211244276 | Central HP <5.4 tons | COMFORTMAKER | HRCU-A-CB (Split System: Heat Pump with Remote Outdoor Unit-Air-Source) | DLCURAH24ABK |  |  | EN(A,D)4X30L14** | *80VSL0451412A* | 24000 | 16 | 8.1 | 26400 | 23000 | 87.12% | 1.88 | 0 | 10 |  |  |  |  | R-410A | 2 | Residential & Commercial | USHP | Ducted CEE Tier 1
211244294 | Central HP <5.4 tons | COMFORTMAKER | HRCU-A-CB (Split System: Heat Pump with Remote Outdoor Unit-Air-Source) | DLCURAH24ABK |  |  | EN(A,D)4X30L14** | *96VSN0601412A* | 23400 | 16.5 | 8.1 | 25800 | 24000 | 93.02% | 1.98 | 0 | 10 |  |  |  |  | R-410A | 1.95 | Residential & Commercial | USHP | Ducted CEE Tier 1
211244327 | Central HP <5.4 tons | COMFORTMAKER | HRCU-A-CB (Split System: Heat Pump with Remote Outdoor Unit-Air-Source) | DLCURAH24ABK |  |  | EN(A,D)4X30L14** | *95ESN0601412A* | 24200 | 15.5 | 8.1 | 26600 | 22800 | 85.71% | 1.86 | 0 | 10 |  |  |  |  | R-410A | 2.0167 | Residential & Commercial | USHP | Ducted CEE Tier 1
211229635 | Central HP <5.4 tons | HEIL | HRCU-A-CB (Split System: Heat Pump with Remote Outdoor Unit-Air-Source) | DLCURAH36ABK |  |  | EA*4X48L24A* | OLV112A16A | 35800 | 15.5 | 8.5 | 38500 | 34800 | 90.39% | 2.04 | 0 | 10 |  |  |  |  | R-410A | 2.9833 | Residential & Commercial | USHP | Ducted CEE Tier 1
212404688 | Central HP <5.4 tons | NAPOLEON | HRCU-A-CB (Split System: Heat Pump with Remote Outdoor Unit-Air-Source) | NS18HV48A60 |  |  | H,DE50960 | WPV100T5BA | 54000 | 16 | 8.5 | 58000 | 41000 | 70.69% | 1.8 | 0 | 10 |  |  |  |  | R-410A | 4.5 | Residential & Commercial | USHP | Ducted CEE Tier 1
213078526 | Central HP <5.4 tons | HEIL | HRCU-A-CB (Split System: Heat Pump with Remote Outdoor Unit-Air-Source) | DLCURAH36ABK |  |  | EA*4X42L24A* | *80MS(N,L)0902120A* | 35400 | 16.5 | 8.1 | 38500 | 35000 | 90.91% | 1.9 | 0 | 10 |  |  |  |  | R-410A | 2.95 | Residential & Commercial | USHP | Ducted CEE Tier 1
213076578 | Central HP <5.4 tons | COMFORTMAKER | HRCU-A-CB (Split System: Heat Pump with Remote Outdoor Unit-Air-Source) | DLCURAH36ABK |  |  | EN(A,D,W)4X48L21** | *80VTL0701716B* | 35600 | 16 | 8.1 | 38500 | 35000 | 90.91% | 1.98 | 0 | 10 |  |  |  |  | R-410A | 2.9667 | Residential & Commercial | USHP | Ducted CEE Tier 1
215935235 | Central HP <5.4 tons | BRYANT HEATING AND COOLING SYSTEMS | HRCU-A-CB (Split System: Heat Pump with Remote Outdoor Unit-Air-Source) | 293VAN036**AA* |  |  | CVAMA6021XMA*+UI | 935CB48060C17*** | 35400 | 21.5 | 8.5 | 38500 | 29000 | 75.32% | 2.02 | 0 | 12 |  |  |  |  | R-454B | 2.95 | Residential & Commercial | USHP | Ducted CEE Tier 1
216820863 | Central HP <5.4 tons | SURE | HRCU-A-CB (Split System: Heat Pump with Remote Outdoor Unit-Air-Source) | RD18AY48AJVC |  |  | TCFY4824STANM | S801V1505A24UH | 41500 | 18 | 8.1 | 41500 | 37400 | 90.12% | 2.1 | 0 | 10 |  |  |  |  | R-454B | 3.4583 | Residential & Commercial | USHP | Ducted CEE Tier 1
216820913 | Central HP <5.4 tons | SURE | HRCU-A-CB (Split System: Heat Pump with Remote Outdoor Unit-Air-Source) | RD18AY48AJVC |  |  | TCFY4824STANM | S962V0855A21M4 | 40500 | 17 | 8.1 | 40500 | 37800 | 93.33% | 2.1 | 0 | 10 |  |  |  |  | R-454B | 3.375 | Residential & Commercial | USHP | Ducted CEE Tier 1
216820929 | Central HP <5.4 tons | SURE | HRCU-A-CB (Split System: Heat Pump with Remote Outdoor Unit-Air-Source) | RD18AY48AJVC |  |  | TCFY4824STANM | S802V0755A21DZ | 41000 | 18 | 8.1 | 41000 | 37600 | 91.71% | 2.1 | 0 | 10 |  |  |  |  | R-454B | 3.4167 | Residential & Commercial | USHP | Ducted CEE Tier 1
216821072 | Central HP <5.4 tons | SURE | HRCU-A-CB (Split System: Heat Pump with Remote Outdoor Unit-Air-Source) | RD18AY60AJVC |  |  | TCFY6024STANM | S962V0855A21M4 | 50500 | 16 | 8.1 | 50500 | 38500 | 76.24% | 2 | 0 | 10 |  |  |  |  | R-454B | 4.2083 | Residential & Commercial | USHP | Ducted CEE Tier 1
216821081 | Central HP <5.4 tons | SURE | HRCU-A-CB (Split System: Heat Pump with Remote Outdoor Unit-Air-Source) | RD18AY60AJVC |  |  | TCFY6024STANM | S98MV1155A24UP | 51000 | 17 | 10 | 51000 | 38000 | 74.51% | 2 | 0 | 10 |  |  |  |  | R-454B | 4.25 | Residential & Commercial | USHP | Ducted CEE Tier 1
216821088 | Central HP <5.4 tons | SURE | HRCU-A-CB (Split System: Heat Pump with Remote Outdoor Unit-Air-Source) | RD18AY60AJVC |  |  | TCFY6024STANM | S801V1005A21DZ | 51500 | 18 | 10 | 50500 | 37800 | 74.85% | 2 | 0 | 11 |  |  |  |  | R-454B | 4.2917 | Residential & Commercial | USHP | Ducted CEE Tier 1
216821113 | Central HP <5.4 tons | SURE | HRCU-A-CB (Split System: Heat Pump with Remote Outdoor Unit-Air-Source) | RD18AY60AJVC |  |  | TCFY6024STANM | S921V0855A21M4 | 50500 | 16 | 8.1 | 50500 | 38500 | 76.24% | 2 | 0 | 10 |  |  |  |  | R-454B | 4.2083 | Residential & Commercial | USHP | Ducted CEE Tier 1
211228056 | Central HP <5.4 tons | HEIL | HRCU-A-CB (Split System: Heat Pump with Remote Outdoor Unit-Air-Source) | DLCURAH36ABK |  |  | EA*4X42L24A* | *96VSN0802120A* | 35600 | 16 | 8.1 | 38500 | 35000 | 90.91% | 1.9 | 0 | 10 |  |  |  |  | R-410A | 2.9667 | Residential & Commercial | USHP | Ducted CEE Tier 1
211228125 | Central HP <5.4 tons | HEIL | HRCU-A-CB (Split System: Heat Pump with Remote Outdoor Unit-Air-Source) | DLCURAH36ABK |  |  | EA*4X42L24A* | *96VTN1002120A* | 35800 | 15.5 | 8.1 | 39500 | 35200 | 89.11% | 1.9 | 0 | 10 |  |  |  |  | R-410A | 2.9833 | Residential & Commercial | USHP | Ducted CEE Tier 1
211242146 | Central HP <5.4 tons | COMFORTMAKER | HRCU-A-CB (Split System: Heat Pump with Remote Outdoor Unit-Air-Source) | DLCURAH24ABK |  |  | EA*4X36L17A* | *92ESN0801716A* | 24400 | 17 | 8.5 | 26200 | 22400 | 85.5% | 1.86 | 0 | 10 |  |  |  |  | R-410A | 2.0333 | Residential & Commercial | USHP | Ducted CEE Tier 1
211242295 | Central HP <5.4 tons | COMFORTMAKER | HRCU-A-CB (Split System: Heat Pump with Remote Outdoor Unit-Air-Source) | DLCURAH24ABK |  |  | EA*4X36L21A* | *96VSN1002120A* | 24000 | 17 | 8.5 | 26000 | 22800 | 87.69% | 1.9 | 0 | 10 |  |  |  |  | R-410A | 2 | Residential & Commercial | USHP | Ducted CEE Tier 1
211242512 | Central HP <5.4 tons | COMFORTMAKER | HRCU-A-CB (Split System: Heat Pump with Remote Outdoor Unit-Air-Source) | DLCURAH24ABK |  |  | EA*4X36L21A* | *96VTN0601714A* | 24000 | 16.5 | 8.5 | 26000 | 22800 | 87.69% | 1.88 | 0 | 10 |  |  |  |  | R-410A | 2 | Residential & Commercial | USHP | Ducted CEE Tier 1
211242679 | Central HP <5.4 tons | COMFORTMAKER | HRCU-A-CB (Split System: Heat Pump with Remote Outdoor Unit-Air-Source) | DLCURAH24ABK |  |  | EA*4X36L21A* | *95ESN0801716A* | 24800 | 15.5 | 8.5 | 26800 | 22000 | 82.09% | 1.8 | 0 | 10 |  |  |  |  | R-410A | 2.0667 | Residential & Commercial | USHP | Ducted CEE Tier 1
213077443 | Central HP <5.4 tons | HEIL | HRCU-A-CB (Split System: Heat Pump with Remote Outdoor Unit-Air-Source) | DLCURAH36ABK |  |  | END4X42L17** | *96VTN0801716B* | 35800 | 15.5 | 8.1 | 39000 | 35200 | 90.26% | 1.96 | 0 | 10 |  |  |  |  | R-410A | 2.9833 | Residential & Commercial | USHP | Ducted CEE Tier 1
213077525 | Central HP <5.4 tons | HEIL | HRCU-A-CB (Split System: Heat Pump with Remote Outdoor Unit-Air-Source) | DLCURAH36ABK |  |  | EA*4X43L21A* | *96VTN0802120B* | 36600 | 16 | 8.5 | 38500 | 35000 | 90.91% | 2.06 | 0 | 10 |  |  |  |  | R-410A | 3.05 | Residential & Commercial | USHP | Ducted CEE Tier 1
216820886 | Central HP <5.4 tons | SURE | HRCU-A-CB (Split System: Heat Pump with Remote Outdoor Unit-Air-Source) | RD18AY48AJVC |  |  | TCFY4824STANM | S802V1255A24DZ | 41000 | 18 | 8.1 | 41000 | 37400 | 91.22% | 2.1 | 0 | 10 |  |  |  |  | R-454B | 3.4167 | Residential & Commercial | USHP | Ducted CEE Tier 1
216820897 | Central HP <5.4 tons | SURE | HRCU-A-CB (Split System: Heat Pump with Remote Outdoor Unit-Air-Source) | RD18AY48AJVC |  |  | TCFY4824STANM | S962V0705A21M4 | 41000 | 17 | 8.1 | 41000 | 37800 | 92.2% | 2.1 | 0 | 10 |  |  |  |  | R-454B | 3.4167 | Residential & Commercial | USHP | Ducted CEE Tier 1
216821063 | Central HP <5.4 tons | SURE | HRCU-A-CB (Split System: Heat Pump with Remote Outdoor Unit-Air-Source) | RD18AY60AJVC |  |  | TCFY6024STANM | S802V1255A24UH | 51500 | 17 | 10 | 51000 | 38000 | 74.51% | 2 | 0 | 11 |  |  |  |  | R-454B | 4.2917 | Residential & Commercial | USHP | Ducted CEE Tier 1
216821079 | Central HP <5.4 tons | SURE | HRCU-A-CB (Split System: Heat Pump with Remote Outdoor Unit-Air-Source) | RD18AY60AJVC |  |  | TCFY6024STANM | S801V0755A21DZ | 51000 | 17 | 10 | 51000 | 38000 | 74.51% | 2 | 0 | 11 |  |  |  |  | R-454B | 4.25 | Residential & Commercial | USHP | Ducted CEE Tier 1
216643309 | Central HP <5.4 tons | AIRQUEST | HRCU-A-CB (Split System: Heat Pump with Remote Outdoor Unit-Air-Source) | D5CUHAH18AAK |  |  | EA*5X19M17A* | *80MS(N,L)0701712A* | 18200 | 15.2 | 11 | 19800 | 17700 | 89.39% | 1.98 | 0 | 11.5 |  |  |  |  | R-454B | 1.5167 | Residential & Commercial | USHP | Ducted CEE Tier 1
207436513 | Central HP <5.4 tons | LENNOX | HRCU-A-CB (Split System: Heat Pump with Remote Outdoor Unit-Air-Source) | SL25XPV-048-230A** |  |  | C35-49C+TDR+TXV | EL296UH110XV48C* | 45500 | 20 | 8.9 | 44000 | 36000 | 81.82% | 1.76 | 12 | 12 |  |  |  |  | R-410A | 3.7917 | Residential & Commercial | USHP | Ducted CEE Tier 1
213077707 | Central HP <5.4 tons | HEIL | HRCU-A-CB (Split System: Heat Pump with Remote Outdoor Unit-Air-Source) | DLCURAH36ABK |  |  | EA*4X36L21A* | *96VTN1002122B* | 35000 | 16.5 | 8.1 | 38500 | 35200 | 91.43% | 1.82 | 0 | 10 |  |  |  |  | R-410A | 2.9167 | Residential & Commercial | USHP | Ducted CEE Tier 1
213078192 | Central HP <5.4 tons | HEIL | HRCU-A-CB (Split System: Heat Pump with Remote Outdoor Unit-Air-Source) | DLCURAH36ABK |  |  | EA*4X42L21A* | *80MS(N,L)0702116A* | 35000 | 16.5 | 8.1 | 38500 | 35000 | 90.91% | 1.88 | 0 | 9.5 |  |  |  |  | R-410A | 2.9167 | Residential & Commercial | USHP
213078212 | Central HP <5.4 tons | HEIL | HRCU-A-CB (Split System: Heat Pump with Remote Outdoor Unit-Air-Source) | DLCURAH36ABK |  |  | EA*4X43L21A* | *80MS(N,L)0702116A* | 36400 | 16 | 8.5 | 38000 | 34800 | 91.58% | 2.06 | 0 | 10 |  |  |  |  | R-410A | 3.0333 | Residential & Commercial | USHP | Ducted CEE Tier 1
213078262 | Central HP <5.4 tons | HEIL | HRCU-A-CB (Split System: Heat Pump with Remote Outdoor Unit-Air-Source) | DLCURAH36ABK |  |  | EA*4X36L17A* | *80MS(N,L)0901714A* | 35000 | 16 | 8.1 | 38500 | 35200 | 91.43% | 1.82 | 0 | 9.5 |  |  |  |  | R-410A | 2.9167 | Residential & Commercial | USHP
211377550 | Central HP <5.4 tons | YORK | HRCU-A-CB (Split System: Heat Pump with Remote Outdoor Unit-Air-Source) | HMH72B341 |  |  | XAHC36DBCN1 | YP9C080C16MP13 | 33400 | 17 | 8.1 | 33200 | 23400 | 70.48% | 2.04 | 0 | 9.5 |  |  |  |  | R-410A | 2.7833 | Residential & Commercial | USHP
211378920 | Central HP <5.4 tons | YORK | HRCU-A-CB (Split System: Heat Pump with Remote Outdoor Unit-Air-Source) | HMH72B341 |  |  | XAFB36DXXN1+TXV | TL8E060A12UH11 | 34000 | 18 | 8.1 | 33800 | 23800 | 70.41% | 2.06 | 0 | 10 |  |  |  |  | R-410A | 2.8333 | Residential & Commercial | USHP | Ducted CEE Tier 1
211379354 | Central HP <5.4 tons | YORK | HRCU-A-CB (Split System: Heat Pump with Remote Outdoor Unit-Air-Source) | HMH72B341 |  |  | XAFC48FXXN1+TXV | YP9C080B12MP13 | 33400 | 16.5 | 8.5 | 32600 | 24000 | 73.62% | 2.06 | 0 | 9 |  |  |  |  | R-410A | 2.7833 | Residential & Commercial | USHP
211379421 | Central HP <5.4 tons | YORK | HRCU-A-CB (Split System: Heat Pump with Remote Outdoor Unit-Air-Source) | HMH72B341 |  |  | XAHD48FBCN1 | TM9E100C16MP12 | 32800 | 16.5 | 8.5 | 31800 | 23200 | 72.96% | 2.02 | 0 | 9 |  |  |  |  | R-410A | 2.7333 | Residential & Commercial | USHP
216051272 | Central HP <5.4 tons | SURE | HRCU-A-CB (Split System: Heat Pump with Remote Outdoor Unit-Air-Source) | SP19AY48AJVC |  |  | TCFY4821SEAAM | S962V1005A21M4 | 45500 | 18 | 10 | 45500 | 42000 | 92.31% | 2.1 | 0 | 12 |  |  |  |  | R-454B | 3.7917 | Residential & Commercial | USHP | Ducted CEE Tier 1
213080210 | Central HP <5.4 tons | AIRQUEST | HRCU-A-CB (Split System: Heat Pump with Remote Outdoor Unit-Air-Source) | DLCURAH36ABK |  |  | EA*4X48L24A* | *96MSN0802120A* | 36000 | 16 | 8.5 | 38000 | 34800 | 91.58% | 2.04 | 0 | 10 |  |  |  |  | R-410A | 3 | Residential & Commercial | USHP | Ducted CEE Tier 1
213770797 | Central HP <5.4 tons | HEIL | HRCU-A-CB (Split System: Heat Pump with Remote Outdoor Unit-Air-Source) | HVH825GKA2* |  |  | EA*4X30L17A*+WALLCON | *96CTN0801714B* | 23400 | 16.5 | 8.1 | 21600 | 16700 | 77.31% | 1.92 | 0 | 10.5 |  |  |  |  | R-410A | 1.95 | Residential & Commercial | USHP | Ducted CEE Tier 1
212384715 | Central HP <5.4 tons | COMFORTMAKER | HRCU-A-CB (Split System: Heat Pump with Remote Outdoor Unit-Air-Source) | DLCURAH36ABK |  |  | EN(A,D,W)4X42L21** | *80ESU0802120A | 36800 | 15.2 | 8.1 | 40000 | 35200 | 88% | 1.94 | 0 | 10 |  |  |  |  | R-410A | 3.0667 | Residential & Commercial | USHP | Ducted CEE Tier 1
212384779 | Central HP <5.4 tons | COMFORTMAKER | HRCU-A-CB (Split System: Heat Pump with Remote Outdoor Unit-Air-Source) | DLCURAH36ABK |  |  | EN(A,D,W)4X48L21** | *80ES(N,L)0701716A* | 35800 | 16 | 8.1 | 39000 | 34800 | 89.23% | 2 | 0 | 10 |  |  |  |  | R-410A | 2.9833 | Residential & Commercial | USHP | Ducted CEE Tier 1
211378257 | Central HP <5.4 tons | YORK | HRCU-A-CB (Split System: Heat Pump with Remote Outdoor Unit-Air-Source) | HMH72B341 |  |  | XAHC30CXXN1+TXV | YPLC080B12MP13 | 31800 | 16.5 | 8.1 | 33000 | 23200 | 70.3% | 1.96 | 0 | 9 |  |  |  |  | R-410A | 2.65 | Residential & Commercial | USHP
211378332 | Central HP <5.4 tons | YORK | HRCU-A-CB (Split System: Heat Pump with Remote Outdoor Unit-Air-Source) | HMH72B341 |  |  | XAUB36DXXN1+TXV | TPLC080B12MP13 | 33600 | 17 | 8.1 | 33600 | 23600 | 70.24% | 2.02 | 0 | 9.5 |  |  |  |  | R-410A | 2.8 | Residential & Commercial | USHP
213076644 | Central HP <5.4 tons | COMFORTMAKER | HRCU-A-CB (Split System: Heat Pump with Remote Outdoor Unit-Air-Source) | DLCURAH36ABK |  |  | EA*4X37L21A* | *80VTL0902120B* | 36600 | 16 | 8.5 | 38500 | 35000 | 90.91% | 2.08 | 0 | 10 |  |  |  |  | R-410A | 3.05 | Residential & Commercial | USHP | Ducted CEE Tier 1
214097610 | Central HP <5.4 tons | SURE | HRCU-A-CB (Split System: Heat Pump with Remote Outdoor Unit-Air-Source) | RD17AZ48AJ3N |  |  | TCFZ6024SEANM | S801V1505A24UH | 45500 | 17 | 8.1 | 45500 | 40000 | 87.91% | 2.1 | 0 | 10 |  |  |  |  | R-410A | 3.7917 | Residential & Commercial | USHP | Ducted CEE Tier 1
214097613 | Central HP <5.4 tons | SURE | HRCU-A-CB (Split System: Heat Pump with Remote Outdoor Unit-Air-Source) | RD17AZ48AJ3N |  |  | TCFZ6024SEANM | S801V1255A24UH | 45500 | 17 | 8.1 | 45500 | 40000 | 87.91% | 2.1 | 0 | 10 |  |  |  |  | R-410A | 3.7917 | Residential & Commercial | USHP | Ducted CEE Tier 1
214097563 | Central HP <5.4 tons | SURE | HRCU-A-CB (Split System: Heat Pump with Remote Outdoor Unit-Air-Source) | RD17AZ48AJ3N |  |  | TCFZ6024SEANM | S951V1005A21M4S | 45500 | 16 | 8.1 | 45500 | 40500 | 89.01% | 2.1 | 0 | 10 |  |  |  |  | R-410A | 3.7917 | Residential & Commercial | USHP | Ducted CEE Tier 1
212969840 | Central HP <5.4 tons | COMFORTMAKER | HRCU-A-CB (Split System: Heat Pump with Remote Outdoor Unit-Air-Source) | DLCURAH24ABK |  |  | EN(A,D,W)4X36L17** | *80VSL0451412B* | 23600 | 17 | 8.5 | 26200 | 24600 | 93.89% | 2.04 | 0 | 10.5 |  |  |  |  | R-410A | 1.9667 | Residential & Commercial | USHP | Ducted CEE Tier 1
212971725 | Central HP <5.4 tons | COMFORTMAKER | HRCU-A-CB (Split System: Heat Pump with Remote Outdoor Unit-Air-Source) | DLCURAH24ABK |  |  | EN(A,D,W)4X36L17** | *80VTL0701716B* | 23600 | 17 | 8.5 | 26400 | 24200 | 91.67% | 2.02 | 0 | 10.5 |  |  |  |  | R-410A | 1.9667 | Residential & Commercial | USHP | Ducted CEE Tier 1
212970690 | Central HP <5.4 tons | COMFORTMAKER | HRCU-A-CB (Split System: Heat Pump with Remote Outdoor Unit-Air-Source) | DLCURAH36ABK |  |  | EA*4X48L21A* | *80VSL0902120B* | 35600 | 16.5 | 8.5 | 38500 | 34600 | 89.87% | 2.02 | 0 | 10 |  |  |  |  | R-410A | 2.9667 | Residential & Commercial | USHP | Ducted CEE Tier 1
207436231 | Central HP <5.4 tons | LENNOX | HRCU-A-CB (Split System: Heat Pump with Remote Outdoor Unit-Air-Source) | SL25XPV-024-230A** |  |  | CX35-36B+TDR | EL296UH045XV36B* | 22200 | 22.4 | 9.1 | 21600 | 20600 | 95.37% | 1.84 | 15 | 14 |  |  |  |  | R-410A | 1.85 | Residential & Commercial | USHP | Ducted CEE Tier 1
207436232 | Central HP <5.4 tons | LENNOX | HRCU-A-CB (Split System: Heat Pump with Remote Outdoor Unit-Air-Source) | SL25XPV-024-230A** |  |  | CX35-36B+TDR | EL296UH070XV36B* | 22200 | 23 | 9.2 | 21600 | 20400 | 94.44% | 1.84 | 15 | 14.3 |  |  |  |  | R-410A | 1.85 | Residential & Commercial | USHP | Ducted CEE Tier 1
207436247 | Central HP <5.4 tons | LENNOX | HRCU-A-CB (Split System: Heat Pump with Remote Outdoor Unit-Air-Source) | SL25XPV-024-230A** |  |  | CX35-48B+TDR | SL297UH060NV36B* | 22000 | 21.2 | 9.3 | 21600 | 20600 | 95.37% | 1.86 | 14.5 | 13.5 |  |  |  |  | R-410A | 1.8333 | Residential & Commercial | USHP | Ducted CEE Tier 1
213079208 | Central HP <5.4 tons | HEIL | HRCU-A-CB (Split System: Heat Pump with Remote Outdoor Unit-Air-Source) | DLCURAH36ABK |  |  | EA*4X36L21A* | *80MSU0802120A* | 34800 | 16.5 | 8.1 | 38500 | 35200 | 91.43% | 1.82 | 0 | 9.5 |  |  |  |  | R-410A | 2.9 | Residential & Commercial | USHP
213078172 | Central HP <5.4 tons | HEIL | HRCU-A-CB (Split System: Heat Pump with Remote Outdoor Unit-Air-Source) | DLCURAH36ABK |  |  | EA*4X36L21A* | *80MS(N,L)0702116A* | 34800 | 16 | 8.1 | 38500 | 35200 | 91.43% | 1.82 | 0 | 9.5 |  |  |  |  | R-410A | 2.9 | Residential & Commercial | USHP
213078274 | Central HP <5.4 tons | HEIL | HRCU-A-CB (Split System: Heat Pump with Remote Outdoor Unit-Air-Source) | DLCURAH36ABK |  |  | EA*4X36L21A* | *80MS(N,L)0901714A* | 35200 | 16 | 8.1 | 38500 | 35200 | 91.43% | 1.84 | 0 | 9.5 |  |  |  |  | R-410A | 2.9333 | Residential & Commercial | USHP
216675739 | Central HP <5.4 tons | BRYANT HEATING AND COOLING SYSTEMS | HRCU-A-CB (Split System: Heat Pump with Remote Outdoor Unit-Air-Source) | 37MURAQ24AA3 |  |  | CAA**2517AM* | 8(0,1)*SB42045M17*** | 24200 | 15.2 | 8.5 | 23200 | 19100 | 82.33% | 1.96 | 0 | 10 |  |  |  |  | R-454B | 2.0167 | Residential & Commercial | USHP | Ducted CEE Tier 1
213078358 | Central HP <5.4 tons | HEIL | HRCU-A-CB (Split System: Heat Pump with Remote Outdoor Unit-Air-Source) | DLCURAH36ABK |  |  | END4X42L17** | *80MS(N,L)0901714A* | 35600 | 16 | 8.1 | 38500 | 35000 | 90.91% | 1.94 | 0 | 10 |  |  |  |  | R-410A | 2.9667 | Residential & Commercial | USHP | Ducted CEE Tier 1
213076734 | Central HP <5.4 tons | HEIL | HRCU-A-CB (Split System: Heat Pump with Remote Outdoor Unit-Air-Source) | DLCURAH36ABK |  |  | EA*4X36L21A* | *80VTL1102122B* | 35400 | 16 | 8.1 | 39000 | 35200 | 90.26% | 1.84 | 0 | 10 |  |  |  |  | R-410A | 2.95 | Residential & Commercial | USHP | Ducted CEE Tier 1
211245750 | Central HP <5.4 tons | HEIL | HRCU-A-CB (Split System: Heat Pump with Remote Outdoor Unit-Air-Source) | DLCURAH24ABK |  |  | EN(A,D)4X36L21** | *80ESU0601716A | 24800 | 16.5 | 8.5 | 26600 | 22200 | 83.46% | 1.84 | 0 | 10.5 |  |  |  |  | R-410A | 2.0667 | Residential & Commercial | USHP | Ducted CEE Tier 1
213076961 | Central HP <5.4 tons | HEIL | HRCU-A-CB (Split System: Heat Pump with Remote Outdoor Unit-Air-Source) | DLCURAH36ABK |  |  | EA*4X37L21A* | *96VSN0801716B* | 36400 | 15.5 | 8.5 | 38500 | 35000 | 90.91% | 2.06 | 0 | 10 |  |  |  |  | R-410A | 3.0333 | Residential & Commercial | USHP | Ducted CEE Tier 1
216699884 | Central HP <5.4 tons | AMANA | HRCU-A-CB (Split System: Heat Pump with Remote Outdoor Unit-Air-Source) | AZV9SA361CA* |  |  | CA*EA6030*3A* | A*VS800805CUA* | 34200 | 19 | 9.2 | 32600 | 32600 | 100% | 2 | 0 | 11.7 |  |  |  |  | R-32 | 2.85 | Residential & Commercial | USHP | Ducted CEE Tier 1
213077261 | Central HP <5.4 tons | HEIL | HRCU-A-CB (Split System: Heat Pump with Remote Outdoor Unit-Air-Source) | DLCURAH36ABK |  |  | EN(A,D)4X48L24** | *96VSN1202422B* | 36000 | 16.5 | 8.1 | 38500 | 35000 | 90.91% | 2 | 0 | 10 |  |  |  |  | R-410A | 3 | Residential & Commercial | USHP | Ducted CEE Tier 1
213076770 | Central HP <5.4 tons | HEIL | HRCU-A-CB (Split System: Heat Pump with Remote Outdoor Unit-Air-Source) | DLCURAH36ABK |  |  | EA*4X42L24A* | *80VTL1102122B* | 35800 | 16 | 8.1 | 38500 | 35200 | 91.43% | 1.9 | 0 | 10 |  |  |  |  | R-410A | 2.9833 | Residential & Commercial | USHP | Ducted CEE Tier 1
212404712 | Central HP <5.4 tons | NAPOLEON | HRCU-A-CB (Split System: Heat Pump with Remote Outdoor Unit-Air-Source) | NS18HV48A60 |  |  | H,DE37960+TXV | WPV080T4BA | 46000 | 17 | 8.5 | 50000 | 35000 | 70% | 1.8 | 0 | 10 |  |  |  |  | R-410A | 3.8333 | Residential & Commercial | USHP | Ducted CEE Tier 1
207436567 | Central HP <5.4 tons | LENNOX | HRCU-A-CB (Split System: Heat Pump with Remote Outdoor Unit-Air-Source) | SL25XPV-048-230A** |  |  | CHX35-51/61C-**-*+TDR | SL280UH100NV60C* | 45000 | 20.8 | 9.2 | 45500 | 37400 | 82.2% | 1.82 | 13 | 12.4 |  |  |  |  | R-410A | 3.75 | Residential & Commercial | USHP | Ducted CEE Tier 1
214075509 | Central HP <5.4 tons | SURE | HRCU-A-CB (Split System: Heat Pump with Remote Outdoor Unit-Air-Source) | RD17AZ24AJ3N |  |  | TCFZ2417MTANM | S802V0754A17DZ | 22600 | 17 | 9.5 | 22600 | 16800 | 74.34% | 2.1 | 0 | 11.2 |  |  |  |  | R-410A | 1.8833 | Residential & Commercial | USHP | Ducted CEE Tier 1
214075543 | Central HP <5.4 tons | SURE | HRCU-A-CB (Split System: Heat Pump with Remote Outdoor Unit-Air-Source) | RD17AZ24AJ3N |  |  | TCFZ2417MTANM | S801V0504A17UHU | 22400 | 17 | 8.1 | 22400 | 17000 | 75.89% | 2 | 0 | 10 |  |  |  |  | R-410A | 1.8667 | Residential & Commercial | USHP | Ducted CEE Tier 1
207436248 | Central HP <5.4 tons | LENNOX | HRCU-A-CB (Split System: Heat Pump with Remote Outdoor Unit-Air-Source) | SL25XPV-024-230A** |  |  | CX35-48B+TDR | SLP99UH070XV36B* | 22000 | 21.6 | 9.3 | 21600 | 20600 | 95.37% | 1.86 | 14.5 | 13.5 |  |  |  |  | R-410A | 1.8333 | Residential & Commercial | USHP | Ducted CEE Tier 1
215487779 | Central HP <5.4 tons | AMANA | HRCU-A-CB (Split System: Heat Pump with Remote Outdoor Unit-Air-Source) | AZV6SA1810A* |  |  | CA*EA3022*3A* | A*VC960603BNB* | 17000 | 19 | 8.8 | 16800 | 13000 | 77.38% | 2.1 | 0 | 12 |  |  |  |  | R-32 | 1.4167 | Residential & Commercial | USHP | Ducted CEE Tier 1
216835123 | Central HP <5.4 tons | AMANA | HRCU-A-CB (Split System: Heat Pump with Remote Outdoor Unit-Air-Source) | AZV7SA6010A* |  |  | CHPEA6030*3A* | A*VT961205DNA* | 52000 | 16 | 8.5 | 52500 | 45000 | 85.71% | 1.8 | 0 | 9.8 |  |  |  |  | R-32 | 4.3333 | Residential & Commercial | USHP
213771467 | Central HP <5.4 tons | HEIL | HRCU-A-CB (Split System: Heat Pump with Remote Outdoor Unit-Air-Source) | HVH825GKA2* |  |  | EA*4X43L21A*+WALLCON | *80CTL0902120B* | 24400 | 17 | 8.5 | 21200 | 16600 | 78.3% | 2.04 | 0 | 11 |  |  |  |  | R-410A | 2.0333 | Residential & Commercial | USHP | Ducted CEE Tier 1
213770497 | Central HP <5.4 tons | HEIL | HRCU-A-CB (Split System: Heat Pump with Remote Outdoor Unit-Air-Source) | HVH825GKA2* |  |  | EA*4X24L17A*+WALLCON | *80CTL0701412B* | 23400 | 16.5 | 8.1 | 22000 | 16800 | 76.36% | 1.9 | 0 | 10.5 |  |  |  |  | R-410A | 1.95 | Residential & Commercial | USHP | Ducted CEE Tier 1
212969770 | Central HP <5.4 tons | COMFORTMAKER | HRCU-A-CB (Split System: Heat Pump with Remote Outdoor Unit-Air-Source) | DLCURAH24ABK |  |  | EA*4X30L17A* | *80VSL0451412B* | 23400 | 17 | 8.5 | 26200 | 24800 | 94.66% | 2.08 | 0 | 10 |  |  |  |  | R-410A | 1.95 | Residential & Commercial | USHP | Ducted CEE Tier 1
212969790 | Central HP <5.4 tons | COMFORTMAKER | HRCU-A-CB (Split System: Heat Pump with Remote Outdoor Unit-Air-Source) | DLCURAH24ABK |  |  | EA*4X37L17A* | *80VSL0451412B* | 24200 | 17 | 8.5 | 25200 | 22000 | 87.3% | 1.84 | 0 | 10 |  |  |  |  | R-410A | 2.0167 | Residential & Commercial | USHP | Ducted CEE Tier 1
213770967 | Central HP <5.4 tons | HEIL | HRCU-A-CB (Split System: Heat Pump with Remote Outdoor Unit-Air-Source) | HVH825GKA2* |  |  | EA*4X36L21A*+WALLCON | *97CMN0601714B* | 23400 | 16 | 8.1 | 21600 | 16700 | 77.31% | 1.92 | 0 | 10.5 |  |  |  |  | R-410A | 1.95 | Residential & Commercial | USHP | Ducted CEE Tier 1
212975842 | Central HP <5.4 tons | COMFORTMAKER | HRCU-A-CB (Split System: Heat Pump with Remote Outdoor Unit-Air-Source) | DLCURAH18ABK |  |  | EN(A,D)4X30L17** | *96VTN0801716B* | 17500 | 16 | 8.1 | 18000 | 18700 | 103.9% | 2.24 | 0 | 11 |  |  |  |  | R-410A | 1.4583 | Residential & Commercial | USHP | Ducted CEE Tier 1
212404703 | Central HP <5.4 tons | NAPOLEON | HRCU-A-CB (Split System: Heat Pump with Remote Outdoor Unit-Air-Source) | WSEHV4860RA1-N |  |  | H,DE37960+TXV | WUV080T4BA | 46000 | 17 | 8.5 | 50000 | 35000 | 70% | 1.8 | 0 | 10 |  |  |  |  | R-410A | 3.8333 | Residential & Commercial | USHP | Ducted CEE Tier 1
212404710 | Central HP <5.4 tons | NAPOLEON | HRCU-A-CB (Split System: Heat Pump with Remote Outdoor Unit-Air-Source) | NS18HV48A60 |  |  | H,DE37960+TXV | WUV070T4BA | 46000 | 17 | 8.5 | 50000 | 35000 | 70% | 1.8 | 0 | 10 |  |  |  |  | R-410A | 3.8333 | Residential & Commercial | USHP | Ducted CEE Tier 1
211229206 | Central HP <5.4 tons | HEIL | HRCU-A-CB (Split System: Heat Pump with Remote Outdoor Unit-Air-Source) | DLCURAH36ABK |  |  | EA*4X48L21A* | OLV112A16A | 35800 | 15.5 | 8.5 | 38500 | 34800 | 90.39% | 2.04 | 0 | 9.5 |  |  |  |  | R-410A | 2.9833 | Residential & Commercial | USHP
211229354 | Central HP <5.4 tons | HEIL | HRCU-A-CB (Split System: Heat Pump with Remote Outdoor Unit-Air-Source) | DLCURAH36ABK |  |  | EA*4X48L24A* | *80VSL0902120A* | 35600 | 16.5 | 8.1 | 37800 | 34600 | 91.53% | 2.04 | 0 | 10 |  |  |  |  | R-410A | 2.9667 | Residential & Commercial | USHP | Ducted CEE Tier 1
211229497 | Central HP <5.4 tons | HEIL | HRCU-A-CB (Split System: Heat Pump with Remote Outdoor Unit-Air-Source) | DLCURAH36ABK |  |  | EA*4X48L24A* | *95ESN1002120A* | 36600 | 16 | 8.5 | 38500 | 34800 | 90.39% | 2.08 | 0 | 10 |  |  |  |  | R-410A | 3.05 | Residential & Commercial | USHP | Ducted CEE Tier 1
207436481 | Central HP <5.4 tons | LENNOX | HRCU-A-CB (Split System: Heat Pump with Remote Outdoor Unit-Air-Source) | SL25XPV-036-230A** |  |  | CX35-48C+TDR | EL296UH110XV60C* | 34000 | 21.2 | 8.8 | 35600 | 27400 | 76.97% | 1.82 | 14 | 13.5 |  |  |  |  | R-410A | 2.8333 | Residential & Commercial | USHP | Ducted CEE Tier 1
207436501 | Central HP <5.4 tons | LENNOX | HRCU-A-CB (Split System: Heat Pump with Remote Outdoor Unit-Air-Source) | SL25XPV-036-230A** |  |  | CX35-50/60C+TDR | SL280UH090XV60C* | 33800 | 21.6 | 8.7 | 34200 | 26600 | 77.78% | 1.82 | 14 | 13.5 |  |  |  |  | R-410A | 2.8167 | Residential & Commercial | USHP | Ducted CEE Tier 1
216763911 | Central HP <5.4 tons | TRANE | HRCU-A-CB (Split System: Heat Pump with Remote Outdoor Unit-Air-Source) | 5TWR7036A1 |  |  | 5TXCD008AS3 | *UHMD120CCV5 | 33600 | 17.1 | 9 | 32400 | 24000 | 74.07% | 2.1 | 0 | 12.5 |  |  |  |  | R-454B | 2.8 | Residential & Commercial | USHP | Ducted CEE Tier 1
212383267 | Central HP <5.4 tons | AIRQUEST | HRCU-A-CB (Split System: Heat Pump with Remote Outdoor Unit-Air-Source) | DLCURAH36ABK |  |  | EA*4X36L21A* | *80VTL1102122A* | 36000 | 15.5 | 8.1 | 39500 | 35200 | 89.11% | 1.84 | 0 | 10 |  |  |  |  | R-410A | 3 | Residential & Commercial | USHP | Ducted CEE Tier 1
212384303 | Central HP <5.4 tons | AIRQUEST | HRCU-A-CB (Split System: Heat Pump with Remote Outdoor Unit-Air-Source) | DLCURAH36ABK |  |  | END4X42L17** | *92ESN0601412A* | 36000 | 15.2 | 8.1 | 39500 | 35000 | 88.61% | 1.96 | 0 | 10 |  |  |  |  | R-410A | 3 | Residential & Commercial | USHP | Ducted CEE Tier 1
207436533 | Central HP <5.4 tons | LENNOX | HRCU-A-CB (Split System: Heat Pump with Remote Outdoor Unit-Air-Source) | SL25XPV-048-230A** |  |  | C35-60C+TDR+TXV | SL280UH100NV60C* | 46000 | 20.6 | 9.5 | 43500 | 36200 | 83.22% | 1.92 | 13 | 12.5 |  |  |  |  | R-410A | 3.8333 | Residential & Commercial | USHP | Ducted CEE Tier 1
207436520 | Central HP <5.4 tons | LENNOX | HRCU-A-CB (Split System: Heat Pump with Remote Outdoor Unit-Air-Source) | SL25XPV-048-230A** |  |  | C35-49C+TDR+TXV | SL280UH110XV60C* | 45500 | 20 | 8.9 | 44000 | 35800 | 81.36% | 1.78 | 12.5 | 12.3 |  |  |  |  | R-410A | 3.7917 | Residential & Commercial | USHP | Ducted CEE Tier 1
207436561 | Central HP <5.4 tons | LENNOX | HRCU-A-CB (Split System: Heat Pump with Remote Outdoor Unit-Air-Source) | SL25XPV-048-230A** |  |  | CHX35-51/61C-**-*+TDR | EL296UH090XV60C* | 44500 | 20 | 9.2 | 45500 | 37600 | 82.64% | 1.82 | 12 | 12 |  |  |  |  | R-410A | 3.7083 | Residential & Commercial | USHP | Ducted CEE Tier 1
207436570 | Central HP <5.4 tons | LENNOX | HRCU-A-CB (Split System: Heat Pump with Remote Outdoor Unit-Air-Source) | SL25XPV-048-230A** |  |  | CHX35-51/61C-**-*+TDR | SL297UH080NV48C* | 44500 | 20 | 9.2 | 45500 | 37600 | 82.64% | 1.82 | 12.5 | 12.2 |  |  |  |  | R-410A | 3.7083 | Residential & Commercial | USHP | Ducted CEE Tier 1
207436577 | Central HP <5.4 tons | LENNOX | HRCU-A-CB (Split System: Heat Pump with Remote Outdoor Unit-Air-Source) | SL25XPV-048-230A** |  |  | CHX35-60D-**-*+TDR | SLP99UH135XV60D* | 45500 | 21 | 9.1 | 43500 | 35800 | 82.3% | 1.86 | 12.5 | 12.4 |  |  |  |  | R-410A | 3.7917 | Residential & Commercial | USHP | Ducted CEE Tier 1
216820752 | Central HP <5.4 tons | SURE | HRCU-A-CB (Split System: Heat Pump with Remote Outdoor Unit-Air-Source) | RD18AY24AJVC |  |  | TCFY2421MTANM | S97MV1005A21DH | 21000 | 18 | 8.1 | 20800 | 17000 | 81.73% | 1.9 | 0 | 10 |  |  |  |  | R-454B | 1.75 | Residential & Commercial | USHP | Ducted CEE Tier 1
212404694 | Central HP <5.4 tons | NAPOLEON | HRCU-A-CB (Split System: Heat Pump with Remote Outdoor Unit-Air-Source) | WSEHV2436RA1-N |  |  | H,DE33(6,9)36 | WPV060T3AA | 22000 | 17 | 8.5 | 25000 | 17500 | 70% | 1.8 | 0 | 10 |  |  |  |  | R-410A | 1.8333 | Residential & Commercial | USHP | Ducted CEE Tier 1
207436565 | Central HP <5.4 tons | LENNOX | HRCU-A-CB (Split System: Heat Pump with Remote Outdoor Unit-Air-Source) | SL25XPV-048-230A** |  |  | CHX35-51/61C-**-*+TDR | SL280UH090V60C* | 45000 | 21 | 9.2 | 45500 | 37200 | 81.76% | 1.84 | 12.5 | 12.5 |  |  |  |  | R-410A | 3.75 | Residential & Commercial | USHP | Ducted CEE Tier 1
207436566 | Central HP <5.4 tons | LENNOX | HRCU-A-CB (Split System: Heat Pump with Remote Outdoor Unit-Air-Source) | SL25XPV-048-230A** |  |  | CHX35-51/61C-**-*+TDR | SL280UH090XV60C* | 45000 | 21 | 9.2 | 45500 | 37200 | 81.76% | 1.84 | 12.5 | 12.5 |  |  |  |  | R-410A | 3.75 | Residential & Commercial | USHP | Ducted CEE Tier 1
216821122 | Central HP <5.4 tons | SURE | HRCU-A-CB (Split System: Heat Pump with Remote Outdoor Unit-Air-Source) | RD18AY60AJVC |  |  | TCFY6024STANM | S801V1005A21UHU | 51000 | 17 | 10 | 51000 | 38000 | 74.51% | 2 | 0 | 11 |  |  |  |  | R-454B | 4.25 | Residential & Commercial | USHP | Ducted CEE Tier 1
216821140 | Central HP <5.4 tons | SURE | HRCU-A-CB (Split System: Heat Pump with Remote Outdoor Unit-Air-Source) | RD18AY60AJVC |  |  | TCFY6021STAAM | S97MV1005A21DH | 48500 | 17 | 8.1 | 48500 | 39000 | 80.41% | 2 | 0 | 10 |  |  |  |  | R-454B | 4.0417 | Residential & Commercial | USHP | Ducted CEE Tier 1
215318965 | Central HP <5.4 tons | DAY & NIGHT | HRCU-A-CB (Split System: Heat Pump with Remote Outdoor Unit-Air-Source) | D5CLHAH36AAK |  |  | D5FLAAH36XAK | 0 | 36000 | 17.3 | 9.5 | 38000 | 38000 | 100% | 2.06 | 0 | 11.7 |  |  |  |  | R-454B | 3 | Residential & Commercial | USHP | Ducted CEE Tier 1
211229507 | Central HP <5.4 tons | HEIL | HRCU-A-CB (Split System: Heat Pump with Remote Outdoor Unit-Air-Source) | DLCURAH36ABK |  |  | EA*4X48L24A* | *95ESN1002122A* | 37400 | 15.5 | 8.5 | 38500 | 35000 | 90.91% | 2.14 | 0 | 10 |  |  |  |  | R-410A | 3.1167 | Residential & Commercial | USHP | Ducted CEE Tier 1
211230382 | Central HP <5.4 tons | HEIL | HRCU-A-CB (Split System: Heat Pump with Remote Outdoor Unit-Air-Source) | DLCURAH36ABK |  |  | EN(A,D,W)4X48L21** | OMV112K14A | 35800 | 15.5 | 8.1 | 38500 | 35000 | 90.91% | 2 | 0 | 10 |  |  |  |  | R-410A | 2.9833 | Residential & Commercial | USHP | Ducted CEE Tier 1
213076854 | Central HP <5.4 tons | HEIL | HRCU-A-CB (Split System: Heat Pump with Remote Outdoor Unit-Air-Source) | DLCURAH36ABK |  |  | EN(A,D)4X48L24** | *80VTL1102122B* | 36400 | 16.5 | 8.1 | 38500 | 35000 | 90.91% | 2.02 | 0 | 10.5 |  |  |  |  | R-410A | 3.0333 | Residential & Commercial | USHP | Ducted CEE Tier 1
215487780 | Central HP <5.4 tons | AMANA | HRCU-A-CB (Split System: Heat Pump with Remote Outdoor Unit-Air-Source) | AZV6SA1810A* |  |  | CA*EA2418*3A* | A*VC960603BNB* | 17000 | 19 | 8.8 | 16800 | 13000 | 77.38% | 2.1 | 0 | 12 |  |  |  |  | R-32 | 1.4167 | Residential & Commercial | USHP | Ducted CEE Tier 1
215487796 | Central HP <5.4 tons | AMANA | HRCU-A-CB (Split System: Heat Pump with Remote Outdoor Unit-Air-Source) | AZV6SA1810A* |  |  | CA*EA2418*3A* | A*VC800603B*A* | 17000 | 19 | 8.8 | 16800 | 13000 | 77.38% | 2.1 | 0 | 12 |  |  |  |  | R-32 | 1.4167 | Residential & Commercial | USHP | Ducted CEE Tier 1
215487798 | Central HP <5.4 tons | AMANA | HRCU-A-CB (Split System: Heat Pump with Remote Outdoor Unit-Air-Source) | AZV6SA1810A* |  |  | CA*EA2418*3A* | A*VM970804CNB* | 17000 | 19 | 8.8 | 16800 | 13000 | 77.38% | 2.1 | 0 | 12 |  |  |  |  | R-32 | 1.4167 | Residential & Commercial | USHP | Ducted CEE Tier 1
214242066 | Central HP <5.4 tons | BRYANT HEATING AND COOLING SYSTEMS | HRCU-A-CB (Split System: Heat Pump with Remote Outdoor Unit-Air-Source) | 288BNV025*0**C* |  |  | CNPV*4217AL*+UI | 986TD42060C17*** | 23800 | 16.5 | 8.1 | 21400 | 16700 | 78.04% | 1.96 | 0 | 11 |  |  |  |  | R-410A | 1.9833 | Residential & Commercial | USHP | Ducted CEE Tier 1
213372382 | Central HP <5.4 tons | SURE | HRCU-A-CB (Split System: Heat Pump with Remote Outdoor Unit-Air-Source) | SP18AZ36AJVC |  |  | TCFZ3621MEAAM | S951V0403A17UHU | 34200 | 19 | 8.5 | 34200 | 43000 | 125.7% | 2.2 | 0 | 12.5 |  |  |  |  | R-410A | 2.85 | Residential & Commercial | USHP | Ducted CEE Tier 1
214075359 | Central HP <5.4 tons | SURE | HRCU-A-CB (Split System: Heat Pump with Remote Outdoor Unit-Air-Source) | RD17AZ60AJ3N |  |  | TCFZ6024STANM | S97MV1005A21DHS | 55000 | 18 | 8.1 | 54000 | 49500 | 91.67% | 1.75 | 0 | 10 |  |  |  |  | R-410A | 4.5833 | Residential & Commercial | USHP | Ducted CEE Tier 1
212971879 | Central HP <5.4 tons | COMFORTMAKER | HRCU-A-CB (Split System: Heat Pump with Remote Outdoor Unit-Air-Source) | DLCURAH36ABK |  |  | EA*4X48L21A* | *80VTL0701716B* | 35600 | 16 | 8.5 | 37800 | 34800 | 92.06% | 2.02 | 0 | 10 |  |  |  |  | R-410A | 2.9667 | Residential & Commercial | USHP | Ducted CEE Tier 1
215935766 | Central HP <5.4 tons | HEIL | HRCU-A-CB (Split System: Heat Pump with Remote Outdoor Unit-Air-Source) | H5H3V36*K*AAA* |  |  | EVD5X36M21A*+WALLCON | *96CTN0801714B* | 34200 | 20.5 | 8.5 | 39000 | 28400 | 72.82% | 2.02 | 0 | 11.5 |  |  |  |  | R-454B | 2.85 | Residential & Commercial | USHP | Ducted CEE Tier 1
211379472 | Central HP <5.4 tons | YORK | HRCU-A-CB (Split System: Heat Pump with Remote Outdoor Unit-Air-Source) | HMH72B341 |  |  | XAHC48FBCN1 | TM9E080B12MP12 | 32600 | 16.5 | 8.1 | 31800 | 23400 | 73.58% | 2 | 0 | 9 |  |  |  |  | R-410A | 2.7167 | Residential & Commercial | USHP
211379487 | Central HP <5.4 tons | YORK | HRCU-A-CB (Split System: Heat Pump with Remote Outdoor Unit-Air-Source) | HMH72B341 |  |  | XAHC48FBCN1 | TM9E060B12MP12 | 32400 | 16 | 8.1 | 32000 | 23600 | 73.75% | 2 | 0 | 9 |  |  |  |  | R-410A | 2.7 | Residential & Commercial | USHP
213078860 | Central HP <5.4 tons | HEIL | HRCU-A-CB (Split System: Heat Pump with Remote Outdoor Unit-Air-Source) | DLCURAH36ABK |  |  | EA*4X37L21A* | *80MSU1002120A* | 36400 | 16 | 8.5 | 38000 | 34800 | 91.58% | 2.1 | 0 | 10 |  |  |  |  | R-410A | 3.0333 | Residential & Commercial | USHP | Ducted CEE Tier 1
213078427 | Central HP <5.4 tons | HEIL | HRCU-A-CB (Split System: Heat Pump with Remote Outdoor Unit-Air-Source) | DLCURAH36ABK |  |  | EA*4X42L24A* | *80MS(N,L)0902116A* | 35200 | 16.5 | 8.1 | 38500 | 35000 | 90.91% | 1.88 | 0 | 10 |  |  |  |  | R-410A | 2.9333 | Residential & Commercial | USHP | Ducted CEE Tier 1
211243032 | Central HP <5.4 tons | COMFORTMAKER | HRCU-A-CB (Split System: Heat Pump with Remote Outdoor Unit-Air-Source) | DLCURAH24ABK |  |  | EA*4X37L17A* | *80ES(N,L)0451712A* | 24600 | 16.5 | 8.5 | 25600 | 21600 | 84.38% | 1.8 | 0 | 10 |  |  |  |  | R-410A | 2.05 | Residential & Commercial | USHP | Ducted CEE Tier 1
211243666 | Central HP <5.4 tons | COMFORTMAKER | HRCU-A-CB (Split System: Heat Pump with Remote Outdoor Unit-Air-Source) | DLCURAH24ABK |  |  | EA*4X37L21A* | OMV098J12* | 24400 | 17 | 8.5 | 25200 | 21200 | 84.13% | 1.78 | 0 | 10 |  |  |  |  | R-410A | 2.0333 | Residential & Commercial | USHP | Ducted CEE Tier 1
211243915 | Central HP <5.4 tons | COMFORTMAKER | HRCU-A-CB (Split System: Heat Pump with Remote Outdoor Unit-Air-Source) | DLCURAH24ABK |  |  | EN(A,D)4X24L17** | *80ES(N,L)0701716A* | 24400 | 15.5 | 8.5 | 27400 | 22400 | 81.75% | 1.84 | 0 | 10 |  |  |  |  | R-410A | 2.0333 | Residential & Commercial | USHP | Ducted CEE Tier 1
211244183 | Central HP <5.4 tons | COMFORTMAKER | HRCU-A-CB (Split System: Heat Pump with Remote Outdoor Unit-Air-Source) | DLCURAH24ABK |  |  | EN(A,D)4X24L17** | *95ESN0601714A* | 24200 | 15.5 | 8.5 | 27200 | 22800 | 83.82% | 1.86 | 0 | 10 |  |  |  |  | R-410A | 2.0167 | Residential & Commercial | USHP | Ducted CEE Tier 1
207436246 | Central HP <5.4 tons | LENNOX | HRCU-A-CB (Split System: Heat Pump with Remote Outdoor Unit-Air-Source) | SL25XPV-024-230A** |  |  | CX35-48B+TDR | SL297UH040NV36B* | 22200 | 21.6 | 9.3 | 21600 | 20600 | 95.37% | 1.86 | 14.5 | 14 |  |  |  |  | R-410A | 1.85 | Residential & Commercial | USHP | Ducted CEE Tier 1
216699880 | Central HP <5.4 tons | AMANA | HRCU-A-CB (Split System: Heat Pump with Remote Outdoor Unit-Air-Source) | AZV9SA361CA* |  |  | CA*EA6030*3A* | A*VT800805C*A* | 34200 | 19 | 9.2 | 32600 | 32600 | 100% | 2 | 0 | 11.7 |  |  |  |  | R-32 | 2.85 | Residential & Commercial | USHP | Ducted CEE Tier 1
211378471 | Central HP <5.4 tons | YORK | HRCU-A-CB (Split System: Heat Pump with Remote Outdoor Unit-Air-Source) | HMH72B341 |  |  | XAHC30CXXN1+TXV | TMLE120C16MP11 | 32400 | 17.5 | 8.1 | 32400 | 22800 | 70.37% | 2 | 0 | 9.5 |  |  |  |  | R-410A | 2.7 | Residential & Commercial | USHP
211378516 | Central HP <5.4 tons | YORK | HRCU-A-CB (Split System: Heat Pump with Remote Outdoor Unit-Air-Source) | HMH72B341 |  |  | XAFC36DBCN1 | TM8E100C16MP11 | 34000 | 17.5 | 8.1 | 33600 | 23800 | 70.83% | 2.08 | 0 | 10 |  |  |  |  | R-410A | 2.8333 | Residential & Commercial | USHP | Ducted CEE Tier 1
211378591 | Central HP <5.4 tons | YORK | HRCU-A-CB (Split System: Heat Pump with Remote Outdoor Unit-Air-Source) | HMH72B341 |  |  | XAUB36DXXN1+TXV | TM8E100B12MP11 | 34000 | 18 | 8.1 | 33800 | 23800 | 70.41% | 2.06 | 0 | 10 |  |  |  |  | R-410A | 2.8333 | Residential & Commercial | USHP | Ducted CEE Tier 1
211378625 | Central HP <5.4 tons | YORK | HRCU-A-CB (Split System: Heat Pump with Remote Outdoor Unit-Air-Source) | HMH72B341 |  |  | XAHC30CXXN1+TXV | TMLE080C16MP11 | 32200 | 17.5 | 8.1 | 32400 | 22800 | 70.37% | 2 | 0 | 9.5 |  |  |  |  | R-410A | 2.6833 | Residential & Commercial | USHP
216699860 | Central HP <5.4 tons | AMANA | HRCU-A-CB (Split System: Heat Pump with Remote Outdoor Unit-Air-Source) | AZV9SA241CA* |  |  | CA*EA4830*3A* | A*VS800805CUA* | 23400 | 19.2 | 9.2 | 22000 | 22000 | 100% | 2 | 0 | 11.7 |  |  |  |  | R-32 | 1.95 | Residential & Commercial | USHP | Ducted CEE Tier 1
211206874 | Central HP <5.4 tons | FRASER-JOHNSTON | HRCU-A-CB (Split System: Heat Pump with Remote Outdoor Unit-Air-Source) | HL20B3621 |  |  | XAMC36DE2N1+CC | TP9C080C16MP13 | 33000 | 18 | 8.5 | 34200 | 29200 | 85.38% | 1.96 | 0 | 12 |  |  |  |  | R-410A | 2.75 | Residential & Commercial | USHP | Ducted CEE Tier 1
216699861 | Central HP <5.4 tons | AMANA | HRCU-A-CB (Split System: Heat Pump with Remote Outdoor Unit-Air-Source) | AZV9SA241CA* |  |  | CHPEA4830*3A* | A*VM971005CNA* | 23000 | 18.2 | 9 | 21000 | 21000 | 100% | 2 | 0 | 11.7 |  |  |  |  | R-32 | 1.9167 | Residential & Commercial | USHP | Ducted CEE Tier 1
212985046 | Central HP <5.4 tons | HEIL | HRCU-A-CB (Split System: Heat Pump with Remote Outdoor Unit-Air-Source) | DLCURAH24ABK |  |  | EA*4X37L21A* | *92MSN0802120A* | 24800 | 17.5 | 8.5 | 25600 | 21400 | 83.59% | 1.8 | 0 | 10.5 |  |  |  |  | R-410A | 2.0667 | Residential & Commercial | USHP | Ducted CEE Tier 1
212986218 | Central HP <5.4 tons | HEIL | HRCU-A-CB (Split System: Heat Pump with Remote Outdoor Unit-Air-Source) | DLCURAH24ABK |  |  | EN(A,D)4X24L14** | *96MSN0401410A* | 23200 | 16 | 8.5 | 27000 | 25200 | 93.33% | 2.1 | 0 | 10 |  |  |  |  | R-410A | 1.9333 | Residential & Commercial | USHP | Ducted CEE Tier 1
216051267 | Central HP <5.4 tons | SURE | HRCU-A-CB (Split System: Heat Pump with Remote Outdoor Unit-Air-Source) | SP19AY48AJVC |  |  | TCFY4821SEAAM | S962V0705A21M4 | 45500 | 18 | 10 | 45500 | 42000 | 92.31% | 2.1 | 0 | 12 |  |  |  |  | R-454B | 3.7917 | Residential & Commercial | USHP | Ducted CEE Tier 1
216820754 | Central HP <5.4 tons | SURE | HRCU-A-CB (Split System: Heat Pump with Remote Outdoor Unit-Air-Source) | RD18AY24AJVC |  |  | TCFY2421MTANM | S98MV0603A17UP | 21000 | 18 | 8.1 | 21000 | 17000 | 80.95% | 1.9 | 0 | 10 |  |  |  |  | R-454B | 1.75 | Residential & Commercial | USHP | Ducted CEE Tier 1
212978658 | Central HP <5.4 tons | COMFORTMAKER | HRCU-A-CB (Split System: Heat Pump with Remote Outdoor Unit-Air-Source) | DLCURAH24ABK |  |  | EA*4X36L17A* | *80MS(N,L)0701712A* | 23600 | 17.5 | 8.5 | 26000 | 24200 | 93.08% | 2.02 | 0 | 10 |  |  |  |  | R-410A | 1.9667 | Residential & Commercial | USHP | Ducted CEE Tier 1
212978724 | Central HP <5.4 tons | COMFORTMAKER | HRCU-A-CB (Split System: Heat Pump with Remote Outdoor Unit-Air-Source) | DLCURAH24ABK |  |  | EN(A,D,W)4X36L17** | *80MS(N,L)0701712A* | 23400 | 17 | 8.1 | 25800 | 24200 | 93.8% | 2.04 | 0 | 10.5 |  |  |  |  | R-410A | 1.95 | Residential & Commercial | USHP | Ducted CEE Tier 1
211712540 | Central HP <5.4 tons | COMFORTMAKER | HRCU-A-CB (Split System: Heat Pump with Remote Outdoor Unit-Air-Source) | DLCURAH30ABK |  |  | EA*4X42L21A* | *92ESN0802120A* | 30600 | 15.2 | 8.1 | 34200 | 27000 | 78.95% | 1.82 | 0 | 9 |  |  |  |  | R-410A | 2.55 | Residential & Commercial | USHP
212978526 | Central HP <5.4 tons | COMFORTMAKER | HRCU-A-CB (Split System: Heat Pump with Remote Outdoor Unit-Air-Source) | DLCURAH30ABK |  |  | EA*4X37L17A* | *80MS(N,L)0701712A* | 30200 | 15.2 | 8.1 | 33800 | 27000 | 79.88% | 1.82 | 0 | 9 |  |  |  |  | R-410A | 2.5167 | Residential & Commercial | USHP
211230434 | Central HP <5.4 tons | HEIL | HRCU-A-CB (Split System: Heat Pump with Remote Outdoor Unit-Air-Source) | DLCURAH36ABK |  |  | EN(A,D)4X48L24** | *80ES(N,L)0902120A* | 36600 | 16 | 8.1 | 39500 | 34800 | 88.1% | 2.04 | 0 | 10.5 |  |  |  |  | R-410A | 3.05 | Residential & Commercial | USHP | Ducted CEE Tier 1
211230482 | Central HP <5.4 tons | HEIL | HRCU-A-CB (Split System: Heat Pump with Remote Outdoor Unit-Air-Source) | DLCURAH36ABK |  |  | EN(A,D)4X48L24** | *80ES(N,L)1352420A* | 36200 | 16 | 8.1 | 38500 | 34800 | 90.39% | 2.02 | 0 | 10 |  |  |  |  | R-410A | 3.0167 | Residential & Commercial | USHP | Ducted CEE Tier 1
216835144 | Central HP <5.4 tons | AMANA | HRCU-A-CB (Split System: Heat Pump with Remote Outdoor Unit-Air-Source) | AZV7SA6010A* |  |  | CHPEA6030*3A* | A*VT801005C*A* | 52000 | 16 | 8.5 | 52500 | 45000 | 85.71% | 1.8 | 0 | 9.8 |  |  |  |  | R-32 | 4.3333 | Residential & Commercial | USHP
211380128 | Central HP <5.4 tons | YORK | HRCU-A-CB (Split System: Heat Pump with Remote Outdoor Unit-Air-Source) | HMH72B341 |  |  | XAFD48FXXN1+TXV | TL9E080C16UH11 | 34000 | 16.5 | 8.5 | 32800 | 24200 | 73.78% | 2.08 | 0 | 9 |  |  |  |  | R-410A | 2.8333 | Residential & Commercial | USHP
211379092 | Central HP <5.4 tons | YORK | HRCU-A-CB (Split System: Heat Pump with Remote Outdoor Unit-Air-Source) | HMH72B341 |  |  | XAFD48FBCN1 | TP9C120D20MP13 | 34000 | 17 | 8.5 | 32400 | 23800 | 73.46% | 2.1 | 0 | 9.5 |  |  |  |  | R-410A | 2.8333 | Residential & Commercial | USHP
211379276 | Central HP <5.4 tons | YORK | HRCU-A-CB (Split System: Heat Pump with Remote Outdoor Unit-Air-Source) | HMH72B341 |  |  | XAHC48FBCN1 | TM9V080C16MP12 | 32800 | 16.5 | 8.5 | 31800 | 23200 | 72.96% | 2.02 | 0 | 9 |  |  |  |  | R-410A | 2.7333 | Residential & Commercial | USHP
211379451 | Central HP <5.4 tons | YORK | HRCU-A-CB (Split System: Heat Pump with Remote Outdoor Unit-Air-Source) | HMH72B341 |  |  | XAHC48FBCN1 | TM9E080C16MP12 | 33600 | 17 | 8.1 | 32800 | 24200 | 73.78% | 2.04 | 0 | 9 |  |  |  |  | R-410A | 2.8 | Residential & Commercial | USHP
211378650 | Central HP <5.4 tons | YORK | HRCU-A-CB (Split System: Heat Pump with Remote Outdoor Unit-Air-Source) | HMH72B341 |  |  | XAHC36DBCN1 | TM8E080B12MP11 | 33400 | 17.5 | 8.1 | 33200 | 23400 | 70.48% | 2.02 | 0 | 9.5 |  |  |  |  | R-410A | 2.7833 | Residential & Commercial | USHP
211378723 | Central HP <5.4 tons | YORK | HRCU-A-CB (Split System: Heat Pump with Remote Outdoor Unit-Air-Source) | HMH72B341 |  |  | XAHB36DXXN1+TXV | TM8E060A12MP11 | 33200 | 17 | 8.1 | 33200 | 23400 | 70.48% | 2 | 0 | 9.5 |  |  |  |  | R-410A | 2.7667 | Residential & Commercial | USHP
212384831 | Central HP <5.4 tons | COMFORTMAKER | HRCU-A-CB (Split System: Heat Pump with Remote Outdoor Unit-Air-Source) | DLCURAH36ABK |  |  | FJMA4*42L*C* | 0 | 37000 | 16 | 8.1 | 39000 | 34800 | 89.23% | 2 | 0 | 10 |  |  |  |  | R-410A | 3.0833 | Residential & Commercial | USHP | Ducted CEE Tier 1
216613167 | Central HP <5.4 tons | SURE | HRCU-A-CB (Split System: Heat Pump with Remote Outdoor Unit-Air-Source) | RD18AY36AJVC |  |  | RH2VY3621MTACN | 0 | 32800 | 19 | 10 | 32800 | 27800 | 84.76% | 2.1 | 0 | 13 |  |  |  |  | R-454B | 2.7333 | Residential & Commercial | USHP | Ducted CEE Tier 1
211377664 | Central HP <5.4 tons | YORK | HRCU-A-CB (Split System: Heat Pump with Remote Outdoor Unit-Air-Source) | HMH72B341 |  |  | XAFB36DBCN1 | TM9V080B12MP12 | 33600 | 17.5 | 8.5 | 33400 | 23400 | 70.06% | 2.04 | 0 | 10 |  |  |  |  | R-410A | 2.8 | Residential & Commercial | USHP | Ducted CEE Tier 1
211377737 | Central HP <5.4 tons | YORK | HRCU-A-CB (Split System: Heat Pump with Remote Outdoor Unit-Air-Source) | HMH72B341 |  |  | XAHB36DBCN1 | YP9C060B12MP13 | 32800 | 17 | 8.1 | 33000 | 23400 | 70.91% | 1.98 | 0 | 9.5 |  |  |  |  | R-410A | 2.7333 | Residential & Commercial | USHP
211377771 | Central HP <5.4 tons | YORK | HRCU-A-CB (Split System: Heat Pump with Remote Outdoor Unit-Air-Source) | HMH72B341 |  |  | XAFB36DXXN1+TXV | TP9C060B12MP13 | 33800 | 17 | 8.5 | 33400 | 23800 | 71.26% | 2.04 | 0 | 9.5 |  |  |  |  | R-410A | 2.8167 | Residential & Commercial | USHP
211377789 | Central HP <5.4 tons | YORK | HRCU-A-CB (Split System: Heat Pump with Remote Outdoor Unit-Air-Source) | HMH72B341 |  |  | XAFB36DBCN1 | YP9C060B12MP13 | 33800 | 17 | 8.5 | 33400 | 23800 | 71.26% | 2.04 | 0 | 9.5 |  |  |  |  | R-410A | 2.8167 | Residential & Commercial | USHP
216891901 | Central HP <5.4 tons | SURE | HRCU-A-CB (Split System: Heat Pump with Remote Outdoor Unit-Air-Source) | RD18AY36AJVC |  |  | TCFY3621MTANM | S801V1005A21UHN | 32600 | 19 | 10 | 32600 | 27800 | 85.28% | 2.1 | 0 | 12 |  |  |  |  | R-454B | 2.7167 | Residential & Commercial | USHP | Ducted CEE Tier 1
215934665 | Central HP <5.4 tons | BRYANT HEATING AND COOLING SYSTEMS | HRCU-A-CB (Split System: Heat Pump with Remote Outdoor Unit-Air-Source) | 293VAN036**AA* |  |  | CVAMA3117XMA*+UI | 987MC42060C17*** | 34800 | 20.5 | 8.5 | 38000 | 28000 | 73.68% | 2.08 | 0 | 11.5 |  |  |  |  | R-454B | 2.9 | Residential & Commercial | USHP | Ducted CEE Tier 1
216820826 | Central HP <5.4 tons | SURE | HRCU-A-CB (Split System: Heat Pump with Remote Outdoor Unit-Air-Source) | RD18AY48AJVC |  |  | TCFY4824MTANM | S951V0705A21UHU | 42500 | 17 | 8.1 | 42500 | 33400 | 78.59% | 2 | 0 | 10 |  |  |  |  | R-454B | 3.5417 | Residential & Commercial | USHP | Ducted CEE Tier 1
216891905 | Central HP <5.4 tons | SURE | HRCU-A-CB (Split System: Heat Pump with Remote Outdoor Unit-Air-Source) | RD18AY36AJVC |  |  | TCFY3621MTANM | S962V0403A17M4 | 32400 | 18 | 10 | 32400 | 28000 | 86.42% | 2.1 | 0 | 12 |  |  |  |  | R-454B | 2.7 | Residential & Commercial | USHP | Ducted CEE Tier 1
216891969 | Central HP <5.4 tons | SURE | HRCU-A-CB (Split System: Heat Pump with Remote Outdoor Unit-Air-Source) | RD18AY36AJVC |  |  | TCFY3621STANM | S802V1005A21DZ | 31800 | 19 | 8.5 | 31800 | 27400 | 86.16% | 2 | 0 | 12 |  |  |  |  | R-454B | 2.65 | Residential & Commercial | USHP | Ducted CEE Tier 1
216891971 | Central HP <5.4 tons | SURE | HRCU-A-CB (Split System: Heat Pump with Remote Outdoor Unit-Air-Source) | RD18AY36AJVC |  |  | TCFY3621STANM | S802V0504A17UH | 31200 | 18 | 8.5 | 31200 | 27800 | 89.1% | 1.9 | 0 | 12 |  |  |  |  | R-454B | 2.6 | Residential & Commercial | USHP | Ducted CEE Tier 1
216891972 | Central HP <5.4 tons | SURE | HRCU-A-CB (Split System: Heat Pump with Remote Outdoor Unit-Air-Source) | RD18AY36AJVC |  |  | TCFY3621STANM | S921V0705A21M4 | 31400 | 18 | 8.5 | 31400 | 27600 | 87.9% | 1.9 | 0 | 12 |  |  |  |  | R-454B | 2.6167 | Residential & Commercial | USHP | Ducted CEE Tier 1
216891935 | Central HP <5.4 tons | SURE | HRCU-A-CB (Split System: Heat Pump with Remote Outdoor Unit-Air-Source) | RD18AY48AJVC |  |  | TCFY4824MTANM | S802V1005A21UH | 43000 | 18 | 8.5 | 43000 | 33200 | 77.21% | 2.1 | 0 | 11.7 |  |  |  |  | R-454B | 3.5833 | Residential & Commercial | USHP | Ducted CEE Tier 1
211378296 | Central HP <5.4 tons | YORK | HRCU-A-CB (Split System: Heat Pump with Remote Outdoor Unit-Air-Source) | HMH72B341 |  |  | XAFC36DBCN1 | TM8V080B12MP12 | 33800 | 17 | 8.1 | 34000 | 24200 | 71.18% | 2.04 | 0 | 9.5 |  |  |  |  | R-410A | 2.8167 | Residential & Commercial | USHP
211378323 | Central HP <5.4 tons | YORK | HRCU-A-CB (Split System: Heat Pump with Remote Outdoor Unit-Air-Source) | HMH72B341 |  |  | XAFB36DBCN1 | TM8V080B12MP12 | 33600 | 17 | 8.1 | 33600 | 23600 | 70.24% | 2.02 | 0 | 9.5 |  |  |  |  | R-410A | 2.8 | Residential & Commercial | USHP
211378832 | Central HP <5.4 tons | YORK | HRCU-A-CB (Split System: Heat Pump with Remote Outdoor Unit-Air-Source) | HMH72B341 |  |  | XAHC36DBCN1 | TL9E080C16UH11 | 34000 | 17 | 8.1 | 33800 | 24000 | 71.01% | 2.06 | 0 | 9.5 |  |  |  |  | R-410A | 2.8333 | Residential & Commercial | USHP
211378984 | Central HP <5.4 tons | YORK | HRCU-A-CB (Split System: Heat Pump with Remote Outdoor Unit-Air-Source) | HMH72B341 |  |  | XAFD48FBCN1 | TM9Y120D20MP11 | 34000 | 16.5 | 8.5 | 32400 | 23800 | 73.46% | 2.08 | 0 | 9.5 |  |  |  |  | R-410A | 2.8333 | Residential & Commercial | USHP
211379018 | Central HP <5.4 tons | YORK | HRCU-A-CB (Split System: Heat Pump with Remote Outdoor Unit-Air-Source) | HMH72B341 |  |  | XAHC48FBCN1 | TM9Y080C16MP11 | 33200 | 17 | 8.1 | 32400 | 23600 | 72.84% | 2.02 | 0 | 9 |  |  |  |  | R-410A | 2.7667 | Residential & Commercial | USHP
211379148 | Central HP <5.4 tons | YORK | HRCU-A-CB (Split System: Heat Pump with Remote Outdoor Unit-Air-Source) | HMH72B341 |  |  | XAFC48FXXN1+TXV | TM9V100C20MP12 | 34000 | 16.5 | 8.5 | 33000 | 24200 | 73.33% | 2.1 | 0 | 9 |  |  |  |  | R-410A | 2.8333 | Residential & Commercial | USHP
211229902 | Central HP <5.4 tons | HEIL | HRCU-A-CB (Split System: Heat Pump with Remote Outdoor Unit-Air-Source) | DLCURAH36ABK |  |  | EN(A,D,W)4X48L21** | *80ES(N,L)0451712A* | 35800 | 15.5 | 8.1 | 38500 | 35000 | 90.91% | 2 | 0 | 10 |  |  |  |  | R-410A | 2.9833 | Residential & Commercial | USHP | Ducted CEE Tier 1
211230055 | Central HP <5.4 tons | HEIL | HRCU-A-CB (Split System: Heat Pump with Remote Outdoor Unit-Air-Source) | DLCURAH36ABK |  |  | EN(A,D,W)4X48L21** | *80ESU1002120A* | 36200 | 16 | 8.1 | 38500 | 34800 | 90.39% | 2.02 | 0 | 10 |  |  |  |  | R-410A | 3.0167 | Residential & Commercial | USHP | Ducted CEE Tier 1
213079574 | Central HP <5.4 tons | HEIL | HRCU-A-CB (Split System: Heat Pump with Remote Outdoor Unit-Air-Source) | DLCURAH36ABK |  |  | EA*4X43L21A* | *92MSN0801716A* | 36200 | 16.5 | 8.5 | 38000 | 34800 | 91.58% | 2.04 | 0 | 10 |  |  |  |  | R-410A | 3.0167 | Residential & Commercial | USHP | Ducted CEE Tier 1
213353859 | Central HP <5.4 tons | COMFORTMAKER | HRCU-A-CB (Split System: Heat Pump with Remote Outdoor Unit-Air-Source) | DLCURAH36ABK |  |  | F5MA4*42L*C* | 0 | 37200 | 16 | 9 | 38500 | 35000 | 90.91% | 2.04 | 0 | 10 |  |  |  |  | R-410A | 3.1 | Residential & Commercial | USHP | Ducted CEE Tier 1
211244441 | Central HP <5.4 tons | COMFORTMAKER | HRCU-A-CB (Split System: Heat Pump with Remote Outdoor Unit-Air-Source) | DLCURAH24ABK |  |  | EN(A,D)4X30L17** | *96VSN0401410A* | 23400 | 16 | 8.1 | 25800 | 24000 | 93.02% | 2 | 0 | 10 |  |  |  |  | R-410A | 1.95 | Residential & Commercial | USHP | Ducted CEE Tier 1
211244478 | Central HP <5.4 tons | COMFORTMAKER | HRCU-A-CB (Split System: Heat Pump with Remote Outdoor Unit-Air-Source) | DLCURAH24ABK |  |  | EN(A,D)4X30L17** | *95ESU0401712A* | 23600 | 16.5 | 8.1 | 25800 | 23600 | 91.47% | 1.96 | 0 | 10 |  |  |  |  | R-410A | 1.9667 | Residential & Commercial | USHP | Ducted CEE Tier 1
211244594 | Central HP <5.4 tons | HEIL | HRCU-A-CB (Split System: Heat Pump with Remote Outdoor Unit-Air-Source) | DLCURAH24ABK |  |  | EN(A,D)4X30L17** | *80VTL0701716A* | 24200 | 17 | 8.1 | 26200 | 23000 | 87.79% | 1.9 | 0 | 10.5 |  |  |  |  | R-410A | 2.0167 | Residential & Commercial | USHP | Ducted CEE Tier 1
211244726 | Central HP <5.4 tons | HEIL | HRCU-A-CB (Split System: Heat Pump with Remote Outdoor Unit-Air-Source) | DLCURAH24ABK |  |  | EN(A,D)4X30L17** | *92ESN0601412A* | 23400 | 17 | 8.1 | 25800 | 24000 | 93.02% | 2 | 0 | 10 |  |  |  |  | R-410A | 1.95 | Residential & Commercial | USHP | Ducted CEE Tier 1
213078646 | Central HP <5.4 tons | HEIL | HRCU-A-CB (Split System: Heat Pump with Remote Outdoor Unit-Air-Source) | DLCURAH36ABK |  |  | EA*4X42L24A* | *80MS(N,L)1102120A* | 35800 | 16.5 | 8.1 | 38500 | 35000 | 90.91% | 1.9 | 0 | 10 |  |  |  |  | R-410A | 2.9833 | Residential & Commercial | USHP | Ducted CEE Tier 1
216891936 | Central HP <5.4 tons | SURE | HRCU-A-CB (Split System: Heat Pump with Remote Outdoor Unit-Air-Source) | RD18AY48AJVC |  |  | TCFY4824MTANM | S921V1155A24M4 | 43000 | 18 | 8.5 | 43000 | 33200 | 77.21% | 2.1 | 0 | 11.7 |  |  |  |  | R-454B | 3.5833 | Residential & Commercial | USHP | Ducted CEE Tier 1
216891986 | Central HP <5.4 tons | SURE | HRCU-A-CB (Split System: Heat Pump with Remote Outdoor Unit-Air-Source) | RD18AY36AJVC |  |  | TCFY3617STANM | S962V0603A17M4 | 31200 | 18 | 8.5 | 31200 | 27800 | 89.1% | 1.9 | 0 | 12 |  |  |  |  | R-454B | 2.6 | Residential & Commercial | USHP | Ducted CEE Tier 1
216892002 | Central HP <5.4 tons | SURE | HRCU-A-CB (Split System: Heat Pump with Remote Outdoor Unit-Air-Source) | RD18AY36AJVC |  |  | TCFY3621STANM | S802V0755A21UH | 31600 | 19 | 8.5 | 31600 | 27600 | 87.34% | 2 | 0 | 12 |  |  |  |  | R-454B | 2.6333 | Residential & Commercial | USHP | Ducted CEE Tier 1
212973216 | Central HP <5.4 tons | COMFORTMAKER | HRCU-A-CB (Split System: Heat Pump with Remote Outdoor Unit-Air-Source) | DLCURAH24ABK |  |  | EA*4X36L17A* | *96VSN0401712B* | 23400 | 16.5 | 8.5 | 26200 | 24400 | 93.13% | 2.02 | 0 | 10 |  |  |  |  | R-410A | 1.95 | Residential & Commercial | USHP | Ducted CEE Tier 1
212973266 | Central HP <5.4 tons | COMFORTMAKER | HRCU-A-CB (Split System: Heat Pump with Remote Outdoor Unit-Air-Source) | DLCURAH24ABK |  |  | EN(A,D)4X30L17** | *96VSN0401712B* | 23200 | 16 | 8.1 | 26200 | 24800 | 94.66% | 2.06 | 0 | 10 |  |  |  |  | R-410A | 1.9333 | Residential & Commercial | USHP | Ducted CEE Tier 1
216892018 | Central HP <5.4 tons | SURE | HRCU-A-CB (Split System: Heat Pump with Remote Outdoor Unit-Air-Source) | RD18AY36AJVC |  |  | TCFY3621STANM | S801V0755A21DZ | 31600 | 19 | 8.5 | 31600 | 27600 | 87.34% | 2 | 0 | 12 |  |  |  |  | R-454B | 2.6333 | Residential & Commercial | USHP | Ducted CEE Tier 1
216892019 | Central HP <5.4 tons | SURE | HRCU-A-CB (Split System: Heat Pump with Remote Outdoor Unit-Air-Source) | RD18AY36AJVC |  |  | TCFY3621STANM | S962V0403A17M4 | 31400 | 18 | 8.5 | 31400 | 27800 | 88.54% | 1.9 | 0 | 12 |  |  |  |  | R-454B | 2.6167 | Residential & Commercial | USHP | Ducted CEE Tier 1
216892020 | Central HP <5.4 tons | SURE | HRCU-A-CB (Split System: Heat Pump with Remote Outdoor Unit-Air-Source) | RD18AY36AJVC |  |  | TCFY3621STANM | S801V0755A21UH | 31600 | 19 | 8.5 | 31600 | 27600 | 87.34% | 2 | 0 | 12 |  |  |  |  | R-454B | 2.6333 | Residential & Commercial | USHP | Ducted CEE Tier 1
215318957 | Central HP <5.4 tons | DAY & NIGHT | HRCU-A-CB (Split System: Heat Pump with Remote Outdoor Unit-Air-Source) | D5CUHAH18AAK |  |  | D5FUHAH24XAK | 0 | 18000 | 19 | 10.2 | 18000 | 18600 | 103.3% | 2.12 | 0 | 12.5 |  |  |  |  | R-454B | 1.5 | Residential & Commercial | USHP | Ducted CEE Tier 1
206772819 | Central HP <5.4 tons | TEMPSTAR | HRCU-A-CB (Split System: Heat Pump with Remote Outdoor Unit-Air-Source) | TVH837GKA2* |  |  | EHD4X42AAL+WALLCON | *96CTN1002122A* | 32600 | 16.5 | 8.1 | 33000 | 24800 | 75.15% | 1.96 | 12 | 11 |  |  |  |  | R-410A | 2.7167 | Residential & Commercial | USHP | Ducted CEE Tier 1
211244927 | Central HP <5.4 tons | HEIL | HRCU-A-CB (Split System: Heat Pump with Remote Outdoor Unit-Air-Source) | DLCURAH24ABK |  |  | EN(A,D,W)4X36L17** | *80ES(N,L)0701716A* | 24800 | 16 | 8.1 | 26800 | 22200 | 82.84% | 1.82 | 0 | 10.5 |  |  |  |  | R-410A | 2.0667 | Residential & Commercial | USHP | Ducted CEE Tier 1
211245030 | Central HP <5.4 tons | HEIL | HRCU-A-CB (Split System: Heat Pump with Remote Outdoor Unit-Air-Source) | DLCURAH24ABK |  |  | EN(A,D,W)4X36L17** | *80VTL0701716A* | 24200 | 17 | 8.1 | 26200 | 23000 | 87.79% | 1.9 | 0 | 10.5 |  |  |  |  | R-410A | 2.0167 | Residential & Commercial | USHP | Ducted CEE Tier 1
213077512 | Central HP <5.4 tons | COMFORTMAKER | HRCU-A-CB (Split System: Heat Pump with Remote Outdoor Unit-Air-Source) | DLCURAH36ABK |  |  | EA*4X42L24A* | *96VTN0802120B* | 35000 | 16 | 8.1 | 38500 | 35000 | 90.91% | 1.88 | 0 | 10 |  |  |  |  | R-410A | 2.9167 | Residential & Commercial | USHP | Ducted CEE Tier 1
213078380 | Central HP <5.4 tons | COMFORTMAKER | HRCU-A-CB (Split System: Heat Pump with Remote Outdoor Unit-Air-Source) | DLCURAH36ABK |  |  | EN(A,D,W)4X48L21** | *80MS(N,L)0901714A* | 36000 | 16.5 | 8.1 | 38500 | 35000 | 90.91% | 2 | 0 | 10.5 |  |  |  |  | R-410A | 3 | Residential & Commercial | USHP | Ducted CEE Tier 1
213078589 | Central HP <5.4 tons | COMFORTMAKER | HRCU-A-CB (Split System: Heat Pump with Remote Outdoor Unit-Air-Source) | DLCURAH36ABK |  |  | EA*4X42L24A* | *80MS(N,L)0902420A* | 35400 | 16.5 | 8.1 | 38500 | 35000 | 90.91% | 1.9 | 0 | 10 |  |  |  |  | R-410A | 2.95 | Residential & Commercial | USHP | Ducted CEE Tier 1
213770587 | Central HP <5.4 tons | HEIL | HRCU-A-CB (Split System: Heat Pump with Remote Outdoor Unit-Air-Source) | HVH825GKA2* |  |  | EA*4X25L17A*+WALLCON | *80CTL0451712B* | 24200 | 16.5 | 8.1 | 21400 | 16800 | 78.5% | 2 | 0 | 11 |  |  |  |  | R-410A | 2.0167 | Residential & Commercial | USHP | Ducted CEE Tier 1
213771207 | Central HP <5.4 tons | HEIL | HRCU-A-CB (Split System: Heat Pump with Remote Outdoor Unit-Air-Source) | HVH825GKA2* |  |  | EA*4X37L21A*+WALLCON | *97CMN1002122B* | 24400 | 16.5 | 8.5 | 21200 | 16600 | 78.3% | 2.04 | 0 | 11 |  |  |  |  | R-410A | 2.0333 | Residential & Commercial | USHP | Ducted CEE Tier 1
211244249 | Central HP <5.4 tons | COMFORTMAKER | HRCU-A-CB (Split System: Heat Pump with Remote Outdoor Unit-Air-Source) | DLCURAH24ABK |  |  | EN(A,D)4X24L17** | OMV098J12* | 23400 | 16 | 8.5 | 26600 | 24000 | 90.23% | 1.98 | 0 | 10 |  |  |  |  | R-410A | 1.95 | Residential & Commercial | USHP | Ducted CEE Tier 1
211244267 | Central HP <5.4 tons | COMFORTMAKER | HRCU-A-CB (Split System: Heat Pump with Remote Outdoor Unit-Air-Source) | DLCURAH24ABK |  |  | EN(A,D)4X24L17** | OMV112K14A | 23800 | 15.2 | 8.5 | 27000 | 23200 | 85.93% | 1.9 | 0 | 10 |  |  |  |  | R-410A | 1.9833 | Residential & Commercial | USHP | Ducted CEE Tier 1
211244369 | Central HP <5.4 tons | COMFORTMAKER | HRCU-A-CB (Split System: Heat Pump with Remote Outdoor Unit-Air-Source) | DLCURAH24ABK |  |  | EN(A,D)4X30L14** | *80ES(N,L)0451412A* | 24400 | 16 | 8.1 | 26600 | 22600 | 84.96% | 1.84 | 0 | 10 |  |  |  |  | R-410A | 2.0333 | Residential & Commercial | USHP | Ducted CEE Tier 1
213078980 | Central HP <5.4 tons | HEIL | HRCU-A-CB (Split System: Heat Pump with Remote Outdoor Unit-Air-Source) | DLCURAH36ABK |  |  | EA*4X37L17A* | *80MSU0401712A* | 36000 | 15.5 | 8.5 | 38500 | 34800 | 90.39% | 2.02 | 0 | 10 |  |  |  |  | R-410A | 3 | Residential & Commercial | USHP | Ducted CEE Tier 1
211226618 | Central HP <5.4 tons | HEIL | HRCU-A-CB (Split System: Heat Pump with Remote Outdoor Unit-Air-Source) | DLCURAH36ABK |  |  | EA*4X37L17A* | *92ESN0601412A* | 36200 | 15.2 | 8.5 | 38500 | 35000 | 90.91% | 2.02 | 0 | 10 |  |  |  |  | R-410A | 3.0167 | Residential & Commercial | USHP | Ducted CEE Tier 1
211380224 | Central HP <5.4 tons | YORK | HRCU-A-CB (Split System: Heat Pump with Remote Outdoor Unit-Air-Source) | HMH72B341 |  |  | JHETC42FBCS2N1 | 0 | 33800 | 17.5 | 8.5 | 32200 | 23400 | 72.67% | 2.08 | 0 | 9.5 |  |  |  |  | R-410A | 2.8167 | Residential & Commercial | USHP
211378887 | Central HP <5.4 tons | YORK | HRCU-A-CB (Split System: Heat Pump with Remote Outdoor Unit-Air-Source) | HMH72B341 |  |  | XAFC36DXXN1+TXV | TL8E100C20UH11 | 34000 | 17.5 | 8.5 | 34000 | 24000 | 70.59% | 2.12 | 0 | 10 |  |  |  |  | R-410A | 2.8333 | Residential & Commercial | USHP | Ducted CEE Tier 1
213771247 | Central HP <5.4 tons | HEIL | HRCU-A-CB (Split System: Heat Pump with Remote Outdoor Unit-Air-Source) | HVH825GKA2* |  |  | EA*4X42L21A*+WALLCON | *80CTL0451712B* | 23600 | 16.5 | 8.1 | 21600 | 16700 | 77.31% | 1.94 | 0 | 10.5 |  |  |  |  | R-410A | 1.9667 | Residential & Commercial | USHP | Ducted CEE Tier 1
213771397 | Central HP <5.4 tons | HEIL | HRCU-A-CB (Split System: Heat Pump with Remote Outdoor Unit-Air-Source) | HVH825GKA2* |  |  | EA*4X42L24A*+WALLCON | *97CMN1002122B* | 23800 | 16.5 | 8.1 | 21400 | 16600 | 77.57% | 1.96 | 0 | 11 |  |  |  |  | R-410A | 1.9833 | Residential & Commercial | USHP | Ducted CEE Tier 1
211379200 | Central HP <5.4 tons | YORK | HRCU-A-CB (Split System: Heat Pump with Remote Outdoor Unit-Air-Source) | HMH72B341 |  |  | XAHC48FBCN1 | TM9V100C16MP12 | 33000 | 16.5 | 8.5 | 31800 | 23200 | 72.96% | 2.04 | 0 | 9 |  |  |  |  | R-410A | 2.75 | Residential & Commercial | USHP
211379223 | Central HP <5.4 tons | YORK | HRCU-A-CB (Split System: Heat Pump with Remote Outdoor Unit-Air-Source) | HMH72B341 |  |  | XAFD48FBCN1 | YP9C100C16MP13 | 33800 | 16.5 | 8.5 | 32400 | 23600 | 72.84% | 2.08 | 0 | 9.5 |  |  |  |  | R-410A | 2.8167 | Residential & Commercial | USHP
211378739 | Central HP <5.4 tons | YORK | HRCU-A-CB (Split System: Heat Pump with Remote Outdoor Unit-Air-Source) | HMH72B341 |  |  | XAFB36DXXN1+TXV | TM8E060A12MP11 | 34000 | 18 | 8.1 | 33800 | 23800 | 70.41% | 2.06 | 0 | 10 |  |  |  |  | R-410A | 2.8333 | Residential & Commercial | USHP | Ducted CEE Tier 1
211378766 | Central HP <5.4 tons | YORK | HRCU-A-CB (Split System: Heat Pump with Remote Outdoor Unit-Air-Source) | HMH72B341 |  |  | XAHB36DXXN1+TXV | TM8E040A12MP11 | 33200 | 17.5 | 8.1 | 33000 | 23200 | 70.3% | 2.02 | 0 | 9.5 |  |  |  |  | R-410A | 2.7667 | Residential & Commercial | USHP
214075578 | Central HP <5.4 tons | SURE | HRCU-A-CB (Split System: Heat Pump with Remote Outdoor Unit-Air-Source) | RD17AZ24AJ3N |  |  | TCFZ2417MTANM | S802V1004A17UHN | 22600 | 17 | 9.5 | 22600 | 16800 | 74.34% | 2.1 | 0 | 11.2 |  |  |  |  | R-410A | 1.8833 | Residential & Commercial | USHP | Ducted CEE Tier 1
214075595 | Central HP <5.4 tons | SURE | HRCU-A-CB (Split System: Heat Pump with Remote Outdoor Unit-Air-Source) | RD17AZ24AJ3N |  |  | TCFZ2417MTANM | S801V0503A14UH | 22600 | 17 | 9.5 | 22600 | 16900 | 74.78% | 2 | 0 | 11.2 |  |  |  |  | R-410A | 1.8833 | Residential & Commercial | USHP | Ducted CEE Tier 1
207436598 | Central HP <5.4 tons | LENNOX | HRCU-A-CB (Split System: Heat Pump with Remote Outdoor Unit-Air-Source) | SL25XPV-048-230A** |  |  | CX35-49C+TDR | SLP99UH090XV48C* | 45000 | 20 | 8.9 | 44000 | 36000 | 81.82% | 1.76 | 12 | 11.7 |  |  |  |  | R-410A | 3.75 | Residential & Commercial | USHP | Ducted CEE Tier 1
214097587 | Central HP <5.4 tons | SURE | HRCU-A-CB (Split System: Heat Pump with Remote Outdoor Unit-Air-Source) | RD17AZ48AJ3N |  |  | TCFZ6024SEANM | S802V1505A24UHS | 45500 | 17 | 8.1 | 45500 | 40000 | 87.91% | 2.1 | 0 | 10 |  |  |  |  | R-410A | 3.7917 | Residential & Commercial | USHP | Ducted CEE Tier 1
215318961 | Central HP <5.4 tons | DAY & NIGHT | HRCU-A-CB (Split System: Heat Pump with Remote Outdoor Unit-Air-Source) | D5CSHAH24AAK |  |  | D5FSAAH24XBK | 0 | 23000 | 18.8 | 10 | 26000 | 23600 | 90.77% | 2.16 | 0 | 12 |  |  |  |  | R-454B | 1.9167 | Residential & Commercial | USHP | Ducted CEE Tier 1
212969740 | Central HP <5.4 tons | COMFORTMAKER | HRCU-A-CB (Split System: Heat Pump with Remote Outdoor Unit-Air-Source) | DLCURAH24ABK |  |  | EA*4X24L17A* | *80VSL0451412B* | 23200 | 17 | 8.5 | 26800 | 27000 | 100.7% | 2.3 | 0 | 10 |  |  |  |  | R-410A | 1.9333 | Residential & Commercial | USHP | Ducted CEE Tier 1
213077011 | Central HP <5.4 tons | HEIL | HRCU-A-CB (Split System: Heat Pump with Remote Outdoor Unit-Air-Source) | DLCURAH36ABK |  |  | END4X42L17** | *96VSN0801716B* | 35800 | 15.5 | 8.1 | 39000 | 35200 | 90.26% | 1.96 | 0 | 10 |  |  |  |  | R-410A | 2.9833 | Residential & Commercial | USHP | Ducted CEE Tier 1
213077404 | Central HP <5.4 tons | HEIL | HRCU-A-CB (Split System: Heat Pump with Remote Outdoor Unit-Air-Source) | DLCURAH36ABK |  |  | EA*4X43L21A* | *96VTN0801716B* | 36600 | 15.5 | 8.5 | 38500 | 35000 | 90.91% | 2.06 | 0 | 10 |  |  |  |  | R-410A | 3.05 | Residential & Commercial | USHP | Ducted CEE Tier 1
212970410 | Central HP <5.4 tons | COMFORTMAKER | HRCU-A-CB (Split System: Heat Pump with Remote Outdoor Unit-Air-Source) | DLCURAH36ABK |  |  | EA*4X42L21A* | *80VSL0701716B* | 35400 | 15.5 | 8.1 | 38500 | 35200 | 91.43% | 1.9 | 0 | 9.5 |  |  |  |  | R-410A | 2.95 | Residential & Commercial | USHP
211245427 | Central HP <5.4 tons | HEIL | HRCU-A-CB (Split System: Heat Pump with Remote Outdoor Unit-Air-Source) | DLCURAH24ABK |  |  | EN(A,D)4X36L21** | *80VSL0451716A* | 24200 | 16 | 8.1 | 26400 | 22800 | 86.36% | 1.88 | 0 | 10.5 |  |  |  |  | R-410A | 2.0167 | Residential & Commercial | USHP | Ducted CEE Tier 1
211245728 | Central HP <5.4 tons | HEIL | HRCU-A-CB (Split System: Heat Pump with Remote Outdoor Unit-Air-Source) | DLCURAH24ABK |  |  | EN(A,D)4X36L21** | *92ESN0401712A* | 23600 | 15.5 | 8.1 | 26200 | 23400 | 89.31% | 1.92 | 0 | 10 |  |  |  |  | R-410A | 1.9667 | Residential & Commercial | USHP | Ducted CEE Tier 1
211245798 | Central HP <5.4 tons | HEIL | HRCU-A-CB (Split System: Heat Pump with Remote Outdoor Unit-Air-Source) | DLCURAH24ABK |  |  | FEM4P30**AL | 0 | 24000 | 17 | 8.5 | 26200 | 23400 | 89.31% | 1.94 | 0 | 10 |  |  |  |  | R-410A | 2 | Residential & Commercial | USHP | Ducted CEE Tier 1
211245899 | Central HP <5.4 tons | HEIL | HRCU-A-CB (Split System: Heat Pump with Remote Outdoor Unit-Air-Source) | DLCURAH24ABK |  |  | FMA4X30**AL* | 0 | 25800 | 18 | 9 | 27600 | 21000 | 76.09% | 1.8 | 0 | 10.5 |  |  |  |  | R-410A | 2.15 | Residential & Commercial | USHP | Ducted CEE Tier 1
211378975 | Central HP <5.4 tons | YORK | HRCU-A-CB (Split System: Heat Pump with Remote Outdoor Unit-Air-Source) | HMH72B341 |  |  | XAHD48FXXN1+TXV | TM9Y120D20MP11 | 33200 | 16.5 | 8.5 | 32000 | 23400 | 73.12% | 2.04 | 0 | 9 |  |  |  |  | R-410A | 2.7667 | Residential & Commercial | USHP
211379064 | Central HP <5.4 tons | YORK | HRCU-A-CB (Split System: Heat Pump with Remote Outdoor Unit-Air-Source) | HMH72B341 |  |  | XAHD48FXXN1+TXV | TM9V120D20MP12 | 33400 | 16.5 | 8.5 | 32000 | 23200 | 72.5% | 2.06 | 0 | 9.5 |  |  |  |  | R-410A | 2.7833 | Residential & Commercial | USHP
211379291 | Central HP <5.4 tons | YORK | HRCU-A-CB (Split System: Heat Pump with Remote Outdoor Unit-Air-Source) | HMH72B341 |  |  | XAFD48FXXN1+TXV | YP9C080C16MP13 | 33400 | 16.5 | 8.5 | 32400 | 23600 | 72.84% | 2.06 | 0 | 9.5 |  |  |  |  | R-410A | 2.7833 | Residential & Commercial | USHP
211379418 | Central HP <5.4 tons | YORK | HRCU-A-CB (Split System: Heat Pump with Remote Outdoor Unit-Air-Source) | HMH72B341 |  |  | XAHD48FXXN1+TXV | TM9E100C16MP12 | 32800 | 16.5 | 8.5 | 31800 | 23200 | 72.96% | 2.02 | 0 | 9 |  |  |  |  | R-410A | 2.7333 | Residential & Commercial | USHP
211379516 | Central HP <5.4 tons | YORK | HRCU-A-CB (Split System: Heat Pump with Remote Outdoor Unit-Air-Source) | HMH72B341 |  |  | XAHC48FBCN1 | TM8Y120C20MP11 | 33800 | 16.5 | 8.5 | 32400 | 23800 | 73.46% | 2.06 | 0 | 9 |  |  |  |  | R-410A | 2.8167 | Residential & Commercial | USHP
211379550 | Central HP <5.4 tons | YORK | HRCU-A-CB (Split System: Heat Pump with Remote Outdoor Unit-Air-Source) | HMH72B341 |  |  | XAHD48FXXN1+TXV | TM8Y100C16MP11 | 33600 | 17 | 8.1 | 32600 | 24000 | 73.62% | 2.04 | 0 | 9 |  |  |  |  | R-410A | 2.8 | Residential & Commercial | USHP
211379618 | Central HP <5.4 tons | YORK | HRCU-A-CB (Split System: Heat Pump with Remote Outdoor Unit-Air-Source) | HMH72B341 |  |  | XAHC48FXXN1+TXV | TM8V120C20MP12 | 33800 | 16.5 | 8.5 | 32400 | 23800 | 73.46% | 2.06 | 0 | 9 |  |  |  |  | R-410A | 2.8167 | Residential & Commercial | USHP
211379627 | Central HP <5.4 tons | YORK | HRCU-A-CB (Split System: Heat Pump with Remote Outdoor Unit-Air-Source) | HMH72B341 |  |  | XAHC48FXXN1+TXV | TPLC100C20MP13 | 33800 | 16.5 | 8.5 | 32400 | 23800 | 73.46% | 2.06 | 0 | 9 |  |  |  |  | R-410A | 2.8167 | Residential & Commercial | USHP
211229538 | Central HP <5.4 tons | HEIL | HRCU-A-CB (Split System: Heat Pump with Remote Outdoor Unit-Air-Source) | DLCURAH36ABK |  |  | EA*4X48L24A* | *96VSN0802120A* | 36200 | 16 | 8.5 | 38500 | 34600 | 89.87% | 2.06 | 0 | 10 |  |  |  |  | R-410A | 3.0167 | Residential & Commercial | USHP | Ducted CEE Tier 1
211229926 | Central HP <5.4 tons | HEIL | HRCU-A-CB (Split System: Heat Pump with Remote Outdoor Unit-Air-Source) | DLCURAH36ABK |  |  | EN(A,D,W)4X48L21** | *80ES(N,L)0702116A* | 35800 | 16.5 | 8.1 | 38500 | 34800 | 90.39% | 2 | 0 | 10 |  |  |  |  | R-410A | 2.9833 | Residential & Commercial | USHP | Ducted CEE Tier 1
211207035 | Central HP <5.4 tons | YORK | HRCU-A-CB (Split System: Heat Pump with Remote Outdoor Unit-Air-Source) | YZV48B21 |  |  | XAMC48HE3N1+CC | TP9C080C16MP13 | 43500 | 18 | 8.5 | 45500 | 36800 | 80.88% | 2.14 | 0 | 11 |  |  |  |  | R-410A | 3.625 | Residential & Commercial | USHP | Ducted CEE Tier 1
211207028 | Central HP <5.4 tons | YORK | HRCU-A-CB (Split System: Heat Pump with Remote Outdoor Unit-Air-Source) | YZV48B21 |  |  | XAMC48HE3N1+CC | TM9V100C20MP12 | 43500 | 19 | 9 | 44500 | 36400 | 81.8% | 2.14 | 0 | 11.7 |  |  |  |  | R-410A | 3.625 | Residential & Commercial | USHP | Ducted CEE Tier 1
215932580 | Central HP <5.4 tons | DAY & NIGHT | HRCU-A-CB (Split System: Heat Pump with Remote Outdoor Unit-Air-Source) | C5H3V36*K*AAA* |  |  | EA*5X60M24A*+WALLCON | *95CSU0802120B* | 34000 | 20 | 9 | 34200 | 26000 | 76.02% | 1.94 | 0 | 11.7 |  |  |  |  | R-454B | 2.8333 | Residential & Commercial | USHP | Ducted CEE Tier 1
216699848 | Central HP <5.4 tons | AMANA | HRCU-A-CB (Split System: Heat Pump with Remote Outdoor Unit-Air-Source) | AZV9SA241CA* |  |  | CA*EA4830*3A* | A*VT961005CNA* | 23400 | 19.2 | 9.2 | 22000 | 22000 | 100% | 2 | 0 | 11.7 |  |  |  |  | R-32 | 1.95 | Residential & Commercial | USHP | Ducted CEE Tier 1
211379636 | Central HP <5.4 tons | YORK | HRCU-A-CB (Split System: Heat Pump with Remote Outdoor Unit-Air-Source) | HMH72B341 |  |  | XAHC48FXXN1+TXV | YPLC120C20MP13 | 33800 | 16.5 | 8.5 | 32400 | 23800 | 73.46% | 2.06 | 0 | 9 |  |  |  |  | R-410A | 2.8167 | Residential & Commercial | USHP
211379709 | Central HP <5.4 tons | YORK | HRCU-A-CB (Split System: Heat Pump with Remote Outdoor Unit-Air-Source) | HMH72B341 |  |  | XAHC48FXXN1+TXV | TPLC100C16MP13 | 33600 | 16.5 | 8.5 | 32400 | 23800 | 73.46% | 2.06 | 0 | 9 |  |  |  |  | R-410A | 2.8 | Residential & Commercial | USHP
211379802 | Central HP <5.4 tons | YORK | HRCU-A-CB (Split System: Heat Pump with Remote Outdoor Unit-Air-Source) | HMH72B341 |  |  | XAUC48FXXN1+TXV | TM8V100C16MP12 | 34000 | 16.5 | 8.5 | 33200 | 24400 | 73.49% | 2.1 | 0 | 9 |  |  |  |  | R-410A | 2.8333 | Residential & Commercial | USHP
211379868 | Central HP <5.4 tons | YORK | HRCU-A-CB (Split System: Heat Pump with Remote Outdoor Unit-Air-Source) | HMH72B341 |  |  | XAUC48FXXN1+TXV | TPLC080B12MP13 | 33000 | 16 | 8.1 | 32600 | 24000 | 73.62% | 2.02 | 0 | 9 |  |  |  |  | R-410A | 2.75 | Residential & Commercial | USHP
211379995 | Central HP <5.4 tons | YORK | HRCU-A-CB (Split System: Heat Pump with Remote Outdoor Unit-Air-Source) | HMH72B341 |  |  | XAFC48FXXN1+TXV | TMLE100B12MP11 | 33400 | 17 | 8.5 | 32400 | 23800 | 73.46% | 2.06 | 0 | 9.5 |  |  |  |  | R-410A | 2.7833 | Residential & Commercial | USHP
216051257 | Central HP <5.4 tons | SURE | HRCU-A-CB (Split System: Heat Pump with Remote Outdoor Unit-Air-Source) | SP19AY48AJVC |  |  | TCFY4821SEAAM | S802V1005A21DZ | 45500 | 19 | 10 | 45500 | 41500 | 91.21% | 2.1 | 0 | 12 |  |  |  |  | R-454B | 3.7917 | Residential & Commercial | USHP | Ducted CEE Tier 1
216051273 | Central HP <5.4 tons | SURE | HRCU-A-CB (Split System: Heat Pump with Remote Outdoor Unit-Air-Source) | SP19AY48AJVC |  |  | TCFY4821SEAAM | S97MV0855A21DH | 45500 | 19 | 10 | 45500 | 42000 | 92.31% | 2.1 | 0 | 12 |  |  |  |  | R-454B | 3.7917 | Residential & Commercial | USHP | Ducted CEE Tier 1
216891878 | Central HP <5.4 tons | SURE | HRCU-A-CB (Split System: Heat Pump with Remote Outdoor Unit-Air-Source) | RD18AY36AJVC |  |  | TCFY3621MTANM | S962V0705A21M4 | 32400 | 18 | 10 | 32400 | 28000 | 86.42% | 2.1 | 0 | 12 |  |  |  |  | R-454B | 2.7 | Residential & Commercial | USHP | Ducted CEE Tier 1
216891895 | Central HP <5.4 tons | SURE | HRCU-A-CB (Split System: Heat Pump with Remote Outdoor Unit-Air-Source) | RD18AY36AJVC |  |  | TCFY3621MTANM | S951V0855A21M4 | 32400 | 19 | 10 | 32400 | 28000 | 86.42% | 2.1 | 0 | 12 |  |  |  |  | R-454B | 2.7 | Residential & Commercial | USHP | Ducted CEE Tier 1
216891910 | Central HP <5.4 tons | SURE | HRCU-A-CB (Split System: Heat Pump with Remote Outdoor Unit-Air-Source) | RD18AY36AJVC |  |  | TCFY3621MTANM | S921V0705A21M4 | 32400 | 18 | 10 | 32400 | 28000 | 86.42% | 2.1 | 0 | 12 |  |  |  |  | R-454B | 2.7 | Residential & Commercial | USHP | Ducted CEE Tier 1
216891911 | Central HP <5.4 tons | SURE | HRCU-A-CB (Split System: Heat Pump with Remote Outdoor Unit-Air-Source) | RD18AY36AJVC |  |  | TCFY3621MTANM | S962V0603A17M4 | 32200 | 18 | 10 | 32200 | 28000 | 86.96% | 2.1 | 0 | 12 |  |  |  |  | R-454B | 2.6833 | Residential & Commercial | USHP | Ducted CEE Tier 1
216891913 | Central HP <5.4 tons | SURE | HRCU-A-CB (Split System: Heat Pump with Remote Outdoor Unit-Air-Source) | RD18AY36AJVC |  |  | TCFY3621MTANM | S97MV0855A21DH | 32600 | 19 | 10 | 32600 | 27800 | 85.28% | 2.1 | 0 | 12 |  |  |  |  | R-454B | 2.7167 | Residential & Commercial | USHP | Ducted CEE Tier 1
213078794 | Central HP <5.4 tons | HEIL | HRCU-A-CB (Split System: Heat Pump with Remote Outdoor Unit-Air-Source) | DLCURAH36ABK |  |  | EA*4X42L24A* | *80MS(N,L)1552420A* | 35600 | 16.5 | 8.1 | 38500 | 35000 | 90.91% | 1.9 | 0 | 10 |  |  |  |  | R-410A | 2.9667 | Residential & Commercial | USHP | Ducted CEE Tier 1
213079514 | Central HP <5.4 tons | HEIL | HRCU-A-CB (Split System: Heat Pump with Remote Outdoor Unit-Air-Source) | DLCURAH36ABK |  |  | EA*4X36L17A* | *92MSN0801716A* | 35000 | 16 | 8.1 | 38500 | 35200 | 91.43% | 1.82 | 0 | 9.5 |  |  |  |  | R-410A | 2.9167 | Residential & Commercial | USHP
213079328 | Central HP <5.4 tons | HEIL | HRCU-A-CB (Split System: Heat Pump with Remote Outdoor Unit-Air-Source) | DLCURAH36ABK |  |  | EN(A,D)4X48L24** | *80MSU0802120A* | 35800 | 17 | 8.1 | 38000 | 34800 | 91.58% | 2.04 | 0 | 10.5 |  |  |  |  | R-410A | 2.9833 | Residential & Commercial | USHP | Ducted CEE Tier 1
213080417 | Central HP <5.4 tons | HEIL | HRCU-A-CB (Split System: Heat Pump with Remote Outdoor Unit-Air-Source) | DLCURAH36ABK |  |  | EA*4X43L21A* | *96MSN1002122A* | 36800 | 16 | 8.5 | 38500 | 34800 | 90.39% | 2.1 | 0 | 10 |  |  |  |  | R-410A | 3.0667 | Residential & Commercial | USHP | Ducted CEE Tier 1
216699853 | Central HP <5.4 tons | AMANA | HRCU-A-CB (Split System: Heat Pump with Remote Outdoor Unit-Air-Source) | AZV9SA241CA* |  |  | CHPEA4830*3A* | A*VT800805C*A* | 23000 | 18.2 | 9 | 21000 | 21000 | 100% | 2 | 0 | 11.7 |  |  |  |  | R-32 | 1.9167 | Residential & Commercial | USHP | Ducted CEE Tier 1
212383456 | Central HP <5.4 tons | CARRIER | HRCU-A-CB (Split System: Heat Pump with Remote Outdoor Unit-Air-Source) | 38MURAQ36AB3* |  |  | CAP**4321AL* | 58S(B,C)*A070E17**16 | 36800 | 15.5 | 8.5 | 39000 | 34800 | 89.23% | 2.1 | 0 | 10 |  |  |  |  | R-410A | 3.0667 | Residential & Commercial | USHP | Ducted CEE Tier 1
213079911 | Central HP <5.4 tons | AIRQUEST | HRCU-A-CB (Split System: Heat Pump with Remote Outdoor Unit-Air-Source) | DLCURAH36ABK |  |  | EN(A,D)4X48L24** | *92MSN1002122A* | 36000 | 16.5 | 8.1 | 38500 | 35000 | 90.91% | 2 | 0 | 10.5 |  |  |  |  | R-410A | 3 | Residential & Commercial | USHP | Ducted CEE Tier 1
213079943 | Central HP <5.4 tons | AIRQUEST | HRCU-A-CB (Split System: Heat Pump with Remote Outdoor Unit-Air-Source) | DLCURAH36ABK |  |  | EN(A,D)4X48L24** | *92MSN1202420A* | 36400 | 16 | 8.1 | 38500 | 35000 | 90.91% | 2.02 | 0 | 10.5 |  |  |  |  | R-410A | 3.0333 | Residential & Commercial | USHP | Ducted CEE Tier 1
211226340 | Central HP <5.4 tons | COMFORTMAKER | HRCU-A-CB (Split System: Heat Pump with Remote Outdoor Unit-Air-Source) | DLCURAH36ABK |  |  | EA*4X36L21A* | *92ESN1002122A* | 36400 | 15.2 | 8.1 | 40000 | 35400 | 88.5% | 1.86 | 0 | 9.5 |  |  |  |  | R-410A | 3.0333 | Residential & Commercial | USHP
211226372 | Central HP <5.4 tons | COMFORTMAKER | HRCU-A-CB (Split System: Heat Pump with Remote Outdoor Unit-Air-Source) | DLCURAH36ABK |  |  | EA*4X36L21A* | *95ESN1002120A* | 35600 | 15.5 | 8.1 | 39500 | 35200 | 89.11% | 1.84 | 0 | 9.5 |  |  |  |  | R-410A | 2.9667 | Residential & Commercial | USHP
213077631 | Central HP <5.4 tons | HEIL | HRCU-A-CB (Split System: Heat Pump with Remote Outdoor Unit-Air-Source) | DLCURAH36ABK |  |  | EA*4X42L24A* | *96VTN1002120B* | 35400 | 16.5 | 8.1 | 38500 | 35000 | 90.91% | 1.88 | 0 | 10 |  |  |  |  | R-410A | 2.95 | Residential & Commercial | USHP | Ducted CEE Tier 1
211377337 | Central HP <5.4 tons | YORK | HRCU-A-CB (Split System: Heat Pump with Remote Outdoor Unit-Air-Source) | HMH72B341 |  |  | XAHC36DXXN1+TXV | TM9Y100C16MP11 | 33800 | 16.5 | 8.1 | 33600 | 24000 | 71.43% | 2.04 | 0 | 9.5 |  |  |  |  | R-410A | 2.8167 | Residential & Commercial | USHP
211377360 | Central HP <5.4 tons | YORK | HRCU-A-CB (Split System: Heat Pump with Remote Outdoor Unit-Air-Source) | HMH72B341 |  |  | XAHC30CXXN1+TXV | TM9Y080C16MP11 | 32400 | 17.5 | 8.1 | 33000 | 23200 | 70.3% | 2 | 0 | 9.5 |  |  |  |  | R-410A | 2.7 | Residential & Commercial | USHP
211377369 | Central HP <5.4 tons | YORK | HRCU-A-CB (Split System: Heat Pump with Remote Outdoor Unit-Air-Source) | HMH72B341 |  |  | XAFC30CXXN1+TXV | TM9Y080C16MP11 | 33200 | 18 | 8.1 | 33600 | 23600 | 70.24% | 2.04 | 0 | 9.5 |  |  |  |  | R-410A | 2.7667 | Residential & Commercial | USHP
211377444 | Central HP <5.4 tons | YORK | HRCU-A-CB (Split System: Heat Pump with Remote Outdoor Unit-Air-Source) | HMH72B341 |  |  | XAUB30CXXN1+TXV | TM9Y060B12MP11 | 32600 | 17.5 | 8.1 | 34000 | 23800 | 70% | 2 | 0 | 9.5 |  |  |  |  | R-410A | 2.7167 | Residential & Commercial | USHP
211377530 | Central HP <5.4 tons | YORK | HRCU-A-CB (Split System: Heat Pump with Remote Outdoor Unit-Air-Source) | HMH72B341 |  |  | XAFC30CXXN1+TXV | TP9C100C16MP13 | 33200 | 17.5 | 8.5 | 33000 | 23200 | 70.3% | 2.06 | 0 | 10 |  |  |  |  | R-410A | 2.7667 | Residential & Commercial | USHP | Ducted CEE Tier 1
211226413 | Central HP <5.4 tons | COMFORTMAKER | HRCU-A-CB (Split System: Heat Pump with Remote Outdoor Unit-Air-Source) | DLCURAH36ABK |  |  | EA*4X36L21A* | *96VTN1002120A* | 35600 | 15.5 | 8.1 | 39500 | 35200 | 89.11% | 1.84 | 0 | 9.5 |  |  |  |  | R-410A | 2.9667 | Residential & Commercial | USHP
211377605 | Central HP <5.4 tons | YORK | HRCU-A-CB (Split System: Heat Pump with Remote Outdoor Unit-Air-Source) | HMH72B341 |  |  | XAHB36DXXN1+TXV | TP9C080B12MP13 | 33200 | 16.5 | 8.1 | 33400 | 23600 | 70.66% | 2 | 0 | 9.5 |  |  |  |  | R-410A | 2.7667 | Residential & Commercial | USHP
211377646 | Central HP <5.4 tons | YORK | HRCU-A-CB (Split System: Heat Pump with Remote Outdoor Unit-Air-Source) | HMH72B341 |  |  | XAFC30CXXN1+TXV | TM9V080B12MP12 | 32800 | 17 | 8.1 | 33600 | 23600 | 70.24% | 2.02 | 0 | 9.5 |  |  |  |  | R-410A | 2.7333 | Residential & Commercial | USHP
211377719 | Central HP <5.4 tons | YORK | HRCU-A-CB (Split System: Heat Pump with Remote Outdoor Unit-Air-Source) | HMH72B341 |  |  | XAHC30CXXN1+TXV | YP9C060B12MP13 | 31800 | 16.5 | 8.1 | 33000 | 23200 | 70.3% | 1.96 | 0 | 9 |  |  |  |  | R-410A | 2.65 | Residential & Commercial | USHP
211377762 | Central HP <5.4 tons | YORK | HRCU-A-CB (Split System: Heat Pump with Remote Outdoor Unit-Air-Source) | HMH72B341 |  |  | XAFC30CXXN1+TXV | TP9C060B12MP13 | 32600 | 17 | 8.1 | 33600 | 23600 | 70.24% | 2.02 | 0 | 9.5 |  |  |  |  | R-410A | 2.7167 | Residential & Commercial | USHP
211377837 | Central HP <5.4 tons | YORK | HRCU-A-CB (Split System: Heat Pump with Remote Outdoor Unit-Air-Source) | HMH72B341 |  |  | XAHC36DXXN1+TXV | TM9E100C20MP12 | 34000 | 15.5 | 8.1 | 33200 | 23600 | 71.08% | 2.06 | 0 | 10 |  |  |  |  | R-410A | 2.8333 | Residential & Commercial | USHP | Ducted CEE Tier 1
211377948 | Central HP <5.4 tons | YORK | HRCU-A-CB (Split System: Heat Pump with Remote Outdoor Unit-Air-Source) | HMH72B341 |  |  | XAHB36DXXN1+TXV | TM9E060A10MP12 | 32600 | 17 | 8.1 | 32400 | 22800 | 70.37% | 1.98 | 0 | 9.5 |  |  |  |  | R-410A | 2.7167 | Residential & Commercial | USHP
211378037 | Central HP <5.4 tons | YORK | HRCU-A-CB (Split System: Heat Pump with Remote Outdoor Unit-Air-Source) | HMH72B341 |  |  | XAFC36DBCN1 | TM8Y100C16MP11 | 34000 | 18.5 | 8.5 | 34000 | 24000 | 70.59% | 2.1 | 0 | 10 |  |  |  |  | R-410A | 2.8333 | Residential & Commercial | USHP | Ducted CEE Tier 1
211378173 | Central HP <5.4 tons | YORK | HRCU-A-CB (Split System: Heat Pump with Remote Outdoor Unit-Air-Source) | HMH72B341 |  |  | XAFC36DXXN1+TXV | TM8V080C16MP12 | 34000 | 17.5 | 8.5 | 33800 | 23800 | 70.41% | 2.08 | 0 | 10 |  |  |  |  | R-410A | 2.8333 | Residential & Commercial | USHP | Ducted CEE Tier 1
213080270 | Central HP <5.4 tons | AIRQUEST | HRCU-A-CB (Split System: Heat Pump with Remote Outdoor Unit-Air-Source) | DLCURAH36ABK |  |  | EA*4X36L21A* | *96MSN1002120A* | 35200 | 16 | 8.1 | 38500 | 35200 | 91.43% | 1.8 | 0 | 9.5 |  |  |  |  | R-410A | 2.9333 | Residential & Commercial | USHP
213080404 | Central HP <5.4 tons | AIRQUEST | HRCU-A-CB (Split System: Heat Pump with Remote Outdoor Unit-Air-Source) | DLCURAH36ABK |  |  | EA*4X42L24A* | *96MSN1002122A* | 35400 | 16 | 8.5 | 38500 | 35000 | 90.91% | 1.88 | 0 | 10 |  |  |  |  | R-410A | 2.95 | Residential & Commercial | USHP | Ducted CEE Tier 1
213080647 | Central HP <5.4 tons | AIRQUEST | HRCU-A-CB (Split System: Heat Pump with Remote Outdoor Unit-Air-Source) | DLCURAH36ABK |  |  | EA*4X36L17A* | *95MSU0601716A* | 35200 | 15.5 | 8.1 | 39000 | 35200 | 90.26% | 1.84 | 0 | 9.5 |  |  |  |  | R-410A | 2.9333 | Residential & Commercial | USHP
213080815 | Central HP <5.4 tons | AIRQUEST | HRCU-A-CB (Split System: Heat Pump with Remote Outdoor Unit-Air-Source) | DLCURAH36ABK |  |  | EA*4X42L24A* | *95MSU0802120A* | 35200 | 16 | 8.1 | 38500 | 35000 | 90.91% | 1.88 | 0 | 9.5 |  |  |  |  | R-410A | 2.9333 | Residential & Commercial | USHP
213079768 | Central HP <5.4 tons | AIRQUEST | HRCU-A-CB (Split System: Heat Pump with Remote Outdoor Unit-Air-Source) | DLCURAH36ABK |  |  | EA*4X42L24A* | *92MSN1002120A* | 35400 | 16.5 | 8.1 | 38500 | 35000 | 90.91% | 1.88 | 0 | 10 |  |  |  |  | R-410A | 2.95 | Residential & Commercial | USHP | Ducted CEE Tier 1
211244688 | Central HP <5.4 tons | COMFORTMAKER | HRCU-A-CB (Split System: Heat Pump with Remote Outdoor Unit-Air-Source) | DLCURAH24ABK |  |  | EN(A,D)4X30L17** | *80ES(N,L)0451712A* | 24000 | 16.5 | 8.1 | 26200 | 23000 | 87.79% | 1.9 | 0 | 10.5 |  |  |  |  | R-410A | 2 | Residential & Commercial | USHP | Ducted CEE Tier 1
215935446 | Central HP <5.4 tons | HEIL | HRCU-A-CB (Split System: Heat Pump with Remote Outdoor Unit-Air-Source) | H5H3V36*K*AAA* |  |  | EVM5X60M24A*+WALLCON | *96CTN1202422B* | 35600 | 22 | 8.5 | 38000 | 28400 | 74.74% | 2.04 | 0 | 12.5 |  |  |  |  | R-454B | 2.9667 | Residential & Commercial | USHP | Ducted CEE Tier 1
211244790 | Central HP <5.4 tons | COMFORTMAKER | HRCU-A-CB (Split System: Heat Pump with Remote Outdoor Unit-Air-Source) | DLCURAH24ABK |  |  | EN(A,D)4X30L17** | *92ESN0401712A* | 23600 | 15.5 | 8.1 | 26200 | 23400 | 89.31% | 1.92 | 0 | 10 |  |  |  |  | R-410A | 1.9667 | Residential & Commercial | USHP | Ducted CEE Tier 1
211245226 | Central HP <5.4 tons | COMFORTMAKER | HRCU-A-CB (Split System: Heat Pump with Remote Outdoor Unit-Air-Source) | DLCURAH24ABK |  |  | EN(A,D,W)4X36L17** | *92ESN0401712A* | 23600 | 15.5 | 8.1 | 26200 | 23400 | 89.31% | 1.92 | 0 | 10 |  |  |  |  | R-410A | 1.9667 | Residential & Commercial | USHP | Ducted CEE Tier 1
215935646 | Central HP <5.4 tons | HEIL | HRCU-A-CB (Split System: Heat Pump with Remote Outdoor Unit-Air-Source) | H5H3V36*K*AAA* |  |  | EVD5X36M21A*+WALLCON | *80CTL0901716B* | 34400 | 21 | 8.5 | 38500 | 28200 | 73.25% | 2.04 | 0 | 11.7 |  |  |  |  | R-454B | 2.8667 | Residential & Commercial | USHP | Ducted CEE Tier 1
215935746 | Central HP <5.4 tons | HEIL | HRCU-A-CB (Split System: Heat Pump with Remote Outdoor Unit-Air-Source) | H5H3V36*K*AAA* |  |  | EVD5X36M21A*+WALLCON | *97CMN1002122B* | 34400 | 21 | 8.5 | 38500 | 28000 | 72.73% | 2.06 | 0 | 12 |  |  |  |  | R-454B | 2.8667 | Residential & Commercial | USHP | Ducted CEE Tier 1
211245785 | Central HP <5.4 tons | COMFORTMAKER | HRCU-A-CB (Split System: Heat Pump with Remote Outdoor Unit-Air-Source) | DLCURAH24ABK |  |  | EN(A,D)4X36L21** | OLV112A16A | 24400 | 16 | 8.1 | 26600 | 22600 | 84.96% | 1.86 | 0 | 10 |  |  |  |  | R-410A | 2.0333 | Residential & Commercial | USHP | Ducted CEE Tier 1
211245842 | Central HP <5.4 tons | COMFORTMAKER | HRCU-A-CB (Split System: Heat Pump with Remote Outdoor Unit-Air-Source) | DLCURAH24ABK |  |  | FXM4X30**AL | 0 | 24200 | 16.5 | 8.5 | 26000 | 22600 | 86.92% | 1.86 | 0 | 10 |  |  |  |  | R-410A | 2.0167 | Residential & Commercial | USHP | Ducted CEE Tier 1
211226924 | Central HP <5.4 tons | COMFORTMAKER | HRCU-A-CB (Split System: Heat Pump with Remote Outdoor Unit-Air-Source) | DLCURAH36ABK |  |  | EA*4X37L21A* | *80ESU0802120A | 37400 | 15.5 | 8.5 | 39000 | 35000 | 89.74% | 2.16 | 0 | 10 |  |  |  |  | R-410A | 3.1167 | Residential & Commercial | USHP | Ducted CEE Tier 1
211227006 | Central HP <5.4 tons | COMFORTMAKER | HRCU-A-CB (Split System: Heat Pump with Remote Outdoor Unit-Air-Source) | DLCURAH36ABK |  |  | EA*4X37L21A* | *92ESN0801716A* | 36200 | 16 | 8.5 | 38500 | 34800 | 90.39% | 2.08 | 0 | 10 |  |  |  |  | R-410A | 3.0167 | Residential & Commercial | USHP | Ducted CEE Tier 1
215935596 | Central HP <5.4 tons | HEIL | HRCU-A-CB (Split System: Heat Pump with Remote Outdoor Unit-Air-Source) | H5H3V36*K*AAA* |  |  | EVD5X36M21A*+WALLCON | *80CSU0601716A* | 34400 | 21 | 8.5 | 38500 | 28200 | 73.25% | 2.04 | 0 | 11.7 |  |  |  |  | R-454B | 2.8667 | Residential & Commercial | USHP | Ducted CEE Tier 1
215935796 | Central HP <5.4 tons | HEIL | HRCU-A-CB (Split System: Heat Pump with Remote Outdoor Unit-Air-Source) | H5H3V36*K*AAA* |  |  | EVD5X37M21A*+WALLCON | *96CTN0601714B* | 34600 | 20.5 | 8.5 | 38000 | 27600 | 72.63% | 2.06 | 0 | 11.5 |  |  |  |  | R-454B | 2.8833 | Residential & Commercial | USHP | Ducted CEE Tier 1
211227017 | Central HP <5.4 tons | COMFORTMAKER | HRCU-A-CB (Split System: Heat Pump with Remote Outdoor Unit-Air-Source) | DLCURAH36ABK |  |  | EA*4X37L21A* | *92ESN0802120A* | 37400 | 16 | 8.5 | 38500 | 34800 | 90.39% | 2.14 | 0 | 10 |  |  |  |  | R-410A | 3.1167 | Residential & Commercial | USHP | Ducted CEE Tier 1
207436588 | Central HP <5.4 tons | LENNOX | HRCU-A-CB (Split System: Heat Pump with Remote Outdoor Unit-Air-Source) | SL25XPV-048-230A** |  |  | CX35-49C+TDR | EL296UH110XV48C* | 45500 | 20 | 8.9 | 44000 | 36000 | 81.82% | 1.76 | 12 | 12 |  |  |  |  | R-410A | 3.7917 | Residential & Commercial | USHP | Ducted CEE Tier 1
207436595 | Central HP <5.4 tons | LENNOX | HRCU-A-CB (Split System: Heat Pump with Remote Outdoor Unit-Air-Source) | SL25XPV-048-230A** |  |  | CX35-49C+TDR | SL280UH110XV60C* | 45500 | 20 | 8.9 | 44000 | 35800 | 81.36% | 1.78 | 12.5 | 12.3 |  |  |  |  | R-410A | 3.7917 | Residential & Commercial | USHP | Ducted CEE Tier 1
216821104 | Central HP <5.4 tons | SURE | HRCU-A-CB (Split System: Heat Pump with Remote Outdoor Unit-Air-Source) | RD18AY60AJVC |  |  | TCFY6024STANM | S962V0705A21M4 | 50500 | 17 | 10 | 50500 | 38500 | 76.24% | 2 | 0 | 10 |  |  |  |  | R-454B | 4.2083 | Residential & Commercial | USHP | Ducted CEE Tier 1
207436493 | Central HP <5.4 tons | LENNOX | HRCU-A-CB (Split System: Heat Pump with Remote Outdoor Unit-Air-Source) | SL25XPV-036-230A** |  |  | CX35-48C+TDR | SLP99UH110XV60C* | 34000 | 21.2 | 8.8 | 35600 | 27400 | 76.97% | 1.82 | 14 | 13.5 |  |  |  |  | R-410A | 2.8333 | Residential & Commercial | USHP | Ducted CEE Tier 1
216892021 | Central HP <5.4 tons | SURE | HRCU-A-CB (Split System: Heat Pump with Remote Outdoor Unit-Air-Source) | RD18AY36AJVC |  |  | TCFY3621STANM | S801V1005A21UHN | 31600 | 19 | 8.5 | 31600 | 27600 | 87.34% | 2 | 0 | 12 |  |  |  |  | R-454B | 2.6333 | Residential & Commercial | USHP | Ducted CEE Tier 1
212973616 | Central HP <5.4 tons | COMFORTMAKER | HRCU-A-CB (Split System: Heat Pump with Remote Outdoor Unit-Air-Source) | DLCURAH24ABK |  |  | EN(A,D)4X30L14** | *96VSN0601412B* | 23400 | 16.5 | 8.1 | 26000 | 24400 | 93.85% | 2.02 | 0 | 10 |  |  |  |  | R-410A | 1.95 | Residential & Commercial | USHP | Ducted CEE Tier 1
212973866 | Central HP <5.4 tons | COMFORTMAKER | HRCU-A-CB (Split System: Heat Pump with Remote Outdoor Unit-Air-Source) | DLCURAH24ABK |  |  | EA*4X36L21A* | *96VSN0801716B* | 23600 | 17 | 8.5 | 26200 | 24000 | 91.6% | 2 | 0 | 10 |  |  |  |  | R-410A | 1.9667 | Residential & Commercial | USHP | Ducted CEE Tier 1
212974116 | Central HP <5.4 tons | COMFORTMAKER | HRCU-A-CB (Split System: Heat Pump with Remote Outdoor Unit-Air-Source) | DLCURAH24ABK |  |  | EN(A,D)4X36L21** | *96VSN0802120B* | 23800 | 17 | 8.5 | 26400 | 24000 | 90.91% | 1.98 | 0 | 10.5 |  |  |  |  | R-410A | 1.9833 | Residential & Commercial | USHP | Ducted CEE Tier 1
212987370 | Central HP <5.4 tons | HEIL | HRCU-A-CB (Split System: Heat Pump with Remote Outdoor Unit-Air-Source) | DLCURAH24ABK |  |  | EA*4X24L17A* | *96MSN0801716A* | 23400 | 16.5 | 8.5 | 27000 | 26000 | 96.3% | 2.16 | 0 | 10 |  |  |  |  | R-410A | 1.95 | Residential & Commercial | USHP | Ducted CEE Tier 1
216892037 | Central HP <5.4 tons | SURE | HRCU-A-CB (Split System: Heat Pump with Remote Outdoor Unit-Air-Source) | RD18AY36AJVC |  |  | TCFY3624MTANM | S801V0755A21UH | 32600 | 19 | 10 | 32600 | 27800 | 85.28% | 2.1 | 0 | 12 |  |  |  |  | R-454B | 2.7167 | Residential & Commercial | USHP | Ducted CEE Tier 1
212988221 | Central HP <5.4 tons | HEIL | HRCU-A-CB (Split System: Heat Pump with Remote Outdoor Unit-Air-Source) | DLCURAH36ABK |  |  | EA*4X48L21A* | *96MSN1002122A* | 35600 | 16 | 8.5 | 37800 | 34600 | 91.53% | 2.04 | 0 | 10 |  |  |  |  | R-410A | 2.9667 | Residential & Commercial | USHP | Ducted CEE Tier 1
212977745 | Central HP <5.4 tons | AIRQUEST | HRCU-A-CB (Split System: Heat Pump with Remote Outdoor Unit-Air-Source) | DLCURAH18ABK |  |  | EA*4X25L17A* | *80MS(N,L)0451412A* | 18000 | 16.5 | 8.5 | 17900 | 17700 | 98.88% | 2.14 | 0 | 11 |  |  |  |  | R-410A | 1.5 | Residential & Commercial | USHP | Ducted CEE Tier 1
216051291 | Central HP <5.4 tons | SURE | HRCU-A-CB (Split System: Heat Pump with Remote Outdoor Unit-Air-Source) | SP19AY60AJVC |  |  | TCFY6021SEAAM | S962V1005A21M4 | 53500 | 16 | 10 | 53500 | 49000 | 91.59% | 2 | 0 | 10 |  |  |  |  | R-454B | 4.4583 | Residential & Commercial | USHP | Ducted CEE Tier 1
216891978 | Central HP <5.4 tons | SURE | HRCU-A-CB (Split System: Heat Pump with Remote Outdoor Unit-Air-Source) | RD18AY36AJVC |  |  | TCFY3617STANM | S801V0504A17UHS | 31200 | 18 | 8.5 | 31200 | 27800 | 89.1% | 1.9 | 0 | 12 |  |  |  |  | R-454B | 2.6 | Residential & Commercial | USHP | Ducted CEE Tier 1
216892011 | Central HP <5.4 tons | SURE | HRCU-A-CB (Split System: Heat Pump with Remote Outdoor Unit-Air-Source) | RD18AY36AJVC |  |  | TCFY3621STANM | S802V1004A17UH | 31600 | 19 | 8.5 | 31600 | 27600 | 87.34% | 1.9 | 0 | 12 |  |  |  |  | R-454B | 2.6333 | Residential & Commercial | USHP | Ducted CEE Tier 1
216892029 | Central HP <5.4 tons | SURE | HRCU-A-CB (Split System: Heat Pump with Remote Outdoor Unit-Air-Source) | RD18AY36AJVC |  |  | TCFY3624MTANM | S951V0705A21M4 | 32400 | 18 | 10 | 32400 | 28000 | 86.42% | 2.1 | 0 | 12 |  |  |  |  | R-454B | 2.7 | Residential & Commercial | USHP | Ducted CEE Tier 1
216892047 | Central HP <5.4 tons | SURE | HRCU-A-CB (Split System: Heat Pump with Remote Outdoor Unit-Air-Source) | RD18AY36AJVC |  |  | TCFY3624MTANM | S802V1505A24UH | 32600 | 19 | 10 | 32600 | 27800 | 85.28% | 2.1 | 0 | 12 |  |  |  |  | R-454B | 2.7167 | Residential & Commercial | USHP | Ducted CEE Tier 1
215487662 | Central HP <5.4 tons | AMANA | HRCU-A-CB (Split System: Heat Pump with Remote Outdoor Unit-Air-Source) | AZV7SA2410A* |  |  | CA*EA3626*3A* | A*VM971005CNB* | 23200 | 19 | 8.6 | 23200 | 17000 | 73.28% | 2 | 0 | 11 |  |  |  |  | R-32 | 1.9333 | Residential & Commercial | USHP | Ducted CEE Tier 1
210474593 | Central HP <5.4 tons | HEIL | HRCU-A-CB (Split System: Heat Pump with Remote Outdoor Unit-Air-Source) | HVH825GKA3* |  |  | EHD4X48AAL+WALLCON | *97CMN1002122A* | 24200 | 16 | 8.1 | 21200 | 16700 | 78.77% | 2.04 | 0 | 11 |  |  |  |  | R-410A | 2.0167 | Residential & Commercial | USHP | Ducted CEE Tier 1
213771307 | Central HP <5.4 tons | HEIL | HRCU-A-CB (Split System: Heat Pump with Remote Outdoor Unit-Air-Source) | HVH825GKA2* |  |  | EA*4X42L21A*+WALLCON | *97CMN0601714B* | 23600 | 16 | 8.1 | 21600 | 16700 | 77.31% | 1.94 | 0 | 10.5 |  |  |  |  | R-410A | 1.9667 | Residential & Commercial | USHP | Ducted CEE Tier 1
213771407 | Central HP <5.4 tons | HEIL | HRCU-A-CB (Split System: Heat Pump with Remote Outdoor Unit-Air-Source) | HVH825GKA2* |  |  | EA*4X42L24A*+WALLCON | *97CMN1202422B* | 23800 | 16.5 | 8.1 | 21400 | 16600 | 77.57% | 1.96 | 0 | 11 |  |  |  |  | R-410A | 1.9833 | Residential & Commercial | USHP | Ducted CEE Tier 1
212978253 | Central HP <5.4 tons | HEIL | HRCU-A-CB (Split System: Heat Pump with Remote Outdoor Unit-Air-Source) | DLCURAH18ABK |  |  | EA*4X24L17A* | *80MS(N,L)0701412A* | 17600 | 16.5 | 8.5 | 18500 | 19400 | 104.9% | 2.34 | 0 | 10.5 |  |  |  |  | R-410A | 1.4667 | Residential & Commercial | USHP | Ducted CEE Tier 1
212978351 | Central HP <5.4 tons | HEIL | HRCU-A-CB (Split System: Heat Pump with Remote Outdoor Unit-Air-Source) | DLCURAH18ABK |  |  | EN(A,D)4X30L17** | *80MS(N,L)0701412A* | 17400 | 16.5 | 8.1 | 18000 | 18700 | 103.9% | 2.26 | 0 | 11 |  |  |  |  | R-410A | 1.45 | Residential & Commercial | USHP | Ducted CEE Tier 1
211380025 | Central HP <5.4 tons | YORK | HRCU-A-CB (Split System: Heat Pump with Remote Outdoor Unit-Air-Source) | HMH72B341 |  |  | XAHC48FXXN1+TXV | TMLE080C16MP11 | 32800 | 16.5 | 8.5 | 31600 | 23000 | 72.78% | 2.04 | 0 | 9.5 |  |  |  |  | R-410A | 2.7333 | Residential & Commercial | USHP
211380034 | Central HP <5.4 tons | YORK | HRCU-A-CB (Split System: Heat Pump with Remote Outdoor Unit-Air-Source) | HMH72B341 |  |  | XAFD48FXXN1+TXV | TM8E080C16MP11 | 33400 | 17 | 8.5 | 32200 | 23400 | 72.67% | 2.06 | 0 | 9.5 |  |  |  |  | R-410A | 2.7833 | Residential & Commercial | USHP
211380195 | Central HP <5.4 tons | YORK | HRCU-A-CB (Split System: Heat Pump with Remote Outdoor Unit-Air-Source) | HMH72B341 |  |  | XAFD48FXXN1+TXV | TL8E080C16UH11 | 34000 | 16.5 | 8.5 | 32600 | 24000 | 73.62% | 2.08 | 0 | 9.5 |  |  |  |  | R-410A | 2.8333 | Residential & Commercial | USHP
216891928 | Central HP <5.4 tons | SURE | HRCU-A-CB (Split System: Heat Pump with Remote Outdoor Unit-Air-Source) | RD18AY48AJVC |  |  | TCFY4824MTANM | S801V1255A24UH | 43000 | 18 | 8.5 | 42500 | 33200 | 78.12% | 2.1 | 0 | 12 |  |  |  |  | R-454B | 3.5833 | Residential & Commercial | USHP | Ducted CEE Tier 1
216891943 | Central HP <5.4 tons | SURE | HRCU-A-CB (Split System: Heat Pump with Remote Outdoor Unit-Air-Source) | RD18AY48AJVC |  |  | TCFY4824MTANM | S801V1505A24UH | 43000 | 18 | 8.5 | 42500 | 33000 | 77.65% | 2.1 | 0 | 12 |  |  |  |  | R-454B | 3.5833 | Residential & Commercial | USHP | Ducted CEE Tier 1
216891944 | Central HP <5.4 tons | SURE | HRCU-A-CB (Split System: Heat Pump with Remote Outdoor Unit-Air-Source) | RD18AY48AJVC |  |  | TCFY4824MTANM | S802V1255A24UH | 43000 | 18 | 8.5 | 42500 | 33200 | 78.12% | 2.1 | 0 | 12 |  |  |  |  | R-454B | 3.5833 | Residential & Commercial | USHP | Ducted CEE Tier 1
216892028 | Central HP <5.4 tons | SURE | HRCU-A-CB (Split System: Heat Pump with Remote Outdoor Unit-Air-Source) | RD18AY48AJVC |  |  | TCFY4824STANM | S802V1005A21DZ | 41500 | 18 | 10 | 41500 | 37400 | 90.12% | 2.1 | 0 | 11.7 |  |  |  |  | R-454B | 3.4583 | Residential & Commercial | USHP | Ducted CEE Tier 1
216820798 | Central HP <5.4 tons | SURE | HRCU-A-CB (Split System: Heat Pump with Remote Outdoor Unit-Air-Source) | RD18AY48AJVC |  |  | TCFY4824MTANM | S97MV1005A21DH | 43000 | 17 | 8.1 | 43000 | 33400 | 77.67% | 2 | 0 | 10 |  |  |  |  | R-454B | 3.5833 | Residential & Commercial | USHP | Ducted CEE Tier 1
216820833 | Central HP <5.4 tons | SURE | HRCU-A-CB (Split System: Heat Pump with Remote Outdoor Unit-Air-Source) | RD18AY48AJVC |  |  | TCFY4824MTANM | S921V0705A21M4 | 42500 | 17 | 8.1 | 42500 | 33400 | 78.59% | 2 | 0 | 10 |  |  |  |  | R-454B | 3.5417 | Residential & Commercial | USHP | Ducted CEE Tier 1
216820950 | Central HP <5.4 tons | SURE | HRCU-A-CB (Split System: Heat Pump with Remote Outdoor Unit-Air-Source) | RD18AY48AJVC |  |  | TCFY4824STANM | S962V1005A21M4 | 41000 | 17 | 8.1 | 41000 | 37800 | 92.2% | 2.1 | 0 | 10 |  |  |  |  | R-454B | 3.4167 | Residential & Commercial | USHP | Ducted CEE Tier 1
216820966 | Central HP <5.4 tons | SURE | HRCU-A-CB (Split System: Heat Pump with Remote Outdoor Unit-Air-Source) | RD18AY48AJVC |  |  | TCFY4821STANM | S951V0705A21UHU | 41000 | 17 | 8.1 | 41000 | 37800 | 92.2% | 2.1 | 0 | 10 |  |  |  |  | R-454B | 3.4167 | Residential & Commercial | USHP | Ducted CEE Tier 1
211379282 | Central HP <5.4 tons | YORK | HRCU-A-CB (Split System: Heat Pump with Remote Outdoor Unit-Air-Source) | HMH72B341 |  |  | XAHC48FBCN1 | YP9C080C16MP13 | 32800 | 16.5 | 8.5 | 31800 | 23200 | 72.96% | 2.02 | 0 | 9 |  |  |  |  | R-410A | 2.7333 | Residential & Commercial | USHP
211379718 | Central HP <5.4 tons | YORK | HRCU-A-CB (Split System: Heat Pump with Remote Outdoor Unit-Air-Source) | HMH72B341 |  |  | XAHC48FBCN1 | TM8V100C16MP12 | 33600 | 16.5 | 8.5 | 32400 | 23800 | 73.46% | 2.06 | 0 | 9 |  |  |  |  | R-410A | 2.8 | Residential & Commercial | USHP
211379800 | Central HP <5.4 tons | YORK | HRCU-A-CB (Split System: Heat Pump with Remote Outdoor Unit-Air-Source) | HMH72B341 |  |  | XAFC48FBCN1 | TM8V100C16MP12 | 34000 | 16.5 | 8.5 | 33200 | 24400 | 73.49% | 2.1 | 0 | 9 |  |  |  |  | R-410A | 2.8333 | Residential & Commercial | USHP
211380111 | Central HP <5.4 tons | YORK | HRCU-A-CB (Split System: Heat Pump with Remote Outdoor Unit-Air-Source) | HMH72B341 |  |  | XAFC48FBCN1 | TL9E100C20UH11 | 34000 | 15.5 | 8.5 | 32400 | 23800 | 73.46% | 2.08 | 0 | 9.5 |  |  |  |  | R-410A | 2.8333 | Residential & Commercial | USHP
211378389 | Central HP <5.4 tons | YORK | HRCU-A-CB (Split System: Heat Pump with Remote Outdoor Unit-Air-Source) | HMH72B341 |  |  | XAHB30CXXN1+TXV | TPLC060A12MP13 | 32000 | 17 | 8.1 | 32800 | 23000 | 70.12% | 1.98 | 0 | 9.5 |  |  |  |  | R-410A | 2.6667 | Residential & Commercial | USHP
211378730 | Central HP <5.4 tons | YORK | HRCU-A-CB (Split System: Heat Pump with Remote Outdoor Unit-Air-Source) | HMH72B341 |  |  | XAHB36DBCN1 | TMLE060A12MP11 | 33200 | 17 | 8.1 | 33200 | 23400 | 70.48% | 2 | 0 | 9.5 |  |  |  |  | R-410A | 2.7667 | Residential & Commercial | USHP
211378757 | Central HP <5.4 tons | YORK | HRCU-A-CB (Split System: Heat Pump with Remote Outdoor Unit-Air-Source) | HMH72B341 |  |  | XAFB30CXXN1+TXV | TMLE060A12MP11 | 32800 | 17.5 | 8.1 | 33400 | 23400 | 70.06% | 2.02 | 0 | 9.5 |  |  |  |  | R-410A | 2.7333 | Residential & Commercial | USHP
211378875 | Central HP <5.4 tons | YORK | HRCU-A-CB (Split System: Heat Pump with Remote Outdoor Unit-Air-Source) | HMH72B341 |  |  | XAFB30CXXN1+TXV | TL9E060B12UH11 | 32600 | 17.5 | 8.1 | 33600 | 23600 | 70.24% | 2 | 0 | 9.5 |  |  |  |  | R-410A | 2.7167 | Residential & Commercial | USHP
211226342 | Central HP <5.4 tons | HEIL | HRCU-A-CB (Split System: Heat Pump with Remote Outdoor Unit-Air-Source) | DLCURAH36ABK |  |  | EA*4X36L21A* | *92ESN1002122A* | 36400 | 15.2 | 8.1 | 40000 | 35400 | 88.5% | 1.86 | 0 | 9.5 |  |  |  |  | R-410A | 3.0333 | Residential & Commercial | USHP
211227547 | Central HP <5.4 tons | HEIL | HRCU-A-CB (Split System: Heat Pump with Remote Outdoor Unit-Air-Source) | DLCURAH36ABK |  |  | EA*4X42L21A* | *92ESN1002120A* | 35200 | 16.5 | 8.1 | 38500 | 35000 | 90.91% | 1.88 | 0 | 10 |  |  |  |  | R-410A | 2.9333 | Residential & Commercial | USHP | Ducted CEE Tier 1
216835129 | Central HP <5.4 tons | AMANA | HRCU-A-CB (Split System: Heat Pump with Remote Outdoor Unit-Air-Source) | AZV7SA6010A* |  |  | CHPEA6030*3A* | A*VT961005DNA* | 52000 | 16 | 8.5 | 52500 | 45000 | 85.71% | 1.8 | 0 | 9.8 |  |  |  |  | R-32 | 4.3333 | Residential & Commercial | USHP
210106778 | Central HP <5.4 tons | SURE | HRCU-A-CB (Split System: Heat Pump with Remote Outdoor Unit-Air-Source) | SP18AZ48AJVC |  |  | TCFZ6021SEAAM | S962V0855A21M4S | 44500 | 18 | 8.5 | 43000 | 45000 | 104.7% | 2 | 0 | 11.7 |  |  |  |  | R-410A | 3.7083 | Residential & Commercial | USHP | Ducted CEE Tier 1
214396484 | Central HP <5.4 tons | LUXAIRE | HRCU-A-CB (Split System: Heat Pump with Remote Outdoor Unit-Air-Source) | HH836E2S11 |  |  | CTF48C5CFS1 | TM9Y100C20MP11 | 34200 | 17 | 8.5 | 32800 | 26000 | 79.27% | 2 | 0 | 10 |  |  |  |  | R-454B | 2.85 | Residential & Commercial | USHP | Ducted CEE Tier 1
213080819 | Central HP <5.4 tons | HEIL | HRCU-A-CB (Split System: Heat Pump with Remote Outdoor Unit-Air-Source) | DLCURAH36ABK |  |  | EA*4X42L24A* | *95MSU0802120A* | 35200 | 16 | 8.1 | 38500 | 35000 | 90.91% | 1.88 | 0 | 9.5 |  |  |  |  | R-410A | 2.9333 | Residential & Commercial | USHP
212603042 | Central HP <5.4 tons | NAPOLEON | HRCU-A-CB (Split System: Heat Pump with Remote Outdoor Unit-Air-Source) | WSEHV2436RA1-N |  |  | H,DE37936 | WPV080T3AA | 38000 | 17 | 8.5 | 36600 | 32800 | 89.62% | 1.8 | 0 | 10 |  |  |  |  | R-410A | 3.1667 | Residential & Commercial | USHP | Ducted CEE Tier 1
211380161 | Central HP <5.4 tons | YORK | HRCU-A-CB (Split System: Heat Pump with Remote Outdoor Unit-Air-Source) | HMH72B341 |  |  | XAHD48FBCN1 | TL8E100C20UH11 | 33400 | 16 | 8.5 | 32000 | 23200 | 72.5% | 2.06 | 0 | 9.5 |  |  |  |  | R-410A | 2.7833 | Residential & Commercial | USHP
216763640 | Central HP <5.4 tons | TRANE | HRCU-A-C (Split System: Heat Pump with Remote Outdoor Unit with No Indoor Fan --Air Source) | 5TWR7036A1 |  |  | 5PX*BD04AS3 | 0 | 32400 | 15.2 | 8.2 | 33800 | 25000 | 73.96% | 1.9 | 0 | 11.2 |  |  |  |  | R-454B | 2.7 | Residential & Commercial | USHP | Ducted CEE Tier 1
210106746 | Central HP <5.4 tons | SURE | HRCU-A-CB (Split System: Heat Pump with Remote Outdoor Unit-Air-Source) | SP18AZ36AJVC |  |  | TCFZ6021SEAAM | S962V0403A17M4S | 34200 | 19 | 8.5 | 34200 | 43500 | 127.2% | 2.2 | 0 | 12.5 |  |  |  |  | R-410A | 2.85 | Residential & Commercial | USHP | Ducted CEE Tier 1
212978131 | Central HP <5.4 tons | COMFORTMAKER | HRCU-A-CB (Split System: Heat Pump with Remote Outdoor Unit-Air-Source) | DLCURAH24ABK |  |  | EA*4X30L17A* | *80MS(N,L)0701412A* | 23600 | 17.5 | 8.5 | 26200 | 24600 | 93.89% | 2.06 | 0 | 10 |  |  |  |  | R-410A | 1.9667 | Residential & Commercial | USHP | Ducted CEE Tier 1
212979862 | Central HP <5.4 tons | COMFORTMAKER | HRCU-A-CB (Split System: Heat Pump with Remote Outdoor Unit-Air-Source) | DLCURAH24ABK |  |  | EA*4X36L21A* | *80MS(N,L)0901714A* | 23800 | 17.5 | 8.5 | 26200 | 23600 | 90.08% | 1.98 | 0 | 10 |  |  |  |  | R-410A | 1.9833 | Residential & Commercial | USHP | Ducted CEE Tier 1
212978790 | Central HP <5.4 tons | COMFORTMAKER | HRCU-A-CB (Split System: Heat Pump with Remote Outdoor Unit-Air-Source) | DLCURAH18ABK |  |  | EN(A,D)4X24L17** | *80MS(N,L)0701712A* | 17400 | 16.5 | 8.5 | 18400 | 19200 | 104.3% | 2.32 | 0 | 11 |  |  |  |  | R-410A | 1.45 | Residential & Commercial | USHP | Ducted CEE Tier 1
212978801 | Central HP <5.4 tons | COMFORTMAKER | HRCU-A-CB (Split System: Heat Pump with Remote Outdoor Unit-Air-Source) | DLCURAH18ABK |  |  | EN(A,D)4X30L17** | *80MS(N,L)0701712A* | 17700 | 16.5 | 8.1 | 18200 | 18600 | 102.2% | 2.24 | 0 | 11 |  |  |  |  | R-410A | 1.475 | Residential & Commercial | USHP | Ducted CEE Tier 1
211260050 | Central HP <5.4 tons | HEIL | HRCU-A-CB (Split System: Heat Pump with Remote Outdoor Unit-Air-Source) | DLCURAH18ABK |  |  | EA*4X19L17A* | OLV098A12* | 18600 | 16 | 8.5 | 18600 | 17500 | 94.09% | 2.12 | 0 | 11 |  |  |  |  | R-410A | 1.55 | Residential & Commercial | USHP | Ducted CEE Tier 1
210106754 | Central HP <5.4 tons | SURE | HRCU-A-CB (Split System: Heat Pump with Remote Outdoor Unit-Air-Source) | SP18AZ36AJVC |  |  | TCFZ6021SEAAM | S962V0855A21M4S | 34200 | 19 | 8.5 | 34200 | 43000 | 125.7% | 2.2 | 0 | 12.5 |  |  |  |  | R-410A | 2.85 | Residential & Commercial | USHP | Ducted CEE Tier 1
211230167 | Central HP <5.4 tons | HEIL | HRCU-A-CB (Split System: Heat Pump with Remote Outdoor Unit-Air-Source) | DLCURAH36ABK |  |  | EN(A,D,W)4X48L21** | *95ESN0601714A* | 35600 | 15.5 | 8.1 | 38500 | 35000 | 90.91% | 2 | 0 | 10 |  |  |  |  | R-410A | 2.9667 | Residential & Commercial | USHP | Ducted CEE Tier 1
211379086 | Central HP <5.4 tons | YORK | HRCU-A-CB (Split System: Heat Pump with Remote Outdoor Unit-Air-Source) | HMH72B341 |  |  | XAFD48FXXN1+TXV | YP9C120D20MP13 | 34000 | 17 | 8.5 | 32400 | 23800 | 73.46% | 2.1 | 0 | 9.5 |  |  |  |  | R-410A | 2.8333 | Residential & Commercial | USHP
211379122 | Central HP <5.4 tons | YORK | HRCU-A-CB (Split System: Heat Pump with Remote Outdoor Unit-Air-Source) | HMH72B341 |  |  | XAHC48FXXN1+TXV | YP9C100C20MP13 | 33200 | 17 | 8.5 | 32000 | 23400 | 73.12% | 2.04 | 0 | 9 |  |  |  |  | R-410A | 2.7667 | Residential & Commercial | USHP
211379138 | Central HP <5.4 tons | YORK | HRCU-A-CB (Split System: Heat Pump with Remote Outdoor Unit-Air-Source) | HMH72B341 |  |  | XAFD48FXXN1+TXV | YP9C100C20MP13 | 34000 | 16.5 | 8.5 | 33000 | 24200 | 73.33% | 2.1 | 0 | 9 |  |  |  |  | R-410A | 2.8333 | Residential & Commercial | USHP
211379404 | Central HP <5.4 tons | YORK | HRCU-A-CB (Split System: Heat Pump with Remote Outdoor Unit-Air-Source) | HMH72B341 |  |  | XAUC48FXXN1+TXV | TM9V060B12MP12 | 33000 | 16.5 | 8.1 | 32400 | 24000 | 74.07% | 2.04 | 0 | 9 |  |  |  |  | R-410A | 2.75 | Residential & Commercial | USHP
211244403 | Central HP <5.4 tons | COMFORTMAKER | HRCU-A-CB (Split System: Heat Pump with Remote Outdoor Unit-Air-Source) | DLCURAH24ABK |  |  | EN(A,D)4X30L14** | *80ES(N,L)0701412A* | 24200 | 16.5 | 8.1 | 26200 | 23000 | 87.79% | 1.9 | 0 | 10.5 |  |  |  |  | R-410A | 2.0167 | Residential & Commercial | USHP | Ducted CEE Tier 1
211244737 | Central HP <5.4 tons | HEIL | HRCU-A-CB (Split System: Heat Pump with Remote Outdoor Unit-Air-Source) | DLCURAH24ABK |  |  | EN(A,D)4X30L17** | *92ESN0601714A* | 24400 | 16.5 | 8.1 | 26400 | 22800 | 86.36% | 1.88 | 0 | 10.5 |  |  |  |  | R-410A | 2.0333 | Residential & Commercial | USHP | Ducted CEE Tier 1
210106769 | Central HP <5.4 tons | SURE | HRCU-A-CB (Split System: Heat Pump with Remote Outdoor Unit-Air-Source) | SP18AZ36AJVC |  |  | TCFZ6021SEAAM | S98MV0855A21UPS | 34200 | 19 | 8.5 | 34200 | 43000 | 125.7% | 2.2 | 0 | 12.5 |  |  |  |  | R-410A | 2.85 | Residential & Commercial | USHP | Ducted CEE Tier 1
212969820 | Central HP <5.4 tons | COMFORTMAKER | HRCU-A-CB (Split System: Heat Pump with Remote Outdoor Unit-Air-Source) | DLCURAH24ABK |  |  | EN(A,D)4X30L14** | *80VSL0451412B* | 23400 | 17 | 8.1 | 25800 | 24400 | 94.57% | 2.04 | 0 | 10 |  |  |  |  | R-410A | 1.95 | Residential & Commercial | USHP | Ducted CEE Tier 1
212972996 | Central HP <5.4 tons | COMFORTMAKER | HRCU-A-CB (Split System: Heat Pump with Remote Outdoor Unit-Air-Source) | DLCURAH24ABK |  |  | EN(A,D)4X30L17** | *96VSN0401410B* | 23400 | 16 | 8.1 | 26400 | 24600 | 93.18% | 2.02 | 0 | 10 |  |  |  |  | R-410A | 1.95 | Residential & Commercial | USHP | Ducted CEE Tier 1
216835114 | Central HP <5.4 tons | AMANA | HRCU-A-CB (Split System: Heat Pump with Remote Outdoor Unit-Air-Source) | AZV7SA6010A* |  |  | CA*EA6030*3A*+MBVK20DP1X00A* | 0 | 52000 | 17 | 8.8 | 53500 | 46000 | 85.98% | 2 | 0 | 9.8 |  |  |  |  | R-32 | 4.3333 | Residential & Commercial | USHP
213372367 | Central HP <5.4 tons | SURE | HRCU-A-CB (Split System: Heat Pump with Remote Outdoor Unit-Air-Source) | SP18AZ24AJVC |  |  | TCFZ2421HEAAM | S951V0403A17UHU | 22800 | 20 | 8.5 | 22800 | 26200 | 114.9% | 2.1 | 0 | 12.5 |  |  |  |  | R-410A | 1.9 | Residential & Commercial | USHP | Ducted CEE Tier 1
216821051 | Central HP <5.4 tons | SURE | HRCU-A-CB (Split System: Heat Pump with Remote Outdoor Unit-Air-Source) | RD18AY60AJVC |  |  | TCFY6024STANM | S802V1005A21UH | 51000 | 17 | 10 | 51000 | 38000 | 74.51% | 2 | 0 | 11 |  |  |  |  | R-454B | 4.25 | Residential & Commercial | USHP | Ducted CEE Tier 1
216835119 | Central HP <5.4 tons | AMANA | HRCU-A-CB (Split System: Heat Pump with Remote Outdoor Unit-Air-Source) | AZV7SA6010A* |  |  | CA*EA6030*3A*+MBVK16CP1X00A* | 0 | 52000 | 17 | 8.8 | 53500 | 46000 | 85.98% | 2 | 0 | 9.8 |  |  |  |  | R-32 | 4.3333 | Residential & Commercial | USHP
212978671 | Central HP <5.4 tons | HEIL | HRCU-A-CB (Split System: Heat Pump with Remote Outdoor Unit-Air-Source) | DLCURAH24ABK |  |  | EA*4X36L21A* | *80MS(N,L)0701712A* | 23600 | 17.5 | 8.5 | 26000 | 24000 | 92.31% | 2 | 0 | 10 |  |  |  |  | R-410A | 1.9667 | Residential & Commercial | USHP | Ducted CEE Tier 1
209852061 | Central HP <5.4 tons | DAY & NIGHT | HRCU-A-CB (Split System: Heat Pump with Remote Outdoor Unit-Air-Source) | DLCURAH48ABK |  |  | DLFUAAH48XAK | 0 | 47000 | 15.6 | 9.4 | 50000 | 46000 | 92% | 1.9 | 8.5 | 8.2 |  |  |  |  | R-410A | 3.9167 | Residential & Commercial | USHP
215318944 | Central HP <5.4 tons | DAY & NIGHT | HRCU-A-CB (Split System: Heat Pump with Remote Outdoor Unit-Air-Source) | D5CUHAH24AAK |  |  | D5FUAAH24XAK | 0 | 23000 | 18.4 | 10 | 24000 | 21600 | 90% | 1.87 | 0 | 11.7 |  |  |  |  | R-454B | 1.9167 | Residential & Commercial | USHP | Ducted CEE Tier 1
211377435 | Central HP <5.4 tons | YORK | HRCU-A-CB (Split System: Heat Pump with Remote Outdoor Unit-Air-Source) | HMH72B341 |  |  | XAFB36DBCN1 | TM9Y060B12MP11 | 33600 | 16.5 | 8.5 | 33400 | 23600 | 70.66% | 2.04 | 0 | 9.5 |  |  |  |  | R-410A | 2.8 | Residential & Commercial | USHP
211377471 | Central HP <5.4 tons | YORK | HRCU-A-CB (Split System: Heat Pump with Remote Outdoor Unit-Air-Source) | HMH72B341 |  |  | XAFC36DBCN1 | YP9C100C20MP13 | 34000 | 17.5 | 8.1 | 34000 | 24800 | 72.94% | 2.12 | 0 | 9.5 |  |  |  |  | R-410A | 2.8333 | Residential & Commercial | USHP
207820957 | Central HP <5.4 tons | TRANE | HRCU-A-CB (Split System: Heat Pump with Remote Outdoor Unit-Air-Source) | 4TWV8X60A1 |  |  | TEM8B0C60V51+TDR | 0 | 54000 | 18 | 8.5 | 51000 | 37000 | 72.55% | 1.84 | 12.5 | 12 |  |  |  |  | R-410A | 4.5 | Residential & Commercial | USHP | Ducted CEE Tier 1
215487712 | Central HP <5.4 tons | AMANA | HRCU-A-CB (Split System: Heat Pump with Remote Outdoor Unit-Air-Source) | AZV7SA3610A* |  |  | CHPEA4830*3A* | A*VM970804CNB* | 35000 | 18.5 | 8.1 | 35000 | 28400 | 81.14% | 2 | 0 | 10.5 |  |  |  |  | R-32 | 2.9167 | Residential & Commercial | USHP | Ducted CEE Tier 1
210106749 | Central HP <5.4 tons | SURE | HRCU-A-CB (Split System: Heat Pump with Remote Outdoor Unit-Air-Source) | SP18AZ36AJVC |  |  | TCFZ6021SEAAM | S962V0703A17M4S | 34200 | 19 | 8.5 | 35000 | 43500 | 124.3% | 2.2 | 0 | 12.5 |  |  |  |  | R-410A | 2.85 | Residential & Commercial | USHP | Ducted CEE Tier 1
216613165 | Central HP <5.4 tons | SURE | HRCU-A-CB (Split System: Heat Pump with Remote Outdoor Unit-Air-Source) | RD18AY48AJVC |  |  | RH2VY6024STACN | 0 | 43500 | 18 | 9.5 | 42500 | 33200 | 78.12% | 2.1 | 0 | 12 |  |  |  |  | R-454B | 3.625 | Residential & Commercial | USHP | Ducted CEE Tier 1
215935406 | Central HP <5.4 tons | HEIL | HRCU-A-CB (Split System: Heat Pump with Remote Outdoor Unit-Air-Source) | H5H3V36*K*AAA* |  |  | EVM5X60M24A*+WALLCON | *97CMN0802120B* | 35400 | 21.5 | 8.5 | 38000 | 28400 | 74.74% | 2.04 | 0 | 12.5 |  |  |  |  | R-454B | 2.95 | Residential & Commercial | USHP | Ducted CEE Tier 1
212973046 | Central HP <5.4 tons | COMFORTMAKER | HRCU-A-CB (Split System: Heat Pump with Remote Outdoor Unit-Air-Source) | DLCURAH18ABK |  |  | EA*4X30L17A* | *96VSN0401712B* | 17400 | 16 | 8.5 | 18000 | 18800 | 104.4% | 2.24 | 0 | 10.5 |  |  |  |  | R-410A | 1.45 | Residential & Commercial | USHP | Ducted CEE Tier 1
212986686 | Central HP <5.4 tons | HEIL | HRCU-A-CB (Split System: Heat Pump with Remote Outdoor Unit-Air-Source) | DLCURAH18ABK |  |  | EA*4X25L17A* | *96MSN0401712A* | 17700 | 15.5 | 8.1 | 17700 | 17800 | 100.6% | 2.14 | 0 | 10.5 |  |  |  |  | R-410A | 1.475 | Residential & Commercial | USHP | Ducted CEE Tier 1
212987034 | Central HP <5.4 tons | HEIL | HRCU-A-CB (Split System: Heat Pump with Remote Outdoor Unit-Air-Source) | DLCURAH18ABK |  |  | EA*4X30L17A* | *96MSN0601412A* | 17500 | 16.5 | 8.5 | 18100 | 18700 | 103.3% | 2.26 | 0 | 10.5 |  |  |  |  | R-410A | 1.4583 | Residential & Commercial | USHP | Ducted CEE Tier 1
216051232 | Central HP <5.4 tons | SURE | HRCU-A-CB (Split System: Heat Pump with Remote Outdoor Unit-Air-Source) | SP19AY36AJVC |  |  | TCFY3621MEAAM | S98MV0603A17UP | 34200 | 20 | 10 | 34200 | 29600 | 86.55% | 2 | 0 | 12 |  |  |  |  | R-454B | 2.85 | Residential & Commercial | USHP | Ducted CEE Tier 1
216051251 | Central HP <5.4 tons | SURE | HRCU-A-CB (Split System: Heat Pump with Remote Outdoor Unit-Air-Source) | SP19AY36AJVC |  |  | TCFY3621MEAAM | S962V0855A21M4 | 34200 | 19 | 10 | 34200 | 29400 | 85.96% | 2 | 0 | 12 |  |  |  |  | R-454B | 2.85 | Residential & Commercial | USHP | Ducted CEE Tier 1
216820692 | Central HP <5.4 tons | SURE | HRCU-A-CB (Split System: Heat Pump with Remote Outdoor Unit-Air-Source) | RD18AY24AJVC |  |  | TCFY2417MTANM | S921V0403A17M4 | 21000 | 17 | 8.1 | 21000 | 17000 | 80.95% | 1.9 | 0 | 10 |  |  |  |  | R-454B | 1.75 | Residential & Commercial | USHP | Ducted CEE Tier 1
216820742 | Central HP <5.4 tons | SURE | HRCU-A-CB (Split System: Heat Pump with Remote Outdoor Unit-Air-Source) | RD18AY24AJVC |  |  | TCFY2421MTANM | S951V0603A17M4 | 21000 | 17 | 8.1 | 21000 | 17100 | 81.43% | 1.9 | 0 | 10 |  |  |  |  | R-454B | 1.75 | Residential & Commercial | USHP | Ducted CEE Tier 1
215936326 | Central HP <5.4 tons | HEIL | HRCU-A-CB (Split System: Heat Pump with Remote Outdoor Unit-Air-Source) | H5H3V36*K*AAA* |  |  | EVD5X48M24A*+WALLCON | *80CTL1102120B* | 35200 | 21.5 | 8.5 | 38000 | 28200 | 74.21% | 2.04 | 0 | 12 |  |  |  |  | R-454B | 2.9333 | Residential & Commercial | USHP | Ducted CEE Tier 1
215936476 | Central HP <5.4 tons | HEIL | HRCU-A-CB (Split System: Heat Pump with Remote Outdoor Unit-Air-Source) | H5H3V36*K*AAA* |  |  | EVD5X49M24A*+WALLCON | *95CSU0802120B* | 35400 | 21.5 | 8.5 | 38000 | 28600 | 75.26% | 2.04 | 0 | 12 |  |  |  |  | R-454B | 2.95 | Residential & Commercial | USHP | Ducted CEE Tier 1
213080635 | Central HP <5.4 tons | AIRQUEST | HRCU-A-CB (Split System: Heat Pump with Remote Outdoor Unit-Air-Source) | DLCURAH36ABK |  |  | EN(A,D,W)4X48L21** | *95MSU0401712A* | 35800 | 15.2 | 8.1 | 38500 | 35200 | 91.43% | 2 | 0 | 10 |  |  |  |  | R-410A | 2.9833 | Residential & Commercial | USHP | Ducted CEE Tier 1
210106733 | Central HP <5.4 tons | SURE | HRCU-A-CB (Split System: Heat Pump with Remote Outdoor Unit-Air-Source) | SP18AZ24AJVC |  |  | TCFZ2421HEAAM | S97MV0603A17DHS | 22800 | 20 | 8.5 | 22800 | 26000 | 114% | 2.1 | 0 | 12.5 |  |  |  |  | R-410A | 1.9 | Residential & Commercial | USHP | Ducted CEE Tier 1
216820681 | Central HP <5.4 tons | SURE | HRCU-A-CB (Split System: Heat Pump with Remote Outdoor Unit-Air-Source) | RD18AY24AJVC |  |  | TCFY2417MTANM | S951V0403A17M4 | 21000 | 17 | 8.1 | 21000 | 17000 | 80.95% | 1.9 | 0 | 10 |  |  |  |  | R-454B | 1.75 | Residential & Commercial | USHP | Ducted CEE Tier 1
210106798 | Central HP <5.4 tons | SURE | HRCU-A-CB (Split System: Heat Pump with Remote Outdoor Unit-Air-Source) | SP18AZ60AJVC |  |  | TCFZ6021SEAAM | S962V0705A21M4S | 52500 | 18 | 8.1 | 52500 | 50500 | 96.19% | 1.9 | 0 | 10 |  |  |  |  | R-410A | 4.375 | Residential & Commercial | USHP | Ducted CEE Tier 1
216613169 | Central HP <5.4 tons | SURE | HRCU-A-CB (Split System: Heat Pump with Remote Outdoor Unit-Air-Source) | RD18AY24AJVC |  |  | RH2VY3617STACN | 0 | 21200 | 18 | 9.5 | 20600 | 17000 | 82.52% | 2 | 0 | 11.7 |  |  |  |  | R-454B | 1.7667 | Residential & Commercial | USHP | Ducted CEE Tier 1
210106714 | Central HP <5.4 tons | SURE | HRCU-A-CB (Split System: Heat Pump with Remote Outdoor Unit-Air-Source) | SP18AZ36AJVC |  |  | SHMVZ6021SEACA | 0 | 34200 | 18 | 8.5 | 32000 | 43500 | 135.9% | 2.2 | 0 | 12.5 |  |  |  |  | R-410A | 2.85 | Residential & Commercial | USHP | Ducted CEE Tier 1
216736989 | Central HP <5.4 tons | TEMPSTAR | HRCU-A-CB (Split System: Heat Pump with Remote Outdoor Unit-Air-Source) | D5CUHAH24AAK |  |  | ESH5X30M12A* | *80CSU0601716A* | 23000 | 16 | 8.5 | 21400 | 19100 | 89.25% | 1.96 | 0 | 10.5 |  |  |  |  | R-454B | 1.9167 | Residential & Commercial | USHP | Ducted CEE Tier 1
216835125 | Central HP <5.4 tons | AMANA | HRCU-A-CB (Split System: Heat Pump with Remote Outdoor Unit-Air-Source) | AZV7SA6010A* |  |  | CA*EA6030*3A* | A*VT961205DNA* | 52000 | 16 | 8.5 | 53500 | 46000 | 85.98% | 2 | 0 | 9.8 |  |  |  |  | R-32 | 4.3333 | Residential & Commercial | USHP
215366203 | Central HP <5.4 tons | SURE | HRCU-A-CB (Split System: Heat Pump with Remote Outdoor Unit-Air-Source) | RD17AZ48AJ3N |  |  | SH3VZ6024STACN | 0 | 45500 | 17 | 8.1 | 45500 | 40000 | 87.91% | 2.1 | 0 | 11.7 |  |  |  |  | R-410A | 3.7917 | Residential & Commercial | USHP | Ducted CEE Tier 1
211230900 | Central HP <5.4 tons | HEIL | HRCU-A-CB (Split System: Heat Pump with Remote Outdoor Unit-Air-Source) | DLCURAH36ABK |  |  | FVM4X48***L | 0 | 36200 | 17 | 8.5 | 37600 | 34400 | 91.49% | 2.06 | 0 | 10 |  |  |  |  | R-410A | 3.0167 | Residential & Commercial | USHP | Ducted CEE Tier 1
216820711 | Central HP <5.4 tons | SURE | HRCU-A-CB (Split System: Heat Pump with Remote Outdoor Unit-Air-Source) | RD18AY24AJVC |  |  | TCFY2417MTANM | S962V0403A17M4 | 21000 | 17 | 8.1 | 21000 | 17000 | 80.95% | 1.9 | 0 | 10 |  |  |  |  | R-454B | 1.75 | Residential & Commercial | USHP | Ducted CEE Tier 1
210106775 | Central HP <5.4 tons | SURE | HRCU-A-CB (Split System: Heat Pump with Remote Outdoor Unit-Air-Source) | SP18AZ48AJVC |  |  | TCFZ6021SEAAM | S962V0705A21M4S | 44000 | 18 | 8.1 | 43500 | 45000 | 103.4% | 2 | 0 | 10 |  |  |  |  | R-410A | 3.6667 | Residential & Commercial | USHP | Ducted CEE Tier 1
216613166 | Central HP <5.4 tons | SURE | HRCU-A-CB (Split System: Heat Pump with Remote Outdoor Unit-Air-Source) | RD18AY60AJVC |  |  | RH2VY6024STACN | 0 | 52000 | 18 | 10 | 50500 | 38000 | 75.25% | 2 | 0 | 11.7 |  |  |  |  | R-454B | 4.3333 | Residential & Commercial | USHP | Ducted CEE Tier 1
210106751 | Central HP <5.4 tons | SURE | HRCU-A-CB (Split System: Heat Pump with Remote Outdoor Unit-Air-Source) | SP18AZ36AJVC |  |  | TCFZ6021SEAAM | S962V0705A21M4S | 34200 | 19 | 8.5 | 34200 | 43000 | 125.7% | 2.2 | 0 | 12.5 |  |  |  |  | R-410A | 2.85 | Residential & Commercial | USHP | Ducted CEE Tier 1
210106782 | Central HP <5.4 tons | SURE | HRCU-A-CB (Split System: Heat Pump with Remote Outdoor Unit-Air-Source) | SP18AZ48AJVC |  |  | TCFZ6021SEAAM | S962V1005A21M4S | 44500 | 19 | 8.5 | 43500 | 45000 | 103.4% | 2 | 0 | 10.9 |  |  |  |  | R-410A | 3.7083 | Residential & Commercial | USHP | Ducted CEE Tier 1
210106772 | Central HP <5.4 tons | SURE | HRCU-A-CB (Split System: Heat Pump with Remote Outdoor Unit-Air-Source) | SP18AZ36AJVC |  |  | TCFZ6021SEAAM | S98MV1005A21UPS | 34200 | 19 | 8.5 | 34200 | 43500 | 127.2% | 2.2 | 0 | 12.5 |  |  |  |  | R-410A | 2.85 | Residential & Commercial | USHP | Ducted CEE Tier 1
210106736 | Central HP <5.4 tons | SURE | HRCU-A-CB (Split System: Heat Pump with Remote Outdoor Unit-Air-Source) | SP18AZ24AJVC |  |  | TCFZ2421HEAAM | S97MV0703A17DHS | 22800 | 20 | 8.5 | 22800 | 26000 | 114% | 2.1 | 0 | 12.5 |  |  |  |  | R-410A | 1.9 | Residential & Commercial | USHP | Ducted CEE Tier 1
210106795 | Central HP <5.4 tons | SURE | HRCU-A-CB (Split System: Heat Pump with Remote Outdoor Unit-Air-Source) | SP18AZ48AJVC |  |  | TCFZ6021SEAAM | S98MV1005A21UPS | 44000 | 19 | 8.1 | 43500 | 45500 | 104.6% | 1.9 | 0 | 10 |  |  |  |  | R-410A | 3.6667 | Residential & Commercial | USHP | Ducted CEE Tier 1
210106791 | Central HP <5.4 tons | SURE | HRCU-A-CB (Split System: Heat Pump with Remote Outdoor Unit-Air-Source) | SP18AZ48AJVC |  |  | TCFZ6021SEAAM | S98MV0855A21UPS | 44500 | 19 | 8.1 | 43500 | 45000 | 103.4% | 2 | 0 | 10 |  |  |  |  | R-410A | 3.7083 | Residential & Commercial | USHP | Ducted CEE Tier 1
216505881 | Central HP <5.4 tons | Panasonic | HRCU-A-CB (Split System: Heat Pump with Remote Outdoor Unit-Air-Source) | CU-HM30BAHU |  |  | CS-HM30BAHU | 0 | 30000 | 16.8 | 10 | 34000 | 32600 | 95.88% | 1.96 | 0 | 11.7 |  |  |  |  | R-454B | 2.5 | Residential & Commercial | USHP | Ducted CEE Tier 1
211244985 | Central HP <5.4 tons | HEIL | HRCU-A-CB (Split System: Heat Pump with Remote Outdoor Unit-Air-Source) | DLCURAH24ABK |  |  | EN(A,D,W)4X36L17** | *80ESU0401712A* | 24000 | 17 | 8.1 | 26000 | 23200 | 89.23% | 1.94 | 0 | 10.5 |  |  |  |  | R-410A | 2 | Residential & Commercial | USHP | Ducted CEE Tier 1
216755403 | Central HP <5.4 tons | AIRQUEST | HRCU-A-CB (Split System: Heat Pump with Remote Outdoor Unit-Air-Source) | D5CUHAH30AAK |  |  | EA*5X43M21A* | *80VSL1102122B* | 31000 | 15.2 | 9 | 34200 | 30200 | 88.3% | 1.8 | 0 | 9.5 |  |  |  |  | R-454B | 2.5833 | Residential & Commercial | USHP
210473034 | Central HP <5.4 tons | COMFORTMAKER | HRCU-A-CB (Split System: Heat Pump with Remote Outdoor Unit-Air-Source) | CVH825GKA3* |  |  | EA*4X42L24A*+WALLCON | *96CTN1202422A* | 23800 | 17 | 8.1 | 21400 | 16600 | 77.57% | 1.96 | 0 | 11 |  |  |  |  | R-410A | 1.9833 | Residential & Commercial | USHP | Ducted CEE Tier 1
210473232 | Central HP <5.4 tons | COMFORTMAKER | HRCU-A-CB (Split System: Heat Pump with Remote Outdoor Unit-Air-Source) | CVH825GKA3* |  |  | EA*4X43L21A*+WALLCON | *96CTN1002122A* | 24400 | 16.5 | 8.5 | 21200 | 16600 | 78.3% | 2.04 | 0 | 11 |  |  |  |  | R-410A | 2.0333 | Residential & Commercial | USHP | Ducted CEE Tier 1
210473943 | Central HP <5.4 tons | COMFORTMAKER | HRCU-A-CB (Split System: Heat Pump with Remote Outdoor Unit-Air-Source) | CVH825GKA3* |  |  | EN(A,D,W)4X48L21**+WALLCON | *80CSU1002120A* | 24000 | 16.5 | 8.1 | 21400 | 16600 | 77.57% | 2 | 0 | 11 |  |  |  |  | R-410A | 2 | Residential & Commercial | USHP | Ducted CEE Tier 1
210474009 | Central HP <5.4 tons | COMFORTMAKER | HRCU-A-CB (Split System: Heat Pump with Remote Outdoor Unit-Air-Source) | CVH825GKA3* |  |  | EN(A,D,W)4X48L21**+WALLCON | *97CMN0801714A* | 24000 | 16.5 | 8.1 | 21400 | 16700 | 78.04% | 2 | 0 | 11 |  |  |  |  | R-410A | 2 | Residential & Commercial | USHP | Ducted CEE Tier 1
210589395 | Central HP <5.4 tons | SURE | HRCU-A-CB (Split System: Heat Pump with Remote Outdoor Unit-Air-Source) | SP18AZ36AJVC |  |  | TCFZ6021SEAAM | S802VA100521Z | 34200 | 20 | 8.5 | 34200 | 43000 | 125.7% | 2.2 | 0 | 12.5 |  |  |  |  | R-410A | 2.85 | Residential & Commercial | USHP | Ducted CEE Tier 1
210106711 | Central HP <5.4 tons | SURE | HRCU-A-CB (Split System: Heat Pump with Remote Outdoor Unit-Air-Source) | SP18AZ24AJVC |  |  | SHMVZ2421HEACA | 0 | 22800 | 18 | 8.5 | 22800 | 24800 | 108.8% | 2 | 0 | 12.5 |  |  |  |  | R-410A | 1.9 | Residential & Commercial | USHP | Ducted CEE Tier 1
210106788 | Central HP <5.4 tons | SURE | HRCU-A-CB (Split System: Heat Pump with Remote Outdoor Unit-Air-Source) | SP18AZ48AJVC |  |  | TCFZ6021SEAAM | S97MV1005A21DHS | 44500 | 19 | 8.1 | 43500 | 45000 | 103.4% | 2 | 0 | 10 |  |  |  |  | R-410A | 3.7083 | Residential & Commercial | USHP | Ducted CEE Tier 1
210589351 | Central HP <5.4 tons | SURE | HRCU-A-CB (Split System: Heat Pump with Remote Outdoor Unit-Air-Source) | SP18AZ48AJVC |  |  | TCFZ6021SEAAM | S802VA100521Z | 45000 | 19 | 8.5 | 43000 | 45000 | 104.7% | 2 | 0 | 11.7 |  |  |  |  | R-410A | 3.75 | Residential & Commercial | USHP | Ducted CEE Tier 1
210106757 | Central HP <5.4 tons | SURE | HRCU-A-CB (Split System: Heat Pump with Remote Outdoor Unit-Air-Source) | SP18AZ36AJVC |  |  | TCFZ6021SEAAM | S962V1005A21M4S | 34200 | 18 | 8.5 | 34200 | 43000 | 125.7% | 2.2 | 0 | 12.5 |  |  |  |  | R-410A | 2.85 | Residential & Commercial | USHP | Ducted CEE Tier 1
207436605 | Central HP <5.4 tons | LENNOX | HRCU-A-CB (Split System: Heat Pump with Remote Outdoor Unit-Air-Source) | SL25XPV-048-230A** |  |  | CX35-60C+TDR | SL280UH080NV60C* | 46000 | 20.6 | 9.5 | 43500 | 36200 | 83.22% | 1.92 | 12.5 | 12.5 |  |  |  |  | R-410A | 3.8333 | Residential & Commercial | USHP | Ducted CEE Tier 1
211378414 | Central HP <5.4 tons | YORK | HRCU-A-CB (Split System: Heat Pump with Remote Outdoor Unit-Air-Source) | HMH72B341 |  |  | XAFB36DBCN1 | TMLV060A12MP12 | 34000 | 17.5 | 8.1 | 34000 | 24200 | 71.18% | 2.06 | 0 | 9.5 |  |  |  |  | R-410A | 2.8333 | Residential & Commercial | USHP
211378884 | Central HP <5.4 tons | YORK | HRCU-A-CB (Split System: Heat Pump with Remote Outdoor Unit-Air-Source) | HMH72B341 |  |  | XAHC30CXXN1+TXV | TL8E100C20UH11 | 32600 | 17 | 8.1 | 32400 | 22800 | 70.37% | 2.02 | 0 | 9.5 |  |  |  |  | R-410A | 2.7167 | Residential & Commercial | USHP
211378966 | Central HP <5.4 tons | YORK | HRCU-A-CB (Split System: Heat Pump with Remote Outdoor Unit-Air-Source) | HMH72B341 |  |  | XAFA30DXXN1+TXV | TM8E040A12MP11 | 33800 | 18 | 8.1 | 33600 | 23600 | 70.24% | 2.04 | 0 | 10 |  |  |  |  | R-410A | 2.8167 | Residential & Commercial | USHP | Ducted CEE Tier 1
211379116 | Central HP <5.4 tons | YORK | HRCU-A-CB (Split System: Heat Pump with Remote Outdoor Unit-Air-Source) | HMH72B341 |  |  | XAHC48FXXN1+TXV | TM9V100C20MP12 | 33200 | 17 | 8.5 | 32000 | 23400 | 73.12% | 2.04 | 0 | 9 |  |  |  |  | R-410A | 2.7667 | Residential & Commercial | USHP
211379191 | Central HP <5.4 tons | YORK | HRCU-A-CB (Split System: Heat Pump with Remote Outdoor Unit-Air-Source) | HMH72B341 |  |  | XAHC48FXXN1+TXV | TM9V100C16MP12 | 33000 | 16.5 | 8.5 | 31800 | 23200 | 72.96% | 2.04 | 0 | 9 |  |  |  |  | R-410A | 2.75 | Residential & Commercial | USHP
211379252 | Central HP <5.4 tons | YORK | HRCU-A-CB (Split System: Heat Pump with Remote Outdoor Unit-Air-Source) | HMH72B341 |  |  | XAHD48FXXN1+TXV | TP9C080C16MP13 | 32600 | 16 | 8.1 | 31800 | 23200 | 72.96% | 2.02 | 0 | 9 |  |  |  |  | R-410A | 2.7167 | Residential & Commercial | USHP
211379409 | Central HP <5.4 tons | YORK | HRCU-A-CB (Split System: Heat Pump with Remote Outdoor Unit-Air-Source) | HMH72B341 |  |  | XAUC48FXXN1+TXV | TP9C060B12MP13 | 33000 | 16.5 | 8.1 | 32400 | 24000 | 74.07% | 2.04 | 0 | 9 |  |  |  |  | R-410A | 2.75 | Residential & Commercial | USHP
211379443 | Central HP <5.4 tons | YORK | HRCU-A-CB (Split System: Heat Pump with Remote Outdoor Unit-Air-Source) | HMH72B341 |  |  | XAHD48FXXN1+TXV | TM9E080C16MP12 | 33600 | 16.5 | 8.1 | 32800 | 24200 | 73.78% | 2.04 | 0 | 9 |  |  |  |  | R-410A | 2.8 | Residential & Commercial | USHP
215939687 | Central HP <5.4 tons | AIRQUEST | HRCU-A-CB (Split System: Heat Pump with Remote Outdoor Unit-Air-Source) | H5H3V36*K*AAA* |  |  | EA*5X42M21A*+WALLCON | *97CTN0801716A* | 32400 | 19.5 | 9.5 | 35200 | 27200 | 77.27% | 2 | 0 | 11 |  |  |  |  | R-454B | 2.7 | Residential & Commercial | USHP | Ducted CEE Tier 1
215939717 | Central HP <5.4 tons | AIRQUEST | HRCU-A-CB (Split System: Heat Pump with Remote Outdoor Unit-Air-Source) | H5H3V36*K*AAA* |  |  | EA*5X48M21A*+WALLCON | *96CTN0802120B* | 33400 | 20 | 9.5 | 34600 | 26400 | 76.3% | 2.04 | 0 | 11.5 |  |  |  |  | R-454B | 2.7833 | Residential & Commercial | USHP | Ducted CEE Tier 1
215939817 | Central HP <5.4 tons | AIRQUEST | HRCU-A-CB (Split System: Heat Pump with Remote Outdoor Unit-Air-Source) | H5H3V36*K*AAA* |  |  | EA*5X60M24A*+WALLCON | *97CTN1202422A* | 34000 | 20.5 | 9.5 | 34000 | 26000 | 76.47% | 2.06 | 0 | 12 |  |  |  |  | R-454B | 2.8333 | Residential & Commercial | USHP | Ducted CEE Tier 1
215939887 | Central HP <5.4 tons | AIRQUEST | HRCU-A-CB (Split System: Heat Pump with Remote Outdoor Unit-Air-Source) | H5H3V36*K*AAA* |  |  | EA*5X61M21A*+WALLCON | *97CTN1002122A* | 34400 | 20.5 | 9.5 | 34200 | 26000 | 76.02% | 2.06 | 0 | 12 |  |  |  |  | R-454B | 2.8667 | Residential & Commercial | USHP | Ducted CEE Tier 1
215940437 | Central HP <5.4 tons | AIRQUEST | HRCU-A-CB (Split System: Heat Pump with Remote Outdoor Unit-Air-Source) | H5H3V36*K*AAA* |  |  | EVM5X60M21A*+WALLCON | *97CTN0801716A* | 35400 | 21 | 8.5 | 38500 | 29000 | 75.32% | 2.02 | 0 | 12 |  |  |  |  | R-454B | 2.95 | Residential & Commercial | USHP | Ducted CEE Tier 1
213080354 | Central HP <5.4 tons | AIRQUEST | HRCU-A-CB (Split System: Heat Pump with Remote Outdoor Unit-Air-Source) | DLCURAH36ABK |  |  | EN(A,D,W)4X48L21** | *96MSN1002120A* | 36000 | 16.5 | 8.1 | 38500 | 34800 | 90.39% | 2.02 | 0 | 10 |  |  |  |  | R-410A | 3 | Residential & Commercial | USHP | Ducted CEE Tier 1
213080386 | Central HP <5.4 tons | AIRQUEST | HRCU-A-CB (Split System: Heat Pump with Remote Outdoor Unit-Air-Source) | DLCURAH36ABK |  |  | EA*4X37L21A* | *96MSN1002122A* | 36800 | 16 | 8.5 | 38500 | 34800 | 90.39% | 2.1 | 0 | 10 |  |  |  |  | R-410A | 3.0667 | Residential & Commercial | USHP | Ducted CEE Tier 1
213080413 | Central HP <5.4 tons | AIRQUEST | HRCU-A-CB (Split System: Heat Pump with Remote Outdoor Unit-Air-Source) | DLCURAH36ABK |  |  | EA*4X43L21A* | *96MSN1002122A* | 36800 | 16 | 8.5 | 38500 | 34800 | 90.39% | 2.1 | 0 | 10 |  |  |  |  | R-410A | 3.0667 | Residential & Commercial | USHP | Ducted CEE Tier 1
213080779 | Central HP <5.4 tons | AIRQUEST | HRCU-A-CB (Split System: Heat Pump with Remote Outdoor Unit-Air-Source) | DLCURAH36ABK |  |  | EA*4X36L21A* | *95MSU0802120A* | 35000 | 16 | 8.1 | 38500 | 35200 | 91.43% | 1.82 | 0 | 9.5 |  |  |  |  | R-410A | 2.9167 | Residential & Commercial | USHP
211379460 | Central HP <5.4 tons | YORK | HRCU-A-CB (Split System: Heat Pump with Remote Outdoor Unit-Air-Source) | HMH72B341 |  |  | XAFC48FXXN1+TXV | TM9E080C16MP12 | 34000 | 17 | 8.1 | 33400 | 24600 | 73.65% | 2.08 | 0 | 9 |  |  |  |  | R-410A | 2.8333 | Residential & Commercial | USHP
213080459 | Central HP <5.4 tons | AIRQUEST | HRCU-A-CB (Split System: Heat Pump with Remote Outdoor Unit-Air-Source) | DLCURAH36ABK |  |  | EA*4X42L24A* | *96MSN1202422A* | 35200 | 16 | 8.1 | 38500 | 35000 | 90.91% | 1.88 | 0 | 10 |  |  |  |  | R-410A | 2.9333 | Residential & Commercial | USHP | Ducted CEE Tier 1
213080575 | Central HP <5.4 tons | AIRQUEST | HRCU-A-CB (Split System: Heat Pump with Remote Outdoor Unit-Air-Source) | DLCURAH36ABK |  |  | EA*4X48L21A* | *95MSU0401712A* | 35600 | 15.2 | 8.1 | 38000 | 34800 | 91.58% | 2.02 | 0 | 9.5 |  |  |  |  | R-410A | 2.9667 | Residential & Commercial | USHP
210798398 | Central HP <5.4 tons | AMANA | HRCU-A-CB (Split System: Heat Pump with Remote Outdoor Unit-Air-Source) | ASZS601810A* |  |  | CA*EA1818*4A* | A*VM970803BNB* | 16600 | 17.5 | 8.5 | 17400 | 13000 | 74.71% | 2.1 | 0 | 10.9 |  |  |  |  | R-410A | 1.3833 | Residential & Commercial | USHP | Ducted CEE Tier 1
215940487 | Central HP <5.4 tons | AIRQUEST | HRCU-A-CB (Split System: Heat Pump with Remote Outdoor Unit-Air-Source) | H5H3V36*K*AAA* |  |  | EVM5X60M24A*+WALLCON | *97CTN1002122A* | 35600 | 22 | 8.5 | 38000 | 28400 | 74.74% | 2.04 | 0 | 12.5 |  |  |  |  | R-454B | 2.9667 | Residential & Commercial | USHP | Ducted CEE Tier 1
215940687 | Central HP <5.4 tons | AIRQUEST | HRCU-A-CB (Split System: Heat Pump with Remote Outdoor Unit-Air-Source) | H5H3V36*K*AAA* |  |  | EVD5X42M24A*+WALLCON | *96CTN0802120B* | 35400 | 21.5 | 8.5 | 38000 | 28600 | 75.26% | 2.04 | 0 | 12 |  |  |  |  | R-454B | 2.95 | Residential & Commercial | USHP | Ducted CEE Tier 1
215940907 | Central HP <5.4 tons | AIRQUEST | HRCU-A-CB (Split System: Heat Pump with Remote Outdoor Unit-Air-Source) | H5H3V36*K*AAA* |  |  | EVD5X60M24A*+WALLCON | *97CTN1202422A* | 35600 | 22 | 8.5 | 38000 | 28400 | 74.74% | 2.04 | 0 | 12.5 |  |  |  |  | R-454B | 2.9667 | Residential & Commercial | USHP | Ducted CEE Tier 1
215941057 | Central HP <5.4 tons | AIRQUEST | HRCU-A-CB (Split System: Heat Pump with Remote Outdoor Unit-Air-Source) | H5H3V48*K*AAA* |  |  | EA*5X61M21A*+WALLCON | *80CSU0601716B* | 45000 | 21 | 9.5 | 48500 | 37000 | 76.29% | 2 | 0 | 11.5 |  |  |  |  | R-454B | 3.75 | Residential & Commercial | USHP | Ducted CEE Tier 1
215936703 | Central HP <5.4 tons | TEMPSTAR | HRCU-A-CB (Split System: Heat Pump with Remote Outdoor Unit-Air-Source) | T5H3V36*K*AAA* |  |  | EVD5X60M21A*+WALLCON | *97CMN0802120B* | 35600 | 21.5 | 8.5 | 38000 | 28600 | 75.26% | 2.02 | 0 | 12.5 |  |  |  |  | R-454B | 2.9667 | Residential & Commercial | USHP | Ducted CEE Tier 1
214075199 | Central HP <5.4 tons | SURE | HRCU-A-CB (Split System: Heat Pump with Remote Outdoor Unit-Air-Source) | RD17AZ60AJ3N |  |  | TCFZ6024STANM | S801V1505A24UH | 55500 | 18 | 8.1 | 53500 | 49000 | 91.59% | 1.75 | 0 | 10 |  |  |  |  | R-410A | 4.625 | Residential & Commercial | USHP | Ducted CEE Tier 1
214075436 | Central HP <5.4 tons | SURE | HRCU-A-CB (Split System: Heat Pump with Remote Outdoor Unit-Air-Source) | RD17AZ24AJ3N |  |  | TCFZ2417MTANM | S951V0603A17M4S | 22600 | 17 | 9.5 | 22600 | 17000 | 75.22% | 2 | 0 | 10 |  |  |  |  | R-410A | 1.8833 | Residential & Commercial | USHP | Ducted CEE Tier 1
206790653 | Central HP <5.4 tons | BRYANT HEATING AND COOLING SYSTEMS | HRCU-A-CB (Split System: Heat Pump with Remote Outdoor Unit-Air-Source) | 284ANV048*0**B* |  |  | CAP**6124AL*+UI | 935CA66100C21*** | 45500 | 21.5 | 9.5 | 46000 | 36200 | 78.7% | 2.38 | 12.5 | 12.3 |  |  |  |  | R-410A | 3.7917 | Residential & Commercial | USHP | Ducted CEE Tier 1
210692512 | Central HP <5.4 tons | AMANA | HRCU-A-CB (Split System: Heat Pump with Remote Outdoor Unit-Air-Source) | ASZV903610A* |  |  | CA*F3743*6D*+TXV | A*VC960403BNB* | 33600 | 18.5 | 8.2 | 34000 | 24400 | 71.76% | 1.8 | 0 | 11.5 |  |  |  |  | R-410A | 2.8 | Residential & Commercial | USHP | Ducted CEE Tier 1
207436444 | Central HP <5.4 tons | LENNOX | HRCU-A-CB (Split System: Heat Pump with Remote Outdoor Unit-Air-Source) | SL25XPV-036-230A** |  |  | CR33-48C*+TDR+TXV | SLP99DF090XV48C* | 33400 | 21.2 | 8.7 | 36000 | 29800 | 82.78% | 1.76 | 13.5 | 12.5 |  |  |  |  | R-410A | 2.7833 | Residential & Commercial | USHP | Ducted CEE Tier 1
211228241 | Central HP <5.4 tons | HEIL | HRCU-A-CB (Split System: Heat Pump with Remote Outdoor Unit-Air-Source) | DLCURAH36ABK |  |  | EA*4X43L21A* | *80ES(N,L)0702116A* | 37200 | 15.5 | 8.5 | 38500 | 35000 | 90.91% | 2.12 | 0 | 10 |  |  |  |  | R-410A | 3.1 | Residential & Commercial | USHP | Ducted CEE Tier 1
211228309 | Central HP <5.4 tons | HEIL | HRCU-A-CB (Split System: Heat Pump with Remote Outdoor Unit-Air-Source) | DLCURAH36ABK |  |  | EA*4X43L21A* | *80VSL0701716A* | 36600 | 15.5 | 8.5 | 38500 | 34800 | 90.39% | 2.1 | 0 | 10 |  |  |  |  | R-410A | 3.05 | Residential & Commercial | USHP | Ducted CEE Tier 1
211228440 | Central HP <5.4 tons | HEIL | HRCU-A-CB (Split System: Heat Pump with Remote Outdoor Unit-Air-Source) | DLCURAH36ABK |  |  | EA*4X43L21A* | *92ESN0601714A* | 36400 | 16 | 8.5 | 38500 | 34800 | 90.39% | 2.08 | 0 | 10 |  |  |  |  | R-410A | 3.0333 | Residential & Commercial | USHP | Ducted CEE Tier 1
211228642 | Central HP <5.4 tons | HEIL | HRCU-A-CB (Split System: Heat Pump with Remote Outdoor Unit-Air-Source) | DLCURAH36ABK |  |  | EA*4X43L21A* | *96VTN0802120A* | 37000 | 15.5 | 8.5 | 38500 | 35000 | 90.91% | 2.1 | 0 | 10 |  |  |  |  | R-410A | 3.0833 | Residential & Commercial | USHP | Ducted CEE Tier 1
212971683 | Central HP <5.4 tons | HEIL | HRCU-A-CB (Split System: Heat Pump with Remote Outdoor Unit-Air-Source) | DLCURAH24ABK |  |  | EA*4X37L17A* | *80VTL0701716B* | 24000 | 17 | 8.5 | 25200 | 22000 | 87.3% | 1.84 | 0 | 10 |  |  |  |  | R-410A | 2 | Residential & Commercial | USHP | Ducted CEE Tier 1
215940237 | Central HP <5.4 tons | AIRQUEST | HRCU-A-CB (Split System: Heat Pump with Remote Outdoor Unit-Air-Source) | H5H3V36*K*AAA* |  |  | ESH5X60M12A*+WALLCON | *97CTN1002122A* | 34200 | 19.5 | 9 | 34200 | 26000 | 76.02% | 1.94 | 0 | 11.7 |  |  |  |  | R-454B | 2.85 | Residential & Commercial | USHP | Ducted CEE Tier 1
212987454 | Central HP <5.4 tons | HEIL | HRCU-A-CB (Split System: Heat Pump with Remote Outdoor Unit-Air-Source) | DLCURAH24ABK |  |  | EN(A,D)4X24L17** | *96MSN0801716A* | 23400 | 16.5 | 8.5 | 27000 | 25000 | 92.59% | 2.06 | 0 | 10 |  |  |  |  | R-410A | 1.95 | Residential & Commercial | USHP | Ducted CEE Tier 1
213077031 | Central HP <5.4 tons | HEIL | HRCU-A-CB (Split System: Heat Pump with Remote Outdoor Unit-Air-Source) | DLCURAH36ABK |  |  | EN(A,D,W)4X48L21** | *96VSN0801716B* | 35600 | 16 | 8.1 | 38500 | 35000 | 90.91% | 1.98 | 0 | 10 |  |  |  |  | R-410A | 2.9667 | Residential & Commercial | USHP | Ducted CEE Tier 1
213077181 | Central HP <5.4 tons | HEIL | HRCU-A-CB (Split System: Heat Pump with Remote Outdoor Unit-Air-Source) | DLCURAH36ABK |  |  | EA*4X43L21A* | *96VSN1002120B* | 36200 | 16 | 8.5 | 38000 | 34800 | 91.58% | 2.04 | 0 | 10 |  |  |  |  | R-410A | 3.0167 | Residential & Commercial | USHP | Ducted CEE Tier 1
213077536 | Central HP <5.4 tons | HEIL | HRCU-A-CB (Split System: Heat Pump with Remote Outdoor Unit-Air-Source) | DLCURAH36ABK |  |  | EA*4X48L21A* | *96VTN0802120B* | 36200 | 16 | 8.5 | 38000 | 34800 | 91.58% | 2.04 | 0 | 10 |  |  |  |  | R-410A | 3.0167 | Residential & Commercial | USHP | Ducted CEE Tier 1
213078029 | Central HP <5.4 tons | HEIL | HRCU-A-CB (Split System: Heat Pump with Remote Outdoor Unit-Air-Source) | DLCURAH36ABK |  |  | EN(A,D,W)4X48L21** | *80MS(N,L)0701712A* | 35600 | 16.5 | 8.1 | 38500 | 34800 | 90.39% | 1.98 | 0 | 10 |  |  |  |  | R-410A | 2.9667 | Residential & Commercial | USHP | Ducted CEE Tier 1
213078322 | Central HP <5.4 tons | HEIL | HRCU-A-CB (Split System: Heat Pump with Remote Outdoor Unit-Air-Source) | DLCURAH36ABK |  |  | EA*4X43L21A* | *80MS(N,L)0901714A* | 36200 | 16.5 | 8.5 | 38000 | 34800 | 91.58% | 2.04 | 0 | 10 |  |  |  |  | R-410A | 3.0167 | Residential & Commercial | USHP | Ducted CEE Tier 1
213078581 | Central HP <5.4 tons | HEIL | HRCU-A-CB (Split System: Heat Pump with Remote Outdoor Unit-Air-Source) | DLCURAH36ABK |  |  | EN(A,D)4X48L24** | *80MS(N,L)0902120A* | 36000 | 16.5 | 8.1 | 38500 | 35000 | 90.91% | 2 | 0 | 10.5 |  |  |  |  | R-410A | 3 | Residential & Commercial | USHP | Ducted CEE Tier 1
213078658 | Central HP <5.4 tons | HEIL | HRCU-A-CB (Split System: Heat Pump with Remote Outdoor Unit-Air-Source) | DLCURAH36ABK |  |  | EA*4X43L21A* | *80MS(N,L)1102120A* | 36600 | 16.5 | 8.5 | 38000 | 34800 | 91.58% | 2.06 | 0 | 10 |  |  |  |  | R-410A | 3.05 | Residential & Commercial | USHP | Ducted CEE Tier 1
213078742 | Central HP <5.4 tons | HEIL | HRCU-A-CB (Split System: Heat Pump with Remote Outdoor Unit-Air-Source) | DLCURAH36ABK |  |  | EA*4X42L24A* | *80MS(N,L)1102420A* | 35600 | 16.5 | 8.1 | 38500 | 35000 | 90.91% | 1.9 | 0 | 10 |  |  |  |  | R-410A | 2.9667 | Residential & Commercial | USHP | Ducted CEE Tier 1
213829728 | Central HP <5.4 tons | SURE | HRCU-A-CB (Split System: Heat Pump with Remote Outdoor Unit-Air-Source) | SP18AZ36AJVC |  |  | TCFZ3621MEAAM | S801V0504A17UHU | 34200 | 19 | 8.5 | 34200 | 43500 | 127.2% | 2.2 | 0 | 12.5 |  |  |  |  | R-410A | 2.85 | Residential & Commercial | USHP | Ducted CEE Tier 1
213771607 | Central HP <5.4 tons | HEIL | HRCU-A-CB (Split System: Heat Pump with Remote Outdoor Unit-Air-Source) | HVH825GKA2* |  |  | EA*4X48L21A*+WALLCON | *95CSU0601716B* | 24000 | 16.5 | 8.1 | 21000 | 16500 | 78.57% | 2 | 0 | 10.5 |  |  |  |  | R-410A | 2 | Residential & Commercial | USHP | Ducted CEE Tier 1
213078634 | Central HP <5.4 tons | HEIL | HRCU-A-CB (Split System: Heat Pump with Remote Outdoor Unit-Air-Source) | DLCURAH36ABK |  |  | EA*4X42L21A* | *80MS(N,L)1102120A* | 35800 | 16.5 | 8.1 | 38500 | 35000 | 90.91% | 1.9 | 0 | 10 |  |  |  |  | R-410A | 2.9833 | Residential & Commercial | USHP | Ducted CEE Tier 1
213078814 | Central HP <5.4 tons | HEIL | HRCU-A-CB (Split System: Heat Pump with Remote Outdoor Unit-Air-Source) | DLCURAH36ABK |  |  | EN(A,D)4X48L24** | *80MS(N,L)1552420A* | 36200 | 16.5 | 8.1 | 38500 | 35000 | 90.91% | 2.02 | 0 | 10.5 |  |  |  |  | R-410A | 3.0167 | Residential & Commercial | USHP | Ducted CEE Tier 1
214574437 | Central HP <5.4 tons | TEMPSTAR | HRCU-A-CB (Split System: Heat Pump with Remote Outdoor Unit-Air-Source) | TVH837GKA2* |  |  | EHD4X60AAL+WALLCON | *97CMN0802120B* | 33000 | 17 | 8.5 | 32200 | 24800 | 77.02% | 2 | 0 | 11.5 |  |  |  |  | R-410A | 2.75 | Residential & Commercial | USHP | Ducted CEE Tier 1
213077151 | Central HP <5.4 tons | HEIL | HRCU-A-CB (Split System: Heat Pump with Remote Outdoor Unit-Air-Source) | DLCURAH36ABK |  |  | EA*4X37L21A* | *96VSN1002120B* | 36200 | 16 | 8.5 | 38000 | 34800 | 91.58% | 2.04 | 0 | 10 |  |  |  |  | R-410A | 3.0167 | Residential & Commercial | USHP | Ducted CEE Tier 1
213077696 | Central HP <5.4 tons | HEIL | HRCU-A-CB (Split System: Heat Pump with Remote Outdoor Unit-Air-Source) | DLCURAH36ABK |  |  | EN(A,D)4X48L24** | *96VTN1002120B* | 36000 | 16.5 | 8.1 | 38500 | 35000 | 90.91% | 2 | 0 | 10 |  |  |  |  | R-410A | 3 | Residential & Commercial | USHP | Ducted CEE Tier 1
212979160 | Central HP <5.4 tons | COMFORTMAKER | HRCU-A-CB (Split System: Heat Pump with Remote Outdoor Unit-Air-Source) | DLCURAH24ABK |  |  | EA*4X36L17A* | *80MS(N,L)0701716A* | 23800 | 17 | 8.5 | 26200 | 23800 | 90.84% | 1.98 | 0 | 10 |  |  |  |  | R-410A | 1.9833 | Residential & Commercial | USHP | Ducted CEE Tier 1
209852056 | Central HP <5.4 tons | DAY & NIGHT | HRCU-A-CB (Split System: Heat Pump with Remote Outdoor Unit-Air-Source) | DLCURAH24AAK |  |  | DLFUAAH24XAK | 0 | 24000 | 17 | 9.2 | 26000 | 19400 | 74.62% | 2.1 | 11.3 | 10.5 |  |  |  |  | R-410A | 2 | Residential & Commercial | USHP | Ducted CEE Tier 1
210692513 | Central HP <5.4 tons | AMANA | HRCU-A-CB (Split System: Heat Pump with Remote Outdoor Unit-Air-Source) | ASZV903610A* |  |  | CA*F3743*6D*+TXV | A*VS960603BUA* | 33600 | 18.5 | 8.2 | 34000 | 24400 | 71.76% | 1.8 | 0 | 11.5 |  |  |  |  | R-410A | 2.8 | Residential & Commercial | USHP | Ducted CEE Tier 1
210692514 | Central HP <5.4 tons | AMANA | HRCU-A-CB (Split System: Heat Pump with Remote Outdoor Unit-Air-Source) | ASZV903610A* |  |  | CA*F3743*6D*+TXV | A*VC960603BNB* | 33600 | 18.5 | 8.2 | 34000 | 24400 | 71.76% | 1.8 | 0 | 11.5 |  |  |  |  | R-410A | 2.8 | Residential & Commercial | USHP | Ducted CEE Tier 1
210692562 | Central HP <5.4 tons | AMANA | HRCU-A-CB (Split System: Heat Pump with Remote Outdoor Unit-Air-Source) | ASZV903610A* |  |  | CHPF3743C6B*+TXV | A*VM971005CNB* | 33400 | 18 | 8.2 | 34000 | 24400 | 71.76% | 1.8 | 0 | 11 |  |  |  |  | R-410A | 2.7833 | Residential & Commercial | USHP | Ducted CEE Tier 1
210692564 | Central HP <5.4 tons | AMANA | HRCU-A-CB (Split System: Heat Pump with Remote Outdoor Unit-Air-Source) | ASZV903610A* |  |  | CSCF3642N6D*+MBVC1601**-1A*+TXV | 0 | 33800 | 18.5 | 8.2 | 34000 | 24400 | 71.76% | 1.8 | 0 | 11.5 |  |  |  |  | R-410A | 2.8167 | Residential & Commercial | USHP | Ducted CEE Tier 1
210106727 | Central HP <5.4 tons | SURE | HRCU-A-CB (Split System: Heat Pump with Remote Outdoor Unit-Air-Source) | SP18AZ24AJVC |  |  | TCFZ2421HEAAM | S962V0603A17M4S | 22800 | 20 | 8.5 | 22800 | 26000 | 114% | 2.1 | 0 | 12.5 |  |  |  |  | R-410A | 1.9 | Residential & Commercial | USHP | Ducted CEE Tier 1
210106723 | Central HP <5.4 tons | SURE | HRCU-A-CB (Split System: Heat Pump with Remote Outdoor Unit-Air-Source) | SP18AZ24AJVC |  |  | TCFZ2421HEAAM | S962V0403A17M4S | 22800 | 20 | 8.5 | 22800 | 26000 | 114% | 2.1 | 0 | 12.5 |  |  |  |  | R-410A | 1.9 | Residential & Commercial | USHP | Ducted CEE Tier 1
212609313 | Central HP <5.4 tons | SURE | HRCU-A-CB (Split System: Heat Pump with Remote Outdoor Unit-Air-Source) | SP18AZ24AJVC |  |  | TCFZ2421HEAAM | S802V0754A17UHS | 22800 | 19 | 8.5 | 22800 | 26000 | 114% | 2.1 | 0 | 12.5 |  |  |  |  | R-410A | 1.9 | Residential & Commercial | USHP | Ducted CEE Tier 1
216699857 | Central HP <5.4 tons | AMANA | HRCU-A-CB (Split System: Heat Pump with Remote Outdoor Unit-Air-Source) | AZV9SA241CA* |  |  | CHPEA4830*3A* | A*VS960805CUA* | 23000 | 18.2 | 9 | 21000 | 21000 | 100% | 2 | 0 | 11.7 |  |  |  |  | R-32 | 1.9167 | Residential & Commercial | USHP | Ducted CEE Tier 1
207436614 | Central HP <5.4 tons | LENNOX | HRCU-A-CB (Split System: Heat Pump with Remote Outdoor Unit-Air-Source) | SL25XPV-048-230A** |  |  | CX35-60C+TDR | SLP99UH090XV60C* | 45500 | 20 | 9.5 | 44000 | 36200 | 82.27% | 1.9 | 12.5 | 12.3 |  |  |  |  | R-410A | 3.7917 | Residential & Commercial | USHP | Ducted CEE Tier 1
211227358 | Central HP <5.4 tons | COMFORTMAKER | HRCU-A-CB (Split System: Heat Pump with Remote Outdoor Unit-Air-Source) | DLCURAH36ABK |  |  | EA*4X42L21A* | *80ES(N,L)0902120A* | 36000 | 16 | 8.1 | 39500 | 35000 | 88.61% | 1.9 | 0 | 10 |  |  |  |  | R-410A | 3 | Residential & Commercial | USHP | Ducted CEE Tier 1
211227408 | Central HP <5.4 tons | COMFORTMAKER | HRCU-A-CB (Split System: Heat Pump with Remote Outdoor Unit-Air-Source) | DLCURAH36ABK |  |  | EA*4X42L21A* | *80VSL0902120A* | 35000 | 16 | 8.1 | 38500 | 35000 | 90.91% | 1.86 | 0 | 9.5 |  |  |  |  | R-410A | 2.9167 | Residential & Commercial | USHP
209852065 | Central HP <5.4 tons | DAY & NIGHT | HRCU-A-CB (Split System: Heat Pump with Remote Outdoor Unit-Air-Source) | DLCURAH36ABK |  |  | DLFUAAH36XAK | 0 | 36000 | 16 | 9.5 | 40000 | 34400 | 86% | 1.97 | 10.5 | 10 |  |  |  |  | R-410A | 3 | Residential & Commercial | USHP | Ducted CEE Tier 1
215318954 | Central HP <5.4 tons | DAY & NIGHT | HRCU-A-CB (Split System: Heat Pump with Remote Outdoor Unit-Air-Source) | D5CURAH36AAK |  |  | D5FUAAH36XAK | 0 | 36000 | 16.2 | 8.7 | 36000 | 27000 | 75% | 2 | 0 | 10 |  |  |  |  | R-454B | 3 | Residential & Commercial | USHP | Ducted CEE Tier 1
215935896 | Central HP <5.4 tons | HEIL | HRCU-A-CB (Split System: Heat Pump with Remote Outdoor Unit-Air-Source) | H5H3V36*K*AAA* |  |  | EVD5X38M17A*+WALLCON | *96CTN0601714B* | 35200 | 21 | 8.5 | 38000 | 28000 | 73.68% | 2 | 0 | 11.7 |  |  |  |  | R-454B | 2.9333 | Residential & Commercial | USHP | Ducted CEE Tier 1
210106807 | Central HP <5.4 tons | SURE | HRCU-A-CB (Split System: Heat Pump with Remote Outdoor Unit-Air-Source) | SP18AZ60AJVC |  |  | TCFZ6021SEAAM | S97MV1005A21DHS | 52500 | 18 | 8.1 | 52500 | 50500 | 96.19% | 1.9 | 0 | 10 |  |  |  |  | R-410A | 4.375 | Residential & Commercial | USHP | Ducted CEE Tier 1
216820699 | Central HP <5.4 tons | SURE | HRCU-A-CB (Split System: Heat Pump with Remote Outdoor Unit-Air-Source) | RD18AY24AJVC |  |  | TCFY2417MTANM | S97MV0703A17DH | 21000 | 18 | 8.1 | 21000 | 17000 | 80.95% | 1.9 | 0 | 10 |  |  |  |  | R-454B | 1.75 | Residential & Commercial | USHP | Ducted CEE Tier 1
213372132 | Central HP <5.4 tons | DAY & NIGHT | HRCU-A-C (Split System: Heat Pump with Remote Outdoor Unit with No Indoor Fan --Air Source) | DLCURAH18ABK |  |  | DLFULAH24XBX + CI | 0 | 18000 | 16.1 | 9.5 | 19000 | 15000 | 78.95% | 2.2 | 11.6 | 11.7 |  |  |  |  | R-410A | 1.5 | Residential & Commercial | USHP | Ducted CEE Tier 1
207805752 | Central HP <5.4 tons | TRANE | HRCU-A-CB (Split System: Heat Pump with Remote Outdoor Unit-Air-Source) | 4TWA7048A4 |  |  | 4PX*CU60BS3+P0V0C000M50SC | 0 | 48000 | 17 | 8.1 | 48000 | 48500 | 101% | 3.6 | 13 | 12.5 |  |  |  |  | R-410A | 4 | Residential & Commercial | USHP | Ducted CEE Tier 1
213080527 | Central HP <5.4 tons | AIRQUEST | HRCU-A-CB (Split System: Heat Pump with Remote Outdoor Unit-Air-Source) | DLCURAH36ABK |  |  | EA*4X37L17A* | *95MSU0401712A* | 35600 | 15.2 | 8.1 | 38500 | 35200 | 91.43% | 1.98 | 0 | 9.5 |  |  |  |  | R-410A | 2.9667 | Residential & Commercial | USHP
212609377 | Central HP <5.4 tons | SURE | HRCU-A-CB (Split System: Heat Pump with Remote Outdoor Unit-Air-Source) | SP18AZ48AJVC |  |  | TCFZ6021SEAAM | S802V0504A17UHS | 45000 | 19 | 8.5 | 44000 | 45500 | 103.4% | 1.9 | 0 | 12 |  |  |  |  | R-410A | 3.75 | Residential & Commercial | USHP | Ducted CEE Tier 1
212609390 | Central HP <5.4 tons | SURE | HRCU-A-CB (Split System: Heat Pump with Remote Outdoor Unit-Air-Source) | SP18AZ48AJVC |  |  | TCFZ6021SEAAM | S802V0504A17UHN | 45000 | 19 | 8.5 | 44000 | 45500 | 103.4% | 1.9 | 0 | 12 |  |  |  |  | R-410A | 3.75 | Residential & Commercial | USHP | Ducted CEE Tier 1
212609391 | Central HP <5.4 tons | SURE | HRCU-A-CB (Split System: Heat Pump with Remote Outdoor Unit-Air-Source) | SP18AZ48AJVC |  |  | TCFZ6021SEAAM | S802V1005A21UHN | 44500 | 19 | 8.5 | 43000 | 45000 | 104.7% | 2 | 0 | 11.7 |  |  |  |  | R-410A | 3.7083 | Residential & Commercial | USHP | Ducted CEE Tier 1
212609394 | Central HP <5.4 tons | SURE | HRCU-A-CB (Split System: Heat Pump with Remote Outdoor Unit-Air-Source) | SP18AZ48AJVC |  |  | TCFZ6021SEAAM | S802V0754A17DZ | 44000 | 18 | 8.1 | 43500 | 45500 | 104.6% | 1.9 | 0 | 10 |  |  |  |  | R-410A | 3.6667 | Residential & Commercial | USHP | Ducted CEE Tier 1
214574327 | Central HP <5.4 tons | TEMPSTAR | HRCU-A-CB (Split System: Heat Pump with Remote Outdoor Unit-Air-Source) | TVH837GKA2* |  |  | EHD4X42AAL+WALLCON | *96CTN0802120B* | 32600 | 17.5 | 8.5 | 32800 | 24800 | 75.61% | 1.96 | 0 | 11 |  |  |  |  | R-410A | 2.7167 | Residential & Commercial | USHP | Ducted CEE Tier 1
212972938 | Central HP <5.4 tons | HEIL | HRCU-A-CB (Split System: Heat Pump with Remote Outdoor Unit-Air-Source) | DLCURAH24ABK |  |  | EA*4X30L17A* | *96VSN0401410B* | 23400 | 16 | 8.5 | 26400 | 24800 | 93.94% | 2.04 | 0 | 10 |  |  |  |  | R-410A | 1.95 | Residential & Commercial | USHP | Ducted CEE Tier 1
211226820 | Central HP <5.4 tons | HEIL | HRCU-A-CB (Split System: Heat Pump with Remote Outdoor Unit-Air-Source) | DLCURAH36ABK |  |  | EA*4X37L21A* | *80ES(N,L)0901714A* | 36800 | 16 | 8.5 | 38500 | 34800 | 90.39% | 2.1 | 0 | 10 |  |  |  |  | R-410A | 3.0667 | Residential & Commercial | USHP | Ducted CEE Tier 1
212972237 | Central HP <5.4 tons | HEIL | HRCU-A-CB (Split System: Heat Pump with Remote Outdoor Unit-Air-Source) | DLCURAH36ABK |  |  | EA*4X48L21A* | *80VTL0902120B* | 35600 | 16.5 | 8.5 | 37800 | 34600 | 91.53% | 2.02 | 0 | 10 |  |  |  |  | R-410A | 2.9667 | Residential & Commercial | USHP | Ducted CEE Tier 1
213771526 | Central HP <5.4 tons | BRYANT HEATING AND COOLING SYSTEMS | HRCU-A-CB (Split System: Heat Pump with Remote Outdoor Unit-Air-Source) | 288BNV025*0**B* |  |  | CAP**4321AL*+UI | 986TD42060C17*** | 24400 | 16.5 | 8.1 | 21200 | 16700 | 78.77% | 2.02 | 0 | 11 |  |  |  |  | R-410A | 2.0333 | Residential & Commercial | USHP | Ducted CEE Tier 1
210589393 | Central HP <5.4 tons | SURE | HRCU-A-CB (Split System: Heat Pump with Remote Outdoor Unit-Air-Source) | SP18AZ36AJVC |  |  | TCFZ6021SEAAM | S802VA075421Z | 34200 | 19 | 8.5 | 34200 | 43000 | 125.7% | 2.2 | 0 | 12.5 |  |  |  |  | R-410A | 2.85 | Residential & Commercial | USHP | Ducted CEE Tier 1
211902759 | Central HP <5.4 tons | SURE | HRCU-A-CB (Split System: Heat Pump with Remote Outdoor Unit-Air-Source) | SP18AZ36AJVC |  |  | TCFZ6021SEAAM | S802VA100521M | 34200 | 20 | 8.5 | 34200 | 43000 | 125.7% | 2.2 | 0 | 12.5 |  |  |  |  | R-410A | 2.85 | Residential & Commercial | USHP | Ducted CEE Tier 1
211240204 | Central HP <5.4 tons | CARRIER | HRCU-A-CB (Split System: Heat Pump with Remote Outdoor Unit-Air-Source) | 38MURAQ24AB3* |  |  | CNPV*3621AL* | OVMAAB036098 | 23600 | 16.5 | 8.1 | 26000 | 23600 | 90.77% | 1.96 | 0 | 10 |  |  |  |  | R-410A | 1.9667 | Residential & Commercial | USHP | Ducted CEE Tier 1
214243958 | Central HP <5.4 tons | BRYANT HEATING AND COOLING SYSTEMS | HRCU-A-CB (Split System: Heat Pump with Remote Outdoor Unit-Air-Source) | 284ANV048*0**B* |  |  | CNPV*4821AL*+UI | 986TD66100C21*** | 44000 | 21 | 8.5 | 46500 | 36400 | 78.28% | 2.16 | 0 | 12 |  |  |  |  | R-410A | 3.6667 | Residential & Commercial | USHP | Ducted CEE Tier 1
214243994 | Central HP <5.4 tons | BRYANT HEATING AND COOLING SYSTEMS | HRCU-A-CB (Split System: Heat Pump with Remote Outdoor Unit-Air-Source) | 284ANV024*0**B* |  |  | CNPV*3017AL*+UI | 88*TB48090C17*** | 23200 | 19.5 | 9.5 | 26600 | 20000 | 75.19% | 2.38 | 0 | 13 |  |  |  |  | R-410A | 1.9333 | Residential & Commercial | USHP | Ducted CEE Tier 1
214244026 | Central HP <5.4 tons | BRYANT HEATING AND COOLING SYSTEMS | HRCU-A-CB (Split System: Heat Pump with Remote Outdoor Unit-Air-Source) | 284ANV024*0**B* |  |  | CNPV*3621AL*+UI | 88*TB48070C17*** | 23200 | 19.5 | 9.5 | 26800 | 20000 | 74.63% | 2.36 | 0 | 13 |  |  |  |  | R-410A | 1.9333 | Residential & Commercial | USHP | Ducted CEE Tier 1
215318956 | Central HP <5.4 tons | DAY & NIGHT | HRCU-A-CB (Split System: Heat Pump with Remote Outdoor Unit-Air-Source) | D5CURAH60AAK |  |  | D5FUAAH60XAK | 0 | 54000 | 15.2 | 8.4 | 54000 | 38000 | 70.37% | 1.8 | 0 | 8.7 |  |  |  |  | R-454B | 4.5 | Residential & Commercial | USHP
216720955 | Central HP <5.4 tons | Willis | HRCU-A-CB (Split System: Heat Pump with Remote Outdoor Unit-Air-Source) | FLEX36KUHR32 |  |  | FLEXAH36KR32 | 0 | 34000 | 18 | 10 | 34000 | 34000 | 100% | 2 | 0 | 12 |  |  |  |  | R-32 | 2.8333 | Residential & Commercial | USHP | Ducted CEE Tier 1
210106804 | Central HP <5.4 tons | SURE | HRCU-A-CB (Split System: Heat Pump with Remote Outdoor Unit-Air-Source) | SP18AZ60AJVC |  |  | TCFZ6021SEAAM | S962V1005A21M4S | 52500 | 18 | 8.1 | 52500 | 50500 | 96.19% | 1.9 | 0 | 10 |  |  |  |  | R-410A | 4.375 | Residential & Commercial | USHP | Ducted CEE Tier 1
215318952 | Central HP <5.4 tons | DAY & NIGHT | HRCU-A-CB (Split System: Heat Pump with Remote Outdoor Unit-Air-Source) | D5CURAH24AAK |  |  | D5FUAAH24XAK | 0 | 24000 | 18.2 | 9.7 | 26000 | 21600 | 83.08% | 1.87 | 0 | 11 |  |  |  |  | R-454B | 2 | Residential & Commercial | USHP | Ducted CEE Tier 1
212609379 | Central HP <5.4 tons | SURE | HRCU-A-CB (Split System: Heat Pump with Remote Outdoor Unit-Air-Source) | SP18AZ48AJVC |  |  | TCFZ6021SEAAM | S802V1004A17UHS | 44500 | 19 | 8.1 | 43500 | 45000 | 103.4% | 2 | 0 | 10 |  |  |  |  | R-410A | 3.7083 | Residential & Commercial | USHP | Ducted CEE Tier 1
212609411 | Central HP <5.4 tons | SURE | HRCU-A-CB (Split System: Heat Pump with Remote Outdoor Unit-Air-Source) | SP18AZ60AJVC |  |  | TCFZ6021SEAAM | S802V0755A21UHN | 52500 | 18 | 8.1 | 52500 | 50500 | 96.19% | 1.9 | 0 | 10 |  |  |  |  | R-410A | 4.375 | Residential & Commercial | USHP | Ducted CEE Tier 1
216737818 | Central HP <5.4 tons | BRYANT HEATING AND COOLING SYSTEMS | HRCU-A-CB (Split System: Heat Pump with Remote Outdoor Unit-Air-Source) | 37MUHAQ24AA3 |  |  | CSAH*3012AM* | 926TC36060V14*** | 22200 | 15.2 | 8.1 | 21000 | 18800 | 89.52% | 1.9 | 0 | 10.5 |  |  |  |  | R-454B | 1.85 | Residential & Commercial | USHP | Ducted CEE Tier 1
215222796 | Central HP <5.4 tons | SURE | HRCU-A-CB (Split System: Heat Pump with Remote Outdoor Unit-Air-Source) | RD17AZ60AJ3N |  |  | TCFZ6021STAAM | S921T1005A21M4 | 54500 | 17 | 8.1 | 46500 | 34000 | 73.12% | 2.1 | 0 | 10 |  |  |  |  | R-410A | 4.5417 | Residential & Commercial | USHP | Ducted CEE Tier 1
212972463 | Central HP <5.4 tons | COMFORTMAKER | HRCU-A-CB (Split System: Heat Pump with Remote Outdoor Unit-Air-Source) | DLCURAH30ABK |  |  | EA*4X42L21A* | *80VTL1102122B* | 29800 | 15.2 | 8.1 | 34200 | 27600 | 80.7% | 1.8 | 0 | 9 |  |  |  |  | R-410A | 2.4833 | Residential & Commercial | USHP
214075451 | Central HP <5.4 tons | SURE | HRCU-A-CB (Split System: Heat Pump with Remote Outdoor Unit-Air-Source) | RD17AZ24AJ3N |  |  | TCFZ2417MTANM | S802V0504A17UHS | 22600 | 17 | 9.5 | 22600 | 16900 | 74.78% | 2 | 0 | 11.2 |  |  |  |  | R-410A | 1.8833 | Residential & Commercial | USHP | Ducted CEE Tier 1
214075302 | Central HP <5.4 tons | SURE | HRCU-A-CB (Split System: Heat Pump with Remote Outdoor Unit-Air-Source) | RD17AZ60AJ3N |  |  | TCFZ6024STANM | S801V1005A21UHS | 55500 | 18 | 8.1 | 53500 | 49000 | 91.59% | 1.75 | 0 | 10 |  |  |  |  | R-410A | 4.625 | Residential & Commercial | USHP | Ducted CEE Tier 1
212972489 | Central HP <5.4 tons | HEIL | HRCU-A-CB (Split System: Heat Pump with Remote Outdoor Unit-Air-Source) | DLCURAH30ABK |  |  | EA*4X43L21A* | *80VTL1102122B* | 30400 | 15.2 | 8.1 | 33400 | 26400 | 79.04% | 1.84 | 0 | 9 |  |  |  |  | R-410A | 2.5333 | Residential & Commercial | USHP
207826599 | Central HP <5.4 tons | DAY & NIGHT | HRCU-A-CB (Split System: Heat Pump with Remote Outdoor Unit-Air-Source) | DLCSRBH18AAK |  |  | DLFSABH18XBK | 0 | 18000 | 17.6 | 9.6 | 19000 | 17000 | 89.47% | 2 | 12.5 | 11.7 |  |  |  |  | R-410A | 1.5 | Residential & Commercial | USHP | Ducted CEE Tier 1
212609355 | Central HP <5.4 tons | SURE | HRCU-A-CB (Split System: Heat Pump with Remote Outdoor Unit-Air-Source) | SP18AZ36AJVC |  |  | TCFZ6021SEAAM | S802V0504A17UHN | 34200 | 19 | 8.5 | 34200 | 43500 | 127.2% | 2.2 | 0 | 12.5 |  |  |  |  | R-410A | 2.85 | Residential & Commercial | USHP | Ducted CEE Tier 1
209852059 | Central HP <5.4 tons | DAY & NIGHT | HRCU-A-CB (Split System: Heat Pump with Remote Outdoor Unit-Air-Source) | DLCURAH24ABK |  |  | DLFUAAH24XAK | 0 | 24000 | 17.4 | 10 | 24000 | 22600 | 94.17% | 1.91 | 12.5 | 11.7 |  |  |  |  | R-410A | 2 | Residential & Commercial | USHP | Ducted CEE Tier 1
213829715 | Central HP <5.4 tons | SURE | HRCU-A-CB (Split System: Heat Pump with Remote Outdoor Unit-Air-Source) | SP18AZ24AJVC |  |  | TCFZ2421HEAAM | S801V0504A17UHU | 22800 | 20 | 8.5 | 22800 | 26000 | 114% | 2.1 | 0 | 12.5 |  |  |  |  | R-410A | 1.9 | Residential & Commercial | USHP | Ducted CEE Tier 1
215323727 | Central HP <5.4 tons | DAY & NIGHT | HRCU-A-CB (Split System: Heat Pump with Remote Outdoor Unit-Air-Source) | D5CUHAH36AAK |  |  | D5FUHAH36XAK | 0 | 36000 | 18 | 10 | 37000 | 37400 | 101.1% | 1.9 | 0 | 12 |  |  |  |  | R-454B | 3 | Residential & Commercial | USHP | Ducted CEE Tier 1
212975083 | Central HP <5.4 tons | COMFORTMAKER | HRCU-A-CB (Split System: Heat Pump with Remote Outdoor Unit-Air-Source) | DLCURAH18ABK |  |  | EA*4X24L17A* | *96VTN0401712B* | 17200 | 16 | 8.5 | 18200 | 19400 | 106.6% | 2.34 | 0 | 10.5 |  |  |  |  | R-410A | 1.4333 | Residential & Commercial | USHP | Ducted CEE Tier 1
215222800 | Central HP <5.4 tons | SURE | HRCU-A-CB (Split System: Heat Pump with Remote Outdoor Unit-Air-Source) | RD17AZ60AJ3N |  |  | TCFZ6021STAAM | S951T1005A21M4 | 54500 | 17 | 8.1 | 46500 | 34000 | 73.12% | 2.1 | 0 | 10 |  |  |  |  | R-410A | 4.5417 | Residential & Commercial | USHP | Ducted CEE Tier 1
216091305 | Central HP <5.4 tons | DAY & NIGHT | HRCU-A-CB (Split System: Heat Pump with Remote Outdoor Unit-Air-Source) | DLCSRBH24AAK |  |  | 40MBABQ24XB3 | 0 | 23000 | 18.4 | 9.3 | 26000 | 21200 | 81.54% | 1.9 | 12.5 | 11.7 |  |  |  |  | R-410A | 1.9167 | Residential & Commercial | USHP | Ducted CEE Tier 1
211207021 | Central HP <5.4 tons | YORK | HRCU-A-CB (Split System: Heat Pump with Remote Outdoor Unit-Air-Source) | YZV36B21 |  |  | XAMB36DE2N1+CC | YP9C080B12MP13 | 32200 | 18 | 8.5 | 34000 | 29400 | 86.47% | 1.92 | 0 | 11.7 |  |  |  |  | R-410A | 2.6833 | Residential & Commercial | USHP | Ducted CEE Tier 1
216706050 | Central HP <5.4 tons | SURE | HRCU-A-CB (Split System: Heat Pump with Remote Outdoor Unit-Air-Source) | SP19AY24AJVC |  |  | TCFY2421HEAAM | S802V1005A21UH | 22800 | 20 | 8.5 | 22800 | 18400 | 80.7% | 1.8 | 0 | 13 |  |  |  |  | R-454B | 1.9 | Residential & Commercial | USHP | Ducted CEE Tier 1
212404678 | Central HP <5.4 tons | NAPOLEON | HRCU-A-CB (Split System: Heat Pump with Remote Outdoor Unit-Air-Source) | WSEHV4860RA1-N |  |  | H,DE50960 | WUV090T5BA | 54000 | 16 | 8.5 | 58000 | 41000 | 70.69% | 1.8 | 0 | 10 |  |  |  |  | R-410A | 4.5 | Residential & Commercial | USHP | Ducted CEE Tier 1
215222789 | Central HP <5.4 tons | SURE | HRCU-A-CB (Split System: Heat Pump with Remote Outdoor Unit-Air-Source) | RD17AZ60AJ3N |  |  | TCFZ6021STAAM | S921T0705A21M4 | 54500 | 18 | 8.1 | 46500 | 33800 | 72.69% | 2 | 0 | 10 |  |  |  |  | R-410A | 4.5417 | Residential & Commercial | USHP | Ducted CEE Tier 1
215318967 | Central HP <5.4 tons | DAY & NIGHT | HRCU-A-CB (Split System: Heat Pump with Remote Outdoor Unit-Air-Source) | D5CLHAH58AAK |  |  | D5FLAAH60XAK | 0 | 54000 | 15.4 | 9.2 | 59000 | 53000 | 89.83% | 2 | 0 | 10 |  |  |  |  | R-454B | 4.5 | Residential & Commercial | USHP | Ducted CEE Tier 1
215318950 | Central HP <5.4 tons | DAY & NIGHT | HRCU-A-CB (Split System: Heat Pump with Remote Outdoor Unit-Air-Source) | D5CUHAH60AAK |  |  | D5FUHAH60XAK | 0 | 54000 | 17.5 | 9.5 | 55000 | 54000 | 98.18% | 1.9 | 0 | 12 |  |  |  |  | R-454B | 4.5 | Residential & Commercial | USHP | Ducted CEE Tier 1
212609381 | Central HP <5.4 tons | SURE | HRCU-A-CB (Split System: Heat Pump with Remote Outdoor Unit-Air-Source) | SP18AZ48AJVC |  |  | TCFZ6021SEAAM | S802V0755A21UHN | 44500 | 18 | 8.1 | 43500 | 45000 | 103.4% | 2 | 0 | 10 |  |  |  |  | R-410A | 3.7083 | Residential & Commercial | USHP | Ducted CEE Tier 1
209852066 | Central HP <5.4 tons | DAY & NIGHT | HRCU-A-CB (Split System: Heat Pump with Remote Outdoor Unit-Air-Source) | DLCURAH30ABK |  |  | DLFUAAH30XAK | 0 | 30000 | 16.2 | 8.9 | 33000 | 24000 | 72.73% | 1.8 | 11 | 10 |  |  |  |  | R-410A | 2.5 | Residential & Commercial | USHP | Ducted CEE Tier 1
207526348 | Central HP <5.4 tons | TRANE | HRCU-A-CB (Split System: Heat Pump with Remote Outdoor Unit-Air-Source) | 4TWV0X60A1 |  |  | TEM8A0C60V51+TDR | 0 | 53000 | 19.5 | 8.5 | 51000 | 38000 | 74.51% | 1.8 | 12.5 | 11.7 |  |  |  |  | R-410A | 4.4167 | Residential & Commercial | USHP | Ducted CEE Tier 1
210589359 | Central HP <5.4 tons | SURE | HRCU-A-CB (Split System: Heat Pump with Remote Outdoor Unit-Air-Source) | SP18AZ60AJVC |  |  | TCFZ6021SEAAM | S802VA100521Z | 53000 | 19 | 8.1 | 53000 | 50000 | 94.34% | 1.9 | 0 | 10 |  |  |  |  | R-410A | 4.4167 | Residential & Commercial | USHP | Ducted CEE Tier 1
213077747 | Central HP <5.4 tons | HEIL | HRCU-A-CB (Split System: Heat Pump with Remote Outdoor Unit-Air-Source) | DLCURAH36ABK |  |  | EA*4X43L21A* | *96VTN1002122B* | 36800 | 16.5 | 8.5 | 38000 | 34800 | 91.58% | 2.08 | 0 | 10 |  |  |  |  | R-410A | 3.0667 | Residential & Commercial | USHP | Ducted CEE Tier 1
213076109 | Central HP <5.4 tons | HEIL | HRCU-A-CB (Split System: Heat Pump with Remote Outdoor Unit-Air-Source) | DLCURAH24ABK |  |  | EA*4X37L21A* | *95MSU1002120A* | 24400 | 17 | 8.5 | 25200 | 21200 | 84.13% | 1.8 | 0 | 10.5 |  |  |  |  | R-410A | 2.0333 | Residential & Commercial | USHP | Ducted CEE Tier 1
210106730 | Central HP <5.4 tons | SURE | HRCU-A-CB (Split System: Heat Pump with Remote Outdoor Unit-Air-Source) | SP18AZ24AJVC |  |  | TCFZ2421HEAAM | S962V0703A17M4S | 22800 | 20 | 8.5 | 22800 | 26000 | 114% | 2.1 | 0 | 12.5 |  |  |  |  | R-410A | 1.9 | Residential & Commercial | USHP | Ducted CEE Tier 1
210106739 | Central HP <5.4 tons | SURE | HRCU-A-CB (Split System: Heat Pump with Remote Outdoor Unit-Air-Source) | SP18AZ24AJVC |  |  | TCFZ2421HEAAM | S98MV0603A17UPS | 22800 | 20 | 8.5 | 22800 | 26000 | 114% | 2.1 | 0 | 12.5 |  |  |  |  | R-410A | 1.9 | Residential & Commercial | USHP | Ducted CEE Tier 1
210106717 | Central HP <5.4 tons | SURE | HRCU-A-CB (Split System: Heat Pump with Remote Outdoor Unit-Air-Source) | SP18AZ48AJVC |  |  | SHMVZ6021SEACA | 0 | 45000 | 18 | 8.5 | 40000 | 42000 | 105% | 1.8 | 0 | 12 |  |  |  |  | R-410A | 3.75 | Residential & Commercial | USHP | Ducted CEE Tier 1
210106785 | Central HP <5.4 tons | SURE | HRCU-A-CB (Split System: Heat Pump with Remote Outdoor Unit-Air-Source) | SP18AZ48AJVC |  |  | TCFZ6021SEAAM | S97MV0855A21DHS | 44500 | 19 | 8.1 | 43500 | 45000 | 103.4% | 2 | 0 | 10 |  |  |  |  | R-410A | 3.7083 | Residential & Commercial | USHP | Ducted CEE Tier 1
216643535 | Central HP <5.4 tons | TEMPSTAR | HRCU-A-CB (Split System: Heat Pump with Remote Outdoor Unit-Air-Source) | D5CUHAH18AAK |  |  | EA*5X30M17A* | *80MSU0401712A* | 17800 | 15.2 | 9.5 | 20000 | 18100 | 90.5% | 1.92 | 0 | 11 |  |  |  |  | R-454B | 1.4833 | Residential & Commercial | USHP | Ducted CEE Tier 1
210106801 | Central HP <5.4 tons | SURE | HRCU-A-CB (Split System: Heat Pump with Remote Outdoor Unit-Air-Source) | SP18AZ60AJVC |  |  | TCFZ6021SEAAM | S962V0855A21M4S | 53000 | 18 | 8.1 | 53000 | 50500 | 95.28% | 1.9 | 0 | 10 |  |  |  |  | R-410A | 4.4167 | Residential & Commercial | USHP | Ducted CEE Tier 1
213829737 | Central HP <5.4 tons | SURE | HRCU-A-CB (Split System: Heat Pump with Remote Outdoor Unit-Air-Source) | SP18AZ48AJVC |  |  | TCFZ6021SEAAM | S801V0504A17UHU | 45000 | 19 | 8.5 | 44000 | 45500 | 103.4% | 1.9 | 0 | 12 |  |  |  |  | R-410A | 3.75 | Residential & Commercial | USHP | Ducted CEE Tier 1
212984572 | Central HP <5.4 tons | HEIL | HRCU-A-CB (Split System: Heat Pump with Remote Outdoor Unit-Air-Source) | DLCURAH24ABK |  |  | EA*4X24L17A* | *92MSN0801716A* | 23200 | 17 | 9 | 26800 | 26800 | 100% | 2.3 | 0 | 10 |  |  |  |  | R-410A | 1.9333 | Residential & Commercial | USHP | Ducted CEE Tier 1
210025743 | Central HP <5.4 tons | DAY & NIGHT | HRCU-A-CB (Split System: Heat Pump with Remote Outdoor Unit-Air-Source) | DLCURAH60ABK |  |  | DLFUAAH60XAK | 0 | 55000 | 15.3 | 9.4 | 59000 | 48500 | 82.2% | 1.91 | 9 | 8.8 |  |  |  |  | R-410A | 4.5833 | Residential & Commercial | USHP
215222805 | Central HP <5.4 tons | SURE | HRCU-A-CB (Split System: Heat Pump with Remote Outdoor Unit-Air-Source) | RD17AZ60AJ3N |  |  | TCFZ6021STAAM | S951T0705A21M4 | 54500 | 18 | 8.1 | 46500 | 33800 | 72.69% | 2 | 0 | 10 |  |  |  |  | R-410A | 4.5417 | Residential & Commercial | USHP | Ducted CEE Tier 1
211228874 | Central HP <5.4 tons | HEIL | HRCU-A-CB (Split System: Heat Pump with Remote Outdoor Unit-Air-Source) | DLCURAH36ABK |  |  | EA*4X48L21A* | *80ESU0601716A | 36600 | 16 | 8.5 | 38500 | 34800 | 90.39% | 2.08 | 0 | 10 |  |  |  |  | R-410A | 3.05 | Residential & Commercial | USHP | Ducted CEE Tier 1
214075525 | Central HP <5.4 tons | SURE | HRCU-A-CB (Split System: Heat Pump with Remote Outdoor Unit-Air-Source) | RD17AZ24AJ3N |  |  | TCFZ2417MTANM | S801V1004A17UH | 22600 | 17 | 9.5 | 22600 | 16800 | 74.34% | 2.1 | 0 | 11.2 |  |  |  |  | R-410A | 1.8833 | Residential & Commercial | USHP | Ducted CEE Tier 1
214075561 | Central HP <5.4 tons | SURE | HRCU-A-CB (Split System: Heat Pump with Remote Outdoor Unit-Air-Source) | RD17AZ24AJ3N |  |  | TCFZ2417MTANM | S802V0504A17UHN | 22600 | 17 | 9.5 | 22600 | 16900 | 74.78% | 2 | 0 | 11.2 |  |  |  |  | R-410A | 1.8833 | Residential & Commercial | USHP | Ducted CEE Tier 1
205751217 | Central HP <5.4 tons | TEMPSTAR | HRCU-A-CB (Split System: Heat Pump with Remote Outdoor Unit-Air-Source) | TVH837GKA** |  |  | EA*4X43L21A*+WALLCON | *96CTN1002122A* | 33000 | 17.5 | 8.5 | 33000 | 25200 | 76.36% | 2 | 12 | 11.7 |  |  |  |  | R-410A | 2.75 | Residential & Commercial | USHP | Ducted CEE Tier 1
207526349 | Central HP <5.4 tons | TRANE | HRCU-A-CB (Split System: Heat Pump with Remote Outdoor Unit-Air-Source) | 4TWV0X60A1 |  |  | TEM8A0D48V41+TDR | 0 | 52000 | 18.5 | 8.7 | 50500 | 38000 | 75.25% | 1.86 | 12.5 | 11.5 |  |  |  |  | R-410A | 4.3333 | Residential & Commercial | USHP | Ducted CEE Tier 1
216821156 | Central HP <5.4 tons | SURE | HRCU-A-CB (Split System: Heat Pump with Remote Outdoor Unit-Air-Source) | RD18AY60AJVC |  |  | TCFY6021STAAM | S962V0705A21M4 | 48500 | 16 | 8.1 | 48500 | 39500 | 81.44% | 2 | 0 | 10 |  |  |  |  | R-454B | 4.0417 | Residential & Commercial | USHP | Ducted CEE Tier 1
213079418 | Central HP <5.4 tons | HEIL | HRCU-A-CB (Split System: Heat Pump with Remote Outdoor Unit-Air-Source) | DLCURAH36ABK |  |  | EA*4X37L21A* | *92MSN0601714A* | 36600 | 16 | 8.5 | 38500 | 35000 | 90.91% | 2.06 | 0 | 10 |  |  |  |  | R-410A | 3.05 | Residential & Commercial | USHP | Ducted CEE Tier 1
216091288 | Central HP <5.4 tons | DAY & NIGHT | HRCU-A-CB (Split System: Heat Pump with Remote Outdoor Unit-Air-Source) | DLCSRBH18AAK |  |  | 40MBABQ18XB3 | 0 | 18000 | 17.6 | 9.6 | 19000 | 17000 | 89.47% | 2 | 12.5 | 11.7 |  |  |  |  | R-410A | 1.5 | Residential & Commercial | USHP | Ducted CEE Tier 1
214075313 | Central HP <5.4 tons | SURE | HRCU-A-CB (Split System: Heat Pump with Remote Outdoor Unit-Air-Source) | RD17AZ60AJ3N |  |  | TCFZ6024STANM | S951V1005A21M4S | 55000 | 18 | 8.1 | 54000 | 49500 | 91.67% | 1.75 | 0 | 10 |  |  |  |  | R-410A | 4.5833 | Residential & Commercial | USHP | Ducted CEE Tier 1
214075395 | Central HP <5.4 tons | SURE | HRCU-A-CB (Split System: Heat Pump with Remote Outdoor Unit-Air-Source) | RD17AZ60AJ3N |  |  | TCFZ6024STANM | S97MV0855A21DHS | 55000 | 18 | 8.1 | 54000 | 49500 | 91.67% | 1.75 | 0 | 10 |  |  |  |  | R-410A | 4.5833 | Residential & Commercial | USHP | Ducted CEE Tier 1
214075352 | Central HP <5.4 tons | SURE | HRCU-A-CB (Split System: Heat Pump with Remote Outdoor Unit-Air-Source) | RD17AZ60AJ3N |  |  | TCFZ6024STANM | S921V1155A24M4S | 55500 | 18 | 8.1 | 54000 | 49000 | 90.74% | 1.75 | 0 | 10 |  |  |  |  | R-410A | 4.625 | Residential & Commercial | USHP | Ducted CEE Tier 1
214075366 | Central HP <5.4 tons | SURE | HRCU-A-CB (Split System: Heat Pump with Remote Outdoor Unit-Air-Source) | RD17AZ60AJ3N |  |  | TCFZ6024STANM | S98MV1155A24UPS | 55000 | 18 | 8.1 | 54000 | 49500 | 91.67% | 1.75 | 0 | 10 |  |  |  |  | R-410A | 4.5833 | Residential & Commercial | USHP | Ducted CEE Tier 1
214075384 | Central HP <5.4 tons | SURE | HRCU-A-CB (Split System: Heat Pump with Remote Outdoor Unit-Air-Source) | RD17AZ60AJ3N |  |  | TCFZ6024STANM | S98MV0855A21UPS | 55000 | 18 | 8.1 | 54000 | 49500 | 91.67% | 1.75 | 0 | 10 |  |  |  |  | R-410A | 4.5833 | Residential & Commercial | USHP | Ducted CEE Tier 1
216620208 | Central HP <5.4 tons | DAY & NIGHT | HRCU-A-CB (Split System: Heat Pump with Remote Outdoor Unit-Air-Source) | DLCURAH18ABK |  |  | 40MUAAQ18XA3 | 0 | 18000 | 18 | 9.3 | 19000 | 16500 | 86.84% | 2.04 | 12.5 | 12.4 |  |  |  |  | R-410A | 1.5 | Residential & Commercial | USHP | Ducted CEE Tier 1
207526350 | Central HP <5.4 tons | TRANE | HRCU-A-CB (Split System: Heat Pump with Remote Outdoor Unit-Air-Source) | 4TWV0X60A1 |  |  | TEM8A0D60V51+TDR | 0 | 51500 | 18.5 | 8.7 | 50500 | 38500 | 76.24% | 1.85 | 12.25 | 11.5 |  |  |  |  | R-410A | 4.2917 | Residential & Commercial | USHP | Ducted CEE Tier 1
215433921 | Central HP <5.4 tons | AMANA | HRCU-A-CB (Split System: Heat Pump with Remote Outdoor Unit-Air-Source) | AZV7SA3610A* |  |  | CHPEA4830*3A*+MBVK20DP1X00A* | 0 | 35000 | 19 | 8.1 | 35000 | 28400 | 81.14% | 2 | 0 | 10.5 |  |  |  |  | R-32 | 2.9167 | Residential & Commercial | USHP | Ducted CEE Tier 1
215434169 | Central HP <5.4 tons | AMANA | HRCU-A-CB (Split System: Heat Pump with Remote Outdoor Unit-Air-Source) | AZV7SA3610A* |  |  | CA*EA4830*3A* | A*VT961005CNA* | 34800 | 18.5 | 8.5 | 35000 | 28400 | 81.14% | 2 | 0 | 10.5 |  |  |  |  | R-32 | 2.9 | Residential & Commercial | USHP | Ducted CEE Tier 1
215434178 | Central HP <5.4 tons | AMANA | HRCU-A-CB (Split System: Heat Pump with Remote Outdoor Unit-Air-Source) | AZV7SA3610A* |  |  | CA*EA4830*3A* | A*VM971005CNA* | 34800 | 18.5 | 8.5 | 35000 | 28400 | 81.14% | 2 | 0 | 10.5 |  |  |  |  | R-32 | 2.9 | Residential & Commercial | USHP | Ducted CEE Tier 1
215434194 | Central HP <5.4 tons | AMANA | HRCU-A-CB (Split System: Heat Pump with Remote Outdoor Unit-Air-Source) | AZV7SA3610A* |  |  | CHPEA4830*3A* | A*VS960805CUA* | 35000 | 18.5 | 8.1 | 35000 | 28400 | 81.14% | 2 | 0 | 10.5 |  |  |  |  | R-32 | 2.9167 | Residential & Commercial | USHP | Ducted CEE Tier 1
212928696 | Central HP <5.4 tons | AMANA | HRCU-A-CB (Split System: Heat Pump with Remote Outdoor Unit-Air-Source) | ASZS60361EA* |  |  | AHVE42CP1400A* | 0 | 34200 | 17.5 | 8.6 | 34200 | 29000 | 84.8% | 2 | 0 | 10 |  |  |  |  | R-410A | 2.85 | Residential & Commercial | USHP | Ducted CEE Tier 1
212975358 | Central HP <5.4 tons | COMFORTMAKER | HRCU-A-CB (Split System: Heat Pump with Remote Outdoor Unit-Air-Source) | DLCURAH24ABK |  |  | EN(A,D,W)4X36L17** | *96VTN0401712B* | 23200 | 16 | 8.1 | 26200 | 24800 | 94.66% | 2.06 | 0 | 10 |  |  |  |  | R-410A | 1.9333 | Residential & Commercial | USHP | Ducted CEE Tier 1
214238976 | Central HP <5.4 tons | AIRQUEST | HRCU-A-CB (Split System: Heat Pump with Remote Outdoor Unit-Air-Source) | HVH837GKA2* |  |  | END4X42L17**+WALLCON | *80CTL0701716B* | 32000 | 16.5 | 8.1 | 33000 | 24800 | 75.15% | 1.9 | 0 | 11 |  |  |  |  | R-410A | 2.6667 | Residential & Commercial | USHP | Ducted CEE Tier 1
212971187 | Central HP <5.4 tons | COMFORTMAKER | HRCU-A-CB (Split System: Heat Pump with Remote Outdoor Unit-Air-Source) | DLCURAH24ABK |  |  | EA*4X37L17A* | *80VTL0451412B* | 24200 | 17 | 8.5 | 25200 | 22000 | 87.3% | 1.84 | 0 | 10 |  |  |  |  | R-410A | 2.0167 | Residential & Commercial | USHP | Ducted CEE Tier 1
212979052 | Central HP <5.4 tons | COMFORTMAKER | HRCU-A-CB (Split System: Heat Pump with Remote Outdoor Unit-Air-Source) | DLCURAH30ABK |  |  | EA*4X43L21A* | *80MS(N,L)0701716A* | 30600 | 15.2 | 8.5 | 33600 | 26400 | 78.57% | 1.86 | 0 | 9 |  |  |  |  | R-410A | 2.55 | Residential & Commercial | USHP
214075554 | Central HP <5.4 tons | SURE | HRCU-A-CB (Split System: Heat Pump with Remote Outdoor Unit-Air-Source) | RD17AZ24AJ3N |  |  | TCFZ2417MTANM | S802VA075317Z | 22600 | 18 | 9.5 | 22600 | 16800 | 74.34% | 2.1 | 0 | 11.2 |  |  |  |  | R-410A | 1.8833 | Residential & Commercial | USHP | Ducted CEE Tier 1
214075424 | Central HP <5.4 tons | SURE | HRCU-A-CB (Split System: Heat Pump with Remote Outdoor Unit-Air-Source) | RD17AZ24AJ3N |  |  | TCFZ2417MTANM | S921V0703A17M4S | 22600 | 17 | 9.5 | 22600 | 16900 | 74.78% | 2 | 0 | 11.2 |  |  |  |  | R-410A | 1.8833 | Residential & Commercial | USHP | Ducted CEE Tier 1
214243068 | Central HP <5.4 tons | AIRQUEST | HRCU-A-CB (Split System: Heat Pump with Remote Outdoor Unit-Air-Source) | HVH825GKA2* |  |  | EN(A,D,W)4X42L21**+WALLCON | *96CTN1002122B* | 23800 | 16.5 | 8.1 | 21400 | 16600 | 77.57% | 1.96 | 0 | 11 |  |  |  |  | R-410A | 1.9833 | Residential & Commercial | USHP | Ducted CEE Tier 1
214243168 | Central HP <5.4 tons | AIRQUEST | HRCU-A-CB (Split System: Heat Pump with Remote Outdoor Unit-Air-Source) | HVH825GKA2* |  |  | EN(A,D,W)4X48L21**+WALLCON | *96CTN0601714B* | 24000 | 16.5 | 8.1 | 21400 | 16700 | 78.04% | 2 | 0 | 11 |  |  |  |  | R-410A | 2 | Residential & Commercial | USHP | Ducted CEE Tier 1
212609345 | Central HP <5.4 tons | SURE | HRCU-A-CB (Split System: Heat Pump with Remote Outdoor Unit-Air-Source) | SP18AZ36AJVC |  |  | TCFZ6021SEAAM | S802V0755A21UHS | 34200 | 19 | 8.5 | 34200 | 43000 | 125.7% | 2.2 | 0 | 12.5 |  |  |  |  | R-410A | 2.85 | Residential & Commercial | USHP | Ducted CEE Tier 1
212609356 | Central HP <5.4 tons | SURE | HRCU-A-CB (Split System: Heat Pump with Remote Outdoor Unit-Air-Source) | SP18AZ36AJVC |  |  | TCFZ6021SEAAM | S802V1004A17UHS | 34200 | 19 | 8.5 | 34200 | 43000 | 125.7% | 2.2 | 0 | 12.5 |  |  |  |  | R-410A | 2.85 | Residential & Commercial | USHP | Ducted CEE Tier 1
214239006 | Central HP <5.4 tons | AIRQUEST | HRCU-A-CB (Split System: Heat Pump with Remote Outdoor Unit-Air-Source) | HVH837GKA2* |  |  | END4X42L17**+WALLCON | *97CMN0601714B* | 31800 | 16.5 | 8.1 | 33200 | 25000 | 75.3% | 1.88 | 0 | 11 |  |  |  |  | R-410A | 2.65 | Residential & Commercial | USHP | Ducted CEE Tier 1
214239326 | Central HP <5.4 tons | AIRQUEST | HRCU-A-CB (Split System: Heat Pump with Remote Outdoor Unit-Air-Source) | HVH837GKA2* |  |  | EN(A,D)4X48L24**+WALLCON | *97CMN1202422B* | 32400 | 17 | 8.1 | 32800 | 24600 | 75% | 1.94 | 0 | 11.5 |  |  |  |  | R-410A | 2.7 | Residential & Commercial | USHP | Ducted CEE Tier 1
214243238 | Central HP <5.4 tons | AIRQUEST | HRCU-A-CB (Split System: Heat Pump with Remote Outdoor Unit-Air-Source) | HVH825GKA2* |  |  | EN(A,D)4X48L24**+WALLCON | *97CMN1202422B* | 24200 | 17 | 8.1 | 21200 | 16600 | 78.3% | 2 | 0 | 11 |  |  |  |  | R-410A | 2.0167 | Residential & Commercial | USHP | Ducted CEE Tier 1
214242718 | Central HP <5.4 tons | AIRQUEST | HRCU-A-CB (Split System: Heat Pump with Remote Outdoor Unit-Air-Source) | HVH825GKA2* |  |  | EN(A,D,W)4X36L17**+WALLCON | *96CTN0601714B* | 23400 | 16 | 8.1 | 21600 | 16800 | 77.78% | 1.9 | 0 | 10.5 |  |  |  |  | R-410A | 1.95 | Residential & Commercial | USHP | Ducted CEE Tier 1
215933010 | Central HP <5.4 tons | DAY & NIGHT | HRCU-A-CB (Split System: Heat Pump with Remote Outdoor Unit-Air-Source) | C5H3V36*K*AAA* |  |  | ESH5X30M12A*+WALLCON | *96CTN0401410B* | 31400 | 16.5 | 9 | 34400 | 26400 | 76.74% | 1.92 | 0 | 10 |  |  |  |  | R-454B | 2.6167 | Residential & Commercial | USHP | Ducted CEE Tier 1
213077907 | Central HP <5.4 tons | HEIL | HRCU-A-CB (Split System: Heat Pump with Remote Outdoor Unit-Air-Source) | DLCURAH36ABK |  |  | END4X42L17** | *80MS(N,L)0701412A* | 35400 | 16 | 8.1 | 38500 | 35000 | 90.91% | 1.94 | 0 | 10 |  |  |  |  | R-410A | 2.95 | Residential & Commercial | USHP | Ducted CEE Tier 1
213078064 | Central HP <5.4 tons | HEIL | HRCU-A-CB (Split System: Heat Pump with Remote Outdoor Unit-Air-Source) | DLCURAH36ABK |  |  | EA*4X37L17A* | *80MS(N,L)0701716A* | 36000 | 15.5 | 8.5 | 38500 | 35000 | 90.91% | 2 | 0 | 10 |  |  |  |  | R-410A | 3 | Residential & Commercial | USHP | Ducted CEE Tier 1
214075385 | Central HP <5.4 tons | SURE | HRCU-A-CB (Split System: Heat Pump with Remote Outdoor Unit-Air-Source) | RD17AZ60AJ3N |  |  | TCFZ6024STANM | S962V1005A21M4S | 55000 | 18 | 8.1 | 54000 | 49500 | 91.67% | 1.75 | 0 | 10 |  |  |  |  | R-410A | 4.5833 | Residential & Commercial | USHP | Ducted CEE Tier 1
212609318 | Central HP <5.4 tons | SURE | HRCU-A-CB (Split System: Heat Pump with Remote Outdoor Unit-Air-Source) | SP18AZ24AJVC |  |  | TCFZ2421HEAAM | S802V1004A17UHS | 22800 | 20 | 8.5 | 22800 | 26000 | 114% | 2.1 | 0 | 12.5 |  |  |  |  | R-410A | 1.9 | Residential & Commercial | USHP | Ducted CEE Tier 1
212972246 | Central HP <5.4 tons | COMFORTMAKER | HRCU-A-CB (Split System: Heat Pump with Remote Outdoor Unit-Air-Source) | DLCURAH36ABK |  |  | EA*4X48L24A* | *80VTL0902120B* | 35800 | 16.5 | 8.5 | 37800 | 34600 | 91.53% | 2.02 | 0 | 10 |  |  |  |  | R-410A | 2.9833 | Residential & Commercial | USHP | Ducted CEE Tier 1
210106743 | Central HP <5.4 tons | SURE | HRCU-A-CB (Split System: Heat Pump with Remote Outdoor Unit-Air-Source) | SP18AZ24AJVC |  |  | TCFZ2421HEAAM | S98MV0703A17UPS | 22800 | 20 | 8.5 | 22800 | 26000 | 114% | 2.1 | 0 | 12.5 |  |  |  |  | R-410A | 1.9 | Residential & Commercial | USHP | Ducted CEE Tier 1
211229276 | Central HP <5.4 tons | HEIL | HRCU-A-CB (Split System: Heat Pump with Remote Outdoor Unit-Air-Source) | DLCURAH36ABK |  |  | EA*4X48L24A* | *80ES(N,L)0902120A* | 36600 | 16 | 8.5 | 38500 | 34800 | 90.39% | 2.08 | 0 | 10 |  |  |  |  | R-410A | 3.05 | Residential & Commercial | USHP | Ducted CEE Tier 1
211229345 | Central HP <5.4 tons | HEIL | HRCU-A-CB (Split System: Heat Pump with Remote Outdoor Unit-Air-Source) | DLCURAH36ABK |  |  | EA*4X48L24A* | *80VSL0702120A* | 36000 | 16 | 8.5 | 38500 | 34600 | 89.87% | 2.06 | 0 | 10 |  |  |  |  | R-410A | 3 | Residential & Commercial | USHP | Ducted CEE Tier 1
211229644 | Central HP <5.4 tons | HEIL | HRCU-A-CB (Split System: Heat Pump with Remote Outdoor Unit-Air-Source) | DLCURAH36ABK |  |  | EA*4X48L24A* | OLV154F20A | 37400 | 15.2 | 8.5 | 39000 | 35000 | 89.74% | 2.14 | 0 | 10 |  |  |  |  | R-410A | 3.1167 | Residential & Commercial | USHP | Ducted CEE Tier 1
211230147 | Central HP <5.4 tons | HEIL | HRCU-A-CB (Split System: Heat Pump with Remote Outdoor Unit-Air-Source) | DLCURAH36ABK |  |  | EN(A,D,W)4X48L21** | *92ESN1002120A* | 35800 | 16.5 | 8.1 | 38500 | 34800 | 90.39% | 2 | 0 | 10 |  |  |  |  | R-410A | 2.9833 | Residential & Commercial | USHP | Ducted CEE Tier 1
214242868 | Central HP <5.4 tons | AIRQUEST | HRCU-A-CB (Split System: Heat Pump with Remote Outdoor Unit-Air-Source) | HVH825GKA2* |  |  | END4X42L17**+WALLCON | *80CTL0701412B* | 24000 | 17 | 8.1 | 21400 | 16600 | 77.57% | 1.98 | 0 | 11 |  |  |  |  | R-410A | 2 | Residential & Commercial | USHP | Ducted CEE Tier 1
214242418 | Central HP <5.4 tons | AIRQUEST | HRCU-A-CB (Split System: Heat Pump with Remote Outdoor Unit-Air-Source) | HVH825GKA2* |  |  | EN(A,D)4X24L17**+WALLCON | *80CTL0451712B* | 23200 | 15.5 | 8.1 | 22200 | 17000 | 76.58% | 1.92 | 0 | 10.5 |  |  |  |  | R-410A | 1.9333 | Residential & Commercial | USHP | Ducted CEE Tier 1
214075334 | Central HP <5.4 tons | SURE | HRCU-A-CB (Split System: Heat Pump with Remote Outdoor Unit-Air-Source) | RD17AZ60AJ3N |  |  | TCFZ6024STANM | S921V1005A21M4S | 55000 | 18 | 8.1 | 54000 | 49500 | 91.67% | 1.75 | 0 | 10 |  |  |  |  | R-410A | 4.5833 | Residential & Commercial | USHP | Ducted CEE Tier 1
210692547 | Central HP <5.4 tons | AMANA | HRCU-A-CB (Split System: Heat Pump with Remote Outdoor Unit-Air-Source) | ASZV903610A* |  |  | CHPF3743C6B*+TXV | A*VC800604B*A* | 33400 | 18 | 8.2 | 34000 | 24400 | 71.76% | 1.8 | 0 | 11 |  |  |  |  | R-410A | 2.7833 | Residential & Commercial | USHP | Ducted CEE Tier 1
210692549 | Central HP <5.4 tons | AMANA | HRCU-A-CB (Split System: Heat Pump with Remote Outdoor Unit-Air-Source) | ASZV903610A* |  |  | CHPF3743C6B*+TXV | A*VS800805CUA* | 33400 | 18 | 8.2 | 34000 | 24400 | 71.76% | 1.8 | 0 | 11 |  |  |  |  | R-410A | 2.7833 | Residential & Commercial | USHP | Ducted CEE Tier 1
206790554 | Central HP <5.4 tons | BRYANT HEATING AND COOLING SYSTEMS | HRCU-A-CB (Split System: Heat Pump with Remote Outdoor Unit-Air-Source) | 284ANV036*0**B* |  |  | CSPH*3612AL*+UI | 935CA66100C21*** | 33800 | 18.5 | 9 | 35200 | 26200 | 74.43% | 2.02 | 12 | 11.7 |  |  |  |  | R-410A | 2.8167 | Residential & Commercial | USHP | Ducted CEE Tier 1
212975710 | Central HP <5.4 tons | COMFORTMAKER | HRCU-A-CB (Split System: Heat Pump with Remote Outdoor Unit-Air-Source) | DLCURAH24ABK |  |  | EN(A,D)4X24L14** | *96VTN0601412B* | 23200 | 16.5 | 8.5 | 26800 | 25400 | 94.78% | 2.12 | 0 | 10 |  |  |  |  | R-410A | 1.9333 | Residential & Commercial | USHP | Ducted CEE Tier 1
214239156 | Central HP <5.4 tons | AIRQUEST | HRCU-A-CB (Split System: Heat Pump with Remote Outdoor Unit-Air-Source) | HVH837GKA2* |  |  | EN(A,D,W)4X42L21**+WALLCON | *96CTN1002122B* | 31800 | 16.5 | 8.1 | 33000 | 24400 | 73.94% | 1.88 | 0 | 11 |  |  |  |  | R-410A | 2.65 | Residential & Commercial | USHP | Ducted CEE Tier 1
212973538 | Central HP <5.4 tons | HEIL | HRCU-A-CB (Split System: Heat Pump with Remote Outdoor Unit-Air-Source) | DLCURAH24ABK |  |  | EA*4X24L17A* | *96VSN0601412B* | 23200 | 16.5 | 8.5 | 26800 | 26800 | 100% | 2.28 | 0 | 10 |  |  |  |  | R-410A | 1.9333 | Residential & Commercial | USHP | Ducted CEE Tier 1
212973608 | Central HP <5.4 tons | HEIL | HRCU-A-CB (Split System: Heat Pump with Remote Outdoor Unit-Air-Source) | DLCURAH24ABK |  |  | EN(A,D)4X24L17** | *96VSN0601412B* | 23200 | 16.5 | 8.5 | 26800 | 25400 | 94.78% | 2.12 | 0 | 10 |  |  |  |  | R-410A | 1.9333 | Residential & Commercial | USHP | Ducted CEE Tier 1
213771008 | Central HP <5.4 tons | AIRQUEST | HRCU-A-CB (Split System: Heat Pump with Remote Outdoor Unit-Air-Source) | HVH825GKA2* |  |  | EA*4X36L21A*+WALLCON | *96CTN0801714B* | 23600 | 16.5 | 8.1 | 21400 | 16700 | 78.04% | 1.94 | 0 | 10.5 |  |  |  |  | R-410A | 1.9667 | Residential & Commercial | USHP | Ducted CEE Tier 1
212974528 | Central HP <5.4 tons | HEIL | HRCU-A-CB (Split System: Heat Pump with Remote Outdoor Unit-Air-Source) | DLCURAH30ABK |  |  | EA*4X42L24A* | *96VSN1202422B* | 30200 | 15.2 | 8.1 | 34400 | 27400 | 79.65% | 1.8 | 0 | 9 |  |  |  |  | R-410A | 2.5167 | Residential & Commercial | USHP
212973908 | Central HP <5.4 tons | HEIL | HRCU-A-CB (Split System: Heat Pump with Remote Outdoor Unit-Air-Source) | DLCURAH24ABK |  |  | EN(A,D)4X30L17** | *96VSN0801716B* | 23400 | 16.5 | 8.1 | 25800 | 24200 | 93.8% | 2 | 0 | 10 |  |  |  |  | R-410A | 1.95 | Residential & Commercial | USHP | Ducted CEE Tier 1
212975062 | Central HP <5.4 tons | HEIL | HRCU-A-CB (Split System: Heat Pump with Remote Outdoor Unit-Air-Source) | DLCURAH24ABK |  |  | EN(A,D,W)4X36L17** | *96VTN0401410B* | 23400 | 16 | 8.1 | 26400 | 24600 | 93.18% | 2.04 | 0 | 10 |  |  |  |  | R-410A | 1.95 | Residential & Commercial | USHP | Ducted CEE Tier 1
213079634 | Central HP <5.4 tons | HEIL | HRCU-A-CB (Split System: Heat Pump with Remote Outdoor Unit-Air-Source) | DLCURAH36ABK |  |  | EN(A,D,W)4X48L21** | *92MSN0801716A* | 36000 | 16.5 | 8.1 | 38500 | 35000 | 90.91% | 2 | 0 | 10 |  |  |  |  | R-410A | 3 | Residential & Commercial | USHP | Ducted CEE Tier 1
213079686 | Central HP <5.4 tons | HEIL | HRCU-A-CB (Split System: Heat Pump with Remote Outdoor Unit-Air-Source) | DLCURAH36ABK |  |  | EA*4X43L21A* | *92MSN0802120A* | 36800 | 16.5 | 8.5 | 38500 | 34800 | 90.39% | 2.08 | 0 | 10 |  |  |  |  | R-410A | 3.0667 | Residential & Commercial | USHP | Ducted CEE Tier 1
213079736 | Central HP <5.4 tons | HEIL | HRCU-A-CB (Split System: Heat Pump with Remote Outdoor Unit-Air-Source) | DLCURAH36ABK |  |  | EA*4X36L21A* | *92MSN1002120A* | 35000 | 16.5 | 8.1 | 38500 | 35200 | 91.43% | 1.82 | 0 | 9.5 |  |  |  |  | R-410A | 2.9167 | Residential & Commercial | USHP
213079784 | Central HP <5.4 tons | HEIL | HRCU-A-CB (Split System: Heat Pump with Remote Outdoor Unit-Air-Source) | DLCURAH36ABK |  |  | EA*4X43L21A* | *92MSN1002120A* | 36600 | 16.5 | 8.5 | 38000 | 34800 | 91.58% | 2.08 | 0 | 10 |  |  |  |  | R-410A | 3.05 | Residential & Commercial | USHP | Ducted CEE Tier 1
212609348 | Central HP <5.4 tons | SURE | HRCU-A-CB (Split System: Heat Pump with Remote Outdoor Unit-Air-Source) | SP18AZ36AJVC |  |  | TCFZ6021SEAAM | S802V0504A17UHS | 34200 | 19 | 8.5 | 34200 | 43500 | 127.2% | 2.2 | 0 | 12.5 |  |  |  |  | R-410A | 2.85 | Residential & Commercial | USHP | Ducted CEE Tier 1
213372368 | Central HP <5.4 tons | SURE | HRCU-A-CB (Split System: Heat Pump with Remote Outdoor Unit-Air-Source) | SP18AZ24AJVC |  |  | TCFZ2421HEAAM | S951V0603A17UHU | 22800 | 20 | 8.5 | 22800 | 26200 | 114.9% | 2.1 | 0 | 12.5 |  |  |  |  | R-410A | 1.9 | Residential & Commercial | USHP | Ducted CEE Tier 1
214066643 | Central HP <5.4 tons | SURE | HRCU-A-CB (Split System: Heat Pump with Remote Outdoor Unit-Air-Source) | RD17AZ36AJ3N |  |  | TCFZ3621MTANM | S801V0704A17UHU | 34200 | 18 | 8.1 | 34200 | 29600 | 86.55% | 1.9 | 0 | 10 |  |  |  |  | R-410A | 2.85 | Residential & Commercial | USHP | Ducted CEE Tier 1
214066662 | Central HP <5.4 tons | SURE | HRCU-A-CB (Split System: Heat Pump with Remote Outdoor Unit-Air-Source) | RD17AZ36AJ3N |  |  | TCFZ3621MTANM | S921V0855A21M4S | 34200 | 18 | 8.1 | 34200 | 29600 | 86.55% | 1.9 | 0 | 10 |  |  |  |  | R-410A | 2.85 | Residential & Commercial | USHP | Ducted CEE Tier 1
213077081 | Central HP <5.4 tons | HEIL | HRCU-A-CB (Split System: Heat Pump with Remote Outdoor Unit-Air-Source) | DLCURAH36ABK |  |  | EA*4X43L21A* | *96VSN0802120B* | 36600 | 16 | 8.5 | 38500 | 35000 | 90.91% | 2.06 | 0 | 10 |  |  |  |  | R-410A | 3.05 | Residential & Commercial | USHP | Ducted CEE Tier 1
213077883 | Central HP <5.4 tons | HEIL | HRCU-A-CB (Split System: Heat Pump with Remote Outdoor Unit-Air-Source) | DLCURAH36ABK |  |  | EA*4X37L17A* | *80MS(N,L)0701412A* | 36000 | 15.5 | 8.5 | 38500 | 35000 | 90.91% | 2 | 0 | 10 |  |  |  |  | R-410A | 3 | Residential & Commercial | USHP | Ducted CEE Tier 1
213077952 | Central HP <5.4 tons | HEIL | HRCU-A-CB (Split System: Heat Pump with Remote Outdoor Unit-Air-Source) | DLCURAH36ABK |  |  | EA*4X37L21A* | *80MS(N,L)0701712A* | 36200 | 16 | 8.5 | 38000 | 34800 | 91.58% | 2.04 | 0 | 10 |  |  |  |  | R-410A | 3.0167 | Residential & Commercial | USHP | Ducted CEE Tier 1
213078052 | Central HP <5.4 tons | HEIL | HRCU-A-CB (Split System: Heat Pump with Remote Outdoor Unit-Air-Source) | DLCURAH36ABK |  |  | EA*4X36L21A* | *80MS(N,L)0701716A* | 34800 | 16 | 8.1 | 38500 | 35200 | 91.43% | 1.82 | 0 | 9.5 |  |  |  |  | R-410A | 2.9 | Residential & Commercial | USHP
213078100 | Central HP <5.4 tons | HEIL | HRCU-A-CB (Split System: Heat Pump with Remote Outdoor Unit-Air-Source) | DLCURAH36ABK |  |  | EA*4X43L21A* | *80MS(N,L)0701716A* | 36600 | 16 | 8.5 | 38500 | 35000 | 90.91% | 2.06 | 0 | 10 |  |  |  |  | R-410A | 3.05 | Residential & Commercial | USHP | Ducted CEE Tier 1
207252269 | Central HP <5.4 tons | TRANE | HRCU-A-CB (Split System: Heat Pump with Remote Outdoor Unit-Air-Source) | 4TWA7048A4 |  |  | 4PX*DU48BS3 | L8V1C100U5VSA | 45500 | 17 | 8.1 | 47500 | 45500 | 95.79% | 3.4 | 12.5 | 12 |  |  |  |  | R-410A | 3.7917 | Residential & Commercial | USHP | Ducted CEE Tier 1
211230178 | Central HP <5.4 tons | HEIL | HRCU-A-CB (Split System: Heat Pump with Remote Outdoor Unit-Air-Source) | DLCURAH36ABK |  |  | EN(A,D,W)4X48L21** | *95ESN0801716A* | 35600 | 15.5 | 8.1 | 38500 | 35000 | 90.91% | 2 | 0 | 10 |  |  |  |  | R-410A | 2.9667 | Residential & Commercial | USHP | Ducted CEE Tier 1
211230228 | Central HP <5.4 tons | HEIL | HRCU-A-CB (Split System: Heat Pump with Remote Outdoor Unit-Air-Source) | DLCURAH36ABK |  |  | EN(A,D,W)4X48L21** | *96VSN0601714A* | 35600 | 15.5 | 8.1 | 38500 | 35000 | 90.91% | 2 | 0 | 10 |  |  |  |  | R-410A | 2.9667 | Residential & Commercial | USHP | Ducted CEE Tier 1
214066537 | Central HP <5.4 tons | SURE | HRCU-A-CB (Split System: Heat Pump with Remote Outdoor Unit-Air-Source) | RD17AZ36AJ3N |  |  | TCFZ3621MTANM | S801V0504A17UHS | 34200 | 18 | 8.1 | 34200 | 29800 | 87.13% | 1.9 | 0 | 10 |  |  |  |  | R-410A | 2.85 | Residential & Commercial | USHP | Ducted CEE Tier 1
214066551 | Central HP <5.4 tons | SURE | HRCU-A-CB (Split System: Heat Pump with Remote Outdoor Unit-Air-Source) | RD17AZ36AJ3N |  |  | TCFZ3621MTANM | S802V0755A21UHN | 34200 | 18 | 8.1 | 34200 | 29400 | 85.96% | 2 | 0 | 11.7 |  |  |  |  | R-410A | 2.85 | Residential & Commercial | USHP | Ducted CEE Tier 1
214066602 | Central HP <5.4 tons | SURE | HRCU-A-CB (Split System: Heat Pump with Remote Outdoor Unit-Air-Source) | RD17AZ36AJ3N |  |  | TCFZ3621MTANM | S802VA050317M | 34200 | 18 | 8.1 | 34200 | 29600 | 86.55% | 1.9 | 0 | 10 |  |  |  |  | R-410A | 2.85 | Residential & Commercial | USHP | Ducted CEE Tier 1
214066620 | Central HP <5.4 tons | SURE | HRCU-A-CB (Split System: Heat Pump with Remote Outdoor Unit-Air-Source) | RD17AZ36AJ3N |  |  | TCFZ3621MTANM | S921V0603A17M4S | 34200 | 18 | 8.1 | 34200 | 29800 | 87.13% | 1.9 | 0 | 10 |  |  |  |  | R-410A | 2.85 | Residential & Commercial | USHP | Ducted CEE Tier 1
214066522 | Central HP <5.4 tons | SURE | HRCU-A-CB (Split System: Heat Pump with Remote Outdoor Unit-Air-Source) | RD17AZ36AJ3N |  |  | TCFZ3621MTANM | S951V0703A17M4S | 34200 | 18 | 8.1 | 34200 | 29600 | 86.55% | 1.9 | 0 | 10 |  |  |  |  | R-410A | 2.85 | Residential & Commercial | USHP | Ducted CEE Tier 1
207826598 | Central HP <5.4 tons | DAY & NIGHT | HRCU-A-CB (Split System: Heat Pump with Remote Outdoor Unit-Air-Source) | DLCSRBH24AAK |  |  | DLFSABH24XBK | 0 | 23000 | 18.4 | 9.3 | 26000 | 21200 | 81.54% | 1.9 | 12.5 | 11.7 |  |  |  |  | R-410A | 1.9167 | Residential & Commercial | USHP | Ducted CEE Tier 1
214075474 | Central HP <5.4 tons | SURE | HRCU-A-CB (Split System: Heat Pump with Remote Outdoor Unit-Air-Source) | RD17AZ24AJ3N |  |  | TCFZ2417MTANM | S951V0703A17M4S | 22600 | 17 | 9.5 | 22600 | 16900 | 74.78% | 2 | 0 | 11.2 |  |  |  |  | R-410A | 1.8833 | Residential & Commercial | USHP | Ducted CEE Tier 1
206133433 | Central HP <5.4 tons | TEMPSTAR | HRCU-A-CB (Split System: Heat Pump with Remote Outdoor Unit-Air-Source) | TVH825GKA2* |  |  | EA*4X37L17A*+WALLCON | *80CSU0601716A* | 24200 | 16.5 | 8.1 | 21400 | 16700 | 78.04% | 2 | 11.5 | 10.5 |  |  |  |  | R-410A | 2.0167 | Residential & Commercial | USHP | Ducted CEE Tier 1
206133815 | Central HP <5.4 tons | TEMPSTAR | HRCU-A-CB (Split System: Heat Pump with Remote Outdoor Unit-Air-Source) | TVH825GKA2* |  |  | EA*4X37L21A*+WALLCON | *95CSU0601716A* | 24400 | 16.5 | 8.1 | 21400 | 16700 | 78.04% | 2.02 | 11.5 | 10.5 |  |  |  |  | R-410A | 2.0333 | Residential & Commercial | USHP | Ducted CEE Tier 1
206135721 | Central HP <5.4 tons | TEMPSTAR | HRCU-A-CB (Split System: Heat Pump with Remote Outdoor Unit-Air-Source) | TVH837GKA** |  |  | EA*4X42L24A*+WALLCON | *80CSU1002120A* | 31800 | 17 | 8.1 | 33200 | 24400 | 73.49% | 1.88 | 11.5 | 11 |  |  |  |  | R-410A | 2.65 | Residential & Commercial | USHP | Ducted CEE Tier 1
213079843 | Central HP <5.4 tons | HEIL | HRCU-A-CB (Split System: Heat Pump with Remote Outdoor Unit-Air-Source) | DLCURAH36ABK |  |  | EA*4X36L21A* | *92MSN1002122A* | 35200 | 16 | 8.1 | 38500 | 35200 | 91.43% | 1.84 | 0 | 9.5 |  |  |  |  | R-410A | 2.9333 | Residential & Commercial | USHP
212609413 | Central HP <5.4 tons | SURE | HRCU-A-CB (Split System: Heat Pump with Remote Outdoor Unit-Air-Source) | SP18AZ60AJVC |  |  | TCFZ6021SEAAM | S802V1005A21DZ | 53000 | 19 | 8.1 | 52500 | 50000 | 95.24% | 1.9 | 0 | 10 |  |  |  |  | R-410A | 4.4167 | Residential & Commercial | USHP | Ducted CEE Tier 1
215433937 | Central HP <5.4 tons | AMANA | HRCU-A-CB (Split System: Heat Pump with Remote Outdoor Unit-Air-Source) | AZV7SA4210A* |  |  | CHPEA4830*3A*+MBVK16CP1X00A* | 0 | 41000 | 17.5 | 8.8 | 41000 | 31000 | 75.61% | 2 | 0 | 10 |  |  |  |  | R-32 | 3.4167 | Residential & Commercial | USHP | Ducted CEE Tier 1
215434294 | Central HP <5.4 tons | AMANA | HRCU-A-CB (Split System: Heat Pump with Remote Outdoor Unit-Air-Source) | AZV7SA4210A* |  |  | CHPEA4830*3A* | A*VT961005DNA* | 40500 | 17 | 8.6 | 41000 | 31000 | 75.61% | 2 | 0 | 10 |  |  |  |  | R-32 | 3.375 | Residential & Commercial | USHP | Ducted CEE Tier 1
215434296 | Central HP <5.4 tons | AMANA | HRCU-A-CB (Split System: Heat Pump with Remote Outdoor Unit-Air-Source) | AZV7SA4210A* |  |  | CHPEA6030*3A* | A*VM970804CNA* | 40500 | 16.5 | 8.6 | 41000 | 31000 | 75.61% | 2 | 0 | 10 |  |  |  |  | R-32 | 3.375 | Residential & Commercial | USHP | Ducted CEE Tier 1
214066905 | Central HP <5.4 tons | SURE | HRCU-A-CB (Split System: Heat Pump with Remote Outdoor Unit-Air-Source) | RD17AZ36AJ3N |  |  | TCFZ3621MTANM | S802V0755A21DZ | 34200 | 17 | 8.1 | 34200 | 29400 | 85.96% | 2 | 0 | 11.7 |  |  |  |  | R-410A | 2.85 | Residential & Commercial | USHP | Ducted CEE Tier 1
214066471 | Central HP <5.4 tons | SURE | HRCU-A-CB (Split System: Heat Pump with Remote Outdoor Unit-Air-Source) | RD17AZ36AJ3N |  |  | TCFZ3621MTANM | S962V1005A21M4S | 34200 | 17 | 8.1 | 34200 | 29600 | 86.55% | 1.9 | 0 | 10 |  |  |  |  | R-410A | 2.85 | Residential & Commercial | USHP | Ducted CEE Tier 1
215318946 | Central HP <5.4 tons | DAY & NIGHT | HRCU-A-CB (Split System: Heat Pump with Remote Outdoor Unit-Air-Source) | D5CUHAH30AAK |  |  | D5FUAAH30XAK | 0 | 30000 | 16.9 | 10 | 34000 | 32600 | 95.88% | 1.96 | 0 | 11.7 |  |  |  |  | R-454B | 2.5 | Residential & Commercial | USHP | Ducted CEE Tier 1
215434069 | Central HP <5.4 tons | AMANA | HRCU-A-CB (Split System: Heat Pump with Remote Outdoor Unit-Air-Source) | AZV7SA2410A* |  |  | CHPEA3026*3A* | A*VT800604B*A* | 23200 | 19 | 8.6 | 23200 | 17000 | 73.28% | 2 | 0 | 11 |  |  |  |  | R-32 | 1.9333 | Residential & Commercial | USHP | Ducted CEE Tier 1
214239626 | Central HP <5.4 tons | AIRQUEST | HRCU-A-CB (Split System: Heat Pump with Remote Outdoor Unit-Air-Source) | HVH837GKA** |  |  | EN(A,D)4X36L21**+WALLCON | *96CTN1002122B* | 31400 | 16.5 | 8.1 | 33000 | 24000 | 72.73% | 1.82 | 0 | 11 |  |  |  |  | R-410A | 2.6167 | Residential & Commercial | USHP | Ducted CEE Tier 1
214240026 | Central HP <5.4 tons | AIRQUEST | HRCU-A-CB (Split System: Heat Pump with Remote Outdoor Unit-Air-Source) | HVH837GKA** |  |  | EN(A,D)4X48L24**+WALLCON | *96CTN1202422B* | 32400 | 17 | 8.1 | 32600 | 24600 | 75.46% | 1.96 | 0 | 11.7 |  |  |  |  | R-410A | 2.7 | Residential & Commercial | USHP | Ducted CEE Tier 1
214240076 | Central HP <5.4 tons | AIRQUEST | HRCU-A-CB (Split System: Heat Pump with Remote Outdoor Unit-Air-Source) | HVH837GKA** |  |  | EN(A,D,W)4X60L24**+WALLCON | *97CMN1202422B* | 32800 | 17.5 | 8.1 | 32200 | 24600 | 76.4% | 1.96 | 0 | 11.7 |  |  |  |  | R-410A | 2.7333 | Residential & Commercial | USHP | Ducted CEE Tier 1
214242048 | Central HP <5.4 tons | AIRQUEST | HRCU-A-CB (Split System: Heat Pump with Remote Outdoor Unit-Air-Source) | HVH825GKA3* |  |  | END4X42L17**+WALLCON | *97CMN0801714B* | 23800 | 16.5 | 8.1 | 21400 | 16700 | 78.04% | 1.96 | 0 | 11 |  |  |  |  | R-410A | 1.9833 | Residential & Commercial | USHP | Ducted CEE Tier 1
214242398 | Central HP <5.4 tons | AIRQUEST | HRCU-A-CB (Split System: Heat Pump with Remote Outdoor Unit-Air-Source) | HVH825GKA2* |  |  | EN(A,D)4X24L14**+WALLCON | *80CTL0701412B* | 23200 | 16 | 8.1 | 22000 | 16800 | 76.36% | 1.94 | 0 | 10.5 |  |  |  |  | R-410A | 1.9333 | Residential & Commercial | USHP | Ducted CEE Tier 1
214242448 | Central HP <5.4 tons | AIRQUEST | HRCU-A-CB (Split System: Heat Pump with Remote Outdoor Unit-Air-Source) | HVH825GKA2* |  |  | EN(A,D)4X24L17**+WALLCON | *80CTL0901716B* | 23200 | 16 | 8.1 | 22000 | 16900 | 76.82% | 1.92 | 0 | 10.5 |  |  |  |  | R-410A | 1.9333 | Residential & Commercial | USHP | Ducted CEE Tier 1
215434025 | Central HP <5.4 tons | AMANA | HRCU-A-CB (Split System: Heat Pump with Remote Outdoor Unit-Air-Source) | AZV7SA2410A* |  |  | CA*EA3022*3A* | A*VM970804CNA* | 23200 | 19 | 8.6 | 23200 | 17000 | 73.28% | 2 | 0 | 11 |  |  |  |  | R-32 | 1.9333 | Residential & Commercial | USHP | Ducted CEE Tier 1
212982727 | Central HP <5.4 tons | HEIL | HRCU-A-CB (Split System: Heat Pump with Remote Outdoor Unit-Air-Source) | DLCURAH24ABK |  |  | EN(A,D)4X36L21** | *80MSU0601716A* | 23600 | 17 | 8.5 | 25600 | 24000 | 93.75% | 2 | 0 | 10.5 |  |  |  |  | R-410A | 1.9667 | Residential & Commercial | USHP | Ducted CEE Tier 1
212983279 | Central HP <5.4 tons | HEIL | HRCU-A-CB (Split System: Heat Pump with Remote Outdoor Unit-Air-Source) | DLCURAH18ABK |  |  | EA*4X25L17A* | *92MSN0401712A* | 17700 | 16 | 8.1 | 17700 | 17800 | 100.6% | 2.14 | 0 | 10.5 |  |  |  |  | R-410A | 1.475 | Residential & Commercial | USHP | Ducted CEE Tier 1
212983713 | Central HP <5.4 tons | HEIL | HRCU-A-CB (Split System: Heat Pump with Remote Outdoor Unit-Air-Source) | DLCURAH18ABK |  |  | EN(A,D)4X24L17** | *92MSN0601412A* | 17500 | 16 | 8.5 | 18500 | 19200 | 103.8% | 2.3 | 0 | 11 |  |  |  |  | R-410A | 1.4583 | Residential & Commercial | USHP | Ducted CEE Tier 1
211230364 | Central HP <5.4 tons | HEIL | HRCU-A-CB (Split System: Heat Pump with Remote Outdoor Unit-Air-Source) | DLCURAH36ABK |  |  | EN(A,D,W)4X48L21** | OLV112A16A | 36000 | 15.5 | 8.1 | 38500 | 35000 | 90.91% | 2.02 | 0 | 10 |  |  |  |  | R-410A | 3 | Residential & Commercial | USHP | Ducted CEE Tier 1
211230446 | Central HP <5.4 tons | HEIL | HRCU-A-CB (Split System: Heat Pump with Remote Outdoor Unit-Air-Source) | DLCURAH36ABK |  |  | EN(A,D)4X48L24** | *80ES(N,L)0902420A* | 36200 | 16.5 | 8.1 | 38500 | 34800 | 90.39% | 2.02 | 0 | 10.5 |  |  |  |  | R-410A | 3.0167 | Residential & Commercial | USHP | Ducted CEE Tier 1
211230562 | Central HP <5.4 tons | HEIL | HRCU-A-CB (Split System: Heat Pump with Remote Outdoor Unit-Air-Source) | DLCURAH36ABK |  |  | EN(A,D)4X48L24** | *80VTL0902120A* | 35800 | 16.5 | 8.1 | 38500 | 34800 | 90.39% | 2 | 0 | 10 |  |  |  |  | R-410A | 2.9833 | Residential & Commercial | USHP | Ducted CEE Tier 1
211230714 | Central HP <5.4 tons | HEIL | HRCU-A-CB (Split System: Heat Pump with Remote Outdoor Unit-Air-Source) | DLCURAH36ABK |  |  | EN(A,D)4X48L24** | *96VSN1202422A* | 36000 | 16 | 8.1 | 38500 | 34800 | 90.39% | 2.02 | 0 | 10 |  |  |  |  | R-410A | 3 | Residential & Commercial | USHP | Ducted CEE Tier 1
214239756 | Central HP <5.4 tons | AIRQUEST | HRCU-A-CB (Split System: Heat Pump with Remote Outdoor Unit-Air-Source) | HVH837GKA** |  |  | EN(A,D,W)4X42L21**+WALLCON | *80CTL0902120B* | 31800 | 17 | 8.1 | 33000 | 24400 | 73.94% | 1.88 | 0 | 11 |  |  |  |  | R-410A | 2.65 | Residential & Commercial | USHP | Ducted CEE Tier 1
211226289 | Central HP <5.4 tons | HEIL | HRCU-A-CB (Split System: Heat Pump with Remote Outdoor Unit-Air-Source) | DLCURAH36ABK |  |  | EA*4X36L21A* | *80ES(N,L)1102120A* | 35200 | 16 | 8.1 | 38500 | 35200 | 91.43% | 1.82 | 0 | 9.5 |  |  |  |  | R-410A | 2.9333 | Residential & Commercial | USHP
211226332 | Central HP <5.4 tons | HEIL | HRCU-A-CB (Split System: Heat Pump with Remote Outdoor Unit-Air-Source) | DLCURAH36ABK |  |  | EA*4X36L21A* | *92ESN0601714A* | 35200 | 16 | 8.1 | 38500 | 35200 | 91.43% | 1.82 | 0 | 9.5 |  |  |  |  | R-410A | 2.9333 | Residential & Commercial | USHP
214243148 | Central HP <5.4 tons | AIRQUEST | HRCU-A-CB (Split System: Heat Pump with Remote Outdoor Unit-Air-Source) | HVH825GKA2* |  |  | EN(A,D,W)4X48L21**+WALLCON | *97CMN0801714B* | 24000 | 16.5 | 8.1 | 21400 | 16600 | 77.57% | 2 | 0 | 11 |  |  |  |  | R-410A | 2 | Residential & Commercial | USHP | Ducted CEE Tier 1
214243198 | Central HP <5.4 tons | AIRQUEST | HRCU-A-CB (Split System: Heat Pump with Remote Outdoor Unit-Air-Source) | HVH825GKA2* |  |  | EN(A,D)4X48L24**+WALLCON | *80CTL0902120B* | 24200 | 17 | 8.1 | 21200 | 16600 | 78.3% | 2.02 | 0 | 11.5 |  |  |  |  | R-410A | 2.0167 | Residential & Commercial | USHP | Ducted CEE Tier 1
212984476 | Central HP <5.4 tons | HEIL | HRCU-A-CB (Split System: Heat Pump with Remote Outdoor Unit-Air-Source) | DLCURAH30ABK |  |  | EA*4X37L21A* | *92MSN0801716A* | 31000 | 15.2 | 8.5 | 33400 | 26200 | 78.44% | 1.86 | 0 | 9 |  |  |  |  | R-410A | 2.5833 | Residential & Commercial | USHP
214066658 | Central HP <5.4 tons | SURE | HRCU-A-CB (Split System: Heat Pump with Remote Outdoor Unit-Air-Source) | RD17AZ36AJ3N |  |  | TCFZ3621MTANM | S951V1005A21M4S | 34200 | 17 | 8.1 | 34200 | 29600 | 86.55% | 1.9 | 0 | 10 |  |  |  |  | R-410A | 2.85 | Residential & Commercial | USHP | Ducted CEE Tier 1
214066565 | Central HP <5.4 tons | SURE | HRCU-A-CB (Split System: Heat Pump with Remote Outdoor Unit-Air-Source) | RD17AZ36AJ3N |  |  | TCFZ3621MTANM | S802V1004A17UHN | 34200 | 18 | 8.1 | 34200 | 29400 | 85.96% | 1.9 | 0 | 10 |  |  |  |  | R-410A | 2.85 | Residential & Commercial | USHP | Ducted CEE Tier 1
214066665 | Central HP <5.4 tons | SURE | HRCU-A-CB (Split System: Heat Pump with Remote Outdoor Unit-Air-Source) | RD17AZ36AJ3N |  |  | TCFZ3621MTANM | S802V0754A17UHS | 34200 | 18 | 8.1 | 34200 | 29400 | 85.96% | 2 | 0 | 10 |  |  |  |  | R-410A | 2.85 | Residential & Commercial | USHP | Ducted CEE Tier 1
214066740 | Central HP <5.4 tons | SURE | HRCU-A-CB (Split System: Heat Pump with Remote Outdoor Unit-Air-Source) | RD17AZ36AJ3N |  |  | TCFZ3621MTANM | S921V0703A17M4S | 34200 | 18 | 8.1 | 34200 | 29600 | 86.55% | 1.9 | 0 | 10 |  |  |  |  | R-410A | 2.85 | Residential & Commercial | USHP | Ducted CEE Tier 1
214066865 | Central HP <5.4 tons | SURE | HRCU-A-CB (Split System: Heat Pump with Remote Outdoor Unit-Air-Source) | RD17AZ36AJ3N |  |  | TCFZ3621MTANM | S801V0754A17UHN | 34200 | 18 | 8.1 | 34200 | 29400 | 85.96% | 2 | 0 | 10 |  |  |  |  | R-410A | 2.85 | Residential & Commercial | USHP | Ducted CEE Tier 1
214066699 | Central HP <5.4 tons | SURE | HRCU-A-CB (Split System: Heat Pump with Remote Outdoor Unit-Air-Source) | RD17AZ36AJ3N |  |  | TCFZ3621MTANM | S962V0603A17M4S | 34200 | 18 | 8.1 | 34200 | 29800 | 87.13% | 1.9 | 0 | 10 |  |  |  |  | R-410A | 2.85 | Residential & Commercial | USHP | Ducted CEE Tier 1
212985512 | Central HP <5.4 tons | HEIL | HRCU-A-CB (Split System: Heat Pump with Remote Outdoor Unit-Air-Source) | DLCURAH36ABK |  |  | EA*4X48L21A* | *92MSN1002122A* | 35800 | 16.5 | 8.5 | 37800 | 34600 | 91.53% | 2.02 | 0 | 10 |  |  |  |  | R-410A | 2.9833 | Residential & Commercial | USHP | Ducted CEE Tier 1
212983724 | Central HP <5.4 tons | HEIL | HRCU-A-CB (Split System: Heat Pump with Remote Outdoor Unit-Air-Source) | DLCURAH18ABK |  |  | EN(A,D)4X30L14** | *92MSN0601412A* | 17400 | 16 | 8.1 | 17900 | 18600 | 103.9% | 2.24 | 0 | 11 |  |  |  |  | R-410A | 1.45 | Residential & Commercial | USHP | Ducted CEE Tier 1
212985980 | Central HP <5.4 tons | HEIL | HRCU-A-CB (Split System: Heat Pump with Remote Outdoor Unit-Air-Source) | DLCURAH18ABK |  |  | EN(A,D)4X30L17** | *96MSN0261410A* | 17500 | 16 | 8.1 | 18200 | 18800 | 103.3% | 2.26 | 0 | 11 |  |  |  |  | R-410A | 1.4583 | Residential & Commercial | USHP | Ducted CEE Tier 1
212972688 | Central HP <5.4 tons | HEIL | HRCU-A-CB (Split System: Heat Pump with Remote Outdoor Unit-Air-Source) | DLCURAH18ABK |  |  | EA*4X24L17A* | *96VSN0401410B* | 17200 | 17.5 | 8.5 | 18200 | 19400 | 106.6% | 2.34 | 0 | 10.5 |  |  |  |  | R-410A | 1.4333 | Residential & Commercial | USHP | Ducted CEE Tier 1
212973708 | Central HP <5.4 tons | HEIL | HRCU-A-CB (Split System: Heat Pump with Remote Outdoor Unit-Air-Source) | DLCURAH18ABK |  |  | EN(A,D)4X30L17** | *96VSN0801716B* | 17500 | 16 | 8.1 | 18000 | 18700 | 103.9% | 2.24 | 0 | 11 |  |  |  |  | R-410A | 1.4583 | Residential & Commercial | USHP | Ducted CEE Tier 1
212974659 | Central HP <5.4 tons | HEIL | HRCU-A-CB (Split System: Heat Pump with Remote Outdoor Unit-Air-Source) | DLCURAH18ABK |  |  | EA*4X25L17A* | *96VTN0401410B* | 17700 | 16 | 8.1 | 17700 | 17900 | 101.1% | 2.14 | 0 | 10.5 |  |  |  |  | R-410A | 1.475 | Residential & Commercial | USHP | Ducted CEE Tier 1
212974711 | Central HP <5.4 tons | HEIL | HRCU-A-CB (Split System: Heat Pump with Remote Outdoor Unit-Air-Source) | DLCURAH18ABK |  |  | EN(A,D)4X24L14** | *96VTN0401410B* | 17300 | 15.5 | 8.5 | 18400 | 19200 | 104.3% | 2.3 | 0 | 10.5 |  |  |  |  | R-410A | 1.4417 | Residential & Commercial | USHP | Ducted CEE Tier 1
210106766 | Central HP <5.4 tons | SURE | HRCU-A-CB (Split System: Heat Pump with Remote Outdoor Unit-Air-Source) | SP18AZ36AJVC |  |  | TCFZ6021SEAAM | S98MV0703A17UPS | 34200 | 19 | 8.5 | 34200 | 43500 | 127.2% | 2.2 | 0 | 12.5 |  |  |  |  | R-410A | 2.85 | Residential & Commercial | USHP | Ducted CEE Tier 1
214279930 | Central HP <5.4 tons | BRYANT HEATING AND COOLING SYSTEMS | HRCU-A-CB (Split System: Heat Pump with Remote Outdoor Unit-Air-Source) | 38MURAQ24AB3* |  |  | CAP**3717AL* | 916SA48060M17*** | 24200 | 16.5 | 9 | 25400 | 21800 | 85.83% | 1.82 | 0 | 10 |  |  |  |  | R-410A | 2.0167 | Residential & Commercial | USHP | Ducted CEE Tier 1
215318966 | Central HP <5.4 tons | DAY & NIGHT | HRCU-A-CB (Split System: Heat Pump with Remote Outdoor Unit-Air-Source) | D5CLHAH48AAK |  |  | D5FLAAH48XAK | 0 | 48000 | 17 | 10.2 | 50000 | 46000 | 92% | 2 | 0 | 10.1 |  |  |  |  | R-454B | 4 | Residential & Commercial | USHP | Ducted CEE Tier 1
215434040 | Central HP <5.4 tons | AMANA | HRCU-A-CB (Split System: Heat Pump with Remote Outdoor Unit-Air-Source) | AZV7SA2410A* |  |  | CA*EA3022*3A* | A*VT961005CNA* | 23200 | 19 | 8.6 | 23200 | 17000 | 73.28% | 2 | 0 | 11 |  |  |  |  | R-32 | 1.9333 | Residential & Commercial | USHP | Ducted CEE Tier 1
215433939 | Central HP <5.4 tons | AMANA | HRCU-A-CB (Split System: Heat Pump with Remote Outdoor Unit-Air-Source) | AZV7SA4210A* |  |  | CHPEA6030*3A*+MBVK16CP1X00A* | 0 | 41000 | 17.5 | 8.8 | 41000 | 31000 | 75.61% | 2 | 0 | 10 |  |  |  |  | R-32 | 3.4167 | Residential & Commercial | USHP | Ducted CEE Tier 1
215433940 | Central HP <5.4 tons | AMANA | HRCU-A-CB (Split System: Heat Pump with Remote Outdoor Unit-Air-Source) | AZV7SA4210A* |  |  | CHPEA6030*3A*+MBVK20DP1X00A* | 0 | 41000 | 17.5 | 8.8 | 41000 | 31000 | 75.61% | 2 | 0 | 10 |  |  |  |  | R-32 | 3.4167 | Residential & Commercial | USHP | Ducted CEE Tier 1
215434173 | Central HP <5.4 tons | AMANA | HRCU-A-CB (Split System: Heat Pump with Remote Outdoor Unit-Air-Source) | AZV7SA3610A* |  |  | CA*EA4830*3A* | A*VT800805C*A* | 34800 | 18.5 | 8.5 | 35000 | 28400 | 81.14% | 2 | 0 | 10.5 |  |  |  |  | R-32 | 2.9 | Residential & Commercial | USHP | Ducted CEE Tier 1
215433957 | Central HP <5.4 tons | AMANA | HRCU-A-CB (Split System: Heat Pump with Remote Outdoor Unit-Air-Source) | AZV7SA4810A* |  |  | CHPEA6030*3A*+MBVK16CP1X00A* | 0 | 45500 | 17 | 8.5 | 46500 | 33600 | 72.26% | 2 | 0 | 10 |  |  |  |  | R-32 | 3.7917 | Residential & Commercial | USHP | Ducted CEE Tier 1
215434393 | Central HP <5.4 tons | AMANA | HRCU-A-CB (Split System: Heat Pump with Remote Outdoor Unit-Air-Source) | AZV7SA4810A* |  |  | CA*EA6030*3A* | A*VT961005CNA* | 45500 | 16.2 | 8.8 | 47000 | 33600 | 71.49% | 2 | 0 | 10 |  |  |  |  | R-32 | 3.7917 | Residential & Commercial | USHP | Ducted CEE Tier 1
215935816 | Central HP <5.4 tons | HEIL | HRCU-A-CB (Split System: Heat Pump with Remote Outdoor Unit-Air-Source) | H5H3V36*K*AAA* |  |  | EVD5X38M17A*+WALLCON | *80CSU0601716A* | 35400 | 22 | 8.5 | 38000 | 28600 | 75.26% | 2.02 | 0 | 12 |  |  |  |  | R-454B | 2.95 | Residential & Commercial | USHP | Ducted CEE Tier 1
210692529 | Central HP <5.4 tons | AMANA | HRCU-A-CB (Split System: Heat Pump with Remote Outdoor Unit-Air-Source) | ASZV903610A* |  |  | CHPF3642C6C*+TXV | A*VC800804C*A* | 33400 | 18 | 8.2 | 34000 | 24400 | 71.76% | 1.8 | 0 | 11 |  |  |  |  | R-410A | 2.7833 | Residential & Commercial | USHP | Ducted CEE Tier 1
210692531 | Central HP <5.4 tons | AMANA | HRCU-A-CB (Split System: Heat Pump with Remote Outdoor Unit-Air-Source) | ASZV903610A* |  |  | CHPF3642C6C*+TXV | A*VC800805C*A* | 33400 | 18 | 8.2 | 34000 | 24400 | 71.76% | 1.8 | 0 | 11 |  |  |  |  | R-410A | 2.7833 | Residential & Commercial | USHP | Ducted CEE Tier 1
213078848 | Central HP <5.4 tons | HEIL | HRCU-A-CB (Split System: Heat Pump with Remote Outdoor Unit-Air-Source) | DLCURAH36ABK |  |  | EA*4X37L17A* | *80MSU1002120A* | 36000 | 15.5 | 8.5 | 38500 | 35000 | 90.91% | 2 | 0 | 10 |  |  |  |  | R-410A | 3 | Residential & Commercial | USHP | Ducted CEE Tier 1
213078884 | Central HP <5.4 tons | HEIL | HRCU-A-CB (Split System: Heat Pump with Remote Outdoor Unit-Air-Source) | DLCURAH36ABK |  |  | EA*4X43L21A* | *80MSU1002120A* | 36400 | 16 | 8.5 | 38000 | 34800 | 91.58% | 2.1 | 0 | 10 |  |  |  |  | R-410A | 3.0333 | Residential & Commercial | USHP | Ducted CEE Tier 1
213078932 | Central HP <5.4 tons | HEIL | HRCU-A-CB (Split System: Heat Pump with Remote Outdoor Unit-Air-Source) | DLCURAH36ABK |  |  | EN(A,D,W)4X42L21** | *80MSU1002120A* | 35400 | 15.5 | 8.5 | 38500 | 35200 | 91.43% | 1.88 | 0 | 10 |  |  |  |  | R-410A | 2.95 | Residential & Commercial | USHP | Ducted CEE Tier 1
214242168 | Central HP <5.4 tons | AIRQUEST | HRCU-A-CB (Split System: Heat Pump with Remote Outdoor Unit-Air-Source) | HVH825GKA3* |  |  | EN(A,D,W)4X42L21**+WALLCON | *97CMN1002122B* | 23800 | 16.5 | 8.1 | 21400 | 16600 | 77.57% | 1.96 | 0 | 11 |  |  |  |  | R-410A | 1.9833 | Residential & Commercial | USHP | Ducted CEE Tier 1
214242198 | Central HP <5.4 tons | AIRQUEST | HRCU-A-CB (Split System: Heat Pump with Remote Outdoor Unit-Air-Source) | HVH825GKA3* |  |  | EN(A,D,W)4X42L21**+WALLCON | *96CTN1002122B* | 23800 | 16.5 | 8.1 | 21400 | 16600 | 77.57% | 1.96 | 0 | 11 |  |  |  |  | R-410A | 1.9833 | Residential & Commercial | USHP | Ducted CEE Tier 1
214242218 | Central HP <5.4 tons | AIRQUEST | HRCU-A-CB (Split System: Heat Pump with Remote Outdoor Unit-Air-Source) | HVH825GKA3* |  |  | EN(A,D,W)4X48L21**+WALLCON | *80CTL0701716B* | 24000 | 17 | 8.1 | 21400 | 16600 | 77.57% | 2 | 0 | 11 |  |  |  |  | R-410A | 2 | Residential & Commercial | USHP | Ducted CEE Tier 1
212981763 | Central HP <5.4 tons | AIRQUEST | HRCU-A-CB (Split System: Heat Pump with Remote Outdoor Unit-Air-Source) | DLCURAH24ABK |  |  | EA*4X37L21A* | *80MSU1002120A* | 24400 | 17 | 8.5 | 25200 | 21400 | 84.92% | 1.78 | 0 | 10 |  |  |  |  | R-410A | 2.0333 | Residential & Commercial | USHP | Ducted CEE Tier 1
207526308 | Central HP <5.4 tons | TRANE | HRCU-A-CB (Split System: Heat Pump with Remote Outdoor Unit-Air-Source) | 4TWV8X60A1 |  |  | 4TXCD010DS3 | *UHMD120ACV5 | 53500 | 18 | 8.2 | 51000 | 39000 | 76.47% | 1.8 | 11.75 | 11.7 |  |  |  |  | R-410A | 4.4583 | Residential & Commercial | USHP | Ducted CEE Tier 1
214075274 | Central HP <5.4 tons | SURE | HRCU-A-CB (Split System: Heat Pump with Remote Outdoor Unit-Air-Source) | RD17AZ60AJ3N |  |  | TCFZ6024STANM | S802V1005A21UHS | 55500 | 18 | 8.1 | 53500 | 49000 | 91.59% | 1.75 | 0 | 10 |  |  |  |  | R-410A | 4.625 | Residential & Commercial | USHP | Ducted CEE Tier 1
213078908 | Central HP <5.4 tons | HEIL | HRCU-A-CB (Split System: Heat Pump with Remote Outdoor Unit-Air-Source) | DLCURAH36ABK |  |  | EN(A,D)4X36L21** | *80MSU1002120A* | 35000 | 15.5 | 8.1 | 38500 | 35400 | 91.95% | 1.76 | 0 | 10 |  |  |  |  | R-410A | 2.9167 | Residential & Commercial | USHP | Ducted CEE Tier 1
213078956 | Central HP <5.4 tons | HEIL | HRCU-A-CB (Split System: Heat Pump with Remote Outdoor Unit-Air-Source) | DLCURAH36ABK |  |  | EA*4X36L17A* | *80MSU0401712A* | 34800 | 15.5 | 8.5 | 39000 | 35200 | 90.26% | 1.8 | 0 | 9.5 |  |  |  |  | R-410A | 2.9 | Residential & Commercial | USHP
213079244 | Central HP <5.4 tons | HEIL | HRCU-A-CB (Split System: Heat Pump with Remote Outdoor Unit-Air-Source) | DLCURAH36ABK |  |  | EA*4X42L24A* | *80MSU0802120A* | 35200 | 16.5 | 8.1 | 38500 | 35000 | 90.91% | 1.9 | 0 | 10 |  |  |  |  | R-410A | 2.9333 | Residential & Commercial | USHP | Ducted CEE Tier 1
212609325 | Central HP <5.4 tons | SURE | HRCU-A-CB (Split System: Heat Pump with Remote Outdoor Unit-Air-Source) | SP18AZ24AJVC |  |  | TCFZ2421HEAAM | S802V1005A21UHS | 22800 | 20 | 8.5 | 22800 | 26000 | 114% | 2.1 | 0 | 12.5 |  |  |  |  | R-410A | 1.9 | Residential & Commercial | USHP | Ducted CEE Tier 1
214233327 | Central HP <5.4 tons | SURE | HRCU-A-CB (Split System: Heat Pump with Remote Outdoor Unit-Air-Source) | RD17AZ36AJ3N |  |  | SH3VZ4821STACN | 0 | 34200 | 18 | 8.1 | 34200 | 29400 | 85.96% | 2 | 0 | 11.7 |  |  |  |  | R-410A | 2.85 | Residential & Commercial | USHP | Ducted CEE Tier 1
215935516 | Central HP <5.4 tons | HEIL | HRCU-A-CB (Split System: Heat Pump with Remote Outdoor Unit-Air-Source) | H5H3V36*K*AAA* |  |  | EVD5X25M17A*+WALLCON | *96CTN0601714B* | 34000 | 20 | 8.1 | 38000 | 27200 | 71.58% | 2 | 0 | 11 |  |  |  |  | R-454B | 2.8333 | Residential & Commercial | USHP | Ducted CEE Tier 1
215434174 | Central HP <5.4 tons | AMANA | HRCU-A-CB (Split System: Heat Pump with Remote Outdoor Unit-Air-Source) | AZV7SA3610A* |  |  | CA*EA4830*3A* | A*VT800804C*A* | 34800 | 18.5 | 8.5 | 35000 | 28400 | 81.14% | 2 | 0 | 10.5 |  |  |  |  | R-32 | 2.9 | Residential & Commercial | USHP | Ducted CEE Tier 1
215434175 | Central HP <5.4 tons | AMANA | HRCU-A-CB (Split System: Heat Pump with Remote Outdoor Unit-Air-Source) | AZV7SA3610A* |  |  | CA*EA4830*3A* | A*VS960805CUA* | 34800 | 18.5 | 8.5 | 35000 | 28400 | 81.14% | 2 | 0 | 10.5 |  |  |  |  | R-32 | 2.9 | Residential & Commercial | USHP | Ducted CEE Tier 1
215434274 | Central HP <5.4 tons | AMANA | HRCU-A-CB (Split System: Heat Pump with Remote Outdoor Unit-Air-Source) | AZV7SA4210A* |  |  | CA*EA6030*3A* | A*VS960805CUA* | 40500 | 16.5 | 8.8 | 41000 | 31000 | 75.61% | 2 | 0 | 10 |  |  |  |  | R-32 | 3.375 | Residential & Commercial | USHP | Ducted CEE Tier 1
215434290 | Central HP <5.4 tons | AMANA | HRCU-A-CB (Split System: Heat Pump with Remote Outdoor Unit-Air-Source) | AZV7SA4210A* |  |  | CHPEA4830*3A* | A*VT800805D*A* | 40500 | 17 | 8.6 | 41000 | 31000 | 75.61% | 2 | 0 | 10 |  |  |  |  | R-32 | 3.375 | Residential & Commercial | USHP | Ducted CEE Tier 1
215434307 | Central HP <5.4 tons | AMANA | HRCU-A-CB (Split System: Heat Pump with Remote Outdoor Unit-Air-Source) | AZV7SA4210A* |  |  | CHPEA6030*3A* | A*VT961005DNA* | 40500 | 17 | 8.6 | 41000 | 31000 | 75.61% | 2 | 0 | 10 |  |  |  |  | R-32 | 3.375 | Residential & Commercial | USHP | Ducted CEE Tier 1
215434308 | Central HP <5.4 tons | AMANA | HRCU-A-CB (Split System: Heat Pump with Remote Outdoor Unit-Air-Source) | AZV7SA4210A* |  |  | CHPEA6030*3A* | A*VT961205DNA* | 40500 | 17 | 8.6 | 41000 | 31000 | 75.61% | 2 | 0 | 10 |  |  |  |  | R-32 | 3.375 | Residential & Commercial | USHP | Ducted CEE Tier 1
212609408 | Central HP <5.4 tons | SURE | HRCU-A-CB (Split System: Heat Pump with Remote Outdoor Unit-Air-Source) | SP18AZ60AJVC |  |  | TCFZ6021SEAAM | S802V0755A21UHS | 52500 | 18 | 8.1 | 52500 | 50500 | 96.19% | 1.9 | 0 | 10 |  |  |  |  | R-410A | 4.375 | Residential & Commercial | USHP | Ducted CEE Tier 1
215433917 | Central HP <5.4 tons | AMANA | HRCU-A-CB (Split System: Heat Pump with Remote Outdoor Unit-Air-Source) | AZV7SA3610A* |  |  | CA*EA4830*3A*+MBVK20DP1X00A* | 0 | 35000 | 19 | 8.5 | 35000 | 28400 | 81.14% | 2 | 0 | 10.5 |  |  |  |  | R-32 | 2.9167 | Residential & Commercial | USHP | Ducted CEE Tier 1
215434168 | Central HP <5.4 tons | AMANA | HRCU-A-CB (Split System: Heat Pump with Remote Outdoor Unit-Air-Source) | AZV7SA3610A* |  |  | CA*EA4830*3A* | A*VT961005DNA* | 34800 | 18.5 | 8.5 | 35000 | 28400 | 81.14% | 2 | 0 | 10.5 |  |  |  |  | R-32 | 2.9 | Residential & Commercial | USHP | Ducted CEE Tier 1
215434185 | Central HP <5.4 tons | AMANA | HRCU-A-CB (Split System: Heat Pump with Remote Outdoor Unit-Air-Source) | AZV7SA3610A* |  |  | CA*EA6030*3A* | A*VS800805CUA* | 35000 | 18.5 | 8.5 | 35000 | 28400 | 81.14% | 2 | 0 | 10.5 |  |  |  |  | R-32 | 2.9167 | Residential & Commercial | USHP | Ducted CEE Tier 1
215434198 | Central HP <5.4 tons | AMANA | HRCU-A-CB (Split System: Heat Pump with Remote Outdoor Unit-Air-Source) | AZV7SA3610A* |  |  | CHPEA4830*3A* | A*VM970804CNA* | 35000 | 18.5 | 8.1 | 35000 | 28400 | 81.14% | 2 | 0 | 10.5 |  |  |  |  | R-32 | 2.9167 | Residential & Commercial | USHP | Ducted CEE Tier 1
215434282 | Central HP <5.4 tons | AMANA | HRCU-A-CB (Split System: Heat Pump with Remote Outdoor Unit-Air-Source) | AZV7SA4210A* |  |  | CA*EA6030*3A* | A*VT961205DNA* | 40500 | 17 | 8.8 | 41000 | 31000 | 75.61% | 2 | 0 | 10 |  |  |  |  | R-32 | 3.375 | Residential & Commercial | USHP | Ducted CEE Tier 1
215434283 | Central HP <5.4 tons | AMANA | HRCU-A-CB (Split System: Heat Pump with Remote Outdoor Unit-Air-Source) | AZV7SA4210A* |  |  | CHPEA4830*3A* | A*VM970804CNA* | 40500 | 16.5 | 8.6 | 41000 | 31000 | 75.61% | 2 | 0 | 10 |  |  |  |  | R-32 | 3.375 | Residential & Commercial | USHP | Ducted CEE Tier 1
213080711 | Central HP <5.4 tons | HEIL | HRCU-A-CB (Split System: Heat Pump with Remote Outdoor Unit-Air-Source) | DLCURAH36ABK |  |  | EA*4X43L21A* | *95MSU0601716A* | 36600 | 16 | 8.5 | 38500 | 35000 | 90.91% | 2.06 | 0 | 10 |  |  |  |  | R-410A | 3.05 | Residential & Commercial | USHP | Ducted CEE Tier 1
213080879 | Central HP <5.4 tons | HEIL | HRCU-A-CB (Split System: Heat Pump with Remote Outdoor Unit-Air-Source) | DLCURAH36ABK |  |  | EN(A,D)4X48L24** | *95MSU0802120A* | 35800 | 16.5 | 8.1 | 38500 | 35000 | 90.91% | 2 | 0 | 10 |  |  |  |  | R-410A | 2.9833 | Residential & Commercial | USHP | Ducted CEE Tier 1
214075226 | Central HP <5.4 tons | SURE | HRCU-A-CB (Split System: Heat Pump with Remote Outdoor Unit-Air-Source) | RD17AZ60AJ3N |  |  | TCFZ6024STANM | S801V0755A21DZ | 55500 | 18 | 8.1 | 54000 | 49000 | 90.74% | 1.75 | 0 | 10 |  |  |  |  | R-410A | 4.625 | Residential & Commercial | USHP | Ducted CEE Tier 1
214075460 | Central HP <5.4 tons | SURE | HRCU-A-CB (Split System: Heat Pump with Remote Outdoor Unit-Air-Source) | RD17AZ24AJ3N |  |  | TCFZ2417MTANM | S801V0754A17UHS | 22600 | 18 | 9.5 | 22600 | 16800 | 74.34% | 2.1 | 0 | 11.2 |  |  |  |  | R-410A | 1.8833 | Residential & Commercial | USHP | Ducted CEE Tier 1
214075494 | Central HP <5.4 tons | SURE | HRCU-A-CB (Split System: Heat Pump with Remote Outdoor Unit-Air-Source) | RD17AZ24AJ3N |  |  | TCFZ2417MTANM | S801V0754A17DZ | 22600 | 17 | 9.5 | 22600 | 16800 | 74.34% | 2.1 | 0 | 11.2 |  |  |  |  | R-410A | 1.8833 | Residential & Commercial | USHP | Ducted CEE Tier 1