210471142 | Central HP <5.4 tons | KENMORE | HRCU-A-CB (Split System: Heat Pump with Remote Outdoor Unit-Air-Source) | (C,H,T)VH837GKA2* |  |  | EHD4X60AAL+WALLCON | *80CSU0401712A* | 33000 | 17 | 8.1 | 32200 | 24800 | 77.02% | 1.98 | 0 | 11 |  |  |  | No | R-410A | 2.75 | Residential & Commercial | Ducted CEE Tier 1
216591445 | Central HP <5.4 tons | KENMORE | HRCU-A-CB (Split System: Heat Pump with Remote Outdoor Unit-Air-Source) | HH860E2S11 |  |  | CTF60C5CGS1 | Z8ES080C20SMPS1 | 44000 | 18 | 9 | 44500 | 33400 | 75.06% | 2 | 0 | 12 |  |  |  | No | R-454B | 3.6667 | Residential & Commercial | Ducted CEE Tier 1
216591631 | Central HP <5.4 tons | KENMORE | HRCU-A-CB (Split System: Heat Pump with Remote Outdoor Unit-Air-Source) | HH860E2S11 |  |  | CTF60C5CGS1 | Z8ES100C20SMPS1 | 44500 | 18 | 9 | 44500 | 33400 | 75.06% | 2 | 0 | 12 |  |  |  | No | R-454B | 3.7083 | Residential & Commercial | Ducted CEE Tier 1
216591011 | Central HP <5.4 tons | KENMORE | HRCU-A-CB (Split System: Heat Pump with Remote Outdoor Unit-Air-Source) | HH860E2S11 |  |  | JHC48C5CG2SS1 |  | 46000 | 19 | 9 | 46000 | 34000 | 73.91% | 2.1 | 0 | 12 |  |  |  | No | R-454B | 3.8333 | Residential & Commercial | Ducted CEE Tier 1
215727963 | Central HP <5.4 tons | CHAMPION HEATING AND COOLING | HRCU-A-CB (Split System: Heat Pump with Remote Outdoor Unit-Air-Source) | HH860E2S11 | ADP |  | H,YE48(1,2)60+TXV | TM9Y100C16MP11 | 44000 | 17 | 8.5 | 42500 | 33400 | 78.59% | 2 | 0 | 11 |  |  |  | No | R-454B | 3.6667 | Residential & Commercial | Ducted CEE Tier 1
215727981 | Central HP <5.4 tons | CHAMPION HEATING AND COOLING | HRCU-A-CB (Split System: Heat Pump with Remote Outdoor Unit-Air-Source) | HH860E2S11 | ADP |  | H,YE48(1,2)60+TXV | Z8ES130D20SMPS1 | 45000 | 18 | 9 | 43000 | 33200 | 77.21% | 2 | 0 | 12 |  |  |  | No | R-454B | 3.75 | Residential & Commercial | Ducted CEE Tier 1
212632696 | Central HP <5.4 tons | LENNOX | HRCU-A-CB (Split System: Heat Pump with Remote Outdoor Unit-Air-Source) | SL25XPV-024-230A** | ADP |  | LD24/35Y9 | SLP99DF090XV48C* | 21800 | 19 | 9.2 | 20000 | 18400 | 92% | 1.76 | 0 | 12 |  |  |  | No | R-410A | 1.8167 | Residential & Commercial | Ducted CEE Tier 1
211206840 | Central HP <5.4 tons | CHAMPION HEATING AND COOLING | HRCU-A-CB (Split System: Heat Pump with Remote Outdoor Unit-Air-Source) | HL20B2421 |  |  | XAMB24DE1N1+CC | TP9C060B12MP13 | 22600 | 17 | 8.5 | 23800 | 18500 | 77.73% | 1.92 | 0 | 12 |  |  |  | No | R-410A | 1.8833 | Residential & Commercial | Ducted CEE Tier 1
210597078 | Central HP <5.4 tons | KEEPRITE | HRCU-A-CB (Split System: Heat Pump with Remote Outdoor Unit-Air-Source) | CVH825GKA2* |  |  | EN(A,D,W)4X48L21**+WALLCON | *80CSU0401712A* | 24200 | 17.5 | 8.1 | 21200 | 16600 | 78.3% | 2.02 | 0 | 11.5 |  |  |  | No | R-410A | 2.0167 | Residential & Commercial | Ducted CEE Tier 1
210596658 | Central HP <5.4 tons | KEEPRITE | HRCU-A-CB (Split System: Heat Pump with Remote Outdoor Unit-Air-Source) | CVH825GKA2* |  |  | EA*4X42L21A*+WALLCON | *80CSU1002120A* | 23800 | 16.5 | 8.1 | 21400 | 16700 | 78.04% | 1.96 | 0 | 10.5 |  |  |  | No | R-410A | 1.9833 | Residential & Commercial | Ducted CEE Tier 1
214862360 | Central HP <5.4 tons | BRYANT HEATING AND COOLING SYSTEMS | HRCU-A-CB (Split System: Heat Pump with Remote Outdoor Unit-Air-Source) | 288BNV037*0**A* | ADP |  | H,PG81936 | 987MC42080C17*** | 32200 | 17 | 8.1 | 31400 | 24600 | 78.34% | 1.94 | 0 | 11.5 |  |  |  | No | R-410A | 2.6833 | Residential & Commercial | Ducted CEE Tier 1
214862364 | Central HP <5.4 tons | BRYANT HEATING AND COOLING SYSTEMS | HRCU-A-CB (Split System: Heat Pump with Remote Outdoor Unit-Air-Source) | 288BNV037*0**A* | ADP |  | H,PE9J936 | 987MC60060C21*** | 31600 | 17 | 8.1 | 31400 | 24600 | 78.34% | 1.94 | 0 | 11 |  |  |  | No | R-410A | 2.6333 | Residential & Commercial | Ducted CEE Tier 1
214862352 | Central HP <5.4 tons | BRYANT HEATING AND COOLING SYSTEMS | HRCU-A-CB (Split System: Heat Pump with Remote Outdoor Unit-Air-Source) | 288BNV037*0**A* | ADP |  | H,PE9J936 | 987MC42060C17*** | 31200 | 18 | 8.1 | 31600 | 24200 | 76.58% | 1.84 | 0 | 10.5 |  |  |  | No | R-410A | 2.6 | Residential & Commercial | Ducted CEE Tier 1
214862354 | Central HP <5.4 tons | BRYANT HEATING AND COOLING SYSTEMS | HRCU-A-CB (Split System: Heat Pump with Remote Outdoor Unit-Air-Source) | 288BNV037*0**A* | ADP |  | H,PG81936 | 987MC42060C17*** | 31200 | 18 | 8.1 | 31600 | 24200 | 76.58% | 1.84 | 0 | 10.5 |  |  |  | No | R-410A | 2.6 | Residential & Commercial | Ducted CEE Tier 1
211206857 | Central HP <5.4 tons | FRASER-JOHNSTON | HRCU-A-CB (Split System: Heat Pump with Remote Outdoor Unit-Air-Source) | HL20B3621 |  |  | XAMC36DE2N1+CC | TM9V100C16MP12 | 33000 | 18 | 8.5 | 34000 | 29200 | 85.88% | 1.96 | 0 | 12 |  |  |  | No | R-410A | 2.75 | Residential & Commercial | Ducted CEE Tier 1
211206875 | Central HP <5.4 tons | CHAMPION HEATING AND COOLING | HRCU-A-CB (Split System: Heat Pump with Remote Outdoor Unit-Air-Source) | HL20B3621 |  |  | XAMC36DE2N1+CC | TP9C080C16MP13 | 33000 | 18 | 8.5 | 34200 | 29200 | 85.38% | 1.96 | 0 | 12 |  |  |  | No | R-410A | 2.75 | Residential & Commercial | Ducted CEE Tier 1
213145654 | Central HP <5.4 tons | TEMPSTAR | HRCU-A-CB (Split System: Heat Pump with Remote Outdoor Unit-Air-Source) | DLCURAH36ABK | ADP |  | PL36H175P159+AEFE4B* |  | 36000 | 16 | 8.1 | 38000 | 35000 | 92.11% | 1.82 | 0 | 10 |  |  |  | No | R-410A | 3 | Residential & Commercial | Ducted CEE Tier 1
216591891 | Central HP <5.4 tons | KENMORE | HRCU-A-CB (Split System: Heat Pump with Remote Outdoor Unit-Air-Source) | HH836E2S11 |  |  | CTM48C5CFS1+JME12C2SN1 |  | 34000 | 19 | 9 | 31400 | 25200 | 80.25% | 2 | 0 | 11.7 |  |  |  | No | R-454B | 2.8333 | Residential & Commercial | Ducted CEE Tier 1
216487494 | Central HP <5.4 tons | BRYANT HEATING AND COOLING SYSTEMS | HRCU-A-CB (Split System: Heat Pump with Remote Outdoor Unit-Air-Source) | 290VAN048**AA* | ADP |  | CE(P,V)6021G48*+TXV | 88*TB60110C21*** | 45000 | 18 | 9 | 45500 | 33000 | 72.53% | 2.08 | 0 | 10 |  |  |  | No | R-454B | 3.75 | Residential & Commercial | Ducted CEE Tier 1
216487913 | Central HP <5.4 tons | BRYANT HEATING AND COOLING SYSTEMS | HRCU-A-CB (Split System: Heat Pump with Remote Outdoor Unit-Air-Source) | 291VAN054**AA* | ADP |  | CE(P,V)6021G48*+TXV | 986TD66120C24*** | 49500 | 19 | 10.5 | 50500 | 53000 | 105% | 1.96 | 0 | 11.5 |  |  |  | No | R-454B | 4.125 | Residential & Commercial | Ducted CEE Tier 1
216591246 | Central HP <5.4 tons | KENMORE | HRCU-A-CB (Split System: Heat Pump with Remote Outdoor Unit-Air-Source) | HH824E2S11 |  |  | CTU36B5XDS1+TXV | Z8ET080B12LMPS1 | 23000 | 19 | 9.5 | 23000 | 18600 | 80.87% | 2 | 0 | 12 |  |  |  | No | R-454B | 1.9167 | Residential & Commercial | Ducted CEE Tier 1
216487911 | Central HP <5.4 tons | BRYANT HEATING AND COOLING SYSTEMS | HRCU-A-CB (Split System: Heat Pump with Remote Outdoor Unit-Air-Source) | 291VAN054**AA* | ADP |  | CE(P,V)6024G48*+TXV | 986TD66100C21*** | 49000 | 19 | 10.5 | 50500 | 53000 | 105% | 1.96 | 0 | 11 |  |  |  | No | R-454B | 4.0833 | Residential & Commercial | Ducted CEE Tier 1
206136327 | Central HP <5.4 tons | KEEPRITE | HRCU-A-CB (Split System: Heat Pump with Remote Outdoor Unit-Air-Source) | CVH837GKA** |  |  | EHD4X36AAL+WALLCON | *95CSU1002122A* | 32200 | 16.5 | 8.1 | 33200 | 24600 | 74.1% | 1.94 | 11.5 | 11 |  |  |  | No | R-410A | 2.6833 | Residential & Commercial | Ducted CEE Tier 1
210597433 | Central HP <5.4 tons | KEEPRITE | HRCU-A-CB (Split System: Heat Pump with Remote Outdoor Unit-Air-Source) | CVH837GKA** |  |  | EA*4X61L21A*+WALLCON | *95CSU1002122A* | 33200 | 18 | 8.5 | 32000 | 24800 | 77.5% | 2 | 0 | 11.5 |  |  |  | No | R-410A | 2.7667 | Residential & Commercial | Ducted CEE Tier 1
210597601 | Central HP <5.4 tons | KEEPRITE | HRCU-A-CB (Split System: Heat Pump with Remote Outdoor Unit-Air-Source) | CVH837GKA** |  |  | EN(A,D,W)4X48L21**+WALLCON | *80CSU0601716A* | 32400 | 17 | 8.1 | 33000 | 24800 | 75.15% | 1.94 | 0 | 11.7 |  |  |  | No | R-410A | 2.7 | Residential & Commercial | Ducted CEE Tier 1
212603198 | Central HP <5.4 tons | DAY & NIGHT | HRCU-A-CB (Split System: Heat Pump with Remote Outdoor Unit-Air-Source) | DLCURAH24ABK | ADP |  | FG33936 | *95ESU0601716A* | 24200 | 17 | 8.5 | 24600 | 22000 | 89.43% | 1.86 | 0 | 10 |  |  |  | No | R-410A | 2.0167 | Residential & Commercial | Ducted CEE Tier 1
212603202 | Central HP <5.4 tons | DAY & NIGHT | HRCU-A-CB (Split System: Heat Pump with Remote Outdoor Unit-Air-Source) | DLCURAH24ABK | ADP |  | FG35936 | *95ESU0601716A* | 24400 | 17 | 8.5 | 24600 | 22000 | 89.43% | 1.86 | 0 | 10 |  |  |  | No | R-410A | 2.0333 | Residential & Commercial | Ducted CEE Tier 1
206136011 | Central HP <5.4 tons | KEEPRITE | HRCU-A-CB (Split System: Heat Pump with Remote Outdoor Unit-Air-Source) | CVH837GKA** |  |  | EHD4X48AAL+WALLCON | *80CSU0401712A* | 32600 | 16.5 | 8.1 | 33000 | 24800 | 75.15% | 1.96 | 11.5 | 11 |  |  |  | No | R-410A | 2.7167 | Residential & Commercial | Ducted CEE Tier 1
215676457 | Central HP <5.4 tons | ARCOAIRE | HRCU-A-CB (Split System: Heat Pump with Remote Outdoor Unit-Air-Source) | H5H0V48*K*AAA* |  |  | EVD5X60M21A*+WALLCON | *80CTL0702120B* | 48000 | 19 | 9 | 50000 | 36800 | 73.6% | 2 | 0 | 10 |  |  |  | No | R-454B | 4 | Residential & Commercial | Ducted CEE Tier 1
215676487 | Central HP <5.4 tons | ARCOAIRE | HRCU-A-CB (Split System: Heat Pump with Remote Outdoor Unit-Air-Source) | H5H0V48*K*AAA* |  |  | EVD5X60M21A*+WALLCON | *80CTL1102120B* | 48000 | 19 | 9.5 | 50000 | 36600 | 73.2% | 2.1 | 0 | 10.5 |  |  |  | No | R-454B | 4 | Residential & Commercial | Ducted CEE Tier 1
216487731 | Central HP <5.4 tons | BRYANT HEATING AND COOLING SYSTEMS | HRCU-A-CB (Split System: Heat Pump with Remote Outdoor Unit-Air-Source) | 293VAN048**AA* | ADP |  | CE(P,V)4821G1K*+TXV | 987MC66120C24*** | 44000 | 20 | 9 | 46500 | 36200 | 77.85% | 1.82 | 0 | 10.5 |  |  |  | No | R-454B | 3.6667 | Residential & Commercial | Ducted CEE Tier 1
215682127 | Central HP <5.4 tons | ARCOAIRE | HRCU-A-CB (Split System: Heat Pump with Remote Outdoor Unit-Air-Source) | H5H0V48*K*AAA* |  |  | EVD5X48M21A*+WALLCON | *80CSU0802120B* | 47000 | 18.5 | 9 | 50000 | 36200 | 72.4% | 2.02 | 0 | 10 |  |  |  | No | R-454B | 3.9167 | Residential & Commercial | Ducted CEE Tier 1
215681807 | Central HP <5.4 tons | ARCOAIRE | HRCU-A-CB (Split System: Heat Pump with Remote Outdoor Unit-Air-Source) | H5H0V48*K*AAA* |  |  | EVM5X48M21A*+WALLCON | *97CTN1002122A* | 47000 | 18.5 | 9 | 50000 | 36400 | 72.8% | 2 | 0 | 10 |  |  |  | No | R-454B | 3.9167 | Residential & Commercial | Ducted CEE Tier 1
215676557 | Central HP <5.4 tons | ARCOAIRE | HRCU-A-CB (Split System: Heat Pump with Remote Outdoor Unit-Air-Source) | H5H0V48*K*AAA* |  |  | EVD5X60M21A*+WALLCON | *97CMN1002122B* | 48000 | 19 | 9 | 50000 | 36600 | 73.2% | 2 | 0 | 10 |  |  |  | No | R-454B | 4 | Residential & Commercial | Ducted CEE Tier 1
216591582 | Central HP <5.4 tons | KENMORE | HRCU-A-CB (Split System: Heat Pump with Remote Outdoor Unit-Air-Source) | HH824E2S11 |  |  | CTM30B5ACS1+JME08B2SN1 |  | 23000 | 19 | 9.5 | 23000 | 18400 | 80% | 2 | 0 | 12 |  |  |  | No | R-454B | 1.9167 | Residential & Commercial | Ducted CEE Tier 1
212632729 | Central HP <5.4 tons | LENNOX | HRCU-A-CB (Split System: Heat Pump with Remote Outdoor Unit-Air-Source) | SL25XPV-036-230A** | ADP |  | LD30/36Z9 | SL280DF080NV60C* | 33400 | 20 | 8.6 | 34400 | 28800 | 83.72% | 1.76 | 0 | 13 |  |  |  | No | R-410A | 2.7833 | Residential & Commercial | Ducted CEE Tier 1
212632763 | Central HP <5.4 tons | LENNOX | HRCU-A-CB (Split System: Heat Pump with Remote Outdoor Unit-Air-Source) | SL25XPV-036-230A** | ADP |  | LD19/36Y9 | SLP99DF090XV60C* | 33000 | 20 | 8.7 | 34400 | 29400 | 85.47% | 1.76 | 0 | 12.5 |  |  |  | No | R-410A | 2.75 | Residential & Commercial | Ducted CEE Tier 1
212632765 | Central HP <5.4 tons | LENNOX | HRCU-A-CB (Split System: Heat Pump with Remote Outdoor Unit-Air-Source) | SL25XPV-036-230A** | ADP |  | LD30/36Z9 | SLP99DF090XV60C* | 33400 | 20 | 8.7 | 34400 | 29400 | 85.47% | 1.76 | 0 | 13 |  |  |  | No | R-410A | 2.7833 | Residential & Commercial | Ducted CEE Tier 1
216487995 | Central HP <5.4 tons | CHAMPION HEATING AND COOLING | HRCU-A-CB (Split System: Heat Pump with Remote Outdoor Unit-Air-Source) | HH824E2S11 | ADP |  | A36VBA*+TXV | TM9Y040A10MP11 | 22400 | 16 | 8.7 | 21200 | 17600 | 83.02% | 1.94 | 0 | 11.5 |  |  |  | No | R-454B | 1.8667 | Residential & Commercial | Ducted CEE Tier 1
215728014 | Central HP <5.4 tons | CHAMPION HEATING AND COOLING | HRCU-A-CB (Split System: Heat Pump with Remote Outdoor Unit-Air-Source) | HH824E2S11 | ADP |  | H,YE31(1,2)30+TXV | TM9V040A10MP12 | 21800 | 16 | 8.5 | 21200 | 17100 | 80.66% | 1.9 | 0 | 10 |  |  |  | No | R-454B | 1.8167 | Residential & Commercial | Ducted CEE Tier 1
215728015 | Central HP <5.4 tons | CHAMPION HEATING AND COOLING | HRCU-A-CB (Split System: Heat Pump with Remote Outdoor Unit-Air-Source) | HH824E2S11 | ADP |  | H,YE7J(1,2)36+TXV | TM9V040A10MP12 | 22400 | 16 | 8.8 | 21400 | 17100 | 79.91% | 1.96 | 0 | 10.5 |  |  |  | No | R-454B | 1.8667 | Residential & Commercial | Ducted CEE Tier 1
215726300 | Central HP <5.4 tons | COLEMAN | HRCU-A-CB (Split System: Heat Pump with Remote Outdoor Unit-Air-Source) | HH860E2S11 | ADP |  | H,YG84*60+TXV+AEFE5* |  | 46000 | 19 | 9 | 44000 | 33600 | 76.36% | 2.1 | 0 | 12 |  |  |  | No | R-454B | 3.8333 | Residential & Commercial | Ducted CEE Tier 1
214862431 | Central HP <5.4 tons | CHAMPION HEATING AND COOLING | HRCU-A-CB (Split System: Heat Pump with Remote Outdoor Unit-Air-Source) | HH860E2S11 | ADP |  | H,YG84*60+TXV | Z8ES080C20SMPS1 | 53000 | 19 | 8.5 | 52000 | 38500 | 74.04% | 2 | 0 | 11 |  |  |  | No | R-454B | 4.4167 | Residential & Commercial | Ducted CEE Tier 1
210471131 | Central HP <5.4 tons | KENMORE | HRCU-A-CB (Split System: Heat Pump with Remote Outdoor Unit-Air-Source) | (C,H,T)VH837GKA2* |  |  | EHD4X60AAL+WALLCON | *95CSU1002122A* | 33000 | 17 | 8.1 | 32200 | 24800 | 77.02% | 2.02 | 0 | 11.5 |  |  |  | No | R-410A | 2.75 | Residential & Commercial | Ducted CEE Tier 1
216591718 | Central HP <5.4 tons | KENMORE | HRCU-A-CB (Split System: Heat Pump with Remote Outdoor Unit-Air-Source) | HH860E2S11 |  |  | CTM60D5CJS1+JME18D2SN1 |  | 53500 | 19 | 9 | 54000 | 39000 | 72.22% | 2 | 0 | 11 |  |  |  | No | R-454B | 4.4583 | Residential & Commercial | Ducted CEE Tier 1
216591736 | Central HP <5.4 tons | KENMORE | HRCU-A-CB (Split System: Heat Pump with Remote Outdoor Unit-Air-Source) | HH860E2S11 |  |  | CTM60C5CGS1 | Z8ES100C16SMPS1 | 44000 | 18 | 9 | 44000 | 33200 | 75.45% | 2 | 0 | 12 |  |  |  | No | R-454B | 3.6667 | Residential & Commercial | Ducted CEE Tier 1
214651082 | Central HP <5.4 tons | FRASER-JOHNSTON | HRCU-A-CB (Split System: Heat Pump with Remote Outdoor Unit-Air-Source) | HH860E2S11 |  |  | CTU60D5XHS1+TXV | TM8E130D20MP11 | 54000 | 19 | 8.5 | 55000 | 38500 | 70% | 2 | 0 | 11.7 |  |  |  | No | R-454B | 4.5 | Residential & Commercial | Ducted CEE Tier 1
212546250 | Central HP <5.4 tons | iFLOW | HRCU-A-C (Split System: Heat Pump with Remote Outdoor Unit with No Indoor Fan --Air Source) | 70HPIC30A |  |  | 70C3036CA |  | 30000 | 15.5 | 9.7 | 33000 | 27000 | 81.82% | 1.85 | 10.7 | 10.5 |  |  |  | No | R-410A | 2.5 | Residential & Commercial | Ducted CEE Tier 1
216494101 | Central HP <5.4 tons | BRYANT HEATING AND COOLING SYSTEMS | HRCU-A-CB (Split System: Heat Pump with Remote Outdoor Unit-Air-Source) | 290VAN024**AA* | ADP |  | CE(P,V)3621G34*+TXV | 88*TB36070C14*** | 23200 | 17 | 9 | 22600 | 16200 | 71.68% | 1.98 | 0 | 10 |  |  |  | No | R-454B | 1.9333 | Residential & Commercial | Ducted CEE Tier 1
213145647 | Central HP <5.4 tons | TEMPSTAR | HRCU-A-CB (Split System: Heat Pump with Remote Outdoor Unit-Air-Source) | DLCURAH24ABK | ADP |  | PL36H***P449+AEFE3A* |  | 24200 | 18 | 9 | 25000 | 22600 | 90.4% | 1.92 | 0 | 10.5 |  |  |  | No | R-410A | 2.0167 | Residential & Commercial | Ducted CEE Tier 1
211245823 | Central HP <5.4 tons | KEEPRITE | HRCU-A-CB (Split System: Heat Pump with Remote Outdoor Unit-Air-Source) | DLCURAH24ABK |  |  | FEM4X30**BL |  | 24000 | 17 | 8.5 | 26200 | 23400 | 89.31% | 1.94 | 0 | 10 |  |  |  | No | R-410A | 2 | Residential & Commercial | Ducted CEE Tier 1
211245770 | Central HP <5.4 tons | KEEPRITE | HRCU-A-CB (Split System: Heat Pump with Remote Outdoor Unit-Air-Source) | DLCURAH24ABK |  |  | EN(A,D)4X36L21** | OLV098A12* | 23400 | 16.5 | 8.1 | 25800 | 24200 | 93.8% | 2 | 0 | 10 |  |  |  | No | R-410A | 1.95 | Residential & Commercial | Ducted CEE Tier 1
210596778 | Central HP <5.4 tons | KEEPRITE | HRCU-A-CB (Split System: Heat Pump with Remote Outdoor Unit-Air-Source) | CVH825GKA2* |  |  | EA*4X43L21A*+WALLCON | *95CSU0601716A* | 24400 | 16.5 | 8.1 | 21200 | 16700 | 78.77% | 2.02 | 0 | 10.5 |  |  |  | No | R-410A | 2.0333 | Residential & Commercial | Ducted CEE Tier 1
210596826 | Central HP <5.4 tons | KEEPRITE | HRCU-A-CB (Split System: Heat Pump with Remote Outdoor Unit-Air-Source) | CVH825GKA2* |  |  | EA*4X48L21A*+WALLCON | *95CSU0601716A* | 24000 | 16.5 | 8.1 | 21000 | 16600 | 79.05% | 2 | 0 | 10.5 |  |  |  | No | R-410A | 2 | Residential & Commercial | Ducted CEE Tier 1
214671434 | Central HP <5.4 tons | LENNOX | HRCU-A-CB (Split System: Heat Pump with Remote Outdoor Unit-Air-Source) | SL25XPV-024-230A** | ADP |  | L*24/36Z9 | SL297UH040NV36B* | 22400 | 22 | 9.5 | 19600 | 19600 | 100% | 1.96 | 0 | 14 |  |  |  | No | R-410A | 1.8667 | Residential & Commercial | Ducted CEE Tier 1
214671435 | Central HP <5.4 tons | LENNOX | HRCU-A-CB (Split System: Heat Pump with Remote Outdoor Unit-Air-Source) | SL25XPV-024-230A** | ADP |  | L*29/36U9 | SL297UH060NV36B* | 22200 | 22 | 9.2 | 20000 | 20000 | 100% | 1.82 | 0 | 14 |  |  |  | No | R-410A | 1.85 | Residential & Commercial | Ducted CEE Tier 1
216591182 | Central HP <5.4 tons | KENMORE | HRCU-A-CB (Split System: Heat Pump with Remote Outdoor Unit-Air-Source) | HH860E2S11 |  |  | CTF60D5CJS1+JME18D2SN1 |  | 53500 | 19 | 9 | 54000 | 39000 | 72.22% | 2 | 0 | 11 |  |  |  | No | R-454B | 4.4583 | Residential & Commercial | Ducted CEE Tier 1
216591550 | Central HP <5.4 tons | KENMORE | HRCU-A-CB (Split System: Heat Pump with Remote Outdoor Unit-Air-Source) | HH860E2S11 |  |  | CTF60C5CGS1 | Z8ES120C20SMPS1 | 45000 | 18 | 9 | 45500 | 33400 | 73.41% | 2 | 0 | 11.7 |  |  |  | No | R-454B | 3.75 | Residential & Commercial | Ducted CEE Tier 1
216591659 | Central HP <5.4 tons | KENMORE | HRCU-A-CB (Split System: Heat Pump with Remote Outdoor Unit-Air-Source) | HH860E2S11 |  |  | CTU60D5XGS1+TXV | Z8ES130D20SMPS1 | 45000 | 18 | 9 | 45000 | 33200 | 73.78% | 2 | 0 | 12 |  |  |  | No | R-454B | 3.75 | Residential & Commercial | Ducted CEE Tier 1
210471329 | Central HP <5.4 tons | KENMORE | HRCU-A-CB (Split System: Heat Pump with Remote Outdoor Unit-Air-Source) | (C,H,T)VH837GKA2* |  |  | EHD4X60AAL+WALLCON | *97CMN0602120A* | 32800 | 16.5 | 8.1 | 32400 | 25200 | 77.78% | 1.98 | 0 | 11 |  |  |  | No | R-410A | 2.7333 | Residential & Commercial | Ducted CEE Tier 1
210470559 | Central HP <5.4 tons | KENMORE | HRCU-A-CB (Split System: Heat Pump with Remote Outdoor Unit-Air-Source) | (C,H,T)VH837GKA2* |  |  | EA*4X61L24A*+WALLCON | *80CTL0902120A* | 33200 | 18 | 8.5 | 32000 | 24800 | 77.5% | 2 | 0 | 12 |  |  |  | No | R-410A | 2.7667 | Residential & Commercial | Ducted CEE Tier 1
210470636 | Central HP <5.4 tons | KENMORE | HRCU-A-CB (Split System: Heat Pump with Remote Outdoor Unit-Air-Source) | (C,H,T)VH837GKA2* |  |  | EA*4X61L24A*+WALLCON | *96CTN1002122A* | 33200 | 18 | 8.5 | 32000 | 24800 | 77.5% | 2 | 0 | 12 |  |  |  | No | R-410A | 2.7667 | Residential & Commercial | Ducted CEE Tier 1
210470884 | Central HP <5.4 tons | KENMORE | HRCU-A-CB (Split System: Heat Pump with Remote Outdoor Unit-Air-Source) | (C,H,T)VH837GKA2* |  |  | EN(A,D,W)4X60L24**+WALLCON | *95CSU0802120A* | 32800 | 18 | 8.1 | 32200 | 24600 | 76.4% | 1.98 | 0 | 12 |  |  |  | No | R-410A | 2.7333 | Residential & Commercial | Ducted CEE Tier 1
216487946 | Central HP <5.4 tons | BRYANT HEATING AND COOLING SYSTEMS | HRCU-A-CB (Split System: Heat Pump with Remote Outdoor Unit-Air-Source) | 293VAN036**AA* | ADP |  | CE(P,V)3614G34*+TXV | 986TD66120C24*** | 32200 | 20 | 9.5 | 32400 | 25600 | 79.01% | 2.06 | 0 | 11 |  |  |  | No | R-454B | 2.6833 | Residential & Commercial | Ducted CEE Tier 1
214671333 | Central HP <5.4 tons | LENNOX | HRCU-A-CB (Split System: Heat Pump with Remote Outdoor Unit-Air-Source) | EL22XPV-024-230A** | ADP |  | L*29/36U9 | SL297UH040NV36B* | 23800 | 21 | 8.5 | 22000 | 15400 | 70% | 1.92 | 0 | 13.5 |  |  |  | No | R-410A | 1.9833 | Residential & Commercial | Ducted CEE Tier 1
215678327 | Central HP <5.4 tons | ARCOAIRE | HRCU-A-CB (Split System: Heat Pump with Remote Outdoor Unit-Air-Source) | H5H0V24*K*AAA* |  |  | EA*5X36M17A*+WALLCON | *97CTN0601716A* | 23000 | 16.5 | 9 | 23800 | 16700 | 70.17% | 1.98 | 0 | 10 |  |  |  | No | R-454B | 1.9167 | Residential & Commercial | Ducted CEE Tier 1
214671334 | Central HP <5.4 tons | LENNOX | HRCU-A-CB (Split System: Heat Pump with Remote Outdoor Unit-Air-Source) | EL22XPV-024-230A** | ADP |  | L*24/36Z9 | SL297UH040NV36B* | 23800 | 21 | 8.5 | 22000 | 15400 | 70% | 1.92 | 0 | 13.5 |  |  |  | No | R-410A | 1.9833 | Residential & Commercial | Ducted CEE Tier 1
214671335 | Central HP <5.4 tons | LENNOX | HRCU-A-CB (Split System: Heat Pump with Remote Outdoor Unit-Air-Source) | EL22XPV-024-230A** | ADP |  | L*29/36U9 | SL297UH060NV36B* | 23800 | 20 | 8.5 | 22000 | 15400 | 70% | 1.9 | 0 | 13.5 |  |  |  | No | R-410A | 1.9833 | Residential & Commercial | Ducted CEE Tier 1
213739496 | Central HP <5.4 tons | DAY & NIGHT | HRCU-A-CB (Split System: Heat Pump with Remote Outdoor Unit-Air-Source) | DLCURAH18ABK | ADP |  | PL36H175P159 | *80MS(N,L)0701412A* | 17600 | 16 | 8.5 | 16900 | 18700 | 110.7% | 2.3 | 0 | 11 |  |  |  | No | R-410A | 1.4667 | Residential & Commercial | Ducted CEE Tier 1
213739563 | Central HP <5.4 tons | DAY & NIGHT | HRCU-A-CB (Split System: Heat Pump with Remote Outdoor Unit-Air-Source) | DLCURAH18ABK | ADP |  | FG80936 | *95MSU0401712A* | 17600 | 16 | 8.5 | 17100 | 18700 | 109.4% | 2.3 | 0 | 10.5 |  |  |  | No | R-410A | 1.4667 | Residential & Commercial | Ducted CEE Tier 1
213739581 | Central HP <5.4 tons | DAY & NIGHT | HRCU-A-CB (Split System: Heat Pump with Remote Outdoor Unit-Air-Source) | DLCURAH18ABK | ADP |  | FG80936 | *96MSN0401410A* | 17500 | 16 | 8.5 | 16700 | 18500 | 110.8% | 2.26 | 0 | 10.5 |  |  |  | No | R-410A | 1.4583 | Residential & Commercial | Ducted CEE Tier 1
216591698 | Central HP <5.4 tons | KENMORE | HRCU-A-CB (Split System: Heat Pump with Remote Outdoor Unit-Air-Source) | HH836E2S11 |  |  | CTF36B5CDS1 | Z8ES080B12SMPS1 | 33600 | 18 | 8.5 | 31400 | 25600 | 81.53% | 2 | 0 | 11 |  |  |  | No | R-454B | 2.8 | Residential & Commercial | Ducted CEE Tier 1
216591929 | Central HP <5.4 tons | KENMORE | HRCU-A-CB (Split System: Heat Pump with Remote Outdoor Unit-Air-Source) | HH836E2S11 |  |  | CTU36B5XDS1+TXV | Z9ET080B12SMPS1 | 33400 | 18 | 8.5 | 31400 | 24000 | 76.43% | 2 | 0 | 11 |  |  |  | No | R-454B | 2.7833 | Residential & Commercial | Ducted CEE Tier 1
216591629 | Central HP <5.4 tons | KENMORE | HRCU-A-CB (Split System: Heat Pump with Remote Outdoor Unit-Air-Source) | HH836E2S11 |  |  | CTU48C5XFS1+TXV | Z8ES120C16SMPS1 | 34000 | 19 | 9 | 31600 | 25200 | 79.75% | 2 | 0 | 11.7 |  |  |  | No | R-454B | 2.8333 | Residential & Commercial | Ducted CEE Tier 1
216591699 | Central HP <5.4 tons | KENMORE | HRCU-A-CB (Split System: Heat Pump with Remote Outdoor Unit-Air-Source) | HH836E2S11 |  |  | CTU36B5XDS1+TXV | Z8ES080B12SMPS1 | 33600 | 18 | 8.5 | 31400 | 25600 | 81.53% | 2 | 0 | 11 |  |  |  | No | R-454B | 2.8 | Residential & Commercial | Ducted CEE Tier 1
216494142 | Central HP <5.4 tons | BRYANT HEATING AND COOLING SYSTEMS | HRCU-A-CB (Split System: Heat Pump with Remote Outdoor Unit-Air-Source) | 293VAN036**AA* | ADP |  | CE(P,V)3621G34*+TXV | 88*TB48090C17*** | 32800 | 20 | 9.5 | 33000 | 26000 | 78.79% | 2.04 | 0 | 11 |  |  |  | No | R-454B | 2.7333 | Residential & Commercial | Ducted CEE Tier 1
216494139 | Central HP <5.4 tons | BRYANT HEATING AND COOLING SYSTEMS | HRCU-A-CB (Split System: Heat Pump with Remote Outdoor Unit-Air-Source) | 293VAN036**AA* | ADP |  | CE(P,V)3621G34*+TXV | 88*TB36045C17*** | 32200 | 19 | 9 | 34200 | 27200 | 79.53% | 1.88 | 0 | 10.5 |  |  |  | No | R-454B | 2.6833 | Residential & Commercial | Ducted CEE Tier 1
216494189 | Central HP <5.4 tons | BRYANT HEATING AND COOLING SYSTEMS | HRCU-A-CB (Split System: Heat Pump with Remote Outdoor Unit-Air-Source) | 293VAN036**AA* | ADP |  | CE(P,V)3621G34*+TXV | 986TD66120C24*** | 32200 | 20 | 9.5 | 32400 | 25600 | 79.01% | 2.06 | 0 | 11 |  |  |  | No | R-454B | 2.6833 | Residential & Commercial | Ducted CEE Tier 1
216487619 | Central HP <5.4 tons | BRYANT HEATING AND COOLING SYSTEMS | HRCU-A-CB (Split System: Heat Pump with Remote Outdoor Unit-Air-Source) | 293VAN036**AA* | ADP |  | CE(P,V)3617G34*+TXV | 987MC60060C21*** | 32600 | 19 | 9.5 | 33600 | 26800 | 79.76% | 2 | 0 | 11 |  |  |  | No | R-454B | 2.7167 | Residential & Commercial | Ducted CEE Tier 1
216487621 | Central HP <5.4 tons | BRYANT HEATING AND COOLING SYSTEMS | HRCU-A-CB (Split System: Heat Pump with Remote Outdoor Unit-Air-Source) | 293VAN036**AA* | ADP |  | CE(P,V)3614G34*+TXV | 987MC60080C21*** | 32800 | 20 | 9.5 | 33000 | 26000 | 78.79% | 2.02 | 0 | 11 |  |  |  | No | R-454B | 2.7333 | Residential & Commercial | Ducted CEE Tier 1
214062751 | Central HP <5.4 tons | TRANE | HRCU-A-CB (Split System: Heat Pump with Remote Outdoor Unit-Air-Source) | 4TWV0X60A1 | ADP |  | FG84960+P0V0D000M50SC+RP |  | 54000 | 19 | 8.2 | 49500 | 38500 | 77.78% | 1.75 | 0 | 12 |  |  |  | No | R-410A | 4.5 | Residential & Commercial | Ducted CEE Tier 1
215679497 | Central HP <5.4 tons | ARCOAIRE | HRCU-A-CB (Split System: Heat Pump with Remote Outdoor Unit-Air-Source) | H5H0V36*K*AAA* |  |  | EA*5X48M21A*+WALLCON | *80CSU0401712B* | 34000 | 18 | 9 | 35000 | 25000 | 71.43% | 1.9 | 0 | 10 |  |  |  | No | R-454B | 2.8333 | Residential & Commercial | Ducted CEE Tier 1
215679647 | Central HP <5.4 tons | ARCOAIRE | HRCU-A-CB (Split System: Heat Pump with Remote Outdoor Unit-Air-Source) | H5H0V36*K*AAA* |  |  | EA*5X61M21A*+WALLCON | *97CTN0802120A* | 34800 | 18 | 9 | 34400 | 24800 | 72.09% | 1.92 | 0 | 10.5 |  |  |  | No | R-454B | 2.9 | Residential & Commercial | Ducted CEE Tier 1
211206862 | Central HP <5.4 tons | FRASER-JOHNSTON | HRCU-A-CB (Split System: Heat Pump with Remote Outdoor Unit-Air-Source) | HL20B3621 |  |  | XAMC36DE2N1+CC | TP9C100C16MP13 | 33000 | 18 | 8.5 | 34000 | 29200 | 85.88% | 1.96 | 0 | 12 |  |  |  | No | R-410A | 2.75 | Residential & Commercial | Ducted CEE Tier 1
211206869 | Central HP <5.4 tons | FRASER-JOHNSTON | HRCU-A-CB (Split System: Heat Pump with Remote Outdoor Unit-Air-Source) | HL20B3621 |  |  | XAMC36DE2N1+CC | TM9V080C16MP12 | 33000 | 18 | 8.5 | 34200 | 29200 | 85.38% | 1.96 | 0 | 12 |  |  |  | No | R-410A | 2.75 | Residential & Commercial | Ducted CEE Tier 1
215678367 | Central HP <5.4 tons | ARCOAIRE | HRCU-A-CB (Split System: Heat Pump with Remote Outdoor Unit-Air-Source) | H5H0V24*K*AAA* |  |  | EA*5X37M17A*+WALLCON | *97CTN0601716A* | 23600 | 16.5 | 9 | 23600 | 16600 | 70.34% | 1.98 | 0 | 10 |  |  |  | No | R-454B | 1.9667 | Residential & Commercial | Ducted CEE Tier 1
210596844 | Central HP <5.4 tons | KEEPRITE | HRCU-A-CB (Split System: Heat Pump with Remote Outdoor Unit-Air-Source) | CVH825GKA2* |  |  | EA*4X48L21A*+WALLCON | *97CMN0601714A* | 24000 | 16.5 | 8.1 | 21000 | 16700 | 79.52% | 2 | 0 | 11 |  |  |  | No | R-410A | 2 | Residential & Commercial | Ducted CEE Tier 1
210596877 | Central HP <5.4 tons | KEEPRITE | HRCU-A-CB (Split System: Heat Pump with Remote Outdoor Unit-Air-Source) | CVH825GKA2* |  |  | EA*4X48L24A*+WALLCON | *97CMN1002122A* | 24200 | 16.5 | 8.1 | 21000 | 16500 | 78.57% | 2.02 | 0 | 11 |  |  |  | No | R-410A | 2.0167 | Residential & Commercial | Ducted CEE Tier 1
210596925 | Central HP <5.4 tons | KEEPRITE | HRCU-A-CB (Split System: Heat Pump with Remote Outdoor Unit-Air-Source) | CVH825GKA2* |  |  | EHD4X42AAL+WALLCON | *96CTN1202422A* | 24200 | 16 | 8.1 | 21400 | 16600 | 77.57% | 2 | 0 | 10.5 |  |  |  | No | R-410A | 2.0167 | Residential & Commercial | Ducted CEE Tier 1
210596943 | Central HP <5.4 tons | KEEPRITE | HRCU-A-CB (Split System: Heat Pump with Remote Outdoor Unit-Air-Source) | CVH825GKA2* |  |  | EHD4X48AAL+WALLCON | *80CSU0401712A* | 24200 | 16.5 | 8.1 | 21200 | 16600 | 78.3% | 2.02 | 0 | 11 |  |  |  | No | R-410A | 2.0167 | Residential & Commercial | Ducted CEE Tier 1
214671436 | Central HP <5.4 tons | LENNOX | HRCU-A-CB (Split System: Heat Pump with Remote Outdoor Unit-Air-Source) | SL25XPV-024-230A** | ADP |  | L*25/37Z9 | SL297UH060NV36B* | 22600 | 22 | 9.5 | 19600 | 19600 | 100% | 1.96 | 0 | 14 |  |  |  | No | R-410A | 1.8833 | Residential & Commercial | Ducted CEE Tier 1
215675987 | Central HP <5.4 tons | ARCOAIRE | HRCU-A-CB (Split System: Heat Pump with Remote Outdoor Unit-Air-Source) | H5H0V48*K*AAA* |  |  | EVM5X61M24A*+WALLCON | *80CTL0902120B* | 48500 | 19.5 | 9.5 | 50000 | 36600 | 73.2% | 2.1 | 0 | 10.5 |  |  |  | No | R-454B | 4.0417 | Residential & Commercial | Ducted CEE Tier 1
215224769 | Central HP <5.4 tons | CARRIER | HRCU-A-CB (Split System: Heat Pump with Remote Outdoor Unit-Air-Source) | 25VNA448A*031* | ADP |  | H,PG49960 | 59MN7C120C24**22 | 44500 | 21 | 9.5 | 44000 | 36000 | 81.82% | 2.26 | 0 | 12 |  |  |  | No | R-410A | 3.7083 | Residential & Commercial | Ducted CEE Tier 1
215675387 | Central HP <5.4 tons | ARCOAIRE | HRCU-A-CB (Split System: Heat Pump with Remote Outdoor Unit-Air-Source) | H5H0V48*K*AAA* |  |  | EVM5X48M21A*+WALLCON | *80CTL0902120B* | 47000 | 18.5 | 9 | 50000 | 36400 | 72.8% | 2 | 0 | 10 |  |  |  | No | R-454B | 3.9167 | Residential & Commercial | Ducted CEE Tier 1
213739850 | Central HP <5.4 tons | DAY & NIGHT | HRCU-A-CB (Split System: Heat Pump with Remote Outdoor Unit-Air-Source) | DLCURAH24ABK | ADP |  | PL36H175P069 | *80MS(N,L)0701712A* | 23400 | 17 | 8.5 | 24600 | 24200 | 98.37% | 2.06 | 0 | 10.5 |  |  |  | No | R-410A | 1.95 | Residential & Commercial | Ducted CEE Tier 1
213739880 | Central HP <5.4 tons | DAY & NIGHT | HRCU-A-CB (Split System: Heat Pump with Remote Outdoor Unit-Air-Source) | DLCURAH24ABK | ADP |  | PL36H175P069 | *80VTL0451412B* | 23600 | 17 | 8.5 | 24600 | 24200 | 98.37% | 2.04 | 0 | 10.5 |  |  |  | No | R-410A | 1.9667 | Residential & Commercial | Ducted CEE Tier 1
213739981 | Central HP <5.4 tons | DAY & NIGHT | HRCU-A-CB (Split System: Heat Pump with Remote Outdoor Unit-Air-Source) | DLCURAH24ABK | ADP |  | FG80936 | *96VSN0601412B* | 23600 | 17 | 8.5 | 24600 | 23600 | 95.93% | 2 | 0 | 10 |  |  |  | No | R-410A | 1.9667 | Residential & Commercial | Ducted CEE Tier 1
204300396 | Central HP <5.4 tons | KEEPRITE | HRCU-A-CB (Split System: Heat Pump with Remote Outdoor Unit-Air-Source) | CVH837GKA** |  |  | EHD4X42AAL+WALLCON | *80CTL0901716A* | 32600 | 17 | 8.1 | 33000 | 24800 | 75.15% | 1.96 | 12 | 11 |  |  |  | No | R-410A | 2.7167 | Residential & Commercial | Ducted CEE Tier 1
210597391 | Central HP <5.4 tons | KEEPRITE | HRCU-A-CB (Split System: Heat Pump with Remote Outdoor Unit-Air-Source) | CVH837GKA** |  |  | EA*4X60L24A*+WALLCON | *96CTN1002122A* | 32800 | 17.5 | 8.5 | 31800 | 24800 | 77.99% | 2 | 0 | 11.7 |  |  |  | No | R-410A | 2.7333 | Residential & Commercial | Ducted CEE Tier 1
210597448 | Central HP <5.4 tons | KEEPRITE | HRCU-A-CB (Split System: Heat Pump with Remote Outdoor Unit-Air-Source) | CVH837GKA** |  |  | EA*4X61L24A*+WALLCON | *80CSU1002120A* | 33200 | 17.5 | 8.1 | 32000 | 24800 | 77.5% | 1.98 | 0 | 11.5 |  |  |  | No | R-410A | 2.7667 | Residential & Commercial | Ducted CEE Tier 1
216591197 | Central HP <5.4 tons | KENMORE | HRCU-A-CB (Split System: Heat Pump with Remote Outdoor Unit-Air-Source) | HH860E2S11 |  |  | CTM60C5CGS1 | Z8ES100C20SMPS1 | 45500 | 18 | 9 | 47000 | 34400 | 73.19% | 2 | 0 | 11.7 |  |  |  | No | R-454B | 3.7917 | Residential & Commercial | Ducted CEE Tier 1
214826091 | Central HP <5.4 tons | CHAMPION HEATING AND COOLING | HRCU-A-CB (Split System: Heat Pump with Remote Outdoor Unit-Air-Source) | HH860E2S11 | ADP |  | V,Y60H210P19*+TXV+AEFE5* |  | 46000 | 19 | 9 | 44000 | 33600 | 76.36% | 2.1 | 0 | 12 |  |  |  | No | R-454B | 3.8333 | Residential & Commercial | Ducted CEE Tier 1
214215183 | Central HP <5.4 tons | ELIOS | HRCU-A-C (Split System: Heat Pump with Remote Outdoor Unit with No Indoor Fan --Air Source) | DEA30HOS20230E7 |  |  | CUB36HAC20BWT7A |  | 29000 | 15.2 | 8.5 | 31000 | 22600 | 72.9% | 1.8 | 0 | 10 |  |  |  | No | R-410A | 2.4167 | Residential & Commercial | Ducted CEE Tier 1
216591658 | Central HP <5.4 tons | KENMORE | HRCU-A-CB (Split System: Heat Pump with Remote Outdoor Unit-Air-Source) | HH860E2S11 |  |  | CTF60D5CGS1 | Z8ES130D20SMPS1 | 45000 | 18 | 9 | 45000 | 33200 | 73.78% | 2 | 0 | 12 |  |  |  | No | R-454B | 3.75 | Residential & Commercial | Ducted CEE Tier 1
216591751 | Central HP <5.4 tons | KENMORE | HRCU-A-CB (Split System: Heat Pump with Remote Outdoor Unit-Air-Source) | HH860E2S11 |  |  | CTU60D5XGS1+TXV | Z8ES120D20SMPS1 | 46000 | 18 | 9 | 47000 | 34200 | 72.77% | 2 | 0 | 11.7 |  |  |  | No | R-454B | 3.8333 | Residential & Commercial | Ducted CEE Tier 1
210470493 | Central HP <5.4 tons | KENMORE | HRCU-A-CB (Split System: Heat Pump with Remote Outdoor Unit-Air-Source) | (C,H,T)VH837GKA2* |  |  | EA*4X61L21A*+WALLCON | *96CTN1002122A* | 33200 | 17.5 | 8.5 | 32000 | 24800 | 77.5% | 2 | 0 | 12 |  |  |  | No | R-410A | 2.7667 | Residential & Commercial | Ducted CEE Tier 1
210470284 | Central HP <5.4 tons | KENMORE | HRCU-A-CB (Split System: Heat Pump with Remote Outdoor Unit-Air-Source) | (C,H,T)VH837GKA2* |  |  | EA*4X60L24A*+WALLCON | *80CTL1352422A* | 32800 | 18 | 8.5 | 31800 | 24800 | 77.99% | 2 | 0 | 12 |  |  |  | No | R-410A | 2.7333 | Residential & Commercial | Ducted CEE Tier 1
216487942 | Central HP <5.4 tons | BRYANT HEATING AND COOLING SYSTEMS | HRCU-A-CB (Split System: Heat Pump with Remote Outdoor Unit-Air-Source) | 293VAN036**AA* | ADP |  | CE(P,V)3617G34*+TXV | 986TD66100C21*** | 32800 | 20 | 9.5 | 33200 | 26200 | 78.92% | 2 | 0 | 11.5 |  |  |  | No | R-454B | 2.7333 | Residential & Commercial | Ducted CEE Tier 1
214862385 | Central HP <5.4 tons | BRYANT HEATING AND COOLING SYSTEMS | HRCU-A-CB (Split System: Heat Pump with Remote Outdoor Unit-Air-Source) | 288BNV037*0**B* | ADP |  | H,PG35936 | 987MC42060C17*** | 31200 | 18 | 8.1 | 31600 | 24200 | 76.58% | 1.84 | 0 | 10.5 |  |  |  | No | R-410A | 2.6 | Residential & Commercial | Ducted CEE Tier 1
206414274 | Central HP <5.4 tons | TOSOT | HRCU-A-CB (Split System: Heat Pump with Remote Outdoor Unit-Air-Source) | TU60-48WADU |  |  | TUD60-24AH2ADU |  | 54000 | 16 | 9 | 54000 | 41000 | 75.93% | 1.8 | 10.5 | 10 |  |  |  | No | R-410A | 4.5 | Residential & Commercial | Ducted CEE Tier 1
215728029 | Central HP <5.4 tons | CHAMPION HEATING AND COOLING | HRCU-A-CB (Split System: Heat Pump with Remote Outdoor Unit-Air-Source) | HH824E2S11 | ADP |  | H,YE7J(1,2)36+TXV | Z8ES080B12SMPS1 | 23000 | 18 | 9 | 21400 | 18100 | 84.58% | 2 | 0 | 12 |  |  |  | No | R-454B | 1.9167 | Residential & Commercial | Ducted CEE Tier 1
215728032 | Central HP <5.4 tons | CHAMPION HEATING AND COOLING | HRCU-A-CB (Split System: Heat Pump with Remote Outdoor Unit-Air-Source) | HH824E2S11 | ADP |  | H,YE7J(1,2)36+TXV | Z8ET060A12LMPS1 | 22400 | 18 | 8.8 | 21400 | 17300 | 80.84% | 1.96 | 0 | 11.5 |  |  |  | No | R-454B | 1.8667 | Residential & Commercial | Ducted CEE Tier 1
215727995 | Central HP <5.4 tons | CHAMPION HEATING AND COOLING | HRCU-A-CB (Split System: Heat Pump with Remote Outdoor Unit-Air-Source) | HH824E2S11 | ADP |  | H,YE7J(1,2)36+TXV | TM8E060A12MP11 | 22400 | 17 | 8.8 | 21400 | 17500 | 81.78% | 1.96 | 0 | 11 |  |  |  | No | R-454B | 1.8667 | Residential & Commercial | Ducted CEE Tier 1
215727997 | Central HP <5.4 tons | CHAMPION HEATING AND COOLING | HRCU-A-CB (Split System: Heat Pump with Remote Outdoor Unit-Air-Source) | HH824E2S11 | ADP |  | H,YE7J(1,2)36+TXV | TM8E080B12MP11 | 22400 | 17 | 8.8 | 21400 | 17500 | 81.78% | 1.96 | 0 | 11.5 |  |  |  | No | R-454B | 1.8667 | Residential & Commercial | Ducted CEE Tier 1
214671440 | Central HP <5.4 tons | LENNOX | HRCU-A-CB (Split System: Heat Pump with Remote Outdoor Unit-Air-Source) | SL25XPV-036-230A** | ADP |  | L*25/37Z9 | EL297UH045XV36B* | 33600 | 21 | 8.8 | 33200 | 25800 | 77.71% | 1.82 | 0 | 13 |  |  |  | No | R-410A | 2.8 | Residential & Commercial | Ducted CEE Tier 1
211206874 | Central HP <5.4 tons | FRASER-JOHNSTON | HRCU-A-CB (Split System: Heat Pump with Remote Outdoor Unit-Air-Source) | HL20B3621 |  |  | XAMC36DE2N1+CC | TP9C080C16MP13 | 33000 | 18 | 8.5 | 34200 | 29200 | 85.38% | 1.96 | 0 | 12 |  |  |  | No | R-410A | 2.75 | Residential & Commercial | Ducted CEE Tier 1
215678227 | Central HP <5.4 tons | ARCOAIRE | HRCU-A-CB (Split System: Heat Pump with Remote Outdoor Unit-Air-Source) | H5H0V24*K*AAA* |  |  | EA*5X25M17A*+WALLCON | *80CSU0401712B* | 24000 | 17 | 9 | 23200 | 16300 | 70.26% | 2.02 | 0 | 10.5 |  |  |  | No | R-454B | 2 | Residential & Commercial | Ducted CEE Tier 1
212480084 | Central HP <5.4 tons | CARRIER | HRCU-A-CB (Split System: Heat Pump with Remote Outdoor Unit-Air-Source) | 38MURAQ24AB3* | ADP |  | A36VCA+TXV | 59SP6A040V17**12 | 23200 | 16 | 8.5 | 24200 | 23200 | 95.87% | 1.94 | 0 | 10 |  |  |  | No | R-410A | 1.9333 | Residential & Commercial | Ducted CEE Tier 1
212480093 | Central HP <5.4 tons | CARRIER | HRCU-A-CB (Split System: Heat Pump with Remote Outdoor Unit-Air-Source) | 38MURAQ24AB3* | ADP |  | A36VCA+TXV | 59SP6A080V17**16 | 24200 | 16 | 8.1 | 24600 | 22600 | 91.87% | 1.9 | 0 | 10.5 |  |  |  | No | R-410A | 2.0167 | Residential & Commercial | Ducted CEE Tier 1
214862412 | Central HP <5.4 tons | BRYANT HEATING AND COOLING SYSTEMS | HRCU-A-CB (Split System: Heat Pump with Remote Outdoor Unit-Air-Source) | 288BNV037*0**B* | ADP |  | H,PE9J936 | 987MC66100C21*** | 30800 | 18 | 8.1 | 30600 | 24200 | 79.08% | 1.98 | 0 | 11 |  |  |  | No | R-410A | 2.5667 | Residential & Commercial | Ducted CEE Tier 1
214862414 | Central HP <5.4 tons | BRYANT HEATING AND COOLING SYSTEMS | HRCU-A-CB (Split System: Heat Pump with Remote Outdoor Unit-Air-Source) | 288BNV037*0**B* | ADP |  | H,PG81936 | 987MC66100C21*** | 31800 | 18 | 8.1 | 30600 | 24200 | 79.08% | 1.98 | 0 | 11.7 |  |  |  | No | R-410A | 2.65 | Residential & Commercial | Ducted CEE Tier 1
214862394 | Central HP <5.4 tons | BRYANT HEATING AND COOLING SYSTEMS | HRCU-A-CB (Split System: Heat Pump with Remote Outdoor Unit-Air-Source) | 288BNV037*0**B* | ADP |  | H,PE9J936 | 987MC42080C17*** | 32000 | 17 | 8.1 | 31600 | 24600 | 77.85% | 1.9 | 0 | 11 |  |  |  | No | R-410A | 2.6667 | Residential & Commercial | Ducted CEE Tier 1
214862396 | Central HP <5.4 tons | BRYANT HEATING AND COOLING SYSTEMS | HRCU-A-CB (Split System: Heat Pump with Remote Outdoor Unit-Air-Source) | 288BNV037*0**B* | ADP |  | H,PG81936 | 987MC42080C17*** | 32200 | 17 | 8.1 | 31400 | 24600 | 78.34% | 1.94 | 0 | 11.5 |  |  |  | No | R-410A | 2.6833 | Residential & Commercial | Ducted CEE Tier 1
210597475 | Central HP <5.4 tons | KEEPRITE | HRCU-A-CB (Split System: Heat Pump with Remote Outdoor Unit-Air-Source) | CVH837GKA** |  |  | EA*4X61L24A*+WALLCON | *97CMN0602120A* | 33000 | 17.5 | 8.5 | 32400 | 25200 | 77.78% | 1.98 | 0 | 11.7 |  |  |  | No | R-410A | 2.75 | Residential & Commercial | Ducted CEE Tier 1
211245476 | Central HP <5.4 tons | KEEPRITE | HRCU-A-CB (Split System: Heat Pump with Remote Outdoor Unit-Air-Source) | DLCURAH24ABK |  |  | EN(A,D)4X36L21** | *80ESU0401712A* | 24000 | 17 | 8.1 | 26000 | 23200 | 89.23% | 1.92 | 0 | 10.5 |  |  |  | No | R-410A | 2 | Residential & Commercial | Ducted CEE Tier 1
213828548 | Central HP <5.4 tons | HISENSE | HRCU-A-C (Split System: Heat Pump with Remote Outdoor Unit with No Indoor Fan --Air Source) | AUWR-36U3SA | ASPEN |  | D(A,C,E)31B44+TDR |  | 29200 | 15.5 | 9.4 | 30000 | 24200 | 80.67% | 2.08 | 0 | 11.3 |  |  |  | No | R-410A | 2.4333 | Residential & Commercial | Ducted CEE Tier 1
213828550 | Central HP <5.4 tons | HISENSE | HRCU-A-C (Split System: Heat Pump with Remote Outdoor Unit with No Indoor Fan --Air Source) | AUWR-36U3SA | ASPEN |  | D(A,C,E)31E34+TDR |  | 29600 | 15.5 | 9.4 | 30000 | 24200 | 80.67% | 2.08 | 0 | 11.3 |  |  |  | No | R-410A | 2.4667 | Residential & Commercial | Ducted CEE Tier 1
211245889 | Central HP <5.4 tons | KEEPRITE | HRCU-A-CB (Split System: Heat Pump with Remote Outdoor Unit-Air-Source) | DLCURAH24ABK |  |  | FMA4X24**AL* |  | 23600 | 17 | 9 | 27200 | 25600 | 94.12% | 2.14 | 0 | 10 |  |  |  | No | R-410A | 1.9667 | Residential & Commercial | Ducted CEE Tier 1
211245922 | Central HP <5.4 tons | KEEPRITE | HRCU-A-CB (Split System: Heat Pump with Remote Outdoor Unit-Air-Source) | DLCURAH24ABK |  |  | FM(C,U)4X30**AL* |  | 25000 | 15.2 | 8.5 | 27800 | 21800 | 78.42% | 1.8 | 0 | 10 |  |  |  | No | R-410A | 2.0833 | Residential & Commercial | Ducted CEE Tier 1
211245740 | Central HP <5.4 tons | KEEPRITE | HRCU-A-CB (Split System: Heat Pump with Remote Outdoor Unit-Air-Source) | DLCURAH24ABK |  |  | EN(A,D)4X36L21** | *80ESU0802120A | 24400 | 17 | 8.5 | 26200 | 22800 | 87.02% | 1.88 | 0 | 10.5 |  |  |  | No | R-410A | 2.0333 | Residential & Commercial | Ducted CEE Tier 1
216591712 | Central HP <5.4 tons | KENMORE | HRCU-A-CB (Split System: Heat Pump with Remote Outdoor Unit-Air-Source) | HH836E2S11 |  |  | CTF36B5CDS1 | Z9ET060B12SMPS1 | 33400 | 18 | 8.5 | 31600 | 24200 | 76.58% | 2 | 0 | 11 |  |  |  | No | R-454B | 2.7833 | Residential & Commercial | Ducted CEE Tier 1
216591730 | Central HP <5.4 tons | KENMORE | HRCU-A-CB (Split System: Heat Pump with Remote Outdoor Unit-Air-Source) | HH836E2S11 |  |  | JHC42C5CF2SS1 |  | 34400 | 19 | 9 | 31600 | 25000 | 79.11% | 2 | 0 | 11.7 |  |  |  | No | R-454B | 2.8667 | Residential & Commercial | Ducted CEE Tier 1
216591732 | Central HP <5.4 tons | KENMORE | HRCU-A-CB (Split System: Heat Pump with Remote Outdoor Unit-Air-Source) | HH836E2S11 |  |  | CTU48C5XFS1+JME16C2SN1+TXV |  | 34200 | 19 | 9 | 31600 | 25200 | 79.75% | 2 | 0 | 11.7 |  |  |  | No | R-454B | 2.85 | Residential & Commercial | Ducted CEE Tier 1
216591863 | Central HP <5.4 tons | KENMORE | HRCU-A-CB (Split System: Heat Pump with Remote Outdoor Unit-Air-Source) | HH836E2S11 |  |  | CTU36B5XDS1+TXV | Z8ES100B12SMPS1 | 33400 | 18 | 8.5 | 30800 | 25000 | 81.17% | 2 | 0 | 11.7 |  |  |  | No | R-454B | 2.7833 | Residential & Commercial | Ducted CEE Tier 1
216591880 | Central HP <5.4 tons | KENMORE | HRCU-A-CB (Split System: Heat Pump with Remote Outdoor Unit-Air-Source) | HH836E2S11 |  |  | CTM36C5CDS1 | Z8ES080C16SMPS1 | 33600 | 18 | 8.5 | 31200 | 25400 | 81.41% | 2 | 0 | 11 |  |  |  | No | R-454B | 2.8 | Residential & Commercial | Ducted CEE Tier 1
216591905 | Central HP <5.4 tons | KENMORE | HRCU-A-CB (Split System: Heat Pump with Remote Outdoor Unit-Air-Source) | HH836E2S11 |  |  | CTF48C5CFS1 | Z8ES080C20SMPS1 | 34200 | 18 | 9 | 32000 | 25600 | 80% | 2 | 0 | 11 |  |  |  | No | R-454B | 2.85 | Residential & Commercial | Ducted CEE Tier 1
216591921 | Central HP <5.4 tons | KENMORE | HRCU-A-CB (Split System: Heat Pump with Remote Outdoor Unit-Air-Source) | HH836E2S11 |  |  | CTF48C5CFS1 | Z9ET100C16SMPS1 | 33400 | 19 | 9.5 | 31400 | 23800 | 75.8% | 2 | 0 | 11 |  |  |  | No | R-454B | 2.7833 | Residential & Commercial | Ducted CEE Tier 1
216487980 | Central HP <5.4 tons | BRYANT HEATING AND COOLING SYSTEMS | HRCU-A-CB (Split System: Heat Pump with Remote Outdoor Unit-Air-Source) | 293VAN060**AA* | ADP |  | CE(P,V)6021G48*+TXV | 986TD66100C21*** | 55500 | 18 | 8.5 | 58500 | 46000 | 78.63% | 2.02 | 0 | 11 |  |  |  | No | R-454B | 4.625 | Residential & Commercial | Ducted CEE Tier 1
214862388 | Central HP <5.4 tons | BRYANT HEATING AND COOLING SYSTEMS | HRCU-A-CB (Split System: Heat Pump with Remote Outdoor Unit-Air-Source) | 288BNV037*0**B* | ADP |  | H,PE9J936 | 987MC42060C17*** | 31200 | 18 | 8.1 | 31600 | 24200 | 76.58% | 1.84 | 0 | 10.5 |  |  |  | No | R-410A | 2.6 | Residential & Commercial | Ducted CEE Tier 1
215675537 | Central HP <5.4 tons | ARCOAIRE | HRCU-A-CB (Split System: Heat Pump with Remote Outdoor Unit-Air-Source) | H5H0V48*K*AAA* |  |  | EVM5X49M21A*+WALLCON | *80CTL0701716B* | 48000 | 18.5 | 9 | 50000 | 37200 | 74.4% | 2 | 0 | 10 |  |  |  | No | R-454B | 4 | Residential & Commercial | Ducted CEE Tier 1
215675637 | Central HP <5.4 tons | ARCOAIRE | HRCU-A-CB (Split System: Heat Pump with Remote Outdoor Unit-Air-Source) | H5H0V48*K*AAA* |  |  | EVM5X49M21A*+WALLCON | *97CMN1002122B* | 48000 | 19 | 9 | 50000 | 36800 | 73.6% | 2 | 0 | 10.5 |  |  |  | No | R-454B | 4 | Residential & Commercial | Ducted CEE Tier 1
214053765 | Central HP <5.4 tons | LENNOX | HRCU-A-CB (Split System: Heat Pump with Remote Outdoor Unit-Air-Source) | SL25XPV-048-230A** | ADP |  | HG50960 | SLP99UH110XV60C* | 46000 | 20 | 9.3 | 42000 | 35800 | 85.24% | 1.88 | 0 | 12.5 |  |  |  | No | R-410A | 3.8333 | Residential & Commercial | Ducted CEE Tier 1
216494190 | Central HP <5.4 tons | BRYANT HEATING AND COOLING SYSTEMS | HRCU-A-CB (Split System: Heat Pump with Remote Outdoor Unit-Air-Source) | 293VAN048**AA* | ADP |  | CE(P,V)4824G1K*+TXV | 986TD42080C17*** | 42500 | 20 | 9 | 46500 | 34800 | 74.84% | 2 | 0 | 11 |  |  |  | No | R-454B | 3.5417 | Residential & Commercial | Ducted CEE Tier 1
216487915 | Central HP <5.4 tons | BRYANT HEATING AND COOLING SYSTEMS | HRCU-A-CB (Split System: Heat Pump with Remote Outdoor Unit-Air-Source) | 291VAN054**AA* | ADP |  | CE(P,V)6024G48*+TXV | 986TD66120C24*** | 49500 | 19 | 10.5 | 50500 | 53000 | 105% | 1.96 | 0 | 11.5 |  |  |  | No | R-454B | 4.125 | Residential & Commercial | Ducted CEE Tier 1
216591749 | Central HP <5.4 tons | KENMORE | HRCU-A-CB (Split System: Heat Pump with Remote Outdoor Unit-Air-Source) | HH824E2S11 |  |  | CTM36B5ADS1+JME12B2SN1 |  | 23000 | 19 | 9.5 | 23000 | 18400 | 80% | 2 | 0 | 12 |  |  |  | No | R-454B | 1.9167 | Residential & Commercial | Ducted CEE Tier 1
212480132 | Central HP <5.4 tons | CARRIER | HRCU-A-CB (Split System: Heat Pump with Remote Outdoor Unit-Air-Source) | 38MURAQ24AB3* | ADP |  | V,C36H175P159 | 59SU5A060E17**16 | 24400 | 17 | 8.5 | 24600 | 22000 | 89.43% | 1.86 | 0 | 10 |  |  |  | No | R-410A | 2.0333 | Residential & Commercial | Ducted CEE Tier 1
213739488 | Central HP <5.4 tons | DAY & NIGHT | HRCU-A-CB (Split System: Heat Pump with Remote Outdoor Unit-Air-Source) | DLCURAH18ABK | ADP |  | PL36H175P789 | *80MS(N,L)0451412A* | 17500 | 16 | 8.5 | 16800 | 18800 | 111.9% | 2.3 | 0 | 11 |  |  |  | No | R-410A | 1.4583 | Residential & Commercial | Ducted CEE Tier 1
213739491 | Central HP <5.4 tons | DAY & NIGHT | HRCU-A-CB (Split System: Heat Pump with Remote Outdoor Unit-Air-Source) | DLCURAH18ABK | ADP |  | FG80936 | *80MS(N,L)0451412A* | 17500 | 16 | 8.5 | 16800 | 18800 | 111.9% | 2.3 | 0 | 11 |  |  |  | No | R-410A | 1.4583 | Residential & Commercial | Ducted CEE Tier 1
213739554 | Central HP <5.4 tons | DAY & NIGHT | HRCU-A-CB (Split System: Heat Pump with Remote Outdoor Unit-Air-Source) | DLCURAH18ABK | ADP |  | FG80936 | *92MSN0601412A* | 17500 | 16 | 8.5 | 16900 | 18800 | 111.2% | 2.3 | 0 | 11 |  |  |  | No | R-410A | 1.4583 | Residential & Commercial | Ducted CEE Tier 1
213739588 | Central HP <5.4 tons | DAY & NIGHT | HRCU-A-CB (Split System: Heat Pump with Remote Outdoor Unit-Air-Source) | DLCURAH18ABK | ADP |  | PL36H175P789 | *96MSN0401712A* | 17500 | 15.2 | 8.5 | 17100 | 18800 | 109.9% | 2.3 | 0 | 10.5 |  |  |  | No | R-410A | 1.4583 | Residential & Commercial | Ducted CEE Tier 1
213739589 | Central HP <5.4 tons | DAY & NIGHT | HRCU-A-CB (Split System: Heat Pump with Remote Outdoor Unit-Air-Source) | DLCURAH18ABK | ADP |  | FG35936 | *96MSN0401712A* | 17500 | 15.2 | 8.5 | 17100 | 18800 | 109.9% | 2.3 | 0 | 10.5 |  |  |  | No | R-410A | 1.4583 | Residential & Commercial | Ducted CEE Tier 1
206133803 | Central HP <5.4 tons | KEEPRITE | HRCU-A-CB (Split System: Heat Pump with Remote Outdoor Unit-Air-Source) | CVH825GKA2* |  |  | EA*4X37L17A*+WALLCON | *95CSU0601716A* | 24200 | 16.5 | 8.1 | 21400 | 16800 | 78.5% | 1.98 | 11 | 10.5 |  |  |  | No | R-410A | 2.0167 | Residential & Commercial | Ducted CEE Tier 1
206133301 | Central HP <5.4 tons | KEEPRITE | HRCU-A-CB (Split System: Heat Pump with Remote Outdoor Unit-Air-Source) | CVH825GKA2* |  |  | EA*4X24L17A*+WALLCON | *80CSU0401712A* | 23200 | 16.5 | 8.1 | 22000 | 16800 | 76.36% | 1.9 | 11 | 10.5 |  |  |  | No | R-410A | 1.9333 | Residential & Commercial | Ducted CEE Tier 1
206133371 | Central HP <5.4 tons | KEEPRITE | HRCU-A-CB (Split System: Heat Pump with Remote Outdoor Unit-Air-Source) | CVH825GKA2* |  |  | EA*4X36L17A*+WALLCON | *80CSU0601716A* | 23600 | 16.5 | 8.1 | 21400 | 16700 | 78.04% | 1.94 | 11 | 10.5 |  |  |  | No | R-410A | 1.9667 | Residential & Commercial | Ducted CEE Tier 1
216591535 | Central HP <5.4 tons | KENMORE | HRCU-A-CB (Split System: Heat Pump with Remote Outdoor Unit-Air-Source) | HH860E2S11 |  |  | CTF60D5CHS1 | Z8ES120D20SMPS1 | 53500 | 19 | 8.5 | 53500 | 38500 | 71.96% | 2 | 0 | 11.7 |  |  |  | No | R-454B | 4.4583 | Residential & Commercial | Ducted CEE Tier 1
216591551 | Central HP <5.4 tons | KENMORE | HRCU-A-CB (Split System: Heat Pump with Remote Outdoor Unit-Air-Source) | HH860E2S11 |  |  | CTU60C5XGS1+TXV | Z8ES120C20SMPS1 | 45000 | 18 | 9 | 45500 | 33400 | 73.41% | 2 | 0 | 11.7 |  |  |  | No | R-454B | 3.75 | Residential & Commercial | Ducted CEE Tier 1
216591624 | Central HP <5.4 tons | KENMORE | HRCU-A-CB (Split System: Heat Pump with Remote Outdoor Unit-Air-Source) | HH860E2S11 |  |  | CTU60D5XGS1+TXV | Z9ET120D20SMPS1 | 44500 | 17 | 9 | 45000 | 32600 | 72.44% | 2 | 0 | 11.7 |  |  |  | No | R-454B | 3.7083 | Residential & Commercial | Ducted CEE Tier 1
216591760 | Central HP <5.4 tons | KENMORE | HRCU-A-CB (Split System: Heat Pump with Remote Outdoor Unit-Air-Source) | HH860E2S11 |  |  | CTM60D5CJS1 | Z8ES120D20SMPS1 | 53000 | 18 | 9 | 55000 | 40000 | 72.73% | 2 | 0 | 10 |  |  |  | No | R-454B | 4.4167 | Residential & Commercial | Ducted CEE Tier 1
216591784 | Central HP <5.4 tons | KENMORE | HRCU-A-CB (Split System: Heat Pump with Remote Outdoor Unit-Air-Source) | HH860E2S11 |  |  | CTF60C5CHS1+JME16C2SN1 |  | 54000 | 19 | 9 | 53500 | 38500 | 71.96% | 2 | 0 | 12 |  |  |  | No | R-454B | 4.5 | Residential & Commercial | Ducted CEE Tier 1
210471285 | Central HP <5.4 tons | KENMORE | HRCU-A-CB (Split System: Heat Pump with Remote Outdoor Unit-Air-Source) | (C,H,T)VH837GKA2* |  |  | EHD4X60AAL+WALLCON | *96CTN1002122A* | 33000 | 17 | 8.1 | 32200 | 24800 | 77.02% | 2.02 | 0 | 11.5 |  |  |  | No | R-410A | 2.75 | Residential & Commercial | Ducted CEE Tier 1
210471219 | Central HP <5.4 tons | KENMORE | HRCU-A-CB (Split System: Heat Pump with Remote Outdoor Unit-Air-Source) | (C,H,T)VH837GKA2* |  |  | EHD4X60AAL+WALLCON | *96CTN1202422A* | 33000 | 17 | 8.1 | 32200 | 24800 | 77.02% | 2.02 | 0 | 11.5 |  |  |  | No | R-410A | 2.75 | Residential & Commercial | Ducted CEE Tier 1
210470928 | Central HP <5.4 tons | KENMORE | HRCU-A-CB (Split System: Heat Pump with Remote Outdoor Unit-Air-Source) | (C,H,T)VH837GKA2* |  |  | EN(A,D,W)4X60L24**+WALLCON | *80CTL1352422A* | 32800 | 18 | 8.1 | 32200 | 24600 | 76.4% | 1.98 | 0 | 12 |  |  |  | No | R-410A | 2.7333 | Residential & Commercial | Ducted CEE Tier 1
213369435 | Central HP <5.4 tons | CARRIER | HRCU-A-CB (Split System: Heat Pump with Remote Outdoor Unit-Air-Source) | 38MURAQ36AB3* | ADP |  | H,PG7J936 | 59TP6C100V21**22 | 35000 | 16 | 8.1 | 36800 | 34800 | 94.57% | 1.82 | 0 | 10 |  |  |  | No | R-410A | 2.9167 | Residential & Commercial | Ducted CEE Tier 1
216487375 | Central HP <5.4 tons | BRYANT HEATING AND COOLING SYSTEMS | HRCU-A-CB (Split System: Heat Pump with Remote Outdoor Unit-Air-Source) | 290VAN024**AA* | ADP |  | CE(P,V)3617G34*+TXV | 987MC42080C17*** | 23000 | 17 | 9 | 22600 | 16300 | 72.12% | 1.98 | 0 | 10 |  |  |  | No | R-454B | 1.9167 | Residential & Commercial | Ducted CEE Tier 1
214862312 | Central HP <5.4 tons | BRYANT HEATING AND COOLING SYSTEMS | HRCU-A-CB (Split System: Heat Pump with Remote Outdoor Unit-Air-Source) | 288BNV025*0**C* | ADP |  | H,PG81936 | 987MC42080C17*** | 24200 | 16 | 8.1 | 19800 | 16300 | 82.32% | 2 | 0 | 11 |  |  |  | No | R-410A | 2.0167 | Residential & Commercial | Ducted CEE Tier 1
216487403 | Central HP <5.4 tons | BRYANT HEATING AND COOLING SYSTEMS | HRCU-A-CB (Split System: Heat Pump with Remote Outdoor Unit-Air-Source) | 290VAN036**AA* | ADP |  | CE(P,V)3614G34*+TXV | 88*TB48090C17*** | 33200 | 18 | 9 | 34200 | 25200 | 73.68% | 1.86 | 0 | 10 |  |  |  | No | R-454B | 2.7667 | Residential & Commercial | Ducted CEE Tier 1
216487420 | Central HP <5.4 tons | BRYANT HEATING AND COOLING SYSTEMS | HRCU-A-CB (Split System: Heat Pump with Remote Outdoor Unit-Air-Source) | 290VAN036**AA* | ADP |  | CE(P,V)3614G34*+TXV | 88*TB66135C24*** | 32600 | 18 | 9 | 32600 | 24200 | 74.23% | 1.92 | 0 | 10 |  |  |  | No | R-454B | 2.7167 | Residential & Commercial | Ducted CEE Tier 1
216487853 | Central HP <5.4 tons | BRYANT HEATING AND COOLING SYSTEMS | HRCU-A-CB (Split System: Heat Pump with Remote Outdoor Unit-Air-Source) | 290VAN036**AA* | ADP |  | H,PG53*36+TXV | 986TD66100C21*** | 34400 | 18 | 9 | 32600 | 24400 | 74.85% | 1.9 | 0 | 10.5 |  |  |  | No | R-454B | 2.8667 | Residential & Commercial | Ducted CEE Tier 1
214862310 | Central HP <5.4 tons | BRYANT HEATING AND COOLING SYSTEMS | HRCU-A-CB (Split System: Heat Pump with Remote Outdoor Unit-Air-Source) | 288BNV025*0**C* | ADP |  | H,PG9J936 | 987MC42080C17*** | 23600 | 16 | 8.1 | 19800 | 16300 | 82.32% | 1.96 | 0 | 11 |  |  |  | No | R-410A | 1.9667 | Residential & Commercial | Ducted CEE Tier 1
216487798 | Central HP <5.4 tons | BRYANT HEATING AND COOLING SYSTEMS | HRCU-A-CB (Split System: Heat Pump with Remote Outdoor Unit-Air-Source) | 290VAN024**AA* | ADP |  | CE(P,V)3617G34*+TXV | 986TD42060C17*** | 23000 | 17 | 9 | 22400 | 16300 | 72.77% | 1.96 | 0 | 10 |  |  |  | No | R-454B | 1.9167 | Residential & Commercial | Ducted CEE Tier 1
214862319 | Central HP <5.4 tons | BRYANT HEATING AND COOLING SYSTEMS | HRCU-A-CB (Split System: Heat Pump with Remote Outdoor Unit-Air-Source) | 288BNV025*0**C* | ADP |  | H,PG9J936 | 987MC60060C21*** | 23600 | 16 | 8.1 | 20000 | 16300 | 81.5% | 1.94 | 0 | 11 |  |  |  | No | R-410A | 1.9667 | Residential & Commercial | Ducted CEE Tier 1
214862321 | Central HP <5.4 tons | BRYANT HEATING AND COOLING SYSTEMS | HRCU-A-CB (Split System: Heat Pump with Remote Outdoor Unit-Air-Source) | 288BNV025*0**C* | ADP |  | H,PG81936 | 987MC60060C21*** | 23800 | 16 | 8.1 | 19800 | 16300 | 82.32% | 2 | 0 | 11 |  |  |  | No | R-410A | 1.9833 | Residential & Commercial | Ducted CEE Tier 1
216487306 | Central HP <5.4 tons | BRYANT HEATING AND COOLING SYSTEMS | HRCU-A-CB (Split System: Heat Pump with Remote Outdoor Unit-Air-Source) | 290VAN024**AA* | ADP |  | CE(P,V)3617G34*+TXV | 88*TB36045C17*** | 23000 | 16 | 9 | 22600 | 16300 | 72.12% | 1.98 | 0 | 10 |  |  |  | No | R-454B | 1.9167 | Residential & Commercial | Ducted CEE Tier 1
216591922 | Central HP <5.4 tons | KENMORE | HRCU-A-CB (Split System: Heat Pump with Remote Outdoor Unit-Air-Source) | HH836E2S11 |  |  | CTU48C5XFS1+TXV | Z9ET100C16SMPS1 | 33400 | 19 | 9.5 | 31400 | 23800 | 75.8% | 2 | 0 | 11 |  |  |  | No | R-454B | 2.7833 | Residential & Commercial | Ducted CEE Tier 1
216591923 | Central HP <5.4 tons | KENMORE | HRCU-A-CB (Split System: Heat Pump with Remote Outdoor Unit-Air-Source) | HH836E2S11 |  |  | CTF48C5CFS1 | Z9ET080C16SMPS1 | 33800 | 19 | 9.5 | 32400 | 24200 | 74.69% | 2 | 0 | 11 |  |  |  | No | R-454B | 2.8167 | Residential & Commercial | Ducted CEE Tier 1
216487489 | Central HP <5.4 tons | BRYANT HEATING AND COOLING SYSTEMS | HRCU-A-CB (Split System: Heat Pump with Remote Outdoor Unit-Air-Source) | 290VAN048**AA* | ADP |  | CE(P,V)6024G48*+TXV | 88*TB60090C21*** | 45000 | 18 | 9 | 45500 | 33000 | 72.53% | 2.08 | 0 | 10 |  |  |  | No | R-454B | 3.75 | Residential & Commercial | Ducted CEE Tier 1
216591902 | Central HP <5.4 tons | KENMORE | HRCU-A-CB (Split System: Heat Pump with Remote Outdoor Unit-Air-Source) | HH836E2S11 |  |  | CTM36C5CDS1 | Z8ES100C16SMPS1 | 34400 | 17 | 8.5 | 32600 | 26800 | 82.21% | 2 | 0 | 11 |  |  |  | No | R-454B | 2.8667 | Residential & Commercial | Ducted CEE Tier 1
216487882 | Central HP <5.4 tons | BRYANT HEATING AND COOLING SYSTEMS | HRCU-A-CB (Split System: Heat Pump with Remote Outdoor Unit-Air-Source) | 290VAN048**AA* | ADP |  | CE(P,V)6021G48*+TXV | 986TD66120C24*** | 45000 | 18 | 9 | 45500 | 33200 | 72.97% | 2.06 | 0 | 10 |  |  |  | No | R-454B | 3.75 | Residential & Commercial | Ducted CEE Tier 1
216488047 | Central HP <5.4 tons | CHAMPION HEATING AND COOLING | HRCU-A-CB (Split System: Heat Pump with Remote Outdoor Unit-Air-Source) | HH836E2S11 | ADP |  | A36VDA*+TXV | Z8ES100B12SMPS1 | 33400 | 18 | 8.5 | 29200 | 24600 | 84.25% | 2 | 0 | 11.7 |  |  |  | No | R-454B | 2.7833 | Residential & Commercial | Ducted CEE Tier 1
215727879 | Central HP <5.4 tons | CHAMPION HEATING AND COOLING | HRCU-A-CB (Split System: Heat Pump with Remote Outdoor Unit-Air-Source) | HH836E2S11 | ADP |  | H,YE9J(1,2)36+TXV | TM8Y080B12MP11 | 33000 | 17 | 8.5 | 29200 | 24800 | 84.93% | 2 | 0 | 11 |  |  |  | No | R-454B | 2.75 | Residential & Commercial | Ducted CEE Tier 1
213739606 | Central HP <5.4 tons | DAY & NIGHT | HRCU-A-CB (Split System: Heat Pump with Remote Outdoor Unit-Air-Source) | DLCURAH18ABK | ADP |  | FG35936 | *96VSN0401410B* | 17200 | 17 | 8.5 | 16600 | 19000 | 114.5% | 2.34 | 0 | 10.5 |  |  |  | No | R-410A | 1.4333 | Residential & Commercial | Ducted CEE Tier 1
213739624 | Central HP <5.4 tons | DAY & NIGHT | HRCU-A-CB (Split System: Heat Pump with Remote Outdoor Unit-Air-Source) | DLCURAH18ABK | ADP |  | FG35936 | *96VSN0601412B* | 17500 | 16 | 8.5 | 16900 | 18800 | 111.2% | 2.3 | 0 | 10.5 |  |  |  | No | R-410A | 1.4583 | Residential & Commercial | Ducted CEE Tier 1
213739582 | Central HP <5.4 tons | DAY & NIGHT | HRCU-A-CB (Split System: Heat Pump with Remote Outdoor Unit-Air-Source) | DLCURAH18ABK | ADP |  | PL36H175P069 | *96MSN0401712A* | 17500 | 15.2 | 8.5 | 17100 | 18800 | 109.9% | 2.3 | 0 | 10.5 |  |  |  | No | R-410A | 1.4583 | Residential & Commercial | Ducted CEE Tier 1
213739615 | Central HP <5.4 tons | DAY & NIGHT | HRCU-A-CB (Split System: Heat Pump with Remote Outdoor Unit-Air-Source) | DLCURAH18ABK | ADP |  | PL36H175P789 | *96VSN0401712B* | 17400 | 16 | 8.5 | 16400 | 18400 | 112.2% | 2.24 | 0 | 10.5 |  |  |  | No | R-410A | 1.45 | Residential & Commercial | Ducted CEE Tier 1
213739630 | Central HP <5.4 tons | DAY & NIGHT | HRCU-A-CB (Split System: Heat Pump with Remote Outdoor Unit-Air-Source) | DLCURAH18ABK | ADP |  | FG33936 | *96VTN0401410B* | 17100 | 16 | 8.5 | 16600 | 19000 | 114.5% | 2.34 | 0 | 10 |  |  |  | No | R-410A | 1.425 | Residential & Commercial | Ducted CEE Tier 1
214671468 | Central HP <5.4 tons | LENNOX | HRCU-A-CB (Split System: Heat Pump with Remote Outdoor Unit-Air-Source) | SL25XPV-036-230A** | ADP |  | L*29/36U9 | SLP99UH070XV36B* | 33800 | 21 | 8.8 | 34200 | 27400 | 80.12% | 1.8 | 0 | 13 |  |  |  | No | R-410A | 2.8167 | Residential & Commercial | Ducted CEE Tier 1
216591545 | Central HP <5.4 tons | KENMORE | HRCU-A-CB (Split System: Heat Pump with Remote Outdoor Unit-Air-Source) | HH824E2S11 |  |  | CTM36B5ADS1 | Z9ET060B12SMPS1 | 23000 | 18 | 9.5 | 23000 | 18400 | 80% | 2 | 0 | 12 |  |  |  | No | R-454B | 1.9167 | Residential & Commercial | Ducted CEE Tier 1
216591581 | Central HP <5.4 tons | KENMORE | HRCU-A-CB (Split System: Heat Pump with Remote Outdoor Unit-Air-Source) | HH824E2S11 |  |  | CTM30B5ACS1 | Z8ES100B12SMPS1 | 23000 | 18 | 9.5 | 23000 | 19400 | 84.35% | 2 | 0 | 12 |  |  |  | No | R-454B | 1.9167 | Residential & Commercial | Ducted CEE Tier 1
215728013 | Central HP <5.4 tons | CHAMPION HEATING AND COOLING | HRCU-A-CB (Split System: Heat Pump with Remote Outdoor Unit-Air-Source) | HH824E2S11 | ADP |  | H,YE7J(1,2)36+TXV | TM9E080B12MP12 | 23000 | 17 | 9 | 21400 | 18300 | 85.51% | 2 | 0 | 11.7 |  |  |  | No | R-454B | 1.9167 | Residential & Commercial | Ducted CEE Tier 1
215438168 | Central HP <5.4 tons | CHAMPION HEATING AND COOLING | HRCU-A-CB (Split System: Heat Pump with Remote Outdoor Unit-Air-Source) | HH824E2S11 | ADP |  | FE*E32*25+TXV |  | 24000 | 19 | 9.4 | 22400 | 16600 | 74.11% | 2.08 | 0 | 12 |  |  |  | No | R-454B | 2 | Residential & Commercial | Ducted CEE Tier 1
216487898 | Central HP <5.4 tons | BRYANT HEATING AND COOLING SYSTEMS | HRCU-A-CB (Split System: Heat Pump with Remote Outdoor Unit-Air-Source) | 291VAN054**AA* | ADP |  | CE(P,V)6021G48*+TXV | 986TD42080C17*** | 48000 | 18 | 9 | 48500 | 49500 | 102.1% | 1.96 | 0 | 12 |  |  |  | No | R-454B | 4 | Residential & Commercial | Ducted CEE Tier 1
215727982 | Central HP <5.4 tons | CHAMPION HEATING AND COOLING | HRCU-A-CB (Split System: Heat Pump with Remote Outdoor Unit-Air-Source) | HH860E2S11 | ADP |  | H,YE36(1,2)60+TXV | Z9ES080C16SMPS1 | 44500 | 17 | 8.4 | 45000 | 33400 | 74.22% | 1.98 | 0 | 11.5 |  |  |  | No | R-454B | 3.7083 | Residential & Commercial | Ducted CEE Tier 1
215727912 | Central HP <5.4 tons | CHAMPION HEATING AND COOLING | HRCU-A-CB (Split System: Heat Pump with Remote Outdoor Unit-Air-Source) | HH860E2S11 | ADP |  | H,YE36(1,2)60+TXV | TM8E080C16MP11 | 44000 | 17 | 8.4 | 43500 | 33800 | 77.7% | 1.98 | 0 | 10.5 |  |  |  | No | R-454B | 3.6667 | Residential & Commercial | Ducted CEE Tier 1
215727914 | Central HP <5.4 tons | CHAMPION HEATING AND COOLING | HRCU-A-CB (Split System: Heat Pump with Remote Outdoor Unit-Air-Source) | HH860E2S11 | ADP |  | H,YE36(1,2)60+TXV | TM8E080C20MP11 | 52000 | 18 | 8.3 | 53000 | 39500 | 74.53% | 1.96 | 0 | 10.5 |  |  |  | No | R-454B | 4.3333 | Residential & Commercial | Ducted CEE Tier 1
212555755 | Central HP <5.4 tons | DAY & NIGHT | HRCU-A-CB (Split System: Heat Pump with Remote Outdoor Unit-Air-Source) | CVH848GKA2* | ADP |  | V,G60H210P299 | *97CMN1002122A* | 44500 | 17 | 8.5 | 44500 | 34600 | 77.75% | 2 | 0 | 10 |  |  |  | No | R-410A | 3.7083 | Residential & Commercial | Ducted CEE Tier 1
215224756 | Central HP <5.4 tons | CARRIER | HRCU-A-CB (Split System: Heat Pump with Remote Outdoor Unit-Air-Source) | 25VNA424A*031* | ADP |  | H,PG31930 | 59MN7C080C17**14 | 22800 | 20 | 10 | 25200 | 19600 | 77.78% | 2.38 | 0 | 12.5 |  |  |  | No | R-410A | 1.9 | Residential & Commercial | Ducted CEE Tier 1
213081450 | Central HP <5.4 tons | ELIOS | HRCU-A-C (Split System: Heat Pump with Remote Outdoor Unit with No Indoor Fan --Air Source) | DEA30HOS20230E7 |  |  | CUB36HAC20CWT7A |  | 30000 | 15.5 | 9.7 | 33000 | 27000 | 81.82% | 1.85 | 10.7 | 10.5 |  |  |  | No | R-410A | 2.5 | Residential & Commercial | Ducted CEE Tier 1
216591366 | Central HP <5.4 tons | KENMORE | HRCU-A-CB (Split System: Heat Pump with Remote Outdoor Unit-Air-Source) | HH860E2S11 |  |  | CTM60C5CGS1 | Z9ET080C16SMPS1 | 44000 | 18 | 9 | 45000 | 32800 | 72.89% | 2 | 0 | 11 |  |  |  | No | R-454B | 3.6667 | Residential & Commercial | Ducted CEE Tier 1
216591502 | Central HP <5.4 tons | KENMORE | HRCU-A-CB (Split System: Heat Pump with Remote Outdoor Unit-Air-Source) | HH860E2S11 |  |  | CTM60C5CGS1 | Z8ES120C16SMPS1 | 44000 | 18 | 9 | 44000 | 33000 | 75% | 2 | 0 | 12 |  |  |  | No | R-454B | 3.6667 | Residential & Commercial | Ducted CEE Tier 1
214061875 | Central HP <5.4 tons | LENNOX | HRCU-A-CB (Split System: Heat Pump with Remote Outdoor Unit-Air-Source) | SL25XPV-024-230A** | ADP |  | HG80936 | SL280UH090V36B* | 22400 | 23 | 9.3 | 19800 | 20000 | 101% | 1.84 | 0 | 14.5 |  |  |  | No | R-410A | 1.8667 | Residential & Commercial | Ducted CEE Tier 1
214731166 | Central HP <5.4 tons | BRYANT HEATING AND COOLING SYSTEMS | HRCU-A-CB (Split System: Heat Pump with Remote Outdoor Unit-Air-Source) | 38MURAQ24AB3* | ADP |  | H,PG81936 | 926TC30040V14*** | 23400 | 16 | 8.5 | 24800 | 24400 | 98.39% | 2.06 | 0 | 10 |  |  |  | No | R-410A | 1.95 | Residential & Commercial | Ducted CEE Tier 1
213369416 | Central HP <5.4 tons | CARRIER | HRCU-A-CB (Split System: Heat Pump with Remote Outdoor Unit-Air-Source) | 38MURAQ24AB3* | ADP |  | H,PG7J936 | 59TP6C100V21**22 | 23400 | 17 | 8.5 | 24800 | 23400 | 94.35% | 1.98 | 0 | 10 |  |  |  | No | R-410A | 1.95 | Residential & Commercial | Ducted CEE Tier 1
212552610 | Central HP <5.4 tons | DAY & NIGHT | HRCU-A-CB (Split System: Heat Pump with Remote Outdoor Unit-Air-Source) | CVH848GKA** | ADP |  | V,G60H210P299 | *80CTL0902120A* | 46000 | 17 | 8.5 | 44000 | 34600 | 78.64% | 2 | 0 | 10 |  |  |  | No | R-410A | 3.8333 | Residential & Commercial | Ducted CEE Tier 1
212552611 | Central HP <5.4 tons | DAY & NIGHT | HRCU-A-CB (Split System: Heat Pump with Remote Outdoor Unit-Air-Source) | CVH848GKA** | ADP |  | FG35948 | *80CTL0902120A* | 45000 | 17 | 8.5 | 45000 | 34800 | 77.33% | 2 | 0 | 10 |  |  |  | No | R-410A | 3.75 | Residential & Commercial | Ducted CEE Tier 1
215727896 | Central HP <5.4 tons | CHAMPION HEATING AND COOLING | HRCU-A-CB (Split System: Heat Pump with Remote Outdoor Unit-Air-Source) | HH836E2S11 | ADP |  | H,YE9J(1,2)36+TXV | TM9Y080B12MP11 | 33000 | 17 | 8.5 | 29400 | 25000 | 85.03% | 2 | 0 | 11 |  |  |  | No | R-454B | 2.75 | Residential & Commercial | Ducted CEE Tier 1
215727878 | Central HP <5.4 tons | CHAMPION HEATING AND COOLING | HRCU-A-CB (Split System: Heat Pump with Remote Outdoor Unit-Air-Source) | HH836E2S11 | ADP |  | H,YE9J(1,2)36+TXV | TM8V100C16MP12 | 33600 | 18 | 8.5 | 30000 | 25200 | 84% | 2 | 0 | 11 |  |  |  | No | R-454B | 2.8 | Residential & Commercial | Ducted CEE Tier 1
216591731 | Central HP <5.4 tons | KENMORE | HRCU-A-CB (Split System: Heat Pump with Remote Outdoor Unit-Air-Source) | HH836E2S11 |  |  | CTF48C5CFS1+JME16C2SN1 |  | 34200 | 19 | 9 | 31600 | 25200 | 79.75% | 2 | 0 | 11.7 |  |  |  | No | R-454B | 2.85 | Residential & Commercial | Ducted CEE Tier 1
216591762 | Central HP <5.4 tons | KENMORE | HRCU-A-CB (Split System: Heat Pump with Remote Outdoor Unit-Air-Source) | HH836E2S11 |  |  | JHE42C5CF2SS1 |  | 33400 | 19 | 9 | 31000 | 25200 | 81.29% | 2 | 0 | 11.7 |  |  |  | No | R-454B | 2.7833 | Residential & Commercial | Ducted CEE Tier 1
216591881 | Central HP <5.4 tons | KENMORE | HRCU-A-CB (Split System: Heat Pump with Remote Outdoor Unit-Air-Source) | HH836E2S11 |  |  | CTF48C5CFS1 | Z8ES100C16SMPS1 | 34000 | 19 | 9 | 31600 | 25200 | 79.75% | 2 | 0 | 11 |  |  |  | No | R-454B | 2.8333 | Residential & Commercial | Ducted CEE Tier 1
216487868 | Central HP <5.4 tons | BRYANT HEATING AND COOLING SYSTEMS | HRCU-A-CB (Split System: Heat Pump with Remote Outdoor Unit-Air-Source) | 290VAN048**AA* | ADP |  | CE(P,V)6021G48*+TXV | 986TD60080C21*** | 45000 | 18 | 9 | 45500 | 33200 | 72.97% | 2.06 | 0 | 10 |  |  |  | No | R-454B | 3.75 | Residential & Commercial | Ducted CEE Tier 1
216591676 | Central HP <5.4 tons | KENMORE | HRCU-A-CB (Split System: Heat Pump with Remote Outdoor Unit-Air-Source) | HH824E2S11 |  |  | CTF36B5ADS1 | Z8ES100B12SMPS1 | 23000 | 19 | 9.5 | 23000 | 18800 | 81.74% | 2 | 0 | 12 |  |  |  | No | R-454B | 1.9167 | Residential & Commercial | Ducted CEE Tier 1
216591501 | Central HP <5.4 tons | KENMORE | HRCU-A-CB (Split System: Heat Pump with Remote Outdoor Unit-Air-Source) | HH824E2S11 |  |  | CTU36B5XDS1+TXV | Z8ES060B12SMPS1 | 23000 | 17 | 9.5 | 23000 | 18700 | 81.3% | 2 | 0 | 12 |  |  |  | No | R-454B | 1.9167 | Residential & Commercial | Ducted CEE Tier 1
216591853 | Central HP <5.4 tons | KENMORE | HRCU-A-CB (Split System: Heat Pump with Remote Outdoor Unit-Air-Source) | HH824E2S11 |  |  | CTU30B5XCS1+TXV | Z9ET060B12SMPS1 | 23000 | 18 | 9.5 | 23000 | 18500 | 80.43% | 2 | 0 | 11.7 |  |  |  | No | R-454B | 1.9167 | Residential & Commercial | Ducted CEE Tier 1
215674478 | Central HP <5.4 tons | ARCOAIRE | HRCU-A-CB (Split System: Heat Pump with Remote Outdoor Unit-Air-Source) | H5H0V48*K*AAA* |  |  | EA*5X61M24A*+WALLCON | *80CTL0702120B* | 46000 | 18 | 9 | 48000 | 33800 | 70.42% | 2.08 | 0 | 10 |  |  |  | No | R-454B | 3.8333 | Residential & Commercial | Ducted CEE Tier 1
215674498 | Central HP <5.4 tons | ARCOAIRE | HRCU-A-CB (Split System: Heat Pump with Remote Outdoor Unit-Air-Source) | H5H0V48*K*AAA* |  |  | EA*5X61M24A*+WALLCON | *80CTL1102120B* | 46000 | 18.5 | 9 | 47500 | 33600 | 70.74% | 2.08 | 0 | 10 |  |  |  | No | R-454B | 3.8333 | Residential & Commercial | Ducted CEE Tier 1
215674519 | Central HP <5.4 tons | ARCOAIRE | HRCU-A-CB (Split System: Heat Pump with Remote Outdoor Unit-Air-Source) | H5H0V48*K*AAA* |  |  | EA*5X61M24A*+WALLCON | *95CSU0802120B* | 46000 | 17.5 | 9 | 48000 | 33800 | 70.42% | 2.08 | 0 | 10 |  |  |  | No | R-454B | 3.8333 | Residential & Commercial | Ducted CEE Tier 1
214061818 | Central HP <5.4 tons | LENNOX | HRCU-A-CB (Split System: Heat Pump with Remote Outdoor Unit-Air-Source) | EL22XPV-024-230A** | ADP |  | HG80936 | EL280UH070E36A* | 24000 | 21 | 8.5 | 22000 | 15400 | 70% | 1.92 | 0 | 13.5 |  |  |  | No | R-410A | 2 | Residential & Commercial | Ducted CEE Tier 1
216591592 | Central HP <5.4 tons | KENMORE | HRCU-A-CB (Split System: Heat Pump with Remote Outdoor Unit-Air-Source) | HH860E2S11 |  |  | CTU60C5XGS1+TXV | Z8ES120C16SMPS1 | 44000 | 18 | 9 | 43500 | 33000 | 75.86% | 2 | 0 | 12 |  |  |  | No | R-454B | 3.6667 | Residential & Commercial | Ducted CEE Tier 1
216591719 | Central HP <5.4 tons | KENMORE | HRCU-A-CB (Split System: Heat Pump with Remote Outdoor Unit-Air-Source) | HH860E2S11 |  |  | CTF60D5CJS1 | Z8ES130D20SMPS1 | 53500 | 19 | 9 | 54500 | 39000 | 71.56% | 2 | 0 | 11 |  |  |  | No | R-454B | 4.4583 | Residential & Commercial | Ducted CEE Tier 1
216591726 | Central HP <5.4 tons | KENMORE | HRCU-A-CB (Split System: Heat Pump with Remote Outdoor Unit-Air-Source) | HH860E2S11 |  |  | CTU60C5XGS1+TXV | Z9ET100C16SMPS1 | 44500 | 19 | 9 | 45500 | 33200 | 72.97% | 2 | 0 | 11 |  |  |  | No | R-454B | 3.7083 | Residential & Commercial | Ducted CEE Tier 1
210470818 | Central HP <5.4 tons | KENMORE | HRCU-A-CB (Split System: Heat Pump with Remote Outdoor Unit-Air-Source) | (C,H,T)VH837GKA2* |  |  | EN(A,D,W)4X48L21**+WALLCON | *80CSU0601716A* | 32400 | 17 | 8.1 | 33000 | 24800 | 75.15% | 1.94 | 0 | 11.7 |  |  |  | No | R-410A | 2.7 | Residential & Commercial | Ducted CEE Tier 1
216591317 | Central HP <5.4 tons | KENMORE | HRCU-A-CB (Split System: Heat Pump with Remote Outdoor Unit-Air-Source) | HH860E2S11 |  |  | CTF60D5CHS1 | Z8ES130D20SMPS1 | 54000 | 19 | 9 | 53500 | 38500 | 71.96% | 2 | 0 | 12 |  |  |  | No | R-454B | 4.5 | Residential & Commercial | Ducted CEE Tier 1
216591340 | Central HP <5.4 tons | KENMORE | HRCU-A-CB (Split System: Heat Pump with Remote Outdoor Unit-Air-Source) | HH860E2S11 |  |  | CTM60C5CGS1+JME16C2SN1 |  | 44500 | 19 | 9 | 44000 | 33000 | 75% | 2 | 0 | 12 |  |  |  | No | R-454B | 3.7083 | Residential & Commercial | Ducted CEE Tier 1
216591399 | Central HP <5.4 tons | KENMORE | HRCU-A-CB (Split System: Heat Pump with Remote Outdoor Unit-Air-Source) | HH860E2S11 |  |  | CTM60C5CGS1 | Z8ES080C16SMPS1 | 44500 | 18 | 9 | 44500 | 33400 | 75.06% | 2 | 0 | 12 |  |  |  | No | R-454B | 3.7083 | Residential & Commercial | Ducted CEE Tier 1
210470895 | Central HP <5.4 tons | KENMORE | HRCU-A-CB (Split System: Heat Pump with Remote Outdoor Unit-Air-Source) | (C,H,T)VH837GKA2* |  |  | EN(A,D,W)4X60L24**+WALLCON | *95CSU1002122A* | 32800 | 18 | 8.1 | 32200 | 24600 | 76.4% | 1.98 | 0 | 12 |  |  |  | No | R-410A | 2.7333 | Residential & Commercial | Ducted CEE Tier 1
214862325 | Central HP <5.4 tons | BRYANT HEATING AND COOLING SYSTEMS | HRCU-A-CB (Split System: Heat Pump with Remote Outdoor Unit-Air-Source) | 288BNV025*0**C* | ADP |  | H,CD13936 | 987MC60080C21*** | 23600 | 16 | 8.1 | 19800 | 16300 | 82.32% | 1.96 | 0 | 11 |  |  |  | No | R-410A | 1.9667 | Residential & Commercial | Ducted CEE Tier 1
214862346 | Central HP <5.4 tons | BRYANT HEATING AND COOLING SYSTEMS | HRCU-A-CB (Split System: Heat Pump with Remote Outdoor Unit-Air-Source) | 288BNV025*0**C* | ADP |  | H,PG9J936 | 987MC66120C24*** | 23800 | 16 | 8.1 | 19800 | 16200 | 81.82% | 1.96 | 0 | 11 |  |  |  | No | R-410A | 1.9833 | Residential & Commercial | Ducted CEE Tier 1
216487877 | Central HP <5.4 tons | BRYANT HEATING AND COOLING SYSTEMS | HRCU-A-CB (Split System: Heat Pump with Remote Outdoor Unit-Air-Source) | 290VAN048**AA* | ADP |  | CE(P,V)6024G48*+TXV | 986TD66100C21*** | 45000 | 18 | 9 | 45500 | 33200 | 72.97% | 2.06 | 0 | 10 |  |  |  | No | R-454B | 3.75 | Residential & Commercial | Ducted CEE Tier 1
215224772 | Central HP <5.4 tons | CARRIER | HRCU-A-CB (Split System: Heat Pump with Remote Outdoor Unit-Air-Source) | 25VNA436A*031* | ADP |  | H,PG9J936 | 59MN7C080C17**14 | 33000 | 19 | 9.5 | 35200 | 25800 | 73.3% | 2.02 | 0 | 11.7 |  |  |  | No | R-410A | 2.75 | Residential & Commercial | Ducted CEE Tier 1
214264493 | Central HP <5.4 tons | ZEPHYR | HRCU-A-C (Split System: Heat Pump with Remote Outdoor Unit with No Indoor Fan --Air Source) | ZE-48HPB |  |  | DC61A44-245R |  | 42000 | 15.55 | 8.55 | 42000 | 34600 | 82.38% | 1.94 | 0 | 11.4 |  |  |  | No | R-410A | 3.5 | Residential & Commercial | Ducted CEE Tier 1
215668782 | Central HP <5.4 tons | ARCOAIRE | HRCU-A-CB (Split System: Heat Pump with Remote Outdoor Unit-Air-Source) | H5H0V36*K*AAA* |  |  | EA*5X37M21A*+WALLCON | *96CTN1002122B* | 34600 | 18 | 9 | 35200 | 25000 | 71.02% | 1.9 | 0 | 10 |  |  |  | No | R-454B | 2.8833 | Residential & Commercial | Ducted CEE Tier 1
215668830 | Central HP <5.4 tons | ARCOAIRE | HRCU-A-CB (Split System: Heat Pump with Remote Outdoor Unit-Air-Source) | H5H0V36*K*AAA* |  |  | EA*5X42M21A*+WALLCON | *80CTL0702120B* | 33000 | 17.5 | 9 | 35800 | 25600 | 71.51% | 1.86 | 0 | 10 |  |  |  | No | R-454B | 2.75 | Residential & Commercial | Ducted CEE Tier 1
214731133 | Central HP <5.4 tons | BRYANT HEATING AND COOLING SYSTEMS | HRCU-A-CB (Split System: Heat Pump with Remote Outdoor Unit-Air-Source) | 38MURAQ18AB3* | ADP |  | H,PG31930 | 916SA48060M17*** | 16900 | 15.2 | 8.5 | 16900 | 18600 | 110.1% | 2.28 | 0 | 10 |  |  |  | No | R-410A | 1.4083 | Residential & Commercial | Ducted CEE Tier 1
214731150 | Central HP <5.4 tons | BRYANT HEATING AND COOLING SYSTEMS | HRCU-A-CB (Split System: Heat Pump with Remote Outdoor Unit-Air-Source) | 38MURAQ18AB3* | ADP |  | H,PG35936 | 926TC48060V17*** | 17400 | 16 | 8.5 | 16800 | 19100 | 113.7% | 2.34 | 0 | 10.5 |  |  |  | No | R-410A | 1.45 | Residential & Commercial | Ducted CEE Tier 1
212552630 | Central HP <5.4 tons | DAY & NIGHT | HRCU-A-CB (Split System: Heat Pump with Remote Outdoor Unit-Air-Source) | CVH848GKA** | ADP |  | FG36960 | *80CTL1352422A* | 45000 | 17 | 8.5 | 45000 | 34600 | 76.89% | 2 | 0 | 10 |  |  |  | No | R-410A | 3.75 | Residential & Commercial | Ducted CEE Tier 1
212552645 | Central HP <5.4 tons | DAY & NIGHT | HRCU-A-CB (Split System: Heat Pump with Remote Outdoor Unit-Air-Source) | CVH848GKA** | ADP |  | FG86960 | *95CSU0802120A* | 46000 | 17 | 8.5 | 44000 | 34600 | 78.64% | 2 | 0 | 10 |  |  |  | No | R-410A | 3.8333 | Residential & Commercial | Ducted CEE Tier 1
216591188 | Central HP <5.4 tons | KENMORE | HRCU-A-CB (Split System: Heat Pump with Remote Outdoor Unit-Air-Source) | HH824E2S11 |  |  | CTU30B5XCS1+JME12B2SN1+TXV |  | 23000 | 19 | 9.5 | 23000 | 19000 | 82.61% | 2 | 0 | 12 |  |  |  | No | R-454B | 1.9167 | Residential & Commercial | Ducted CEE Tier 1
216591772 | Central HP <5.4 tons | KENMORE | HRCU-A-CB (Split System: Heat Pump with Remote Outdoor Unit-Air-Source) | HH824E2S11 |  |  | JHE36B5AD2SS1 |  | 23000 | 19 | 9.5 | 23000 | 18500 | 80.43% | 2 | 0 | 12 |  |  |  | No | R-454B | 1.9167 | Residential & Commercial | Ducted CEE Tier 1
216591841 | Central HP <5.4 tons | KENMORE | HRCU-A-CB (Split System: Heat Pump with Remote Outdoor Unit-Air-Source) | HH824E2S11 |  |  | JHC36B5AD2SS1 |  | 23000 | 19 | 9.5 | 23000 | 18700 | 81.3% | 2 | 0 | 12 |  |  |  | No | R-454B | 1.9167 | Residential & Commercial | Ducted CEE Tier 1
216591820 | Central HP <5.4 tons | KENMORE | HRCU-A-CB (Split System: Heat Pump with Remote Outdoor Unit-Air-Source) | HH824E2S11 |  |  | CTM36B5ADS1 | Z8ET080B12LMPS1 | 23000 | 19 | 9.5 | 23000 | 18600 | 80.87% | 2 | 0 | 12 |  |  |  | No | R-454B | 1.9167 | Residential & Commercial | Ducted CEE Tier 1
216487579 | Central HP <5.4 tons | BRYANT HEATING AND COOLING SYSTEMS | HRCU-A-CB (Split System: Heat Pump with Remote Outdoor Unit-Air-Source) | 293VAN036**AA* | ADP |  | CE(P,V)3614G34*+TXV | 88*TB36045C17*** | 32200 | 19 | 9 | 34200 | 27200 | 79.53% | 1.88 | 0 | 10.5 |  |  |  | No | R-454B | 2.6833 | Residential & Commercial | Ducted CEE Tier 1
216046601 | Central HP <5.4 tons | ELIOS | HRCU-A-CB (Split System: Heat Pump with Remote Outdoor Unit-Air-Source) | ESHMA60R2AN1 |  |  | EAHMA60R4AS1 |  | 54000 | 16 | 9 | 56000 | 52000 | 92.86% | 1.8 | 0 | 10 |  |  |  | No | R-454B | 4.5 | Residential & Commercial | Ducted CEE Tier 1
216487680 | Central HP <5.4 tons | BRYANT HEATING AND COOLING SYSTEMS | HRCU-A-CB (Split System: Heat Pump with Remote Outdoor Unit-Air-Source) | 293VAN048**AA* | ADP |  | CE(P,V)4817G1K*+TXV | 88*TB60110C21*** | 44000 | 21 | 9.5 | 46000 | 36000 | 78.26% | 1.92 | 0 | 11 |  |  |  | No | R-454B | 3.6667 | Residential & Commercial | Ducted CEE Tier 1
215675997 | Central HP <5.4 tons | ARCOAIRE | HRCU-A-CB (Split System: Heat Pump with Remote Outdoor Unit-Air-Source) | H5H0V48*K*AAA* |  |  | EVM5X61M24A*+WALLCON | *80CTL1102120B* | 48500 | 19.5 | 9.5 | 50000 | 36600 | 73.2% | 2.1 | 0 | 10.5 |  |  |  | No | R-454B | 4.0417 | Residential & Commercial | Ducted CEE Tier 1
215676347 | Central HP <5.4 tons | ARCOAIRE | HRCU-A-CB (Split System: Heat Pump with Remote Outdoor Unit-Air-Source) | H5H0V48*K*AAA* |  |  | EVD5X49M24A*+WALLCON | *97CMN0602120B* | 47500 | 18.5 | 9 | 50000 | 37000 | 74% | 1.98 | 0 | 10 |  |  |  | No | R-454B | 3.9583 | Residential & Commercial | Ducted CEE Tier 1
215676447 | Central HP <5.4 tons | ARCOAIRE | HRCU-A-CB (Split System: Heat Pump with Remote Outdoor Unit-Air-Source) | H5H0V48*K*AAA* |  |  | EVD5X60M21A*+WALLCON | *80CTL0701716B* | 48000 | 18.5 | 9 | 50000 | 37200 | 74.4% | 2 | 0 | 10 |  |  |  | No | R-454B | 4 | Residential & Commercial | Ducted CEE Tier 1
214296071 | Central HP <5.4 tons | Econas | HRCU-A-C (Split System: Heat Pump with Remote Outdoor Unit with No Indoor Fan --Air Source) | EOD30U-30HFN1-MR0(X) |  |  | EAC-36HWDN1-MN0 |  | 30000 | 15.5 | 9.7 | 33000 | 27000 | 81.82% | 1.85 | 10.7 | 10.5 |  |  |  | No | R-410A | 2.5 | Residential & Commercial | Ducted CEE Tier 1
215224751 | Central HP <5.4 tons | CARRIER | HRCU-A-CB (Split System: Heat Pump with Remote Outdoor Unit-Air-Source) | 25VNA424A*031* | ADP |  | H,PG7J936 | 59MN7C060C17**14 | 23200 | 19 | 10 | 25200 | 19600 | 77.78% | 2.36 | 0 | 13 |  |  |  | No | R-410A | 1.9333 | Residential & Commercial | Ducted CEE Tier 1
216591547 | Central HP <5.4 tons | KENMORE | HRCU-A-CB (Split System: Heat Pump with Remote Outdoor Unit-Air-Source) | HH860E2S11 |  |  | CTU60C5XGS1+TXV | Z9ET100C20SMPS1 | 44500 | 18 | 9 | 45500 | 33000 | 72.53% | 2 | 0 | 11 |  |  |  | No | R-454B | 3.7083 | Residential & Commercial | Ducted CEE Tier 1
210470273 | Central HP <5.4 tons | KENMORE | HRCU-A-CB (Split System: Heat Pump with Remote Outdoor Unit-Air-Source) | (C,H,T)VH837GKA2* |  |  | EA*4X60L24A*+WALLCON | *80CTL0902120A* | 32800 | 17.5 | 8.5 | 31800 | 24800 | 77.99% | 1.98 | 0 | 11.7 |  |  |  | No | R-410A | 2.7333 | Residential & Commercial | Ducted CEE Tier 1
210470961 | Central HP <5.4 tons | KENMORE | HRCU-A-CB (Split System: Heat Pump with Remote Outdoor Unit-Air-Source) | (C,H,T)VH837GKA2* |  |  | EN(A,D,W)4X60L24**+WALLCON | *97CMN1002122A* | 32800 | 18 | 8.1 | 32200 | 24600 | 76.4% | 1.98 | 0 | 12 |  |  |  | No | R-410A | 2.7333 | Residential & Commercial | Ducted CEE Tier 1
210471027 | Central HP <5.4 tons | KENMORE | HRCU-A-CB (Split System: Heat Pump with Remote Outdoor Unit-Air-Source) | (C,H,T)VH837GKA2* |  |  | EHD4X36AAL+WALLCON | *95CSU0802120A* | 32200 | 16.5 | 8.1 | 33200 | 24600 | 74.1% | 1.94 | 0 | 11 |  |  |  | No | R-410A | 2.6833 | Residential & Commercial | Ducted CEE Tier 1
210470427 | Central HP <5.4 tons | KENMORE | HRCU-A-CB (Split System: Heat Pump with Remote Outdoor Unit-Air-Source) | (C,H,T)VH837GKA2* |  |  | EA*4X61L21A*+WALLCON | *80CSU1002120A* | 33200 | 17 | 8.1 | 32200 | 24800 | 77.02% | 1.98 | 0 | 11.5 |  |  |  | No | R-410A | 2.7667 | Residential & Commercial | Ducted CEE Tier 1
214272344 | Central HP <5.4 tons | CARRIER | HRCU-A-CB (Split System: Heat Pump with Remote Outdoor Unit-Air-Source) | 25VNA837A*031* | ADP |  | PL36H175P159 | 58TN*B070C14**12 | 32400 | 17 | 8.1 | 31600 | 24600 | 77.85% | 1.94 | 0 | 11 |  |  |  | No | R-410A | 2.7 | Residential & Commercial | Ducted CEE Tier 1
214272371 | Central HP <5.4 tons | CARRIER | HRCU-A-CB (Split System: Heat Pump with Remote Outdoor Unit-Air-Source) | 25VNA837A*031* | ADP |  | C36A***L539 | 59MN7C100C21**22 | 32400 | 18 | 8.5 | 30400 | 24400 | 80.26% | 2 | 0 | 11.5 |  |  |  | No | R-410A | 2.7 | Residential & Commercial | Ducted CEE Tier 1
214862335 | Central HP <5.4 tons | BRYANT HEATING AND COOLING SYSTEMS | HRCU-A-CB (Split System: Heat Pump with Remote Outdoor Unit-Air-Source) | 288BNV025*0**C* | ADP |  | H,PG48936 | 987MC66100C21*** | 24200 | 17 | 8.1 | 19600 | 16200 | 82.65% | 2.02 | 0 | 11.5 |  |  |  | No | R-410A | 2.0167 | Residential & Commercial | Ducted CEE Tier 1
214862337 | Central HP <5.4 tons | BRYANT HEATING AND COOLING SYSTEMS | HRCU-A-CB (Split System: Heat Pump with Remote Outdoor Unit-Air-Source) | 288BNV025*0**C* | ADP |  | H,PG9J936 | 987MC66100C21*** | 23800 | 16 | 8.1 | 19800 | 16200 | 81.82% | 1.96 | 0 | 11 |  |  |  | No | R-410A | 1.9833 | Residential & Commercial | Ducted CEE Tier 1
207026915 | Central HP <5.4 tons | AIR-CON | HRCU-A-CB (Split System: Heat Pump with Remote Outdoor Unit-Air-Source) | ASDDI4H4S36 |  |  | ASDVI4H4S36 |  | 34000 | 18 | 9.5 | 35000 | 26000 | 74.29% | 2.05 | 9.55 | 10.1 |  |  |  | No | R-410A | 2.8333 | Residential & Commercial | Ducted CEE Tier 1
216487312 | Central HP <5.4 tons | BRYANT HEATING AND COOLING SYSTEMS | HRCU-A-CB (Split System: Heat Pump with Remote Outdoor Unit-Air-Source) | 290VAN024**AA* | ADP |  | CE(P,V)3614G34*+TXV | 88*TB36070C14*** | 23200 | 17 | 9 | 22600 | 16200 | 71.68% | 1.98 | 0 | 10 |  |  |  | No | R-454B | 1.9333 | Residential & Commercial | Ducted CEE Tier 1
216591716 | Central HP <5.4 tons | KENMORE | HRCU-A-CB (Split System: Heat Pump with Remote Outdoor Unit-Air-Source) | HH836E2S11 |  |  | CTF30A5ADS1 | Z8ES040A12SMPS1 | 33000 | 18 | 8.5 | 30400 | 24800 | 81.58% | 2 | 0 | 11.7 |  |  |  | No | R-454B | 2.75 | Residential & Commercial | Ducted CEE Tier 1
216505496 | Central HP <5.4 tons | ELIOS | HRCU-A-CB (Split System: Heat Pump with Remote Outdoor Unit-Air-Source) | ESHEA36R2AN1 |  |  | GGHLA36R2AS1 |  | 36000 | 16.7 | 9.3 | 37000 | 29200 | 78.92% | 1.99 | 0 | 10.2 |  |  |  | No | R-454B | 3 | Residential & Commercial | Ducted CEE Tier 1
216591833 | Central HP <5.4 tons | KENMORE | HRCU-A-CB (Split System: Heat Pump with Remote Outdoor Unit-Air-Source) | HH824E2S11 |  |  | CTM36B5ADS1 | Z8ES080B12SMPS1 | 23000 | 18 | 9.5 | 23000 | 18600 | 80.87% | 2 | 0 | 12 |  |  |  | No | R-454B | 1.9167 | Residential & Commercial | Ducted CEE Tier 1
214671464 | Central HP <5.4 tons | LENNOX | HRCU-A-CB (Split System: Heat Pump with Remote Outdoor Unit-Air-Source) | SL25XPV-036-230A** | ADP |  | L*24/36Z9 | SL297UH040NV36B* | 33800 | 21 | 8.8 | 33000 | 25800 | 78.18% | 1.84 | 0 | 13 |  |  |  | No | R-410A | 2.8167 | Residential & Commercial | Ducted CEE Tier 1
214671467 | Central HP <5.4 tons | LENNOX | HRCU-A-CB (Split System: Heat Pump with Remote Outdoor Unit-Air-Source) | SL25XPV-036-230A** | ADP |  | L*24/36Z9 | SL297UH060NV36B* | 33800 | 21 | 8.8 | 34200 | 27400 | 80.12% | 1.8 | 0 | 13 |  |  |  | No | R-410A | 2.8167 | Residential & Commercial | Ducted CEE Tier 1
216487965 | Central HP <5.4 tons | BRYANT HEATING AND COOLING SYSTEMS | HRCU-A-CB (Split System: Heat Pump with Remote Outdoor Unit-Air-Source) | 293VAN048**AA* | ADP |  | CE(P,V)6021G48*+TXV | 986TD66100C21*** | 44500 | 21 | 9.5 | 46500 | 36400 | 78.28% | 2 | 0 | 10.5 |  |  |  | No | R-454B | 3.7083 | Residential & Commercial | Ducted CEE Tier 1
216487717 | Central HP <5.4 tons | BRYANT HEATING AND COOLING SYSTEMS | HRCU-A-CB (Split System: Heat Pump with Remote Outdoor Unit-Air-Source) | 293VAN048**AA* | ADP |  | CE(P,V)6021G48*+TXV | 987MC66100C21*** | 44500 | 21 | 9.5 | 46500 | 36400 | 78.28% | 2 | 0 | 10.5 |  |  |  | No | R-454B | 3.7083 | Residential & Commercial | Ducted CEE Tier 1
216591026 | Central HP <5.4 tons | KENMORE | HRCU-A-CB (Split System: Heat Pump with Remote Outdoor Unit-Air-Source) | HH860E2S11 |  |  | CTM60C5CGS1 | Z8ES120C20SMPS1 | 44000 | 18 | 9 | 44500 | 33400 | 75.06% | 2 | 0 | 11.7 |  |  |  | No | R-454B | 3.6667 | Residential & Commercial | Ducted CEE Tier 1
216591567 | Central HP <5.4 tons | KENMORE | HRCU-A-CB (Split System: Heat Pump with Remote Outdoor Unit-Air-Source) | HH860E2S11 |  |  | JHC60D5CJ2SS1 |  | 53000 | 19 | 8.5 | 54000 | 39000 | 72.22% | 2 | 0 | 11 |  |  |  | No | R-454B | 4.4167 | Residential & Commercial | Ducted CEE Tier 1
216591594 | Central HP <5.4 tons | KENMORE | HRCU-A-CB (Split System: Heat Pump with Remote Outdoor Unit-Air-Source) | HH860E2S11 |  |  | CTU60C5XGS1+TXV | Z8ES080C16SMPS1 | 44500 | 18 | 9 | 46000 | 33800 | 73.48% | 2 | 0 | 11.7 |  |  |  | No | R-454B | 3.7083 | Residential & Commercial | Ducted CEE Tier 1
216591651 | Central HP <5.4 tons | KENMORE | HRCU-A-CB (Split System: Heat Pump with Remote Outdoor Unit-Air-Source) | HH860E2S11 |  |  | JHC60D5CH2SS1 |  | 52500 | 19 | 8.5 | 53000 | 38000 | 71.7% | 2 | 0 | 12 |  |  |  | No | R-454B | 4.375 | Residential & Commercial | Ducted CEE Tier 1
216591653 | Central HP <5.4 tons | KENMORE | HRCU-A-CB (Split System: Heat Pump with Remote Outdoor Unit-Air-Source) | HH860E2S11 |  |  | JHE60D5CH2SS1 |  | 53500 | 19 | 8.5 | 53500 | 38500 | 71.96% | 2 | 0 | 12 |  |  |  | No | R-454B | 4.4583 | Residential & Commercial | Ducted CEE Tier 1
210471186 | Central HP <5.4 tons | KENMORE | HRCU-A-CB (Split System: Heat Pump with Remote Outdoor Unit-Air-Source) | (C,H,T)VH837GKA2* |  |  | EHD4X60AAL+WALLCON | *80CTL0902120A* | 33000 | 17 | 8.1 | 32200 | 25000 | 77.64% | 2 | 0 | 11.5 |  |  |  | No | R-410A | 2.75 | Residential & Commercial | Ducted CEE Tier 1
210471252 | Central HP <5.4 tons | KENMORE | HRCU-A-CB (Split System: Heat Pump with Remote Outdoor Unit-Air-Source) | (C,H,T)VH837GKA2* |  |  | EHD4X60AAL+WALLCON | *97CMN1002122A* | 33000 | 17 | 8.1 | 32200 | 24800 | 77.02% | 2.02 | 0 | 11.5 |  |  |  | No | R-410A | 2.75 | Residential & Commercial | Ducted CEE Tier 1
210470416 | Central HP <5.4 tons | KENMORE | HRCU-A-CB (Split System: Heat Pump with Remote Outdoor Unit-Air-Source) | (C,H,T)VH837GKA2* |  |  | EA*4X61L21A*+WALLCON | *80CSU0601716A* | 33200 | 17.5 | 8.1 | 32200 | 25000 | 77.64% | 1.98 | 0 | 11.5 |  |  |  | No | R-410A | 2.7667 | Residential & Commercial | Ducted CEE Tier 1
215667544 | Central HP <5.4 tons | ARCOAIRE | HRCU-A-CB (Split System: Heat Pump with Remote Outdoor Unit-Air-Source) | H5H0V24*K*AAA* |  |  | EA*5X30M17A*+WALLCON | *96CTN0801714B* | 23000 | 17 | 9 | 23800 | 16700 | 70.17% | 1.98 | 0 | 10 |  |  |  | No | R-454B | 1.9167 | Residential & Commercial | Ducted CEE Tier 1
215667710 | Central HP <5.4 tons | ARCOAIRE | HRCU-A-CB (Split System: Heat Pump with Remote Outdoor Unit-Air-Source) | H5H0V24*K*AAA* |  |  | EA*5X36M17A*+WALLCON | *96CTN0601714B* | 23000 | 17 | 9 | 23800 | 16700 | 70.17% | 1.96 | 0 | 10 |  |  |  | No | R-454B | 1.9167 | Residential & Commercial | Ducted CEE Tier 1
215667726 | Central HP <5.4 tons | ARCOAIRE | HRCU-A-CB (Split System: Heat Pump with Remote Outdoor Unit-Air-Source) | H5H0V24*K*AAA* |  |  | EA*5X37M17A*+WALLCON | *80CSU0401712A* | 23800 | 17 | 9 | 23400 | 16500 | 70.51% | 2 | 0 | 10.5 |  |  |  | No | R-454B | 1.9833 | Residential & Commercial | Ducted CEE Tier 1
215667926 | Central HP <5.4 tons | ARCOAIRE | HRCU-A-CB (Split System: Heat Pump with Remote Outdoor Unit-Air-Source) | H5H0V24*K*AAA* |  |  | EA*5X37M21A*+WALLCON | *96CTN0801714B* | 24000 | 17.5 | 9 | 23200 | 16300 | 70.26% | 2.02 | 0 | 10.5 |  |  |  | No | R-454B | 2 | Residential & Commercial | Ducted CEE Tier 1
216487795 | Central HP <5.4 tons | BRYANT HEATING AND COOLING SYSTEMS | HRCU-A-CB (Split System: Heat Pump with Remote Outdoor Unit-Air-Source) | 290VAN024**AA* | ADP |  | CE(P,V)3614G34*+TXV | 986TD42060C17*** | 23000 | 17 | 9 | 22400 | 16300 | 72.77% | 1.96 | 0 | 10 |  |  |  | No | R-454B | 1.9167 | Residential & Commercial | Ducted CEE Tier 1
214862340 | Central HP <5.4 tons | BRYANT HEATING AND COOLING SYSTEMS | HRCU-A-CB (Split System: Heat Pump with Remote Outdoor Unit-Air-Source) | 288BNV025*0**C* | ADP |  | H,CD12936 | 987MC66120C24*** | 23200 | 16 | 8.1 | 19800 | 16200 | 81.82% | 1.96 | 0 | 10.5 |  |  |  | No | R-410A | 1.9333 | Residential & Commercial | Ducted CEE Tier 1
214862343 | Central HP <5.4 tons | BRYANT HEATING AND COOLING SYSTEMS | HRCU-A-CB (Split System: Heat Pump with Remote Outdoor Unit-Air-Source) | 288BNV025*0**C* | ADP |  | H,CD13936 | 987MC66120C24*** | 23600 | 16 | 8.1 | 19800 | 16200 | 81.82% | 1.96 | 0 | 11 |  |  |  | No | R-410A | 1.9667 | Residential & Commercial | Ducted CEE Tier 1
214272339 | Central HP <5.4 tons | CARRIER | HRCU-A-CB (Split System: Heat Pump with Remote Outdoor Unit-Air-Source) | 25VNA837A*031* | ADP |  | PL36H210P299 | 58TN*B045C17**12 | 32600 | 17 | 8.5 | 31600 | 25200 | 79.75% | 1.96 | 0 | 11 |  |  |  | No | R-410A | 2.7167 | Residential & Commercial | Ducted CEE Tier 1
212546249 | Central HP <5.4 tons | iFLOW | HRCU-A-C (Split System: Heat Pump with Remote Outdoor Unit with No Indoor Fan --Air Source) | 70HPIC24A |  |  | 70C1824BA |  | 24000 | 16.5 | 9.5 | 25000 | 20000 | 80% | 1.95 | 11 | 10.7 |  |  |  | No | R-410A | 2 | Residential & Commercial | Ducted CEE Tier 1
216591703 | Central HP <5.4 tons | KENMORE | HRCU-A-CB (Split System: Heat Pump with Remote Outdoor Unit-Air-Source) | HH836E2S11 |  |  | CTF36C5CDS1+JME16C2SN1 |  | 34600 | 19 | 9 | 31600 | 26000 | 82.28% | 2 | 0 | 12 |  |  |  | No | R-454B | 2.8833 | Residential & Commercial | Ducted CEE Tier 1
216591759 | Central HP <5.4 tons | KENMORE | HRCU-A-CB (Split System: Heat Pump with Remote Outdoor Unit-Air-Source) | HH836E2S11 |  |  | JHC36B5CD2SS1 |  | 34000 | 19 | 9 | 31600 | 26000 | 82.28% | 2 | 0 | 11 |  |  |  | No | R-454B | 2.8333 | Residential & Commercial | Ducted CEE Tier 1
215434508 | Central HP <5.4 tons | ZEPHYR | HRCU-A-CB (Split System: Heat Pump with Remote Outdoor Unit-Air-Source) | ZE-636HPA |  |  | AH- 636A |  | 32000 | 19.5 | 10.5 | 34000 | 31000 | 91.18% | 2.15 | 0 | 11.7 |  |  |  | No | R-454B | 2.6667 | Residential & Commercial | Ducted CEE Tier 1
213369388 | Central HP <5.4 tons | CARRIER | HRCU-A-CB (Split System: Heat Pump with Remote Outdoor Unit-Air-Source) | 38MURAQ18AB3* | ADP |  | H,PG7J936 | 59TP6C040V17**12 | 16900 | 16 | 8.5 | 16600 | 19000 | 114.5% | 2.34 | 0 | 10 |  |  |  | No | R-410A | 1.4083 | Residential & Commercial | Ducted CEE Tier 1
207026916 | Central HP <5.4 tons | AIR-CON | HRCU-A-CB (Split System: Heat Pump with Remote Outdoor Unit-Air-Source) | ASDDI4H4S48 |  |  | ASDVI4H4S48 |  | 48000 | 17.5 | 8.5 | 47000 | 33000 | 70.21% | 1.9 | 10.2 | 10.1 |  |  |  | No | R-410A | 4 | Residential & Commercial | Ducted CEE Tier 1
211206985 | Central HP <5.4 tons | FRASER-JOHNSTON | HRCU-A-CB (Split System: Heat Pump with Remote Outdoor Unit-Air-Source) | HL20B4821 |  |  | XAMC48HE3N1+CC | TM8V080C16MP12 | 43500 | 19 | 9 | 44500 | 36200 | 81.35% | 2.14 | 0 | 12 |  |  |  | No | R-410A | 3.625 | Residential & Commercial | Ducted CEE Tier 1
213738478 | Central HP <5.4 tons | DAY & NIGHT | HRCU-A-CB (Split System: Heat Pump with Remote Outdoor Unit-Air-Source) | DLCURAH36ABK | ADP |  | FG81936 | *80MS(N,L)0701712A* | 35600 | 16 | 8.1 | 36800 | 34600 | 94.02% | 1.94 | 0 | 10 |  |  |  | No | R-410A | 2.9667 | Residential & Commercial | Ducted CEE Tier 1
213738511 | Central HP <5.4 tons | DAY & NIGHT | HRCU-A-CB (Split System: Heat Pump with Remote Outdoor Unit-Air-Source) | DLCURAH36ABK | ADP |  | FG80936 | *80VSL0451412B* | 35400 | 16 | 8.1 | 36800 | 34600 | 94.02% | 1.94 | 0 | 10 |  |  |  | No | R-410A | 2.95 | Residential & Commercial | Ducted CEE Tier 1
213738529 | Central HP <5.4 tons | DAY & NIGHT | HRCU-A-CB (Split System: Heat Pump with Remote Outdoor Unit-Air-Source) | DLCURAH36ABK | ADP |  | FG80936 | *92MSN0601412A* | 36000 | 15.2 | 8.5 | 36800 | 34800 | 94.57% | 2 | 0 | 10 |  |  |  | No | R-410A | 3 | Residential & Commercial | Ducted CEE Tier 1
213738544 | Central HP <5.4 tons | DAY & NIGHT | HRCU-A-CB (Split System: Heat Pump with Remote Outdoor Unit-Air-Source) | DLCURAH36ABK | ADP |  | PL36H210P299 | *95MSU0401712A* | 36200 | 15.2 | 8.5 | 36800 | 34600 | 94.02% | 2.04 | 0 | 10 |  |  |  | No | R-410A | 3.0167 | Residential & Commercial | Ducted CEE Tier 1
216591834 | Central HP <5.4 tons | KENMORE | HRCU-A-CB (Split System: Heat Pump with Remote Outdoor Unit-Air-Source) | HH836E2S11 |  |  | CTM36B5CDS1 | Z8ES060B12SMPS1 | 33200 | 17 | 8.5 | 31000 | 25400 | 81.94% | 2 | 0 | 11 |  |  |  | No | R-454B | 2.7667 | Residential & Commercial | Ducted CEE Tier 1
216591870 | Central HP <5.4 tons | KENMORE | HRCU-A-CB (Split System: Heat Pump with Remote Outdoor Unit-Air-Source) | HH836E2S11 |  |  | CTF36B5CDS1+JME12B2SN1 |  | 33400 | 19 | 9 | 30400 | 24800 | 81.58% | 2 | 0 | 12 |  |  |  | No | R-454B | 2.7833 | Residential & Commercial | Ducted CEE Tier 1
216591909 | Central HP <5.4 tons | KENMORE | HRCU-A-CB (Split System: Heat Pump with Remote Outdoor Unit-Air-Source) | HH836E2S11 |  |  | CTF36C5CDS1 | Z9ET080C16SMPS1 | 33400 | 18 | 8.5 | 31000 | 23800 | 76.77% | 2 | 0 | 11 |  |  |  | No | R-454B | 2.7833 | Residential & Commercial | Ducted CEE Tier 1
212546248 | Central HP <5.4 tons | iFLOW | HRCU-A-C (Split System: Heat Pump with Remote Outdoor Unit with No Indoor Fan --Air Source) | 70HPIC18A |  |  | 70C1824BA |  | 18000 | 16.1 | 9.5 | 19000 | 15000 | 78.95% | 2.2 | 11.6 | 11.7 |  |  |  | No | R-410A | 1.5 | Residential & Commercial | Ducted CEE Tier 1
216591925 | Central HP <5.4 tons | KENMORE | HRCU-A-CB (Split System: Heat Pump with Remote Outdoor Unit-Air-Source) | HH836E2S11 |  |  | CTF48C5CFS1 | Z8ES120C20SMPS1 | 34200 | 19 | 9 | 32000 | 25400 | 79.38% | 2 | 0 | 11 |  |  |  | No | R-454B | 2.85 | Residential & Commercial | Ducted CEE Tier 1
216591927 | Central HP <5.4 tons | KENMORE | HRCU-A-CB (Split System: Heat Pump with Remote Outdoor Unit-Air-Source) | HH836E2S11 |  |  | CTM36B5CDS1 | Z9ET060B12SMPS1 | 33200 | 18 | 8.5 | 31600 | 24200 | 76.58% | 2 | 0 | 11 |  |  |  | No | R-454B | 2.7667 | Residential & Commercial | Ducted CEE Tier 1
214440939 | Central HP <5.4 tons | CARRIER | HRCU-A-CB (Split System: Heat Pump with Remote Outdoor Unit-Air-Source) | 25VNA424A*031* | ADP |  | H,PG53936 | 59TN6C060C17**14 | 24000 | 20 | 10.5 | 25000 | 19400 | 77.6% | 2.52 | 0 | 13 |  |  |  | No | R-410A | 2 | Residential & Commercial | Ducted CEE Tier 1
210471208 | Central HP <5.4 tons | KENMORE | HRCU-A-CB (Split System: Heat Pump with Remote Outdoor Unit-Air-Source) | (C,H,T)VH837GKA2* |  |  | EHD4X60AAL+WALLCON | *96CTN0801714A* | 32800 | 16.5 | 8.1 | 32600 | 25200 | 77.3% | 1.98 | 0 | 11 |  |  |  | No | R-410A | 2.7333 | Residential & Commercial | Ducted CEE Tier 1
210471307 | Central HP <5.4 tons | KENMORE | HRCU-A-CB (Split System: Heat Pump with Remote Outdoor Unit-Air-Source) | (C,H,T)VH837GKA2* |  |  | EHD4X60AAL+WALLCON | *80CTL0901716A* | 33000 | 17.5 | 8.1 | 32200 | 24800 | 77.02% | 2.02 | 0 | 11.5 |  |  |  | No | R-410A | 2.75 | Residential & Commercial | Ducted CEE Tier 1
210470504 | Central HP <5.4 tons | KENMORE | HRCU-A-CB (Split System: Heat Pump with Remote Outdoor Unit-Air-Source) | (C,H,T)VH837GKA2* |  |  | EA*4X61L21A*+WALLCON | *80CTL0901716A* | 33200 | 18 | 8.5 | 32000 | 24800 | 77.5% | 2 | 0 | 12 |  |  |  | No | R-410A | 2.7667 | Residential & Commercial | Ducted CEE Tier 1
210470537 | Central HP <5.4 tons | KENMORE | HRCU-A-CB (Split System: Heat Pump with Remote Outdoor Unit-Air-Source) | (C,H,T)VH837GKA2* |  |  | EA*4X61L24A*+WALLCON | *95CSU1002122A* | 33200 | 18 | 8.5 | 32000 | 24800 | 77.5% | 2.02 | 0 | 11.5 |  |  |  | No | R-410A | 2.7667 | Residential & Commercial | Ducted CEE Tier 1
216591773 | Central HP <5.4 tons | KENMORE | HRCU-A-CB (Split System: Heat Pump with Remote Outdoor Unit-Air-Source) | HH860E2S11 |  |  | CTF60C5CGS1 | Z8ES100C16SMPS1 | 44000 | 18 | 9 | 44000 | 33200 | 75.45% | 2 | 0 | 12 |  |  |  | No | R-454B | 3.6667 | Residential & Commercial | Ducted CEE Tier 1
216591774 | Central HP <5.4 tons | KENMORE | HRCU-A-CB (Split System: Heat Pump with Remote Outdoor Unit-Air-Source) | HH860E2S11 |  |  | CTU60C5XGS1+TXV | Z8ES100C16SMPS1 | 44000 | 18 | 9 | 44000 | 33200 | 75.45% | 2 | 0 | 12 |  |  |  | No | R-454B | 3.6667 | Residential & Commercial | Ducted CEE Tier 1
210470328 | Central HP <5.4 tons | KENMORE | HRCU-A-CB (Split System: Heat Pump with Remote Outdoor Unit-Air-Source) | (C,H,T)VH837GKA2* |  |  | EA*4X60L24A*+WALLCON | *97CMN1202422A* | 32800 | 17.5 | 8.5 | 32000 | 24800 | 77.5% | 1.98 | 0 | 11.7 |  |  |  | No | R-410A | 2.7333 | Residential & Commercial | Ducted CEE Tier 1
215667149 | Central HP <5.4 tons | ARCOAIRE | HRCU-A-CB (Split System: Heat Pump with Remote Outdoor Unit-Air-Source) | H5H0V24*K*AAA* |  |  | EA*5X25M17A*+WALLCON | *80CSU0401712A* | 24000 | 17.5 | 9 | 23400 | 16400 | 70.09% | 2.02 | 0 | 10.5 |  |  |  | No | R-454B | 2 | Residential & Commercial | Ducted CEE Tier 1
215667766 | Central HP <5.4 tons | ARCOAIRE | HRCU-A-CB (Split System: Heat Pump with Remote Outdoor Unit-Air-Source) | H5H0V24*K*AAA* |  |  | EA*5X37M17A*+WALLCON | *80CTL0901716B* | 23800 | 17 | 9 | 23400 | 16500 | 70.51% | 2 | 0 | 10.5 |  |  |  | No | R-454B | 1.9833 | Residential & Commercial | Ducted CEE Tier 1
215667886 | Central HP <5.4 tons | ARCOAIRE | HRCU-A-CB (Split System: Heat Pump with Remote Outdoor Unit-Air-Source) | H5H0V24*K*AAA* |  |  | EA*5X37M21A*+WALLCON | *97CMN0601714B* | 24000 | 17 | 9 | 23400 | 16400 | 70.09% | 2.02 | 0 | 10.5 |  |  |  | No | R-454B | 2 | Residential & Commercial | Ducted CEE Tier 1
210597015 | Central HP <5.4 tons | KEEPRITE | HRCU-A-CB (Split System: Heat Pump with Remote Outdoor Unit-Air-Source) | CVH825GKA2* |  |  | EN(A,D)4X48L24**+WALLCON | *96CTN1002122A* | 24200 | 17 | 8.1 | 21400 | 16600 | 77.57% | 2.02 | 0 | 11.5 |  |  |  | No | R-410A | 2.0167 | Residential & Commercial | Ducted CEE Tier 1
210597081 | Central HP <5.4 tons | KEEPRITE | HRCU-A-CB (Split System: Heat Pump with Remote Outdoor Unit-Air-Source) | CVH825GKA2* |  |  | EN(A,D,W)4X48L21**+WALLCON | *80CSU0601716A* | 24200 | 17 | 8.1 | 21400 | 16600 | 77.57% | 2.02 | 0 | 11 |  |  |  | No | R-410A | 2.0167 | Residential & Commercial | Ducted CEE Tier 1
210596805 | Central HP <5.4 tons | KEEPRITE | HRCU-A-CB (Split System: Heat Pump with Remote Outdoor Unit-Air-Source) | CVH825GKA2* |  |  | EA*4X43L21A*+WALLCON | *97CMN1002122A* | 24400 | 16.5 | 8.5 | 21200 | 16600 | 78.3% | 2.04 | 0 | 11 |  |  |  | No | R-410A | 2.0333 | Residential & Commercial | Ducted CEE Tier 1
210596871 | Central HP <5.4 tons | KEEPRITE | HRCU-A-CB (Split System: Heat Pump with Remote Outdoor Unit-Air-Source) | CVH825GKA2* |  |  | EA*4X48L24A*+WALLCON | *96CTN1202422A* | 24200 | 17 | 8.1 | 21000 | 16500 | 78.57% | 2.02 | 0 | 11 |  |  |  | No | R-410A | 2.0167 | Residential & Commercial | Ducted CEE Tier 1
210596982 | Central HP <5.4 tons | KEEPRITE | HRCU-A-CB (Split System: Heat Pump with Remote Outdoor Unit-Air-Source) | CVH825GKA2* |  |  | EHD4X48AAL+WALLCON | *96CTN1002122A* | 24200 | 16 | 8.1 | 21200 | 16700 | 78.77% | 2.04 | 0 | 11 |  |  |  | No | R-410A | 2.0167 | Residential & Commercial | Ducted CEE Tier 1
210596829 | Central HP <5.4 tons | KEEPRITE | HRCU-A-CB (Split System: Heat Pump with Remote Outdoor Unit-Air-Source) | CVH825GKA2* |  |  | EA*4X48L21A*+WALLCON | *95CSU0802120A* | 24200 | 17 | 8.1 | 21000 | 16500 | 78.57% | 2.02 | 0 | 11 |  |  |  | No | R-410A | 2.0167 | Residential & Commercial | Ducted CEE Tier 1
210596838 | Central HP <5.4 tons | KEEPRITE | HRCU-A-CB (Split System: Heat Pump with Remote Outdoor Unit-Air-Source) | CVH825GKA2* |  |  | EA*4X48L21A*+WALLCON | *96CTN0801714A* | 24000 | 16.5 | 8.1 | 21000 | 16600 | 79.05% | 2 | 0 | 11 |  |  |  | No | R-410A | 2 | Residential & Commercial | Ducted CEE Tier 1
210596856 | Central HP <5.4 tons | KEEPRITE | HRCU-A-CB (Split System: Heat Pump with Remote Outdoor Unit-Air-Source) | CVH825GKA2* |  |  | EA*4X48L24A*+WALLCON | *80CSU1002120A* | 24000 | 16.5 | 8.1 | 21000 | 16600 | 79.05% | 2.02 | 0 | 11 |  |  |  | No | R-410A | 2 | Residential & Commercial | Ducted CEE Tier 1
210596904 | Central HP <5.4 tons | KEEPRITE | HRCU-A-CB (Split System: Heat Pump with Remote Outdoor Unit-Air-Source) | CVH825GKA2* |  |  | EHD4X42AAL+WALLCON | *80CTL1352422A* | 24200 | 16 | 8.1 | 21400 | 16600 | 77.57% | 2 | 0 | 10.5 |  |  |  | No | R-410A | 2.0167 | Residential & Commercial | Ducted CEE Tier 1
216487960 | Central HP <5.4 tons | BRYANT HEATING AND COOLING SYSTEMS | HRCU-A-CB (Split System: Heat Pump with Remote Outdoor Unit-Air-Source) | 293VAN048**AA* | ADP |  | CE(P,V)6024G48*+TXV | 986TD60080C21*** | 44500 | 21 | 9.5 | 46500 | 36200 | 77.85% | 2 | 0 | 11 |  |  |  | No | R-454B | 3.7083 | Residential & Commercial | Ducted CEE Tier 1
214862419 | Central HP <5.4 tons | BRYANT HEATING AND COOLING SYSTEMS | HRCU-A-CB (Split System: Heat Pump with Remote Outdoor Unit-Air-Source) | 288BNV037*0**B* | ADP |  | H,PG83936 | 987MC66120C24*** | 32400 | 18 | 8.1 | 30600 | 24400 | 79.74% | 1.98 | 0 | 11.5 |  |  |  | No | R-410A | 2.7 | Residential & Commercial | Ducted CEE Tier 1
214862330 | Central HP <5.4 tons | BRYANT HEATING AND COOLING SYSTEMS | HRCU-A-CB (Split System: Heat Pump with Remote Outdoor Unit-Air-Source) | 288BNV025*0**C* | ADP |  | H,PG81936 | 987MC60080C21*** | 24000 | 17 | 8.1 | 19600 | 16200 | 82.65% | 2.02 | 0 | 11.5 |  |  |  | No | R-410A | 2 | Residential & Commercial | Ducted CEE Tier 1
214862339 | Central HP <5.4 tons | BRYANT HEATING AND COOLING SYSTEMS | HRCU-A-CB (Split System: Heat Pump with Remote Outdoor Unit-Air-Source) | 288BNV025*0**C* | ADP |  | H,PG81936 | 987MC66100C21*** | 24000 | 17 | 8.1 | 19600 | 16200 | 82.65% | 2.02 | 0 | 11.5 |  |  |  | No | R-410A | 2 | Residential & Commercial | Ducted CEE Tier 1
214862344 | Central HP <5.4 tons | BRYANT HEATING AND COOLING SYSTEMS | HRCU-A-CB (Split System: Heat Pump with Remote Outdoor Unit-Air-Source) | 288BNV025*0**C* | ADP |  | H,PG48936 | 987MC66120C24*** | 24200 | 17 | 8.1 | 19600 | 16200 | 82.65% | 2 | 0 | 11 |  |  |  | No | R-410A | 2.0167 | Residential & Commercial | Ducted CEE Tier 1
214862296 | Central HP <5.4 tons | BRYANT HEATING AND COOLING SYSTEMS | HRCU-A-CB (Split System: Heat Pump with Remote Outdoor Unit-Air-Source) | 288BNV025*0**C* | ADP |  | H,PG35936 | 987MC42060C17*** | 23600 | 16 | 8.1 | 20000 | 16300 | 81.5% | 1.94 | 0 | 11 |  |  |  | No | R-410A | 1.9667 | Residential & Commercial | Ducted CEE Tier 1
214862320 | Central HP <5.4 tons | BRYANT HEATING AND COOLING SYSTEMS | HRCU-A-CB (Split System: Heat Pump with Remote Outdoor Unit-Air-Source) | 288BNV025*0**C* | ADP |  | H,PE9J936 | 987MC60060C21*** | 23600 | 16 | 8.1 | 20000 | 16300 | 81.5% | 1.94 | 0 | 11 |  |  |  | No | R-410A | 1.9667 | Residential & Commercial | Ducted CEE Tier 1
213081448 | Central HP <5.4 tons | ELIOS | HRCU-A-C (Split System: Heat Pump with Remote Outdoor Unit with No Indoor Fan --Air Source) | DEA18HOS20230E7 |  |  | CUB24HAC20BWT7A |  | 18000 | 16.1 | 9.5 | 19000 | 15000 | 78.95% | 2.2 | 11.6 | 11.7 |  |  |  | No | R-410A | 1.5 | Residential & Commercial | Ducted CEE Tier 1
216591761 | Central HP <5.4 tons | KENMORE | HRCU-A-CB (Split System: Heat Pump with Remote Outdoor Unit-Air-Source) | HH836E2S11 |  |  | CTM48C5CFS1 | Z9ET100C16SMPS1 | 32400 | 19 | 9.5 | 30200 | 23400 | 77.48% | 2 | 0 | 11 |  |  |  | No | R-454B | 2.7 | Residential & Commercial | Ducted CEE Tier 1
216591836 | Central HP <5.4 tons | KENMORE | HRCU-A-CB (Split System: Heat Pump with Remote Outdoor Unit-Air-Source) | HH836E2S11 |  |  | CTU36B5XDS1+TXV | Z8ET080B12LMPS1 | 33200 | 19 | 9 | 30400 | 24800 | 81.58% | 2 | 0 | 11.7 |  |  |  | No | R-454B | 2.7667 | Residential & Commercial | Ducted CEE Tier 1
213738525 | Central HP <5.4 tons | DAY & NIGHT | HRCU-A-CB (Split System: Heat Pump with Remote Outdoor Unit-Air-Source) | DLCURAH36ABK | ADP |  | PL36H175P159 | *92MSN0601412A* | 35400 | 15.2 | 8.1 | 36800 | 34800 | 94.57% | 1.94 | 0 | 10 |  |  |  | No | R-410A | 2.95 | Residential & Commercial | Ducted CEE Tier 1
215666984 | Central HP <5.4 tons | ARCOAIRE | HRCU-A-CB (Split System: Heat Pump with Remote Outdoor Unit-Air-Source) | H5H0V24*K*AAA* |  |  | EA*5X24M17A*+WALLCON | *80CSU0601716A* | 22800 | 16.5 | 9 | 24000 | 16800 | 70% | 1.96 | 0 | 10 |  |  |  | No | R-454B | 1.9 | Residential & Commercial | Ducted CEE Tier 1
215667059 | Central HP <5.4 tons | ARCOAIRE | HRCU-A-CB (Split System: Heat Pump with Remote Outdoor Unit-Air-Source) | H5H0V24*K*AAA* |  |  | EA*5X24M17A*+WALLCON | *80CTL0901716B* | 22800 | 17 | 9 | 24000 | 16800 | 70% | 1.96 | 0 | 10 |  |  |  | No | R-454B | 1.9 | Residential & Commercial | Ducted CEE Tier 1
210470581 | Central HP <5.4 tons | KENMORE | HRCU-A-CB (Split System: Heat Pump with Remote Outdoor Unit-Air-Source) | (C,H,T)VH837GKA2* |  |  | EA*4X61L24A*+WALLCON | *96CTN1202422A* | 33200 | 18 | 8.5 | 32000 | 24800 | 77.5% | 2 | 0 | 12 |  |  |  | No | R-410A | 2.7667 | Residential & Commercial | Ducted CEE Tier 1
216591580 | Central HP <5.4 tons | KENMORE | HRCU-A-CB (Split System: Heat Pump with Remote Outdoor Unit-Air-Source) | HH860E2S11 |  |  | CTM60D5CJS1 | Z8ES130D20SMPS1 | 53500 | 19 | 9 | 55000 | 39500 | 71.82% | 2 | 0 | 11 |  |  |  | No | R-454B | 4.4583 | Residential & Commercial | Ducted CEE Tier 1
216591696 | Central HP <5.4 tons | KENMORE | HRCU-A-CB (Split System: Heat Pump with Remote Outdoor Unit-Air-Source) | HH860E2S11 |  |  | CTF60C5CHS1 | Z8ES080C20SMPS1 | 53500 | 19 | 8.5 | 54000 | 39000 | 72.22% | 2 | 0 | 11 |  |  |  | No | R-454B | 4.4583 | Residential & Commercial | Ducted CEE Tier 1
213081443 | Central HP <5.4 tons | ELIOS | HRCU-A-CB (Split System: Heat Pump with Remote Outdoor Unit-Air-Source) | DEA30HOS20230E7 |  |  | FEA30HIAHUU230X7 |  | 30000 | 16.2 | 8.9 | 33000 | 24000 | 72.73% | 1.8 | 11 | 10 |  |  |  | No | R-410A | 2.5 | Residential & Commercial | Ducted CEE Tier 1
214826090 | Central HP <5.4 tons | CHAMPION HEATING AND COOLING | HRCU-A-CB (Split System: Heat Pump with Remote Outdoor Unit-Air-Source) | HH860E2S11 | ADP |  | V,Y48H175P38*+TXV+AEFE4B* |  | 46000 | 19 | 9 | 44000 | 33600 | 76.36% | 2.1 | 0 | 12 |  |  |  | No | R-454B | 3.8333 | Residential & Commercial | Ducted CEE Tier 1
210470350 | Central HP <5.4 tons | KENMORE | HRCU-A-CB (Split System: Heat Pump with Remote Outdoor Unit-Air-Source) | (C,H,T)VH837GKA2* |  |  | EA*4X60L24A*+WALLCON | *96CTN1002122A* | 32800 | 17.5 | 8.5 | 31800 | 24800 | 77.99% | 2 | 0 | 11.7 |  |  |  | No | R-410A | 2.7333 | Residential & Commercial | Ducted CEE Tier 1
210426580 | Central HP <5.4 tons | MAXI AIR | HRCU-A-CB (Split System: Heat Pump with Remote Outdoor Unit-Air-Source) | MAXS-2430 |  |  | AHMS-3015 |  | 30000 | 16.2 | 8.9 | 33000 | 24000 | 72.73% | 1.8 | 11 | 10 |  |  |  | No | R-410A | 2.5 | Residential & Commercial | Ducted CEE Tier 1
214862389 | Central HP <5.4 tons | BRYANT HEATING AND COOLING SYSTEMS | HRCU-A-CB (Split System: Heat Pump with Remote Outdoor Unit-Air-Source) | 288BNV037*0**B* | ADP |  | H,PG83936 | 987MC42060C17*** | 31200 | 18 | 8.1 | 31600 | 24200 | 76.58% | 1.84 | 0 | 10.5 |  |  |  | No | R-410A | 2.6 | Residential & Commercial | Ducted CEE Tier 1
215434507 | Central HP <5.4 tons | ZEPHYR | HRCU-A-CB (Split System: Heat Pump with Remote Outdoor Unit-Air-Source) | ZE-624HPA |  |  | AH- 624A |  | 24000 | 20 | 10 | 24000 | 20800 | 86.67% | 2.3 | 0 | 12 |  |  |  | No | R-454B | 2 | Residential & Commercial | Ducted CEE Tier 1
216487922 | Central HP <5.4 tons | BRYANT HEATING AND COOLING SYSTEMS | HRCU-A-CB (Split System: Heat Pump with Remote Outdoor Unit-Air-Source) | 293VAN036**AA* | ADP |  | CE(P,V)3614G34*+TXV | 986TD42060C17*** | 32400 | 19 | 9.5 | 32600 | 26000 | 79.75% | 2.02 | 0 | 10.5 |  |  |  | No | R-454B | 2.7 | Residential & Commercial | Ducted CEE Tier 1
204456361 | Central HP <5.4 tons | KEEPRITE | HRCU-A-CB (Split System: Heat Pump with Remote Outdoor Unit-Air-Source) | CVH825GKA2* |  |  | EA*4X24L14A*+WALLCON | *80CTL0701412A* | 23400 | 17 | 8.1 | 22000 | 16800 | 76.36% | 1.9 | 11 | 10.5 |  |  |  | No | R-410A | 1.95 | Residential & Commercial | Ducted CEE Tier 1
215668686 | Central HP <5.4 tons | ARCOAIRE | HRCU-A-CB (Split System: Heat Pump with Remote Outdoor Unit-Air-Source) | H5H0V36*K*AAA* |  |  | EA*5X37M21A*+WALLCON | *80CTL0902120B* | 34600 | 18 | 9 | 35200 | 25000 | 71.02% | 1.9 | 0 | 10 |  |  |  | No | R-454B | 2.8833 | Residential & Commercial | Ducted CEE Tier 1
215668718 | Central HP <5.4 tons | ARCOAIRE | HRCU-A-CB (Split System: Heat Pump with Remote Outdoor Unit-Air-Source) | H5H0V36*K*AAA* |  |  | EA*5X37M21A*+WALLCON | *95CSU1002122B* | 34600 | 18 | 9 | 35200 | 25000 | 71.02% | 1.9 | 0 | 10 |  |  |  | No | R-454B | 2.8833 | Residential & Commercial | Ducted CEE Tier 1
215668950 | Central HP <5.4 tons | ARCOAIRE | HRCU-A-CB (Split System: Heat Pump with Remote Outdoor Unit-Air-Source) | H5H0V36*K*AAA* |  |  | EA*5X43M21A*+WALLCON | *80CSU0401712A* | 34400 | 18 | 9 | 35200 | 25200 | 71.59% | 1.88 | 0 | 10 |  |  |  | No | R-454B | 2.8667 | Residential & Commercial | Ducted CEE Tier 1
215668630 | Central HP <5.4 tons | ARCOAIRE | HRCU-A-CB (Split System: Heat Pump with Remote Outdoor Unit-Air-Source) | H5H0V36*K*AAA* |  |  | EA*5X37M21A*+WALLCON | *80CSU0401712A* | 34400 | 18 | 9 | 35200 | 25200 | 71.59% | 1.88 | 0 | 10 |  |  |  | No | R-454B | 2.8667 | Residential & Commercial | Ducted CEE Tier 1
215668918 | Central HP <5.4 tons | ARCOAIRE | HRCU-A-CB (Split System: Heat Pump with Remote Outdoor Unit-Air-Source) | H5H0V36*K*AAA* |  |  | EA*5X42M21A*+WALLCON | *97CMN1002122B* | 33200 | 17.5 | 9 | 35800 | 25600 | 71.51% | 1.84 | 0 | 10 |  |  |  | No | R-454B | 2.7667 | Residential & Commercial | Ducted CEE Tier 1
214440887 | Central HP <5.4 tons | BRYANT HEATING AND COOLING SYSTEMS | HRCU-A-CB (Split System: Heat Pump with Remote Outdoor Unit-Air-Source) | 284ANV036*0**B* | ADP |  | V,C36H175P159 | 88*TB36045C17*** | 32800 | 19 | 9 | 35200 | 27400 | 77.84% | 2.02 | 0 | 11.7 |  |  |  | No | R-410A | 2.7333 | Residential & Commercial | Ducted CEE Tier 1
214440901 | Central HP <5.4 tons | BRYANT HEATING AND COOLING SYSTEMS | HRCU-A-CB (Split System: Heat Pump with Remote Outdoor Unit-Air-Source) | 284ANV036*0**B* | ADP |  | V,C36H175P459 | 88*TB48090C17*** | 33800 | 20 | 9 | 34800 | 27200 | 78.16% | 2.06 | 0 | 12.5 |  |  |  | No | R-410A | 2.8167 | Residential & Commercial | Ducted CEE Tier 1
214777834 | Central HP <5.4 tons | AIREASE | HRCU-A-CB (Split System: Heat Pump with Remote Outdoor Unit-Air-Source) | 4SHP22LX124P-**A | ADP |  | H,A,DE33936+AEFE4B* |  | 22800 | 21 | 8.45 | 20600 | 15600 | 75.73% | 2.2 | 0 | 13 |  |  |  | No | R-410A | 1.9 | Residential & Commercial | Ducted CEE Tier 1
214777835 | Central HP <5.4 tons | AIREASE | HRCU-A-CB (Split System: Heat Pump with Remote Outdoor Unit-Air-Source) | 4SHP22LX124P-**A | ADP |  | H,A,DE33936+AEFE3A* |  | 22600 | 20 | 8.45 | 20600 | 15600 | 75.73% | 2.2 | 0 | 13 |  |  |  | No | R-410A | 1.8833 | Residential & Commercial | Ducted CEE Tier 1
214061819 | Central HP <5.4 tons | LENNOX | HRCU-A-CB (Split System: Heat Pump with Remote Outdoor Unit-Air-Source) | EL22XPV-024-230A** | ADP |  | HG80936 | EL280UH070XE36A* | 24000 | 21 | 8.5 | 22000 | 15400 | 70% | 1.92 | 0 | 13.5 |  |  |  | No | R-410A | 2 | Residential & Commercial | Ducted CEE Tier 1
212578279 | Central HP <5.4 tons | CARRIER | HRCU-A-CB (Split System: Heat Pump with Remote Outdoor Unit-Air-Source) | 25VNA448A*031* | ADP |  | H,PG3K960 | 59TN6B120C24**22 | 44000 | 21 | 9.5 | 44500 | 35800 | 80.45% | 2.28 | 0 | 12 |  |  |  | No | R-410A | 3.6667 | Residential & Commercial | Ducted CEE Tier 1
216591679 | Central HP <5.4 tons | KENMORE | HRCU-A-CB (Split System: Heat Pump with Remote Outdoor Unit-Air-Source) | HH836E2S11 |  |  | CTF36C5CDS1 | Z8ES120C20SMPS1 | 34400 | 18 | 8.5 | 32000 | 26200 | 81.88% | 2 | 0 | 11 |  |  |  | No | R-454B | 2.8667 | Residential & Commercial | Ducted CEE Tier 1
216591713 | Central HP <5.4 tons | KENMORE | HRCU-A-CB (Split System: Heat Pump with Remote Outdoor Unit-Air-Source) | HH836E2S11 |  |  | CTU36B5XDS1+TXV | Z9ET060B12SMPS1 | 33400 | 18 | 8.5 | 31600 | 24200 | 76.58% | 2 | 0 | 11 |  |  |  | No | R-454B | 2.7833 | Residential & Commercial | Ducted CEE Tier 1
215731274 | Central HP <5.4 tons | COLEMAN | HRCU-A-CB (Split System: Heat Pump with Remote Outdoor Unit-Air-Source) | HH836E2S11 | ADP |  | V,Y36H175P78*+TXV+AEFE4B* |  | 34000 | 19 | 9 | 30800 | 24800 | 80.52% | 2.1 | 0 | 11.7 |  |  |  | No | R-454B | 2.8333 | Residential & Commercial | Ducted CEE Tier 1
216591792 | Central HP <5.4 tons | KENMORE | HRCU-A-CB (Split System: Heat Pump with Remote Outdoor Unit-Air-Source) | HH836E2S11 |  |  | CTF48C5CFS1 | Z8ES100C20SMPS1 | 34400 | 19 | 9 | 32000 | 25400 | 79.38% | 2 | 0 | 11 |  |  |  | No | R-454B | 2.8667 | Residential & Commercial | Ducted CEE Tier 1
216591851 | Central HP <5.4 tons | KENMORE | HRCU-A-CB (Split System: Heat Pump with Remote Outdoor Unit-Air-Source) | HH836E2S11 |  |  | CTM48C5CFS1 | Z8ES080C20SMPS1 | 34000 | 19 | 9 | 32000 | 25600 | 80% | 2 | 0 | 11 |  |  |  | No | R-454B | 2.8333 | Residential & Commercial | Ducted CEE Tier 1
216591867 | Central HP <5.4 tons | KENMORE | HRCU-A-CB (Split System: Heat Pump with Remote Outdoor Unit-Air-Source) | HH836E2S11 |  |  | CTF36C5CDS1 | Z8ES120C16SMPS1 | 34400 | 18 | 8.5 | 31600 | 25800 | 81.65% | 2 | 0 | 11.7 |  |  |  | No | R-454B | 2.8667 | Residential & Commercial | Ducted CEE Tier 1
216591917 | Central HP <5.4 tons | KENMORE | HRCU-A-CB (Split System: Heat Pump with Remote Outdoor Unit-Air-Source) | HH836E2S11 |  |  | CTM36C5CDS1 | Z8ES120C20SMPS1 | 34400 | 18 | 8.5 | 32000 | 26200 | 81.88% | 2 | 0 | 11 |  |  |  | No | R-454B | 2.8667 | Residential & Commercial | Ducted CEE Tier 1
216591884 | Central HP <5.4 tons | KENMORE | HRCU-A-CB (Split System: Heat Pump with Remote Outdoor Unit-Air-Source) | HH836E2S11 |  |  | CTM36B5CDS1 | Z9ET080B12SMPS1 | 33200 | 18 | 8.5 | 31200 | 24000 | 76.92% | 2 | 0 | 11 |  |  |  | No | R-454B | 2.7667 | Residential & Commercial | Ducted CEE Tier 1
213081441 | Central HP <5.4 tons | ELIOS | HRCU-A-CB (Split System: Heat Pump with Remote Outdoor Unit-Air-Source) | DEA18HOS20230E7 |  |  | FEA18HIAHUU230X7 |  | 18000 | 18 | 9.3 | 19000 | 16500 | 86.84% | 2.04 | 12.5 | 12.4 |  |  |  | No | R-410A | 1.5 | Residential & Commercial | Ducted CEE Tier 1
214862397 | Central HP <5.4 tons | BRYANT HEATING AND COOLING SYSTEMS | HRCU-A-CB (Split System: Heat Pump with Remote Outdoor Unit-Air-Source) | 288BNV037*0**B* | ADP |  | H,PG35936 | 987MC60060C21*** | 31600 | 17 | 8.1 | 31400 | 24600 | 78.34% | 1.94 | 0 | 11 |  |  |  | No | R-410A | 2.6333 | Residential & Commercial | Ducted CEE Tier 1
213160946 | Central HP <5.4 tons | DAY & NIGHT | HRCU-A-CB (Split System: Heat Pump with Remote Outdoor Unit-Air-Source) | DLCURAH36ABK | ADP |  | V,G36H175P159+AEFE4B* |  | 36000 | 16 | 8.1 | 38000 | 35000 | 92.11% | 1.82 | 0 | 10 |  |  |  | No | R-410A | 3 | Residential & Commercial | Ducted CEE Tier 1
216487984 | Central HP <5.4 tons | BRYANT HEATING AND COOLING SYSTEMS | HRCU-A-CB (Split System: Heat Pump with Remote Outdoor Unit-Air-Source) | 293VAN060**AA* | ADP |  | CE(P,V)6021G48*+TXV | 986TD66120C24*** | 56000 | 18 | 8.5 | 58500 | 45500 | 77.78% | 2.06 | 0 | 11 |  |  |  | No | R-454B | 4.6667 | Residential & Commercial | Ducted CEE Tier 1
215674667 | Central HP <5.4 tons | ARCOAIRE | HRCU-A-CB (Split System: Heat Pump with Remote Outdoor Unit-Air-Source) | H5H0V48*K*AAA* |  |  | EA*5X61M24A*+WALLCON | *96CTN1202422B* | 46000 | 18.5 | 9 | 47500 | 33600 | 70.74% | 2.06 | 0 | 10 |  |  |  | No | R-454B | 3.8333 | Residential & Commercial | Ducted CEE Tier 1
216487668 | Central HP <5.4 tons | BRYANT HEATING AND COOLING SYSTEMS | HRCU-A-CB (Split System: Heat Pump with Remote Outdoor Unit-Air-Source) | 293VAN048**AA* | ADP |  | CE(P,V)6021G48*+TXV | 88*TB60090C21*** | 44500 | 21 | 9.5 | 46500 | 36200 | 77.85% | 2 | 0 | 11 |  |  |  | No | R-454B | 3.7083 | Residential & Commercial | Ducted CEE Tier 1
212394339 | Central HP <5.4 tons | PolarWave | HRCU-A-C (Split System: Heat Pump with Remote Outdoor Unit with No Indoor Fan --Air Source) | ACIQ-24-EHPB |  |  | ACIQ-24-ACL |  | 24000 | 15.7 | 9.8 | 25600 | 18500 | 72.27% | 2.2 | 10.3 | 10 |  |  |  | No | R-410A | 2 | Residential & Commercial | Ducted CEE Tier 1
212480102 | Central HP <5.4 tons | CARRIER | HRCU-A-CB (Split System: Heat Pump with Remote Outdoor Unit-Air-Source) | 38MURAQ24AB3* | ADP |  | V,C36H175P149 | 59SP6A080V17**16 | 24200 | 16 | 8.1 | 24600 | 22600 | 91.87% | 1.9 | 0 | 10.5 |  |  |  | No | R-410A | 2.0167 | Residential & Commercial | Ducted CEE Tier 1
211206909 | Central HP <5.4 tons | FRASER-JOHNSTON | HRCU-A-CB (Split System: Heat Pump with Remote Outdoor Unit-Air-Source) | HL20B6021 |  |  | XAMC60HE4N1+CC | TP9C100C20MP13 | 52000 | 18 | 8.5 | 55000 | 42000 | 76.36% | 2.16 | 0 | 11 |  |  |  | No | R-410A | 4.3333 | Residential & Commercial | Ducted CEE Tier 1
216487745 | Central HP <5.4 tons | BRYANT HEATING AND COOLING SYSTEMS | HRCU-A-CB (Split System: Heat Pump with Remote Outdoor Unit-Air-Source) | 293VAN060**AA* | ADP |  | CE(P,V)6021G48*+TXV | 88*TB66135C24*** | 55500 | 19 | 8.5 | 58500 | 45500 | 77.78% | 2.04 | 0 | 11.5 |  |  |  | No | R-454B | 4.625 | Residential & Commercial | Ducted CEE Tier 1
213081444 | Central HP <5.4 tons | ELIOS | HRCU-A-CB (Split System: Heat Pump with Remote Outdoor Unit-Air-Source) | DEA36HOS20230E7 |  |  | FEA36HIAHUU230X7 |  | 36000 | 16 | 9.5 | 40000 | 34400 | 86% | 1.97 | 10.5 | 10 |  |  |  | No | R-410A | 3 | Residential & Commercial | Ducted CEE Tier 1
216487750 | Central HP <5.4 tons | BRYANT HEATING AND COOLING SYSTEMS | HRCU-A-CB (Split System: Heat Pump with Remote Outdoor Unit-Air-Source) | 293VAN060**AA* | ADP |  | CE(P,V)6024G48*+TXV | 987MC60060C21*** | 54500 | 18 | 8.5 | 59000 | 47000 | 79.66% | 2 | 0 | 10 |  |  |  | No | R-454B | 4.5417 | Residential & Commercial | Ducted CEE Tier 1
215667846 | Central HP <5.4 tons | ARCOAIRE | HRCU-A-CB (Split System: Heat Pump with Remote Outdoor Unit-Air-Source) | H5H0V24*K*AAA* |  |  | EA*5X37M21A*+WALLCON | *80CTL0702120B* | 24000 | 17.5 | 9 | 23200 | 16300 | 70.26% | 2.02 | 0 | 10.5 |  |  |  | No | R-454B | 2 | Residential & Commercial | Ducted CEE Tier 1
215667599 | Central HP <5.4 tons | ARCOAIRE | HRCU-A-CB (Split System: Heat Pump with Remote Outdoor Unit-Air-Source) | H5H0V24*K*AAA* |  |  | EA*5X36M17A*+WALLCON | *80CTL0451712B* | 23000 | 16.5 | 9 | 23800 | 16700 | 70.17% | 1.98 | 0 | 10 |  |  |  | No | R-454B | 1.9167 | Residential & Commercial | Ducted CEE Tier 1
215667782 | Central HP <5.4 tons | ARCOAIRE | HRCU-A-CB (Split System: Heat Pump with Remote Outdoor Unit-Air-Source) | H5H0V24*K*AAA* |  |  | EA*5X37M17A*+WALLCON | *97CMN0801714B* | 23800 | 17 | 9 | 23400 | 16500 | 70.51% | 2 | 0 | 10.5 |  |  |  | No | R-454B | 1.9833 | Residential & Commercial | Ducted CEE Tier 1
215667878 | Central HP <5.4 tons | ARCOAIRE | HRCU-A-CB (Split System: Heat Pump with Remote Outdoor Unit-Air-Source) | H5H0V24*K*AAA* |  |  | EA*5X37M21A*+WALLCON | *95CSU1002122B* | 24000 | 17 | 9 | 23200 | 16300 | 70.26% | 2.02 | 0 | 10.5 |  |  |  | No | R-454B | 2 | Residential & Commercial | Ducted CEE Tier 1
215434509 | Central HP <5.4 tons | ZEPHYR | HRCU-A-CB (Split System: Heat Pump with Remote Outdoor Unit-Air-Source) | ZE-648HPA |  |  | AH- 648A |  | 48000 | 19 | 9 | 48000 | 37000 | 77.08% | 2.52 | 0 | 12 |  |  |  | No | R-454B | 4 | Residential & Commercial | Ducted CEE Tier 1
212601617 | Central HP <5.4 tons | AIREASE | HRCU-A-CB (Split System: Heat Pump with Remote Outdoor Unit-Air-Source) | 4SHP22LX124P-**A | ADP |  | H,A,DE33936 | A96US2V070B12 | 23800 | 21 | 8.5 | 22000 | 15400 | 70% | 1.92 | 0 | 13.5 |  |  |  | No | R-410A | 1.9833 | Residential & Commercial | Ducted CEE Tier 1
216487936 | Central HP <5.4 tons | BRYANT HEATING AND COOLING SYSTEMS | HRCU-A-CB (Split System: Heat Pump with Remote Outdoor Unit-Air-Source) | 293VAN036**AA* | ADP |  | CE(P,V)3617G34*+TXV | 986TD60080C21*** | 32800 | 20 | 9.5 | 33000 | 26000 | 78.79% | 2.04 | 0 | 11 |  |  |  | No | R-454B | 2.7333 | Residential & Commercial | Ducted CEE Tier 1
214862390 | Central HP <5.4 tons | BRYANT HEATING AND COOLING SYSTEMS | HRCU-A-CB (Split System: Heat Pump with Remote Outdoor Unit-Air-Source) | 288BNV037*0**B* | ADP |  | H,PG81936 | 987MC42060C17*** | 31200 | 18 | 8.1 | 31600 | 24200 | 76.58% | 1.84 | 0 | 10.5 |  |  |  | No | R-410A | 2.6 | Residential & Commercial | Ducted CEE Tier 1
214862391 | Central HP <5.4 tons | BRYANT HEATING AND COOLING SYSTEMS | HRCU-A-CB (Split System: Heat Pump with Remote Outdoor Unit-Air-Source) | 288BNV037*0**B* | ADP |  | H,PG35936 | 987MC42080C17*** | 32000 | 17 | 8.1 | 31600 | 24600 | 77.85% | 1.9 | 0 | 11 |  |  |  | No | R-410A | 2.6667 | Residential & Commercial | Ducted CEE Tier 1
207036646 | Central HP <5.4 tons | ZEPHYR | HRCU-A-CB (Split System: Heat Pump with Remote Outdoor Unit-Air-Source) | ZE-48HPB |  |  | AH-48B |  | 48000 | 17.5 | 8.5 | 47000 | 33000 | 70.21% | 1.9 | 10.2 | 10.1 |  |  |  | No | R-410A | 4 | Residential & Commercial | Ducted CEE Tier 1
216591861 | Central HP <5.4 tons | KENMORE | HRCU-A-CB (Split System: Heat Pump with Remote Outdoor Unit-Air-Source) | HH836E2S11 |  |  | CTF36C5CDS1+JME12C2SN1 |  | 33600 | 19 | 9 | 30600 | 24800 | 81.05% | 2 | 0 | 12 |  |  |  | No | R-454B | 2.8 | Residential & Commercial | Ducted CEE Tier 1
216591920 | Central HP <5.4 tons | KENMORE | HRCU-A-CB (Split System: Heat Pump with Remote Outdoor Unit-Air-Source) | HH836E2S11 |  |  | CTF36C5CDS1 | Z8ES100C20SMPS1 | 34800 | 18 | 8.5 | 33000 | 27200 | 82.42% | 2 | 0 | 11 |  |  |  | No | R-454B | 2.9 | Residential & Commercial | Ducted CEE Tier 1
212578252 | Central HP <5.4 tons | CARRIER | HRCU-A-CB (Split System: Heat Pump with Remote Outdoor Unit-Air-Source) | 25VNA436A*031* | ADP |  | H,PG34936 | 59TN6B060C17**14 | 32800 | 19 | 9 | 33800 | 25800 | 76.33% | 2 | 0 | 11.7 |  |  |  | No | R-410A | 2.7333 | Residential & Commercial | Ducted CEE Tier 1
214271694 | Central HP <5.4 tons | CARRIER | HRCU-A-CB (Split System: Heat Pump with Remote Outdoor Unit-Air-Source) | 25VNA436A*031* | ADP |  | PL36H210P749 | 58TN*B090C17**16 | 32400 | 20 | 9 | 35000 | 27200 | 77.71% | 2.04 | 0 | 12 |  |  |  | No | R-410A | 2.7 | Residential & Commercial | Ducted CEE Tier 1
216487884 | Central HP <5.4 tons | BRYANT HEATING AND COOLING SYSTEMS | HRCU-A-CB (Split System: Heat Pump with Remote Outdoor Unit-Air-Source) | 290VAN048**AA* | ADP |  | CE(P,V)6024G48*+TXV | 986TD66120C24*** | 45000 | 18 | 9 | 45500 | 33200 | 72.97% | 2.06 | 0 | 10 |  |  |  | No | R-454B | 3.75 | Residential & Commercial | Ducted CEE Tier 1
216591704 | Central HP <5.4 tons | KENMORE | HRCU-A-CB (Split System: Heat Pump with Remote Outdoor Unit-Air-Source) | HH836E2S11 |  |  | JHE36B5CD2SS1 |  | 34200 | 19 | 9 | 31800 | 26000 | 81.76% | 2 | 0 | 11 |  |  |  | No | R-454B | 2.85 | Residential & Commercial | Ducted CEE Tier 1
216591906 | Central HP <5.4 tons | KENMORE | HRCU-A-CB (Split System: Heat Pump with Remote Outdoor Unit-Air-Source) | HH836E2S11 |  |  | CTU48C5XFS1+TXV | Z8ES080C20SMPS1 | 34200 | 18 | 9 | 32000 | 25600 | 80% | 2 | 0 | 11 |  |  |  | No | R-454B | 2.85 | Residential & Commercial | Ducted CEE Tier 1
213081451 | Central HP <5.4 tons | ELIOS | HRCU-A-C (Split System: Heat Pump with Remote Outdoor Unit with No Indoor Fan --Air Source) | DEA36HOS20230E7 |  |  | CUB36HAC20CWT7A |  | 35000 | 15.2 | 10 | 39000 | 32000 | 82.05% | 2 | 10.2 | 10 |  |  |  | No | R-410A | 2.9167 | Residential & Commercial | Ducted CEE Tier 1
207036640 | Central HP <5.4 tons | ZEPHYR | HRCU-A-CB (Split System: Heat Pump with Remote Outdoor Unit-Air-Source) | ZE-24HPB |  |  | AH-24B |  | 22000 | 16.5 | 9 | 23000 | 16900 | 73.48% | 2.05 | 10.9 | 10.1 |  |  |  | No | R-410A | 1.8333 | Residential & Commercial | Ducted CEE Tier 1
214862322 | Central HP <5.4 tons | BRYANT HEATING AND COOLING SYSTEMS | HRCU-A-CB (Split System: Heat Pump with Remote Outdoor Unit-Air-Source) | 288BNV025*0**C* | ADP |  | H,CD12936 | 987MC60080C21*** | 23200 | 16 | 8.1 | 20000 | 16300 | 81.5% | 1.92 | 0 | 11 |  |  |  | No | R-410A | 1.9333 | Residential & Commercial | Ducted CEE Tier 1
214862299 | Central HP <5.4 tons | BRYANT HEATING AND COOLING SYSTEMS | HRCU-A-CB (Split System: Heat Pump with Remote Outdoor Unit-Air-Source) | 288BNV025*0**C* | ADP |  | H,PG48936 | 987MC42060C17*** | 24000 | 16 | 8.1 | 19800 | 16300 | 82.32% | 2 | 0 | 11 |  |  |  | No | R-410A | 2 | Residential & Commercial | Ducted CEE Tier 1
214862315 | Central HP <5.4 tons | BRYANT HEATING AND COOLING SYSTEMS | HRCU-A-CB (Split System: Heat Pump with Remote Outdoor Unit-Air-Source) | 288BNV025*0**C* | ADP |  | H,CD16936 | 987MC60060C21*** | 23600 | 16 | 8.1 | 20000 | 16300 | 81.5% | 1.94 | 0 | 11 |  |  |  | No | R-410A | 1.9667 | Residential & Commercial | Ducted CEE Tier 1
215223182 | Central HP <5.4 tons | BRYANT HEATING AND COOLING SYSTEMS | HRCU-A-CB (Split System: Heat Pump with Remote Outdoor Unit-Air-Source) | 288BNV037*0**A* | ADP |  | H,PG35936 | 987MB42080C17*** | 31600 | 17 | 8.1 | 31800 | 24400 | 76.73% | 1.86 | 0 | 11 |  |  |  | No | R-410A | 2.6333 | Residential & Commercial | Ducted CEE Tier 1
214862374 | Central HP <5.4 tons | BRYANT HEATING AND COOLING SYSTEMS | HRCU-A-CB (Split System: Heat Pump with Remote Outdoor Unit-Air-Source) | 288BNV037*0**A* | ADP |  | H,CD16936 | 987MC66100C21*** | 31400 | 18 | 8.1 | 30600 | 24200 | 79.08% | 1.98 | 0 | 11.5 |  |  |  | No | R-410A | 2.6167 | Residential & Commercial | Ducted CEE Tier 1
214862376 | Central HP <5.4 tons | BRYANT HEATING AND COOLING SYSTEMS | HRCU-A-CB (Split System: Heat Pump with Remote Outdoor Unit-Air-Source) | 288BNV037*0**A* | ADP |  | H,PE9J936 | 987MC66100C21*** | 30800 | 18 | 8.1 | 30600 | 24200 | 79.08% | 1.98 | 0 | 11 |  |  |  | No | R-410A | 2.5667 | Residential & Commercial | Ducted CEE Tier 1
214053818 | Central HP <5.4 tons | BOSCH | HRCU-A-C (Split System: Heat Pump with Remote Outdoor Unit with No Indoor Fan --Air Source) | BOVC-36HDN1-M20G |  |  | BMAC2430ANTD |  | 23200 | 15.2 | 9 | 24000 | 16900 | 70.42% | 1.98 | 0 | 12 |  |  |  | No | R-410A | 1.9333 | Residential & Commercial | Ducted CEE Tier 1
214053816 | Central HP <5.4 tons | BOSCH | HRCU-A-CB (Split System: Heat Pump with Remote Outdoor Unit-Air-Source) | BOVC-36HDN1-M20G |  |  | BMAC4248BNTF | BGH96M080B3B | 33000 | 18.5 | 9 | 34200 | 24200 | 70.76% | 1.88 | 0 | 11.2 |  |  |  | No | R-410A | 2.75 | Residential & Commercial | Ducted CEE Tier 1
214862365 | Central HP <5.4 tons | BRYANT HEATING AND COOLING SYSTEMS | HRCU-A-CB (Split System: Heat Pump with Remote Outdoor Unit-Air-Source) | 288BNV037*0**A* | ADP |  | H,PG83936 | 987MC60060C21*** | 32200 | 18 | 8.5 | 30400 | 24600 | 80.92% | 1.98 | 0 | 11 |  |  |  | No | R-410A | 2.6833 | Residential & Commercial | Ducted CEE Tier 1
214271609 | Central HP <5.4 tons | CARRIER | HRCU-A-CB (Split System: Heat Pump with Remote Outdoor Unit-Air-Source) | 25VNA424A*031* | ADP |  | C36A***L139 | 58TN*B070C14**12 | 23400 | 20 | 10.5 | 25000 | 19500 | 78% | 2.42 | 0 | 13 |  |  |  | No | R-410A | 1.95 | Residential & Commercial | Ducted CEE Tier 1
214826093 | Central HP <5.4 tons | CHAMPION HEATING AND COOLING | HRCU-A-CB (Split System: Heat Pump with Remote Outdoor Unit-Air-Source) | HH860E2S11 | ADP |  | H,YG84*48+TXV+AEFE4B* |  | 46000 | 19 | 9 | 44000 | 33600 | 76.36% | 2.1 | 0 | 12 |  |  |  | No | R-454B | 3.8333 | Residential & Commercial | Ducted CEE Tier 1
210470939 | Central HP <5.4 tons | KENMORE | HRCU-A-CB (Split System: Heat Pump with Remote Outdoor Unit-Air-Source) | (C,H,T)VH837GKA2* |  |  | EN(A,D,W)4X60L24**+WALLCON | *96CTN1202422A* | 32800 | 18 | 8.1 | 32200 | 24600 | 76.4% | 1.98 | 0 | 12 |  |  |  | No | R-410A | 2.7333 | Residential & Commercial | Ducted CEE Tier 1
210470471 | Central HP <5.4 tons | KENMORE | HRCU-A-CB (Split System: Heat Pump with Remote Outdoor Unit-Air-Source) | (C,H,T)VH837GKA2* |  |  | EA*4X61L21A*+WALLCON | *97CMN1002122A* | 33200 | 17.5 | 8.5 | 32000 | 24800 | 77.5% | 2 | 0 | 12 |  |  |  | No | R-410A | 2.7667 | Residential & Commercial | Ducted CEE Tier 1
210470372 | Central HP <5.4 tons | KENMORE | HRCU-A-CB (Split System: Heat Pump with Remote Outdoor Unit-Air-Source) | (C,H,T)VH837GKA2* |  |  | EA*4X60L24A*+WALLCON | *97CMN0602120A* | 32600 | 17 | 8.1 | 32200 | 25000 | 77.64% | 1.96 | 0 | 11.5 |  |  |  | No | R-410A | 2.7167 | Residential & Commercial | Ducted CEE Tier 1
210471197 | Central HP <5.4 tons | KENMORE | HRCU-A-CB (Split System: Heat Pump with Remote Outdoor Unit-Air-Source) | (C,H,T)VH837GKA2* |  |  | EHD4X60AAL+WALLCON | *80CTL1352422A* | 33000 | 17 | 8.1 | 32200 | 24800 | 77.02% | 2.02 | 0 | 11.5 |  |  |  | No | R-410A | 2.75 | Residential & Commercial | Ducted CEE Tier 1
210470548 | Central HP <5.4 tons | KENMORE | HRCU-A-CB (Split System: Heat Pump with Remote Outdoor Unit-Air-Source) | (C,H,T)VH837GKA2* |  |  | EA*4X61L24A*+WALLCON | *80CSU1002120A* | 33200 | 17.5 | 8.1 | 32000 | 24800 | 77.5% | 1.98 | 0 | 11.5 |  |  |  | No | R-410A | 2.7667 | Residential & Commercial | Ducted CEE Tier 1
214862318 | Central HP <5.4 tons | BRYANT HEATING AND COOLING SYSTEMS | HRCU-A-CB (Split System: Heat Pump with Remote Outdoor Unit-Air-Source) | 288BNV025*0**C* | ADP |  | H,PE7J936 | 987MC60060C21*** | 23600 | 16 | 8.1 | 19800 | 16300 | 82.32% | 1.92 | 0 | 10.5 |  |  |  | No | R-410A | 1.9667 | Residential & Commercial | Ducted CEE Tier 1
214862331 | Central HP <5.4 tons | BRYANT HEATING AND COOLING SYSTEMS | HRCU-A-CB (Split System: Heat Pump with Remote Outdoor Unit-Air-Source) | 288BNV025*0**C* | ADP |  | H,CD12936 | 987MC66100C21*** | 23400 | 16 | 8.1 | 19800 | 16300 | 82.32% | 1.92 | 0 | 11 |  |  |  | No | R-410A | 1.95 | Residential & Commercial | Ducted CEE Tier 1
214862332 | Central HP <5.4 tons | BRYANT HEATING AND COOLING SYSTEMS | HRCU-A-CB (Split System: Heat Pump with Remote Outdoor Unit-Air-Source) | 288BNV025*0**C* | ADP |  | H,PG35936 | 987MC66100C21*** | 23800 | 16 | 8.1 | 19800 | 16200 | 81.82% | 1.96 | 0 | 11 |  |  |  | No | R-410A | 1.9833 | Residential & Commercial | Ducted CEE Tier 1
214862306 | Central HP <5.4 tons | BRYANT HEATING AND COOLING SYSTEMS | HRCU-A-CB (Split System: Heat Pump with Remote Outdoor Unit-Air-Source) | 288BNV025*0**C* | ADP |  | H,CD16936 | 987MC42080C17*** | 24000 | 16 | 8.1 | 19400 | 16200 | 83.51% | 2 | 0 | 11 |  |  |  | No | R-410A | 2 | Residential & Commercial | Ducted CEE Tier 1
214810553 | Central HP <5.4 tons | PolarWave | HRCU-A-CB (Split System: Heat Pump with Remote Outdoor Unit-Air-Source) | ACIQ-18-HPB |  |  | ACIQ-18-AHB |  | 18000 | 18 | 9.3 | 19000 | 16500 | 86.84% | 2.04 | 12.5 | 12.4 |  |  |  | No | R-410A | 1.5 | Residential & Commercial | Ducted CEE Tier 1
215381147 | Central HP <5.4 tons | ZEPHYR | HRCU-A-CB (Split System: Heat Pump with Remote Outdoor Unit-Air-Source) | ZE-648HPA |  |  | AH-648A |  | 48000 | 19 | 9 | 48000 | 37000 | 77.08% | 2.52 | 0 | 12 |  |  |  | No | R-454B | 4 | Residential & Commercial | Ducted CEE Tier 1
216591904 | Central HP <5.4 tons | KENMORE | HRCU-A-CB (Split System: Heat Pump with Remote Outdoor Unit-Air-Source) | HH836E2S11 |  |  | CTM48C5CFS1 | Z8ES100C16SMPS1 | 34000 | 19 | 9 | 31600 | 25200 | 79.75% | 2 | 0 | 11 |  |  |  | No | R-454B | 2.8333 | Residential & Commercial | Ducted CEE Tier 1
213352730 | Central HP <5.4 tons | CHAMPION HEATING AND COOLING | HRCU-A-CB (Split System: Heat Pump with Remote Outdoor Unit-Air-Source) | HMH72B341 | ADP |  | H,YG9J936 | Z8ES080C16LMPS1 | 34000 | 18 | 8.5 | 31800 | 23800 | 74.84% | 2.14 | 0 | 10 |  |  |  | No | R-410A | 2.8333 | Residential & Commercial | Ducted CEE Tier 1
212394345 | Central HP <5.4 tons | PolarWave | HRCU-A-C (Split System: Heat Pump with Remote Outdoor Unit with No Indoor Fan --Air Source) | ACIQ-24-HPB |  |  | ACIQ-24-ACL |  | 24000 | 16.5 | 9.5 | 25000 | 20000 | 80% | 1.95 | 11 | 10.7 |  |  |  | No | R-410A | 2 | Residential & Commercial | Ducted CEE Tier 1
214862416 | Central HP <5.4 tons | BRYANT HEATING AND COOLING SYSTEMS | HRCU-A-CB (Split System: Heat Pump with Remote Outdoor Unit-Air-Source) | 288BNV037*0**B* | ADP |  | H,CD16936 | 987MC66120C24*** | 31400 | 18 | 8.1 | 30600 | 24400 | 79.74% | 1.98 | 0 | 11 |  |  |  | No | R-410A | 2.6167 | Residential & Commercial | Ducted CEE Tier 1
215675677 | Central HP <5.4 tons | ARCOAIRE | HRCU-A-CB (Split System: Heat Pump with Remote Outdoor Unit-Air-Source) | H5H0V48*K*AAA* |  |  | EVM5X60M21A*+WALLCON | *80CSU0802120A* | 48000 | 19 | 9 | 50000 | 36600 | 73.2% | 2.12 | 0 | 10 |  |  |  | No | R-454B | 4 | Residential & Commercial | Ducted CEE Tier 1
215675747 | Central HP <5.4 tons | ARCOAIRE | HRCU-A-CB (Split System: Heat Pump with Remote Outdoor Unit-Air-Source) | H5H0V48*K*AAA* |  |  | EVM5X60M21A*+WALLCON | *80CTL1102120B* | 48000 | 19 | 9 | 50000 | 36600 | 73.2% | 2 | 0 | 10.5 |  |  |  | No | R-454B | 4 | Residential & Commercial | Ducted CEE Tier 1
210596703 | Central HP <5.4 tons | KEEPRITE | HRCU-A-CB (Split System: Heat Pump with Remote Outdoor Unit-Air-Source) | CVH825GKA2* |  |  | EA*4X42L21A*+WALLCON | *97CMN0602120A* | 23600 | 16 | 8.1 | 21400 | 16700 | 78.04% | 1.94 | 0 | 11 |  |  |  | No | R-410A | 1.9667 | Residential & Commercial | Ducted CEE Tier 1
210596919 | Central HP <5.4 tons | KEEPRITE | HRCU-A-CB (Split System: Heat Pump with Remote Outdoor Unit-Air-Source) | CVH825GKA2* |  |  | EHD4X42AAL+WALLCON | *96CTN0801714A* | 24000 | 16 | 8.1 | 21400 | 16700 | 78.04% | 2 | 0 | 10.5 |  |  |  | No | R-410A | 2 | Residential & Commercial | Ducted CEE Tier 1
210596937 | Central HP <5.4 tons | KEEPRITE | HRCU-A-CB (Split System: Heat Pump with Remote Outdoor Unit-Air-Source) | CVH825GKA2* |  |  | EHD4X42AAL+WALLCON | *97CMN1002122A* | 24200 | 16 | 8.1 | 21400 | 16600 | 77.57% | 2 | 0 | 10.5 |  |  |  | No | R-410A | 2.0167 | Residential & Commercial | Ducted CEE Tier 1
210596994 | Central HP <5.4 tons | KEEPRITE | HRCU-A-CB (Split System: Heat Pump with Remote Outdoor Unit-Air-Source) | CVH825GKA2* |  |  | EHD4X48AAL+WALLCON | *97CMN0801714A* | 24200 | 16 | 8.1 | 21400 | 16700 | 78.04% | 2 | 0 | 10.5 |  |  |  | No | R-410A | 2.0167 | Residential & Commercial | Ducted CEE Tier 1
211245639 | Central HP <5.4 tons | KEEPRITE | HRCU-A-CB (Split System: Heat Pump with Remote Outdoor Unit-Air-Source) | DLCURAH24ABK |  |  | EN(A,D)4X36L21** | *80ES(N,L)0902120A* | 24600 | 16.5 | 8.5 | 26600 | 22400 | 84.21% | 1.84 | 0 | 10.5 |  |  |  | No | R-410A | 2.05 | Residential & Commercial | Ducted CEE Tier 1
211245520 | Central HP <5.4 tons | KEEPRITE | HRCU-A-CB (Split System: Heat Pump with Remote Outdoor Unit-Air-Source) | DLCURAH24ABK |  |  | EN(A,D)4X36L21** | *96VTN0801716A* | 24200 | 16.5 | 8.1 | 26200 | 23000 | 87.79% | 1.9 | 0 | 10.5 |  |  |  | No | R-410A | 2.0167 | Residential & Commercial | Ducted CEE Tier 1
214237693 | Central HP <5.4 tons | FRIEDRICH | HRCU-A-C (Split System: Heat Pump with Remote Outdoor Unit with No Indoor Fan --Air Source) | WFPU18Z363C | ASPEN |  | D(A,C,E)36B44+TDR |  | 28800 | 15.5 | 9.4 | 30000 | 24200 | 80.67% | 2.08 | 0 | 11.3 |  |  |  | No | R-410A | 2.4 | Residential & Commercial | Ducted CEE Tier 1
215821495 | Central HP <5.4 tons | COLEMAN | HRCU-A-CB (Split System: Heat Pump with Remote Outdoor Unit-Air-Source) | HH824E2S11 | ADP |  | A24VBA*+TXV+AEFE3A* |  | 24000 | 19 | 9.45 | 22400 | 16600 | 74.11% | 2.1 | 0 | 12 |  |  |  | No | R-454B | 2 | Residential & Commercial | Ducted CEE Tier 1
216591589 | Central HP <5.4 tons | KENMORE | HRCU-A-CB (Split System: Heat Pump with Remote Outdoor Unit-Air-Source) | HH824E2S11 |  |  | CTF36B5ADS1 | Z8ES080B12SMPS1 | 23000 | 19 | 9.5 | 23000 | 18600 | 80.87% | 2 | 0 | 12 |  |  |  | No | R-454B | 1.9167 | Residential & Commercial | Ducted CEE Tier 1
216591710 | Central HP <5.4 tons | KENMORE | HRCU-A-CB (Split System: Heat Pump with Remote Outdoor Unit-Air-Source) | HH824E2S11 |  |  | CTF30B5ACS1 | Z9ET080B12SMPS1 | 23000 | 18 | 9.5 | 23000 | 18100 | 78.7% | 2 | 0 | 12 |  |  |  | No | R-454B | 1.9167 | Residential & Commercial | Ducted CEE Tier 1
216591808 | Central HP <5.4 tons | KENMORE | HRCU-A-CB (Split System: Heat Pump with Remote Outdoor Unit-Air-Source) | HH824E2S11 |  |  | CTM30B5ACS1 | Z8ES060B12SMPS1 | 23000 | 17 | 9.5 | 23000 | 19200 | 83.48% | 2 | 0 | 11.7 |  |  |  | No | R-454B | 1.9167 | Residential & Commercial | Ducted CEE Tier 1
215853406 | Central HP <5.4 tons | FRASER-JOHNSTON | HRCU-A-CB (Split System: Heat Pump with Remote Outdoor Unit-Air-Source) | HH836E2S11 |  |  | JHE36B5CD2SS1 |  | 34200 | 19 | 9 | 31800 | 26000 | 81.76% | 2 | 0 | 11 |  |  |  | No | R-454B | 2.85 | Residential & Commercial | Ducted CEE Tier 1
216591882 | Central HP <5.4 tons | KENMORE | HRCU-A-CB (Split System: Heat Pump with Remote Outdoor Unit-Air-Source) | HH836E2S11 |  |  | CTU48C5XFS1+TXV | Z8ES100C16SMPS1 | 34000 | 19 | 9 | 31600 | 25200 | 79.75% | 2 | 0 | 11 |  |  |  | No | R-454B | 2.8333 | Residential & Commercial | Ducted CEE Tier 1
209862137 | Central HP <5.4 tons | Grandaire | HRCU-A-CB (Split System: Heat Pump with Remote Outdoor Unit-Air-Source) | WDLCURAH24ABK |  |  | WDLFUAAH24XAK |  | 24000 | 17.4 | 10 | 24000 | 22600 | 94.17% | 1.91 | 12.5 | 11.7 |  |  |  | No | R-410A | 2 | Residential & Commercial | Ducted CEE Tier 1
216591862 | Central HP <5.4 tons | KENMORE | HRCU-A-CB (Split System: Heat Pump with Remote Outdoor Unit-Air-Source) | HH836E2S11 |  |  | CTF36B5CDS1 | Z8ES100B12SMPS1 | 33400 | 18 | 8.5 | 30800 | 25000 | 81.17% | 2 | 0 | 11.7 |  |  |  | No | R-454B | 2.7833 | Residential & Commercial | Ducted CEE Tier 1
214862323 | Central HP <5.4 tons | BRYANT HEATING AND COOLING SYSTEMS | HRCU-A-CB (Split System: Heat Pump with Remote Outdoor Unit-Air-Source) | 288BNV025*0**C* | ADP |  | H,PG35936 | 987MC60080C21*** | 23800 | 16 | 8.1 | 19800 | 16300 | 82.32% | 1.96 | 0 | 11 |  |  |  | No | R-410A | 1.9833 | Residential & Commercial | Ducted CEE Tier 1
214862324 | Central HP <5.4 tons | BRYANT HEATING AND COOLING SYSTEMS | HRCU-A-CB (Split System: Heat Pump with Remote Outdoor Unit-Air-Source) | 288BNV025*0**C* | ADP |  | H,CD16936 | 987MC60080C21*** | 23800 | 17 | 8.1 | 19600 | 16200 | 82.65% | 2.02 | 0 | 11 |  |  |  | No | R-410A | 1.9833 | Residential & Commercial | Ducted CEE Tier 1
214862326 | Central HP <5.4 tons | BRYANT HEATING AND COOLING SYSTEMS | HRCU-A-CB (Split System: Heat Pump with Remote Outdoor Unit-Air-Source) | 288BNV025*0**C* | ADP |  | H,PG48936 | 987MC60080C21*** | 24200 | 17 | 8.1 | 19600 | 16200 | 82.65% | 2.02 | 0 | 11.5 |  |  |  | No | R-410A | 2.0167 | Residential & Commercial | Ducted CEE Tier 1
214862341 | Central HP <5.4 tons | BRYANT HEATING AND COOLING SYSTEMS | HRCU-A-CB (Split System: Heat Pump with Remote Outdoor Unit-Air-Source) | 288BNV025*0**C* | ADP |  | H,PG35936 | 987MC66120C24*** | 23800 | 16 | 8.1 | 19800 | 16200 | 81.82% | 1.96 | 0 | 11 |  |  |  | No | R-410A | 1.9833 | Residential & Commercial | Ducted CEE Tier 1
207036642 | Central HP <5.4 tons | ZEPHYR | HRCU-A-CB (Split System: Heat Pump with Remote Outdoor Unit-Air-Source) | ZE-36HPB |  |  | AH-36B |  | 34000 | 18 | 9.5 | 35000 | 26000 | 74.29% | 2.05 | 9.55 | 10.1 |  |  |  | No | R-410A | 2.8333 | Residential & Commercial | Ducted CEE Tier 1
215319197 | Central HP <5.4 tons | Grandaire | HRCU-A-CB (Split System: Heat Pump with Remote Outdoor Unit-Air-Source) | D5CUHAH24AAK |  |  | D5FUHAH24XAK |  | 24000 | 18.7 | 10 | 24000 | 20600 | 85.83% | 2.14 | 0 | 12 |  |  |  | No | R-454B | 2 | Residential & Commercial | Ducted CEE Tier 1
216030979 | Central HP <5.4 tons | MOOVAIR | HRCU-A-CB (Split System: Heat Pump with Remote Outdoor Unit-Air-Source) | MSHMA48R2AN1 |  |  | MAHHA48R4AS1 |  | 48000 | 17.5 | 9.5 | 48000 | 48000 | 100% | 2 | 0 | 12 |  |  |  | No | R-454B | 4 | Residential & Commercial | Ducted CEE Tier 1
215381146 | Central HP <5.4 tons | ZEPHYR | HRCU-A-CB (Split System: Heat Pump with Remote Outdoor Unit-Air-Source) | ZE-636HPA |  |  | AH-636A |  | 32000 | 19.5 | 10.5 | 34000 | 31000 | 91.18% | 2.15 | 0 | 11.7 |  |  |  | No | R-454B | 2.6667 | Residential & Commercial | Ducted CEE Tier 1
214862395 | Central HP <5.4 tons | BRYANT HEATING AND COOLING SYSTEMS | HRCU-A-CB (Split System: Heat Pump with Remote Outdoor Unit-Air-Source) | 288BNV037*0**B* | ADP |  | H,PG83936 | 987MC42080C17*** | 32200 | 17 | 8.1 | 31400 | 24600 | 78.34% | 1.94 | 0 | 11.5 |  |  |  | No | R-410A | 2.6833 | Residential & Commercial | Ducted CEE Tier 1
214053804 | Central HP <5.4 tons | BOSCH | HRCU-A-CB (Split System: Heat Pump with Remote Outdoor Unit-Air-Source) | BOVC-36HDN1-M20G |  |  | BVA-24WN1-M20 |  | 24000 | 20 | 9.5 | 24000 | 17600 | 73.33% | 2 | 14 | 13 |  |  |  | No | R-410A | 2 | Residential & Commercial | Ducted CEE Tier 1
214731126 | Central HP <5.4 tons | TOSOT | HRCU-A-CB (Split System: Heat Pump with Remote Outdoor Unit-Air-Source) | HP-A36/O |  |  | HP-A36/I |  | 34000 | 16 | 9 | 35000 | 28000 | 80% | 1.8 | 0 | 10 |  |  |  | No | R-410A | 2.8333 | Residential & Commercial | Ducted CEE Tier 1
215408661 | Central HP <5.4 tons | INNOVAIR | HRCU-A-CB (Split System: Heat Pump with Remote Outdoor Unit-Air-Source) | SHV18H2BA |  |  | SAV18BDA |  | 18000 | 19 | 9.7 | 19000 | 18000 | 94.74% | 2 | 0 | 12.5 |  |  |  | No | R-454B | 1.5 | Residential & Commercial | Ducted CEE Tier 1
210474424 | Central HP <5.4 tons | KENMORE | HRCU-A-CB (Split System: Heat Pump with Remote Outdoor Unit-Air-Source) | (C,H,T)VH825GKA3* |  |  | EHD4X42AAL+WALLCON | *80CTL0901716A* | 24200 | 16.5 | 8.1 | 21200 | 16500 | 77.83% | 2.02 | 0 | 11 |  |  |  | No | R-410A | 2.0167 | Residential & Commercial | Ducted CEE Tier 1
210474391 | Central HP <5.4 tons | KENMORE | HRCU-A-CB (Split System: Heat Pump with Remote Outdoor Unit-Air-Source) | (C,H,T)VH825GKA3* |  |  | EHD4X42AAL+WALLCON | *97CMN1202422A* | 24200 | 16 | 8.1 | 21400 | 16700 | 78.04% | 2 | 0 | 10.5 |  |  |  | No | R-410A | 2.0167 | Residential & Commercial | Ducted CEE Tier 1
210473957 | Central HP <5.4 tons | KENMORE | HRCU-A-CB (Split System: Heat Pump with Remote Outdoor Unit-Air-Source) | (C,H,T)VH825GKA3* |  |  | EN(A,D,W)4X48L21**+WALLCON | *80CTL0451712A* | 24000 | 16.5 | 8.1 | 21400 | 16700 | 78.04% | 2 | 0 | 11 |  |  |  | No | R-410A | 2 | Residential & Commercial | Ducted CEE Tier 1
210474023 | Central HP <5.4 tons | KENMORE | HRCU-A-CB (Split System: Heat Pump with Remote Outdoor Unit-Air-Source) | (C,H,T)VH825GKA3* |  |  | EN(A,D,W)4X48L21**+WALLCON | *97CMN1002122A* | 24200 | 17 | 8.1 | 21400 | 16600 | 77.57% | 2.02 | 0 | 11.5 |  |  |  | No | R-410A | 2.0167 | Residential & Commercial | Ducted CEE Tier 1
214862300 | Central HP <5.4 tons | BRYANT HEATING AND COOLING SYSTEMS | HRCU-A-CB (Split System: Heat Pump with Remote Outdoor Unit-Air-Source) | 288BNV025*0**C* | ADP |  | H,PE7J936 | 987MC42060C17*** | 23400 | 16 | 8.1 | 20000 | 16400 | 82% | 1.92 | 0 | 10.5 |  |  |  | No | R-410A | 1.95 | Residential & Commercial | Ducted CEE Tier 1
214862301 | Central HP <5.4 tons | BRYANT HEATING AND COOLING SYSTEMS | HRCU-A-CB (Split System: Heat Pump with Remote Outdoor Unit-Air-Source) | 288BNV025*0**C* | ADP |  | H,PG9J936 | 987MC42060C17*** | 23600 | 16 | 8.1 | 20000 | 16300 | 81.5% | 1.94 | 0 | 11 |  |  |  | No | R-410A | 1.9667 | Residential & Commercial | Ducted CEE Tier 1
214862314 | Central HP <5.4 tons | BRYANT HEATING AND COOLING SYSTEMS | HRCU-A-CB (Split System: Heat Pump with Remote Outdoor Unit-Air-Source) | 288BNV025*0**C* | ADP |  | H,PG35936 | 987MC60060C21*** | 23600 | 16 | 8.1 | 20000 | 16300 | 81.5% | 1.94 | 0 | 11 |  |  |  | No | R-410A | 1.9667 | Residential & Commercial | Ducted CEE Tier 1
214862295 | Central HP <5.4 tons | BRYANT HEATING AND COOLING SYSTEMS | HRCU-A-CB (Split System: Heat Pump with Remote Outdoor Unit-Air-Source) | 288BNV025*0**C* | ADP |  | H,CD12936 | 987MC42060C17*** | 23200 | 16 | 8.1 | 20000 | 16400 | 82% | 1.92 | 0 | 10.5 |  |  |  | No | R-410A | 1.9333 | Residential & Commercial | Ducted CEE Tier 1
216591919 | Central HP <5.4 tons | KENMORE | HRCU-A-CB (Split System: Heat Pump with Remote Outdoor Unit-Air-Source) | HH836E2S11 |  |  | CTF36C5CDS1 | Z8ES080C16SMPS1 | 34000 | 18 | 8.5 | 31200 | 25400 | 81.41% | 2 | 0 | 11.7 |  |  |  | No | R-454B | 2.8333 | Residential & Commercial | Ducted CEE Tier 1
213081449 | Central HP <5.4 tons | ELIOS | HRCU-A-C (Split System: Heat Pump with Remote Outdoor Unit with No Indoor Fan --Air Source) | DEA24HOS20230E7 |  |  | CUB24HAC20BWT7A |  | 24000 | 16.5 | 9.5 | 25000 | 20000 | 80% | 1.95 | 11 | 10.7 |  |  |  | No | R-410A | 2 | Residential & Commercial | Ducted CEE Tier 1
216591907 | Central HP <5.4 tons | KENMORE | HRCU-A-CB (Split System: Heat Pump with Remote Outdoor Unit-Air-Source) | HH836E2S11 |  |  | CTM48C5CFS1 | Z8ES120C20SMPS1 | 34200 | 19 | 9 | 32000 | 25400 | 79.38% | 2 | 0 | 11 |  |  |  | No | R-454B | 2.85 | Residential & Commercial | Ducted CEE Tier 1
212601620 | Central HP <5.4 tons | AIREASE | HRCU-A-CB (Split System: Heat Pump with Remote Outdoor Unit-Air-Source) | 4SHP22LX124P-**A | ADP |  | H,A,DE34936 | A97USMV070B12 | 23800 | 21 | 8.5 | 22000 | 15400 | 70% | 1.92 | 0 | 13.5 |  |  |  | No | R-410A | 1.9833 | Residential & Commercial | Ducted CEE Tier 1
215937271 | Central HP <5.4 tons | KEEPRITE | HRCU-A-CB (Split System: Heat Pump with Remote Outdoor Unit-Air-Source) | C5H3V48*K*AAA* |  |  | EVM5X49M21A*+WALLCON | *96CTN0801714B* | 44000 | 20 | 8.1 | 53500 | 37600 | 70.28% | 2 | 0 | 11.5 |  |  |  | No | R-454B | 3.6667 | Residential & Commercial | Ducted CEE Tier 1
210474611 | Central HP <5.4 tons | KENMORE | HRCU-A-CB (Split System: Heat Pump with Remote Outdoor Unit-Air-Source) | (C,H,T)VH825GKA3* |  |  | EHD4X48AAL+WALLCON | *97CMN1202422A* | 24200 | 16 | 8.1 | 21200 | 16600 | 78.3% | 2.02 | 0 | 10.5 |  |  |  | No | R-410A | 2.0167 | Residential & Commercial | Ducted CEE Tier 1
210474045 | Central HP <5.4 tons | KENMORE | HRCU-A-CB (Split System: Heat Pump with Remote Outdoor Unit-Air-Source) | (C,H,T)VH825GKA3* |  |  | EN(A,D,W)4X48L21**+WALLCON | *80CTL0901716A* | 24200 | 17.5 | 8.1 | 21200 | 16500 | 77.83% | 2.02 | 0 | 11.7 |  |  |  | No | R-410A | 2.0167 | Residential & Commercial | Ducted CEE Tier 1
210474111 | Central HP <5.4 tons | KENMORE | HRCU-A-CB (Split System: Heat Pump with Remote Outdoor Unit-Air-Source) | (C,H,T)VH825GKA3* |  |  | EN(A,D)4X48L24**+WALLCON | *96CTN1202422A* | 24200 | 17 | 8.1 | 21200 | 16600 | 78.3% | 2.02 | 0 | 11.5 |  |  |  | No | R-410A | 2.0167 | Residential & Commercial | Ducted CEE Tier 1
216046598 | Central HP <5.4 tons | ELIOS | HRCU-A-CB (Split System: Heat Pump with Remote Outdoor Unit-Air-Source) | ESHMA30R2AN1 |  |  | EAHMA30R4AS1 |  | 30000 | 16.8 | 10 | 34000 | 32600 | 95.88% | 1.96 | 0 | 11.7 |  |  |  | No | R-454B | 2.5 | Residential & Commercial | Ducted CEE Tier 1
210597355 | Central HP <5.4 tons | KEEPRITE | HRCU-A-CB (Split System: Heat Pump with Remote Outdoor Unit-Air-Source) | CVH837GKA** |  |  | EA*4X36L21A*+WALLCON | *95CSU0802120A* | 31600 | 17 | 8.1 | 33200 | 24200 | 72.89% | 1.86 | 0 | 11 |  |  |  | No | R-410A | 2.6333 | Residential & Commercial | Ducted CEE Tier 1
210597370 | Central HP <5.4 tons | KEEPRITE | HRCU-A-CB (Split System: Heat Pump with Remote Outdoor Unit-Air-Source) | CVH837GKA** |  |  | EA*4X60L24A*+WALLCON | *80CSU1002120A* | 32800 | 17 | 8.1 | 32000 | 24800 | 77.5% | 1.96 | 0 | 11 |  |  |  | No | R-410A | 2.7333 | Residential & Commercial | Ducted CEE Tier 1
213739839 | Central HP <5.4 tons | DAY & NIGHT | HRCU-A-CB (Split System: Heat Pump with Remote Outdoor Unit-Air-Source) | DLCURAH24ABK | ADP |  | V,G36H***P449 | *80MS(N,L)0451412A* | 23600 | 17 | 8.5 | 24800 | 23800 | 95.97% | 2 | 0 | 10.5 |  |  |  | No | R-410A | 1.9667 | Residential & Commercial | Ducted CEE Tier 1
213739922 | Central HP <5.4 tons | DAY & NIGHT | HRCU-A-CB (Split System: Heat Pump with Remote Outdoor Unit-Air-Source) | DLCURAH24ABK | ADP |  | PL36H175P789 | *96MSN0261410A* | 23400 | 16 | 8.5 | 25400 | 25800 | 101.6% | 2.2 | 0 | 10 |  |  |  | No | R-410A | 1.95 | Residential & Commercial | Ducted CEE Tier 1
213739923 | Central HP <5.4 tons | DAY & NIGHT | HRCU-A-CB (Split System: Heat Pump with Remote Outdoor Unit-Air-Source) | DLCURAH24ABK | ADP |  | FG35936 | *96MSN0261410A* | 23400 | 16 | 8.5 | 25400 | 25800 | 101.6% | 2.2 | 0 | 10 |  |  |  | No | R-410A | 1.95 | Residential & Commercial | Ducted CEE Tier 1
213740005 | Central HP <5.4 tons | DAY & NIGHT | HRCU-A-CB (Split System: Heat Pump with Remote Outdoor Unit-Air-Source) | DLCURAH24ABK | ADP |  | PL36H175P159 | *96VTN0601412B* | 23600 | 17 | 8.5 | 24600 | 23600 | 95.93% | 2 | 0 | 10 |  |  |  | No | R-410A | 1.9667 | Residential & Commercial | Ducted CEE Tier 1
211245499 | Central HP <5.4 tons | KEEPRITE | HRCU-A-CB (Split System: Heat Pump with Remote Outdoor Unit-Air-Source) | DLCURAH24ABK |  |  | EN(A,D)4X36L21** | *96VTN0401712A* | 23400 | 16 | 8.1 | 25800 | 24000 | 93.02% | 1.98 | 0 | 10 |  |  |  | No | R-410A | 1.95 | Residential & Commercial | Ducted CEE Tier 1
211245615 | Central HP <5.4 tons | KEEPRITE | HRCU-A-CB (Split System: Heat Pump with Remote Outdoor Unit-Air-Source) | DLCURAH24ABK |  |  | EN(A,D)4X36L21** | *80ES(N,L)0702116A* | 24200 | 17 | 8.1 | 26200 | 22800 | 87.02% | 1.9 | 0 | 10.5 |  |  |  | No | R-410A | 2.0167 | Residential & Commercial | Ducted CEE Tier 1
215666932 | Central HP <5.4 tons | ARCOAIRE | HRCU-A-CB (Split System: Heat Pump with Remote Outdoor Unit-Air-Source) | H5H0V24*K*AAA* |  |  | EA*5X24M14A*+WALLCON | *80CTL0701412B* | 22800 | 17 | 9 | 24000 | 16900 | 70.42% | 1.94 | 0 | 10 |  |  |  | No | R-454B | 1.9 | Residential & Commercial | Ducted CEE Tier 1
215667202 | Central HP <5.4 tons | ARCOAIRE | HRCU-A-CB (Split System: Heat Pump with Remote Outdoor Unit-Air-Source) | H5H0V24*K*AAA* |  |  | EA*5X25M17A*+WALLCON | *80CTL0701716B* | 24000 | 17.5 | 9 | 23200 | 16400 | 70.69% | 2 | 0 | 10.5 |  |  |  | No | R-454B | 2 | Residential & Commercial | Ducted CEE Tier 1
210596952 | Central HP <5.4 tons | KEEPRITE | HRCU-A-CB (Split System: Heat Pump with Remote Outdoor Unit-Air-Source) | CVH825GKA2* |  |  | EHD4X48AAL+WALLCON | *80CTL0451712A* | 24200 | 16 | 8.1 | 21400 | 16700 | 78.04% | 2 | 0 | 10.5 |  |  |  | No | R-410A | 2.0167 | Residential & Commercial | Ducted CEE Tier 1
210596652 | Central HP <5.4 tons | KEEPRITE | HRCU-A-CB (Split System: Heat Pump with Remote Outdoor Unit-Air-Source) | CVH825GKA2* |  |  | EA*4X42L21A*+WALLCON | *80CSU0401712A* | 23800 | 17 | 8.1 | 21400 | 16600 | 77.57% | 1.96 | 0 | 11 |  |  |  | No | R-410A | 1.9833 | Residential & Commercial | Ducted CEE Tier 1
210597084 | Central HP <5.4 tons | KEEPRITE | HRCU-A-CB (Split System: Heat Pump with Remote Outdoor Unit-Air-Source) | CVH825GKA2* |  |  | EN(A,D,W)4X48L21**+WALLCON | *80CSU1002120A* | 24000 | 16.5 | 8.1 | 21400 | 16600 | 77.57% | 2 | 0 | 11 |  |  |  | No | R-410A | 2 | Residential & Commercial | Ducted CEE Tier 1
210597117 | Central HP <5.4 tons | KEEPRITE | HRCU-A-CB (Split System: Heat Pump with Remote Outdoor Unit-Air-Source) | CVH825GKA2* |  |  | EN(A,D,W)4X48L21**+WALLCON | *97CMN0602120A* | 24000 | 16.5 | 8.1 | 21400 | 16700 | 78.04% | 2 | 0 | 11 |  |  |  | No | R-410A | 2 | Residential & Commercial | Ducted CEE Tier 1
210597006 | Central HP <5.4 tons | KEEPRITE | HRCU-A-CB (Split System: Heat Pump with Remote Outdoor Unit-Air-Source) | CVH825GKA2* |  |  | EN(A,D)4X48L24**+WALLCON | *80CTL1352422A* | 24200 | 17 | 8.1 | 21400 | 16600 | 77.57% | 2.02 | 0 | 11.5 |  |  |  | No | R-410A | 2.0167 | Residential & Commercial | Ducted CEE Tier 1
210596665 | Central HP <5.4 tons | KEEPRITE | HRCU-A-CB (Split System: Heat Pump with Remote Outdoor Unit-Air-Source) | CVH825GKA2* |  |  | EA*4X42L21A*+WALLCON | *80CTL0701716A* | 23800 | 16.5 | 8.1 | 21400 | 16600 | 77.57% | 1.96 | 0 | 11 |  |  |  | No | R-410A | 1.9833 | Residential & Commercial | Ducted CEE Tier 1
215727871 | Central HP <5.4 tons | CHAMPION HEATING AND COOLING | HRCU-A-CB (Split System: Heat Pump with Remote Outdoor Unit-Air-Source) | HH836E2S11 | ADP |  | H,YE9J(1,2)36+TXV | TM8E100B12MP11 | 33200 | 17 | 8.5 | 29600 | 25000 | 84.46% | 2 | 0 | 11 |  |  |  | No | R-454B | 2.7667 | Residential & Commercial | Ducted CEE Tier 1
215727905 | Central HP <5.4 tons | CHAMPION HEATING AND COOLING | HRCU-A-CB (Split System: Heat Pump with Remote Outdoor Unit-Air-Source) | HH836E2S11 | ADP |  | H,YE9J(1,2)36+TXV | Z8ES100C20SMPS1 | 34200 | 18 | 8.5 | 30200 | 25000 | 82.78% | 2 | 0 | 11 |  |  |  | No | R-454B | 2.85 | Residential & Commercial | Ducted CEE Tier 1
216591926 | Central HP <5.4 tons | KENMORE | HRCU-A-CB (Split System: Heat Pump with Remote Outdoor Unit-Air-Source) | HH836E2S11 |  |  | CTU48C5XFS1+TXV | Z8ES120C20SMPS1 | 34200 | 19 | 9 | 32000 | 25400 | 79.38% | 2 | 0 | 11 |  |  |  | No | R-454B | 2.85 | Residential & Commercial | Ducted CEE Tier 1
216591928 | Central HP <5.4 tons | KENMORE | HRCU-A-CB (Split System: Heat Pump with Remote Outdoor Unit-Air-Source) | HH836E2S11 |  |  | CTF36B5CDS1 | Z9ET080B12SMPS1 | 33400 | 18 | 8.5 | 31400 | 24000 | 76.43% | 2 | 0 | 11 |  |  |  | No | R-454B | 2.7833 | Residential & Commercial | Ducted CEE Tier 1
216591509 | Central HP <5.4 tons | KENMORE | HRCU-A-CB (Split System: Heat Pump with Remote Outdoor Unit-Air-Source) | HH824E2S11 |  |  | JHE30B5AD2SS1 |  | 23000 | 19 | 9 | 22800 | 17400 | 76.32% | 2 | 0 | 12 |  |  |  | No | R-454B | 1.9167 | Residential & Commercial | Ducted CEE Tier 1
216591852 | Central HP <5.4 tons | KENMORE | HRCU-A-CB (Split System: Heat Pump with Remote Outdoor Unit-Air-Source) | HH824E2S11 |  |  | CTF30B5ACS1 | Z9ET060B12SMPS1 | 23000 | 18 | 9.5 | 23000 | 18500 | 80.43% | 2 | 0 | 11.7 |  |  |  | No | R-454B | 1.9167 | Residential & Commercial | Ducted CEE Tier 1
213433287 | Central HP <5.4 tons | PolarWave | HRCU-A-CB (Split System: Heat Pump with Remote Outdoor Unit-Air-Source) | ACIQ-24-HPB |  |  | ACIQ-24W-WM |  | 24000 | 17.5 | 10.5 | 26000 | 24000 | 92.31% | 2 | 0 | 11.7 |  |  |  | No | R-410A | 2 | Residential & Commercial | Ducted CEE Tier 1
214602074 | Central HP <5.4 tons | PolarWave | HRCU-A-CB (Split System: Heat Pump with Remote Outdoor Unit-Air-Source) | ACIQ-12-EHPB |  |  | ACIQ-12-AHB |  | 12000 | 17.5 | 9 | 13000 | 11000 | 84.62% | 2.6 | 0 | 11.7 |  |  |  | No | R-410A | 1 | Residential & Commercial | Ducted CEE Tier 1
216487916 | Central HP <5.4 tons | BRYANT HEATING AND COOLING SYSTEMS | HRCU-A-CB (Split System: Heat Pump with Remote Outdoor Unit-Air-Source) | 293VAN036**AA* | ADP |  | CE(P,V)3614G34*+TXV | 986TD30040C14*** | 31600 | 17 | 9 | 32400 | 25800 | 79.63% | 1.94 | 0 | 10.5 |  |  |  | No | R-454B | 2.6333 | Residential & Commercial | Ducted CEE Tier 1
216487918 | Central HP <5.4 tons | BRYANT HEATING AND COOLING SYSTEMS | HRCU-A-CB (Split System: Heat Pump with Remote Outdoor Unit-Air-Source) | 293VAN036**AA* | ADP |  | CE(P,V)3617G34*+TXV | 986TD30040C14*** | 31600 | 17 | 9 | 32400 | 25800 | 79.63% | 1.94 | 0 | 10.5 |  |  |  | No | R-454B | 2.6333 | Residential & Commercial | Ducted CEE Tier 1
215319199 | Central HP <5.4 tons | Grandaire | HRCU-A-CB (Split System: Heat Pump with Remote Outdoor Unit-Air-Source) | D5CUHAH36AAK |  |  | D5FUAAH36XAK |  | 36000 | 17.4 | 10.3 | 37000 | 39000 | 105.4% | 1.9 | 0 | 11.7 |  |  |  | No | R-454B | 3 | Residential & Commercial | Ducted CEE Tier 1
214862413 | Central HP <5.4 tons | BRYANT HEATING AND COOLING SYSTEMS | HRCU-A-CB (Split System: Heat Pump with Remote Outdoor Unit-Air-Source) | 288BNV037*0**B* | ADP |  | H,PG83936 | 987MC66100C21*** | 32400 | 18 | 8.1 | 30600 | 24200 | 79.08% | 1.98 | 0 | 11.7 |  |  |  | No | R-410A | 2.7 | Residential & Commercial | Ducted CEE Tier 1
214862420 | Central HP <5.4 tons | BRYANT HEATING AND COOLING SYSTEMS | HRCU-A-CB (Split System: Heat Pump with Remote Outdoor Unit-Air-Source) | 288BNV037*0**B* | ADP |  | H,PG81936 | 987MC66120C24*** | 31800 | 18 | 8.1 | 30600 | 24400 | 79.74% | 1.98 | 0 | 11 |  |  |  | No | R-410A | 2.65 | Residential & Commercial | Ducted CEE Tier 1
210365427 | Central HP <5.4 tons | Dettson | HRCU-A-C (Split System: Heat Pump with Remote Outdoor Unit with No Indoor Fan --Air Source) | MHD-18 |  |  | MHD-CC2.0-17.5-M |  | 18000 | 15.2 | 9.5 | 19500 | 14600 | 74.87% | 2.2 | 11.7 | 11.7 |  |  |  | No | R-410A | 1.5 | Residential & Commercial | Ducted CEE Tier 1
216591253 | Central HP <5.4 tons | KENMORE | HRCU-A-CB (Split System: Heat Pump with Remote Outdoor Unit-Air-Source) | HH860E2S11 |  |  | CTF60D5CHS1 | Z9ET120D20SMPS1 | 54000 | 19 | 9 | 55000 | 40000 | 72.73% | 2 | 0 | 11 |  |  |  | No | R-454B | 4.5 | Residential & Commercial | Ducted CEE Tier 1
216591323 | Central HP <5.4 tons | KENMORE | HRCU-A-CB (Split System: Heat Pump with Remote Outdoor Unit-Air-Source) | HH860E2S11 |  |  | CTM60D5CHS1 | Z8ES130D20SMPS1 | 54000 | 19 | 9 | 54500 | 38500 | 70.64% | 2 | 0 | 12 |  |  |  | No | R-454B | 4.5 | Residential & Commercial | Ducted CEE Tier 1
216591537 | Central HP <5.4 tons | KENMORE | HRCU-A-CB (Split System: Heat Pump with Remote Outdoor Unit-Air-Source) | HH860E2S11 |  |  | JHC48D5CG2SS1 |  | 45000 | 19 | 9 | 45000 | 33600 | 74.67% | 2 | 0 | 12 |  |  |  | No | R-454B | 3.75 | Residential & Commercial | Ducted CEE Tier 1
216591623 | Central HP <5.4 tons | KENMORE | HRCU-A-CB (Split System: Heat Pump with Remote Outdoor Unit-Air-Source) | HH860E2S11 |  |  | CTF60D5CGS1 | Z9ET120D20SMPS1 | 44500 | 17 | 9 | 45000 | 32600 | 72.44% | 2 | 0 | 11.7 |  |  |  | No | R-454B | 3.7083 | Residential & Commercial | Ducted CEE Tier 1
216591737 | Central HP <5.4 tons | KENMORE | HRCU-A-CB (Split System: Heat Pump with Remote Outdoor Unit-Air-Source) | HH860E2S11 |  |  | CTM60C5CGS1 | Z8ES080C20SMPS1 | 44500 | 18 | 9 | 45500 | 33400 | 73.41% | 2 | 0 | 12 |  |  |  | No | R-454B | 3.7083 | Residential & Commercial | Ducted CEE Tier 1
210470251 | Central HP <5.4 tons | KENMORE | HRCU-A-CB (Split System: Heat Pump with Remote Outdoor Unit-Air-Source) | (C,H,T)VH837GKA2* |  |  | EA*4X60L24A*+WALLCON | *95CSU1002122A* | 32800 | 18 | 8.5 | 31800 | 24800 | 77.99% | 2 | 0 | 11.5 |  |  |  | No | R-410A | 2.7333 | Residential & Commercial | Ducted CEE Tier 1
210470383 | Central HP <5.4 tons | KENMORE | HRCU-A-CB (Split System: Heat Pump with Remote Outdoor Unit-Air-Source) | (C,H,T)VH837GKA2* |  |  | EA*4X61L21A*+WALLCON | *95CSU0802120A* | 33200 | 18 | 8.5 | 32000 | 24800 | 77.5% | 2 | 0 | 11.5 |  |  |  | No | R-410A | 2.7667 | Residential & Commercial | Ducted CEE Tier 1
213265613 | Central HP <5.4 tons | MAXI AIR | HRCU-A-C (Split System: Heat Pump with Remote Outdoor Unit with No Indoor Fan --Air Source) | MAXS-2430 |  |  | NE-F52-MAC36HWD |  | 30000 | 15.5 | 9.7 | 33000 | 27000 | 81.82% | 1.85 | 10.7 | 10.5 |  |  |  | No | R-410A | 2.5 | Residential & Commercial | Ducted CEE Tier 1
215319213 | Central HP <5.4 tons | Grandaire | HRCU-A-CB (Split System: Heat Pump with Remote Outdoor Unit-Air-Source) | D5CSHAH24AAK |  |  | D5FSAAH24XBK |  | 23000 | 18.8 | 10 | 26000 | 23600 | 90.77% | 2.16 | 0 | 12 |  |  |  | No | R-454B | 1.9167 | Residential & Commercial | Ducted CEE Tier 1
215675777 | Central HP <5.4 tons | ARCOAIRE | HRCU-A-CB (Split System: Heat Pump with Remote Outdoor Unit-Air-Source) | H5H0V48*K*AAA* |  |  | EVM5X60M21A*+WALLCON | *95CSU1002122B* | 48000 | 19 | 9 | 50000 | 36600 | 73.2% | 2.12 | 0 | 10 |  |  |  | No | R-454B | 4 | Residential & Commercial | Ducted CEE Tier 1
211245651 | Central HP <5.4 tons | KEEPRITE | HRCU-A-CB (Split System: Heat Pump with Remote Outdoor Unit-Air-Source) | DLCURAH24ABK |  |  | EN(A,D)4X36L21** | *80ES(N,L)1102120A* | 24800 | 16 | 8.5 | 26800 | 22200 | 82.84% | 1.82 | 0 | 10.5 |  |  |  | No | R-410A | 2.0667 | Residential & Commercial | Ducted CEE Tier 1
210597367 | Central HP <5.4 tons | KEEPRITE | HRCU-A-CB (Split System: Heat Pump with Remote Outdoor Unit-Air-Source) | CVH837GKA** |  |  | EA*4X42L21A*+WALLCON | *95CSU0802120A* | 31800 | 17.5 | 8.1 | 33000 | 24400 | 73.94% | 1.9 | 0 | 11 |  |  |  | No | R-410A | 2.65 | Residential & Commercial | Ducted CEE Tier 1
210597517 | Central HP <5.4 tons | KEEPRITE | HRCU-A-CB (Split System: Heat Pump with Remote Outdoor Unit-Air-Source) | CVH837GKA** |  |  | EHD4X60AAL+WALLCON | *80CTL0902120A* | 33000 | 17 | 8.1 | 32200 | 25000 | 77.64% | 2 | 0 | 11.5 |  |  |  | No | R-410A | 2.75 | Residential & Commercial | Ducted CEE Tier 1
210597556 | Central HP <5.4 tons | KEEPRITE | HRCU-A-CB (Split System: Heat Pump with Remote Outdoor Unit-Air-Source) | CVH837GKA** |  |  | EHD4X60AAL+WALLCON | *97CMN1202422A* | 33000 | 17 | 8.1 | 32200 | 25000 | 77.64% | 2 | 0 | 11 |  |  |  | No | R-410A | 2.75 | Residential & Commercial | Ducted CEE Tier 1
204300246 | Central HP <5.4 tons | KEEPRITE | HRCU-A-CB (Split System: Heat Pump with Remote Outdoor Unit-Air-Source) | CVH837GKA** |  |  | EHD4X42AAL+WALLCON | *80CTL0701716A* | 32400 | 16.5 | 8.1 | 33200 | 25000 | 75.3% | 1.94 | 11.5 | 11 |  |  |  | No | R-410A | 2.7 | Residential & Commercial | Ducted CEE Tier 1
213081442 | Central HP <5.4 tons | ELIOS | HRCU-A-CB (Split System: Heat Pump with Remote Outdoor Unit-Air-Source) | DEA24HOS20230E7 |  |  | FEA24HIAHUU230X7 |  | 24000 | 17.4 | 10 | 24000 | 22600 | 94.17% | 1.91 | 12.5 | 11.7 |  |  |  | No | R-410A | 2 | Residential & Commercial | Ducted CEE Tier 1
213872345 | Central HP <5.4 tons | CHAMPION HEATING AND COOLING | HRCU-A-CB (Split System: Heat Pump with Remote Outdoor Unit-Air-Source) | HMH72B341 | ADP |  | H,YG7J936 | TP9C100C16MP13 | 33200 | 17 | 8.5 | 31400 | 22800 | 72.61% | 2.06 | 0 | 10 |  |  |  | No | R-410A | 2.7667 | Residential & Commercial | Ducted CEE Tier 1
216591871 | Central HP <5.4 tons | KENMORE | HRCU-A-CB (Split System: Heat Pump with Remote Outdoor Unit-Air-Source) | HH836E2S11 |  |  | CTU36B5XDS1+JME12B2SN1+TXV |  | 33400 | 19 | 9 | 30400 | 24800 | 81.58% | 2 | 0 | 12 |  |  |  | No | R-454B | 2.7833 | Residential & Commercial | Ducted CEE Tier 1
215675827 | Central HP <5.4 tons | ARCOAIRE | HRCU-A-CB (Split System: Heat Pump with Remote Outdoor Unit-Air-Source) | H5H0V48*K*AAA* |  |  | EVM5X60M21A*+WALLCON | *96CTN0801714B* | 47500 | 18.5 | 9 | 50000 | 36200 | 72.4% | 2.02 | 0 | 10 |  |  |  | No | R-454B | 3.9583 | Residential & Commercial | Ducted CEE Tier 1
215675877 | Central HP <5.4 tons | ARCOAIRE | HRCU-A-CB (Split System: Heat Pump with Remote Outdoor Unit-Air-Source) | H5H0V48*K*AAA* |  |  | EVM5X60M24A*+WALLCON | *80CTL0902120B* | 48000 | 19 | 9 | 50000 | 36400 | 72.8% | 2 | 0 | 10.5 |  |  |  | No | R-454B | 4 | Residential & Commercial | Ducted CEE Tier 1
215675577 | Central HP <5.4 tons | ARCOAIRE | HRCU-A-CB (Split System: Heat Pump with Remote Outdoor Unit-Air-Source) | H5H0V48*K*AAA* |  |  | EVM5X49M21A*+WALLCON | *80CTL1102120B* | 48000 | 19 | 9 | 50000 | 36600 | 73.2% | 2 | 0 | 10.5 |  |  |  | No | R-454B | 4 | Residential & Commercial | Ducted CEE Tier 1
214862342 | Central HP <5.4 tons | BRYANT HEATING AND COOLING SYSTEMS | HRCU-A-CB (Split System: Heat Pump with Remote Outdoor Unit-Air-Source) | 288BNV025*0**C* | ADP |  | H,CD16936 | 987MC66120C24*** | 23800 | 17 | 8.1 | 19600 | 16200 | 82.65% | 2 | 0 | 10.5 |  |  |  | No | R-410A | 1.9833 | Residential & Commercial | Ducted CEE Tier 1
214272356 | Central HP <5.4 tons | CARRIER | HRCU-A-CB (Split System: Heat Pump with Remote Outdoor Unit-Air-Source) | 25VNA837A*031* | ADP |  | PL36H210P299 | 58TN*B090C21**20 | 32400 | 18 | 8.5 | 30400 | 24400 | 80.26% | 2 | 0 | 11.5 |  |  |  | No | R-410A | 2.7 | Residential & Commercial | Ducted CEE Tier 1
216494172 | Central HP <5.4 tons | BRYANT HEATING AND COOLING SYSTEMS | HRCU-A-CB (Split System: Heat Pump with Remote Outdoor Unit-Air-Source) | 290VAN024**AA* | ADP |  | CE(P,V)3621G34*+TXV | 986TD66120C24*** | 23400 | 16 | 8.5 | 22400 | 16100 | 71.88% | 1.88 | 0 | 10 |  |  |  | No | R-454B | 1.95 | Residential & Commercial | Ducted CEE Tier 1
216487321 | Central HP <5.4 tons | BRYANT HEATING AND COOLING SYSTEMS | HRCU-A-CB (Split System: Heat Pump with Remote Outdoor Unit-Air-Source) | 290VAN024**AA* | ADP |  | CE(P,V)3614G34*+TXV | 88*TB48070C17*** | 23200 | 17 | 9 | 22600 | 16200 | 71.68% | 1.98 | 0 | 10 |  |  |  | No | R-454B | 1.9333 | Residential & Commercial | Ducted CEE Tier 1
215319202 | Central HP <5.4 tons | Grandaire | HRCU-A-CB (Split System: Heat Pump with Remote Outdoor Unit-Air-Source) | D5CUHAH60AAK |  |  | D5FUHAH60XAK |  | 54000 | 17.5 | 9.5 | 55000 | 54000 | 98.18% | 1.9 | 0 | 12 |  |  |  | No | R-454B | 4.5 | Residential & Commercial | Ducted CEE Tier 1
216591620 | Central HP <5.4 tons | KENMORE | HRCU-A-CB (Split System: Heat Pump with Remote Outdoor Unit-Air-Source) | HH824E2S11 |  |  | CTM30B5ACS1 | Z9ET060B12SMPS1 | 23000 | 18 | 9.5 | 23000 | 18500 | 80.43% | 2 | 0 | 11.7 |  |  |  | No | R-454B | 1.9167 | Residential & Commercial | Ducted CEE Tier 1
216591721 | Central HP <5.4 tons | KENMORE | HRCU-A-CB (Split System: Heat Pump with Remote Outdoor Unit-Air-Source) | HH824E2S11 |  |  | CTM30B5ACS1 | Z8ES080B12SMPS1 | 23000 | 18 | 9.5 | 23000 | 19100 | 83.04% | 2 | 0 | 12 |  |  |  | No | R-454B | 1.9167 | Residential & Commercial | Ducted CEE Tier 1
216591821 | Central HP <5.4 tons | KENMORE | HRCU-A-CB (Split System: Heat Pump with Remote Outdoor Unit-Air-Source) | HH824E2S11 |  |  | CTF36B5ADS1+JME12B2SN1 |  | 23000 | 19 | 9.5 | 23000 | 18500 | 80.43% | 2 | 0 | 12 |  |  |  | No | R-454B | 1.9167 | Residential & Commercial | Ducted CEE Tier 1
216591655 | Central HP <5.4 tons | KENMORE | HRCU-A-CB (Split System: Heat Pump with Remote Outdoor Unit-Air-Source) | HH824E2S11 |  |  | CTF30B5ACS1+JME08B2SN1 |  | 23000 | 19 | 9.5 | 23000 | 18500 | 80.43% | 2 | 0 | 12 |  |  |  | No | R-454B | 1.9167 | Residential & Commercial | Ducted CEE Tier 1
216591788 | Central HP <5.4 tons | KENMORE | HRCU-A-CB (Split System: Heat Pump with Remote Outdoor Unit-Air-Source) | HH824E2S11 |  |  | CTF36B5ADS1 | Z9ET080B12SMPS1 | 23000 | 18 | 9.5 | 23000 | 17500 | 76.09% | 2 | 0 | 12 |  |  |  | No | R-454B | 1.9167 | Residential & Commercial | Ducted CEE Tier 1
216591807 | Central HP <5.4 tons | KENMORE | HRCU-A-CB (Split System: Heat Pump with Remote Outdoor Unit-Air-Source) | HH824E2S11 |  |  | CTM30B5ACS1+JME12B2SN1 |  | 23000 | 19 | 9.5 | 23000 | 18600 | 80.87% | 2 | 0 | 12 |  |  |  | No | R-454B | 1.9167 | Residential & Commercial | Ducted CEE Tier 1
215940838 | Central HP <5.4 tons | ARCOAIRE | HRCU-A-CB (Split System: Heat Pump with Remote Outdoor Unit-Air-Source) | H5H3V36*K*AAA* |  |  | EVD5X60M21A*+WALLCON | *97CTN0601716A* | 35200 | 21 | 8.5 | 38500 | 29200 | 75.84% | 2 | 0 | 11.7 |  |  |  | No | R-454B | 2.9333 | Residential & Commercial | Ducted CEE Tier 1
215940288 | Central HP <5.4 tons | ARCOAIRE | HRCU-A-CB (Split System: Heat Pump with Remote Outdoor Unit-Air-Source) | H5H3V36*K*AAA* |  |  | EVM5X44M21A*+WALLCON | *97CTN0601716A* | 35200 | 21 | 8.5 | 38500 | 29400 | 76.36% | 2 | 0 | 11.7 |  |  |  | No | R-454B | 2.9333 | Residential & Commercial | Ducted CEE Tier 1
215940488 | Central HP <5.4 tons | ARCOAIRE | HRCU-A-CB (Split System: Heat Pump with Remote Outdoor Unit-Air-Source) | H5H3V36*K*AAA* |  |  | EVM5X60M24A*+WALLCON | *97CTN1002122A* | 35600 | 22 | 8.5 | 38000 | 28400 | 74.74% | 2.04 | 0 | 12.5 |  |  |  | No | R-454B | 2.9667 | Residential & Commercial | Ducted CEE Tier 1
215940238 | Central HP <5.4 tons | ARCOAIRE | HRCU-A-CB (Split System: Heat Pump with Remote Outdoor Unit-Air-Source) | H5H3V36*K*AAA* |  |  | ESH5X60M12A*+WALLCON | *97CTN1002122A* | 34200 | 19.5 | 9 | 34200 | 26000 | 76.02% | 1.94 | 0 | 11.7 |  |  |  | No | R-454B | 2.85 | Residential & Commercial | Ducted CEE Tier 1
215939868 | Central HP <5.4 tons | ARCOAIRE | HRCU-A-CB (Split System: Heat Pump with Remote Outdoor Unit-Air-Source) | H5H3V36*K*AAA* |  |  | EA*5X61M21A*+WALLCON | *97CTN0801716A* | 34200 | 20 | 9 | 34800 | 26600 | 76.44% | 1.92 | 0 | 11.5 |  |  |  | No | R-454B | 2.85 | Residential & Commercial | Ducted CEE Tier 1
214272347 | Central HP <5.4 tons | CARRIER | HRCU-A-CB (Split System: Heat Pump with Remote Outdoor Unit-Air-Source) | 25VNA837A*031* | ADP |  | PL36H175P159 | 58TN*B070C17**16 | 31000 | 17 | 8.5 | 30600 | 24600 | 80.39% | 1.98 | 0 | 11 |  |  |  | No | R-410A | 2.5833 | Residential & Commercial | Ducted CEE Tier 1
214272352 | Central HP <5.4 tons | CARRIER | HRCU-A-CB (Split System: Heat Pump with Remote Outdoor Unit-Air-Source) | 25VNA837A*031* | ADP |  | PL36H175P159 | 58TN*B090C17**16 | 32200 | 17 | 8.5 | 31000 | 24600 | 79.35% | 1.98 | 0 | 11.7 |  |  |  | No | R-410A | 2.6833 | Residential & Commercial | Ducted CEE Tier 1
210596690 | Central HP <5.4 tons | KEEPRITE | HRCU-A-CB (Split System: Heat Pump with Remote Outdoor Unit-Air-Source) | CVH825GKA2* |  |  | EA*4X42L21A*+WALLCON | *96CTN0801714A* | 23600 | 16.5 | 8.1 | 21400 | 16700 | 78.04% | 1.96 | 0 | 11 |  |  |  | No | R-410A | 1.9667 | Residential & Commercial | Ducted CEE Tier 1
210596781 | Central HP <5.4 tons | KEEPRITE | HRCU-A-CB (Split System: Heat Pump with Remote Outdoor Unit-Air-Source) | CVH825GKA2* |  |  | EA*4X43L21A*+WALLCON | *95CSU0802120A* | 24400 | 17 | 8.5 | 21200 | 16600 | 78.3% | 2.04 | 0 | 11 |  |  |  | No | R-410A | 2.0333 | Residential & Commercial | Ducted CEE Tier 1
216487932 | Central HP <5.4 tons | BRYANT HEATING AND COOLING SYSTEMS | HRCU-A-CB (Split System: Heat Pump with Remote Outdoor Unit-Air-Source) | 293VAN036**AA* | ADP |  | H,PG53*36+TXV | 986TD42080C17*** | 33200 | 20 | 9.5 | 33200 | 26200 | 78.92% | 2.02 | 0 | 11 |  |  |  | No | R-454B | 2.7667 | Residential & Commercial | Ducted CEE Tier 1
210627722 | Central HP <5.4 tons | TGM | HRCU-A-CB (Split System: Heat Pump with Remote Outdoor Unit-Air-Source) | GTS18HN060A |  |  | GTA18H060A |  | 54000 | 16 | 9 | 54000 | 41000 | 75.93% | 1.8 | 10.5 | 10 |  |  |  | No | R-410A | 4.5 | Residential & Commercial | Ducted CEE Tier 1
212601619 | Central HP <5.4 tons | AIREASE | HRCU-A-CB (Split System: Heat Pump with Remote Outdoor Unit-Air-Source) | 4SHP22LX124P-**A | ADP |  | H,A,DE33936 | A97USMV070B12 | 23800 | 21 | 8.5 | 22000 | 15400 | 70% | 1.92 | 0 | 13.5 |  |  |  | No | R-410A | 1.9833 | Residential & Commercial | Ducted CEE Tier 1
216487505 | Central HP <5.4 tons | BRYANT HEATING AND COOLING SYSTEMS | HRCU-A-CB (Split System: Heat Pump with Remote Outdoor Unit-Air-Source) | 290VAN048**AA* | ADP |  | CE(P,V)6024G48*+TXV | 88*TB66135C24*** | 45000 | 18 | 9 | 45500 | 33000 | 72.53% | 2.08 | 0 | 10 |  |  |  | No | R-454B | 3.75 | Residential & Commercial | Ducted CEE Tier 1
216591735 | Central HP <5.4 tons | KENMORE | HRCU-A-CB (Split System: Heat Pump with Remote Outdoor Unit-Air-Source) | HH836E2S11 |  |  | CTM48C5CFS1 | Z8ES080C16SMPS1 | 34400 | 19 | 9 | 32200 | 25400 | 78.88% | 2 | 0 | 11 |  |  |  | No | R-454B | 2.8667 | Residential & Commercial | Ducted CEE Tier 1
214862401 | Central HP <5.4 tons | BRYANT HEATING AND COOLING SYSTEMS | HRCU-A-CB (Split System: Heat Pump with Remote Outdoor Unit-Air-Source) | 288BNV037*0**B* | ADP |  | H,PG83936 | 987MC60060C21*** | 32200 | 18 | 8.5 | 30400 | 24600 | 80.92% | 1.98 | 0 | 11 |  |  |  | No | R-410A | 2.6833 | Residential & Commercial | Ducted CEE Tier 1
214862418 | Central HP <5.4 tons | BRYANT HEATING AND COOLING SYSTEMS | HRCU-A-CB (Split System: Heat Pump with Remote Outdoor Unit-Air-Source) | 288BNV037*0**B* | ADP |  | H,PE9J936 | 987MC66120C24*** | 30800 | 18 | 8.1 | 30600 | 24400 | 79.74% | 1.98 | 0 | 11 |  |  |  | No | R-410A | 2.5667 | Residential & Commercial | Ducted CEE Tier 1
216505494 | Central HP <5.4 tons | ELIOS | HRCU-A-CB (Split System: Heat Pump with Remote Outdoor Unit-Air-Source) | ESHEA24R2AN1 |  |  | GGHLA24R2AS1 |  | 24000 | 17.4 | 10.4 | 25000 | 19600 | 78.4% | 1.96 | 0 | 10.8 |  |  |  | No | R-454B | 2 | Residential & Commercial | Ducted CEE Tier 1
215319219 | Central HP <5.4 tons | Grandaire | HRCU-A-CB (Split System: Heat Pump with Remote Outdoor Unit-Air-Source) | D5CLHAH58AAK |  |  | D5FLAAH60XAK |  | 54000 | 15.4 | 9.2 | 59000 | 53000 | 89.83% | 2 | 0 | 10 |  |  |  | No | R-454B | 4.5 | Residential & Commercial | Ducted CEE Tier 1
213492158 | Central HP <5.4 tons | PolarWave | HRCU-A-C (Split System: Heat Pump with Remote Outdoor Unit with No Indoor Fan --Air Source) | ACIQ-30-HPB |  |  | ACIQ-36-ACL |  | 30000 | 15.5 | 9.7 | 33000 | 27000 | 81.82% | 1.85 | 10.7 | 10.5 |  |  |  | No | R-410A | 2.5 | Residential & Commercial | Ducted CEE Tier 1
216591046 | Central HP <5.4 tons | KENMORE | HRCU-A-CB (Split System: Heat Pump with Remote Outdoor Unit-Air-Source) | HH860E2S11 |  |  | CTM60D5CJS1 | Z9ET120D20SMPS1 | 53000 | 19 | 9 | 55500 | 40000 | 72.07% | 2 | 0 | 10 |  |  |  | No | R-454B | 4.4167 | Residential & Commercial | Ducted CEE Tier 1
214389864 | Central HP <5.4 tons | CARRIER | HRCU-A-CB (Split System: Heat Pump with Remote Outdoor Unit-Air-Source) | 25VNA424A*031* | ADP |  | H,PG32936 | 58TN*B045C17**12 | 23000 | 20 | 10 | 25200 | 19600 | 77.78% | 2.4 | 0 | 12.5 |  |  |  | No | R-410A | 1.9167 | Residential & Commercial | Ducted CEE Tier 1
214389879 | Central HP <5.4 tons | CARRIER | HRCU-A-CB (Split System: Heat Pump with Remote Outdoor Unit-Air-Source) | 25VNA424A*031* | ADP |  | H,PG32936 | 58TN*B090C17**16 | 23200 | 20 | 10.5 | 25000 | 19400 | 77.6% | 2.42 | 0 | 13 |  |  |  | No | R-410A | 1.9333 | Residential & Commercial | Ducted CEE Tier 1
216591079 | Central HP <5.4 tons | KENMORE | HRCU-A-CB (Split System: Heat Pump with Remote Outdoor Unit-Air-Source) | HH860E2S11 |  |  | CTF60C5CHS1 | Z8ES120C20SMPS1 | 53500 | 19 | 9 | 53500 | 38000 | 71.03% | 2 | 0 | 11.7 |  |  |  | No | R-454B | 4.4583 | Residential & Commercial | Ducted CEE Tier 1
215424297 | Central HP <5.4 tons | LUXAIRE | HRCU-A-CB (Split System: Heat Pump with Remote Outdoor Unit-Air-Source) | HH860E2S11 | ADP |  | H,YE36*60+TXV-BLEED | TM9E100C20MP12 | 52000 | 18 | 8.3 | 53000 | 39500 | 74.53% | 1.96 | 0 | 10.5 |  |  |  | No | R-454B | 4.3333 | Residential & Commercial | Ducted CEE Tier 1
215424331 | Central HP <5.4 tons | LUXAIRE | HRCU-A-CB (Split System: Heat Pump with Remote Outdoor Unit-Air-Source) | HH860E2S11 | ADP |  | H,YE36*60+TXV-BLEED | Z9ES080C16SMPS1 | 44500 | 17 | 8.4 | 45000 | 33400 | 74.22% | 1.98 | 0 | 11.5 |  |  |  | No | R-454B | 3.7083 | Residential & Commercial | Ducted CEE Tier 1
215430648 | Central HP <5.4 tons | LUXAIRE | HRCU-A-CB (Split System: Heat Pump with Remote Outdoor Unit-Air-Source) | HH860E2S11 | ADP |  | H,YG48(1,2)60+TXV | TM9E080C16MP12 | 44500 | 18 | 8.5 | 43500 | 34000 | 78.16% | 2 | 0 | 11 |  |  |  | No | R-454B | 3.7083 | Residential & Commercial | Ducted CEE Tier 1
215942434 | Central HP <5.4 tons | ARCOAIRE | HRCU-A-CB (Split System: Heat Pump with Remote Outdoor Unit-Air-Source) | H5H3V36*K*AAA* |  |  | EVM5X61M24A*+WALLCON | *80CTL0702120B* | 35800 | 22 | 8.5 | 37400 | 28200 | 75.4% | 2.04 | 0 | 12.5 |  |  |  | No | R-454B | 2.9833 | Residential & Commercial | Ducted CEE Tier 1
215940778 | Central HP <5.4 tons | ARCOAIRE | HRCU-A-CB (Split System: Heat Pump with Remote Outdoor Unit-Air-Source) | H5H3V36*K*AAA* |  |  | EVD5X49M24A*+WALLCON | *97CTN0802120A* | 35400 | 21.5 | 8.5 | 38000 | 28600 | 75.26% | 2.04 | 0 | 12 |  |  |  | No | R-454B | 2.95 | Residential & Commercial | Ducted CEE Tier 1
215940798 | Central HP <5.4 tons | ARCOAIRE | HRCU-A-CB (Split System: Heat Pump with Remote Outdoor Unit-Air-Source) | H5H3V36*K*AAA* |  |  | EVD5X49M24A*+WALLCON | *97CTN1202422A* | 35600 | 22 | 8.5 | 38500 | 28400 | 73.77% | 2.04 | 0 | 12.5 |  |  |  | No | R-454B | 2.9667 | Residential & Commercial | Ducted CEE Tier 1
213366550 | Central HP <5.4 tons | COLEMAN | HRCU-A-CB (Split System: Heat Pump with Remote Outdoor Unit-Air-Source) | HMH72B341 | ADP |  | V,Y36H***P449 | Z8ES040A12SMPS1 | 34000 | 18 | 8.5 | 31800 | 23800 | 74.84% | 2.1 | 0 | 10 |  |  |  | No | R-410A | 2.8333 | Residential & Commercial | Ducted CEE Tier 1
214301881 | Central HP <5.4 tons | CHAMPION HEATING AND COOLING | HRCU-A-CB (Split System: Heat Pump with Remote Outdoor Unit-Air-Source) | HMH72B341 | ADP |  | H,YE7J(1,2)36+TXV | Z8ES080B12SMPS1 | 33200 | 18 | 8.5 | 31400 | 23000 | 73.25% | 2.04 | 0 | 10 |  |  |  | No | R-410A | 2.7667 | Residential & Commercial | Ducted CEE Tier 1
212441609 | Central HP <5.4 tons | CHAMPION HEATING AND COOLING | HRCU-A-CB (Split System: Heat Pump with Remote Outdoor Unit-Air-Source) | HMH72B341 | ADP |  | H,YE8J936 | TM8E040A12MP11 | 32800 | 18 | 8.5 | 32400 | 23000 | 70.99% | 2.04 | 0 | 10 |  |  |  | No | R-410A | 2.7333 | Residential & Commercial | Ducted CEE Tier 1
215424215 | Central HP <5.4 tons | LUXAIRE | HRCU-A-CB (Split System: Heat Pump with Remote Outdoor Unit-Air-Source) | HH836E2S11 | ADP |  | H,YE9J*36+TXV-BLEED | TM8E120C16MP11 | 32600 | 18 | 8.5 | 29400 | 23800 | 80.95% | 2 | 0 | 10.5 |  |  |  | No | R-454B | 2.7167 | Residential & Commercial | Ducted CEE Tier 1
216591901 | Central HP <5.4 tons | KENMORE | HRCU-A-CB (Split System: Heat Pump with Remote Outdoor Unit-Air-Source) | HH836E2S11 |  |  | CTM36B5CDS1 | Z8ES100B12SMPS1 | 33200 | 18 | 8.5 | 30600 | 25000 | 81.7% | 2 | 0 | 11 |  |  |  | No | R-454B | 2.7667 | Residential & Commercial | Ducted CEE Tier 1
213492157 | Central HP <5.4 tons | PolarWave | HRCU-A-C (Split System: Heat Pump with Remote Outdoor Unit with No Indoor Fan --Air Source) | ACIQ-24-HPB |  |  | ACIQ-24-ACL-14 |  | 24000 | 16.1 | 9.8 | 25000 | 20000 | 80% | 2 | 0 | 10.7 |  |  |  | No | R-410A | 2 | Residential & Commercial | Ducted CEE Tier 1
215424233 | Central HP <5.4 tons | LUXAIRE | HRCU-A-CB (Split System: Heat Pump with Remote Outdoor Unit-Air-Source) | HH836E2S11 | ADP |  | H,YE9J*36+TXV-BLEED | TM9V080C16MP12 | 33400 | 17 | 8.5 | 29800 | 25000 | 83.89% | 2 | 0 | 11 |  |  |  | No | R-454B | 2.7833 | Residential & Commercial | Ducted CEE Tier 1
215430600 | Central HP <5.4 tons | LUXAIRE | HRCU-A-CB (Split System: Heat Pump with Remote Outdoor Unit-Air-Source) | HH836E2S11 | ADP |  | H,YG80(1,2)36+TXV | TM9E080C20MP12 | 33800 | 17 | 8.5 | 30400 | 25400 | 83.55% | 2 | 0 | 11 |  |  |  | No | R-454B | 2.8167 | Residential & Commercial | Ducted CEE Tier 1
215424714 | Central HP <5.4 tons | LUXAIRE | HRCU-A-CB (Split System: Heat Pump with Remote Outdoor Unit-Air-Source) | HH824E2S11 | ADP |  | H,YE7J*36+TXV-BLEED | TM8Y080B12MP11 | 22400 | 17 | 8.8 | 21400 | 17200 | 80.37% | 1.96 | 0 | 11.5 |  |  |  | No | R-454B | 1.8667 | Residential & Commercial | Ducted CEE Tier 1
215424716 | Central HP <5.4 tons | LUXAIRE | HRCU-A-CB (Split System: Heat Pump with Remote Outdoor Unit-Air-Source) | HH824E2S11 | ADP |  | H,YE7J*36+TXV-BLEED | TM9E040A10MP12 | 22400 | 16 | 8.8 | 21400 | 17700 | 82.71% | 1.96 | 0 | 10.5 |  |  |  | No | R-454B | 1.8667 | Residential & Commercial | Ducted CEE Tier 1
215424717 | Central HP <5.4 tons | LUXAIRE | HRCU-A-CB (Split System: Heat Pump with Remote Outdoor Unit-Air-Source) | HH824E2S11 | ADP |  | H,YE7J*36+TXV-BLEED | TM9E060A10MP12 | 22400 | 16 | 8.8 | 21400 | 17700 | 82.71% | 1.96 | 0 | 10.5 |  |  |  | No | R-454B | 1.8667 | Residential & Commercial | Ducted CEE Tier 1
215430814 | Central HP <5.4 tons | LUXAIRE | HRCU-A-CB (Split System: Heat Pump with Remote Outdoor Unit-Air-Source) | HH824E2S11 | ADP |  | H,YG80(1,2)36+TXV | TM9E040A10MP12 | 23000 | 17 | 9 | 21400 | 17700 | 82.71% | 2 | 0 | 11 |  |  |  | No | R-454B | 1.9167 | Residential & Commercial | Ducted CEE Tier 1
216591191 | Central HP <5.4 tons | KENMORE | HRCU-A-CB (Split System: Heat Pump with Remote Outdoor Unit-Air-Source) | HH824E2S11 |  |  | CTF30B5ACS1 | Z8ES080B12SMPS1 | 23000 | 17 | 9.5 | 23000 | 18400 | 80% | 2 | 0 | 12 |  |  |  | No | R-454B | 1.9167 | Residential & Commercial | Ducted CEE Tier 1
216591677 | Central HP <5.4 tons | KENMORE | HRCU-A-CB (Split System: Heat Pump with Remote Outdoor Unit-Air-Source) | HH824E2S11 |  |  | CTU36B5XDS1+TXV | Z8ES100B12SMPS1 | 23000 | 19 | 9.5 | 23000 | 18800 | 81.74% | 2 | 0 | 12 |  |  |  | No | R-454B | 1.9167 | Residential & Commercial | Ducted CEE Tier 1
215430633 | Central HP <5.4 tons | LUXAIRE | HRCU-A-CB (Split System: Heat Pump with Remote Outdoor Unit-Air-Source) | HH836E2S11 | ADP |  | H,YG80(1,2)36+TXV | Z8ES100C20SMPS1 | 33800 | 19 | 8.5 | 30000 | 25000 | 83.33% | 2 | 0 | 11 |  |  |  | No | R-454B | 2.8167 | Residential & Commercial | Ducted CEE Tier 1
214389915 | Central HP <5.4 tons | CARRIER | HRCU-A-CB (Split System: Heat Pump with Remote Outdoor Unit-Air-Source) | 25VNA436A*031* | ADP |  | H,PG53936 | 58TN*B110C21**20 | 33800 | 20 | 9 | 34800 | 27000 | 77.59% | 2.06 | 0 | 12.5 |  |  |  | No | R-410A | 2.8167 | Residential & Commercial | Ducted CEE Tier 1
214271640 | Central HP <5.4 tons | CARRIER | HRCU-A-CB (Split System: Heat Pump with Remote Outdoor Unit-Air-Source) | 25VNA436A*031* | ADP |  | C36A***L539 | 58TN*B045C17**12 | 33600 | 19 | 9 | 35200 | 27400 | 77.84% | 2.02 | 0 | 11.7 |  |  |  | No | R-410A | 2.8 | Residential & Commercial | Ducted CEE Tier 1
216014179 | Central HP <5.4 tons | SEA BREEZE+ | HRCU-A-CB (Split System: Heat Pump with Remote Outdoor Unit-Air-Source) | HSZ24H525ZMO |  |  | AH24H525ZMI |  | 23000 | 18.7 | 10 | 26000 | 23600 | 90.77% | 2.16 | 0 | 12 |  |  |  | No | R-454B | 1.9167 | Residential & Commercial | Ducted CEE Tier 1
214272354 | Central HP <5.4 tons | CARRIER | HRCU-A-CB (Split System: Heat Pump with Remote Outdoor Unit-Air-Source) | 25VNA837A*031* | ADP |  | C36A***L539 | 58TN*B090C17**16 | 32400 | 18 | 8.5 | 30400 | 24600 | 80.92% | 2 | 0 | 11.5 |  |  |  | No | R-410A | 2.7 | Residential & Commercial | Ducted CEE Tier 1
214862303 | Central HP <5.4 tons | BRYANT HEATING AND COOLING SYSTEMS | HRCU-A-CB (Split System: Heat Pump with Remote Outdoor Unit-Air-Source) | 288BNV025*0**C* | ADP |  | H,PG81936 | 987MC42060C17*** | 23800 | 16 | 8.1 | 19800 | 16300 | 82.32% | 2 | 0 | 11 |  |  |  | No | R-410A | 1.9833 | Residential & Commercial | Ducted CEE Tier 1
214862328 | Central HP <5.4 tons | BRYANT HEATING AND COOLING SYSTEMS | HRCU-A-CB (Split System: Heat Pump with Remote Outdoor Unit-Air-Source) | 288BNV025*0**C* | ADP |  | H,PG9J936 | 987MC60080C21*** | 23800 | 16 | 8.1 | 19800 | 16300 | 82.32% | 1.96 | 0 | 11 |  |  |  | No | R-410A | 1.9833 | Residential & Commercial | Ducted CEE Tier 1
214272346 | Central HP <5.4 tons | CARRIER | HRCU-A-CB (Split System: Heat Pump with Remote Outdoor Unit-Air-Source) | 25VNA837A*031* | ADP |  | PL36H210P299 | 58TN*B070C17**16 | 32400 | 17 | 8.5 | 30600 | 24600 | 80.39% | 1.98 | 0 | 11.5 |  |  |  | No | R-410A | 2.7 | Residential & Commercial | Ducted CEE Tier 1
214272353 | Central HP <5.4 tons | CARRIER | HRCU-A-CB (Split System: Heat Pump with Remote Outdoor Unit-Air-Source) | 25VNA837A*031* | ADP |  | V,C36H175P159 | 58TN*B090C17**16 | 32200 | 17 | 8.5 | 31000 | 24600 | 79.35% | 1.98 | 0 | 11.7 |  |  |  | No | R-410A | 2.6833 | Residential & Commercial | Ducted CEE Tier 1
216014175 | Central HP <5.4 tons | SEA BREEZE+ | HRCU-A-CB (Split System: Heat Pump with Remote Outdoor Unit-Air-Source) | SZ24H525ZMO |  |  | AH24H525ZMI |  | 24000 | 19.7 | 9 | 25000 | 18000 | 72% | 2.2 | 0 | 11.7 |  |  |  | No | R-454B | 2 | Residential & Commercial | Ducted CEE Tier 1
216014178 | Central HP <5.4 tons | SEA BREEZE+ | HRCU-A-CB (Split System: Heat Pump with Remote Outdoor Unit-Air-Source) | HSZ18H525ZMO |  |  | AH18H525ZMI |  | 18000 | 18 | 10 | 19500 | 18000 | 92.31% | 2.2 | 0 | 12 |  |  |  | No | R-454B | 1.5 | Residential & Commercial | Ducted CEE Tier 1
215940578 | Central HP <5.4 tons | ARCOAIRE | HRCU-A-CB (Split System: Heat Pump with Remote Outdoor Unit-Air-Source) | H5H3V36*K*AAA* |  |  | EVD5X38M17A*+WALLCON | *80CSU0401712B* | 35600 | 22 | 8.5 | 38000 | 28600 | 75.26% | 2.04 | 0 | 12.5 |  |  |  | No | R-454B | 2.9667 | Residential & Commercial | Ducted CEE Tier 1
215940528 | Central HP <5.4 tons | ARCOAIRE | HRCU-A-CB (Split System: Heat Pump with Remote Outdoor Unit-Air-Source) | H5H3V36*K*AAA* |  |  | EVD5X36M21A*+WALLCON | *80CSU0601716B* | 34400 | 21 | 8.5 | 38500 | 28000 | 72.73% | 2.04 | 0 | 12 |  |  |  | No | R-454B | 2.8667 | Residential & Commercial | Ducted CEE Tier 1
215939878 | Central HP <5.4 tons | ARCOAIRE | HRCU-A-CB (Split System: Heat Pump with Remote Outdoor Unit-Air-Source) | H5H3V36*K*AAA* |  |  | EA*5X61M21A*+WALLCON | *97CTN0802120A* | 34400 | 20 | 9 | 34400 | 26200 | 76.16% | 1.96 | 0 | 11.7 |  |  |  | No | R-454B | 2.8667 | Residential & Commercial | Ducted CEE Tier 1
215939928 | Central HP <5.4 tons | ARCOAIRE | HRCU-A-CB (Split System: Heat Pump with Remote Outdoor Unit-Air-Source) | H5H3V36*K*AAA* |  |  | EA*5X61M24A*+WALLCON | *97CTN1202422A* | 34400 | 20.5 | 9.5 | 34200 | 26000 | 76.02% | 2.08 | 0 | 12 |  |  |  | No | R-454B | 2.8667 | Residential & Commercial | Ducted CEE Tier 1
214862387 | Central HP <5.4 tons | BRYANT HEATING AND COOLING SYSTEMS | HRCU-A-CB (Split System: Heat Pump with Remote Outdoor Unit-Air-Source) | 288BNV037*0**B* | ADP |  | H,PG48936 | 987MC42060C17*** | 31200 | 18 | 8.1 | 31600 | 24200 | 76.58% | 1.84 | 0 | 10.5 |  |  |  | No | R-410A | 2.6 | Residential & Commercial | Ducted CEE Tier 1
214810554 | Central HP <5.4 tons | PolarWave | HRCU-A-CB (Split System: Heat Pump with Remote Outdoor Unit-Air-Source) | EZ-24-HP |  |  | EZ-24-AH |  | 24000 | 17.4 | 10 | 24000 | 22600 | 94.17% | 1.91 | 0 | 11.7 |  |  |  | No | R-410A | 2 | Residential & Commercial | Ducted CEE Tier 1
215323736 | Central HP <5.4 tons | Grandaire | HRCU-A-CB (Split System: Heat Pump with Remote Outdoor Unit-Air-Source) | D5CUHAH36AAK |  |  | D5FUHAH36XAK |  | 36000 | 18 | 10 | 37000 | 37400 | 101.1% | 1.9 | 0 | 12 |  |  |  | No | R-454B | 3 | Residential & Commercial | Ducted CEE Tier 1
215319211 | Central HP <5.4 tons | Grandaire | HRCU-A-CB (Split System: Heat Pump with Remote Outdoor Unit-Air-Source) | D5CUHAH48AAK |  |  | D5FUHAH60XAK |  | 48000 | 17.5 | 9.5 | 48000 | 48000 | 100% | 2 | 0 | 12 |  |  |  | No | R-454B | 4 | Residential & Commercial | Ducted CEE Tier 1
212480108 | Central HP <5.4 tons | CARRIER | HRCU-A-CB (Split System: Heat Pump with Remote Outdoor Unit-Air-Source) | 38MURAQ24AB3* | ADP |  | PL36H210P749 | 59SP6A080V17**16 | 24200 | 16 | 8.1 | 24600 | 22600 | 91.87% | 1.9 | 0 | 10.5 |  |  |  | No | R-410A | 2.0167 | Residential & Commercial | Ducted CEE Tier 1
212480165 | Central HP <5.4 tons | CARRIER | HRCU-A-CB (Split System: Heat Pump with Remote Outdoor Unit-Air-Source) | 38MURAQ24AB3* | ADP |  | V,C36H175P159 | 59TP6B080V17**16 | 24200 | 16 | 8.1 | 24600 | 22600 | 91.87% | 1.9 | 0 | 10.5 |  |  |  | No | R-410A | 2.0167 | Residential & Commercial | Ducted CEE Tier 1
215319200 | Central HP <5.4 tons | Grandaire | HRCU-A-CB (Split System: Heat Pump with Remote Outdoor Unit-Air-Source) | D5CUHAH48AAK |  |  | D5FUAAH48XAK |  | 48000 | 16.5 | 9.5 | 50000 | 46000 | 92% | 1.9 | 0 | 10.5 |  |  |  | No | R-454B | 4 | Residential & Commercial | Ducted CEE Tier 1
216046600 | Central HP <5.4 tons | ELIOS | HRCU-A-CB (Split System: Heat Pump with Remote Outdoor Unit-Air-Source) | ESHMA48R2AN1 |  |  | EAHMA48R4AS1 |  | 48000 | 16.5 | 9.5 | 50000 | 46000 | 92% | 1.9 | 0 | 10.5 |  |  |  | No | R-454B | 4 | Residential & Commercial | Ducted CEE Tier 1
214061877 | Central HP <5.4 tons | LENNOX | HRCU-A-CB (Split System: Heat Pump with Remote Outdoor Unit-Air-Source) | SL25XPV-024-230A** | ADP |  | HG80936 | SL280UH090XV48B* | 22400 | 22 | 9.3 | 20000 | 20000 | 100% | 1.84 | 0 | 14.5 |  |  |  | No | R-410A | 1.8667 | Residential & Commercial | Ducted CEE Tier 1
214772022 | Central HP <5.4 tons | CARRIER | HRCU-A-CB (Split System: Heat Pump with Remote Outdoor Unit-Air-Source) | 38MURAQ36AB3* | ADP |  | V,C36H210P749 | 59TP6C080V21**20 | 35600 | 16 | 8.1 | 36800 | 34800 | 94.57% | 1.9 | 0 | 10 |  |  |  | No | R-410A | 2.9667 | Residential & Commercial | Ducted CEE Tier 1
210627723 | Central HP <5.4 tons | TGM | HRCU-A-CB (Split System: Heat Pump with Remote Outdoor Unit-Air-Source) | GTS18HN060A |  |  | GTA18H048A |  | 48000 | 17 | 9 | 48000 | 39000 | 81.25% | 1.8 | 11.5 | 11 |  |  |  | No | R-410A | 4 | Residential & Commercial | Ducted CEE Tier 1
216487944 | Central HP <5.4 tons | BRYANT HEATING AND COOLING SYSTEMS | HRCU-A-CB (Split System: Heat Pump with Remote Outdoor Unit-Air-Source) | 293VAN036**AA* | ADP |  | H,PG53*36+TXV | 986TD66100C21*** | 34000 | 20 | 9.5 | 32400 | 25400 | 78.4% | 2.06 | 0 | 12 |  |  |  | No | R-454B | 2.8333 | Residential & Commercial | Ducted CEE Tier 1
214389930 | Central HP <5.4 tons | CARRIER | HRCU-A-CB (Split System: Heat Pump with Remote Outdoor Unit-Air-Source) | 25VNA837A*030* | ADP |  | H,PG53936 | 58TN*B070C14**12 | 32800 | 17 | 8.1 | 30800 | 24600 | 79.87% | 1.98 | 0 | 11 |  |  |  | No | R-410A | 2.7333 | Residential & Commercial | Ducted CEE Tier 1
214862386 | Central HP <5.4 tons | BRYANT HEATING AND COOLING SYSTEMS | HRCU-A-CB (Split System: Heat Pump with Remote Outdoor Unit-Air-Source) | 288BNV037*0**B* | ADP |  | H,CD16936 | 987MC42060C17*** | 31200 | 18 | 8.1 | 31600 | 24200 | 76.58% | 1.84 | 0 | 10.5 |  |  |  | No | R-410A | 2.6 | Residential & Commercial | Ducted CEE Tier 1
214862402 | Central HP <5.4 tons | BRYANT HEATING AND COOLING SYSTEMS | HRCU-A-CB (Split System: Heat Pump with Remote Outdoor Unit-Air-Source) | 288BNV037*0**B* | ADP |  | H,PG81936 | 987MC60060C21*** | 32200 | 17 | 8.1 | 31400 | 24600 | 78.34% | 1.94 | 0 | 11.5 |  |  |  | No | R-410A | 2.6833 | Residential & Commercial | Ducted CEE Tier 1
214862411 | Central HP <5.4 tons | BRYANT HEATING AND COOLING SYSTEMS | HRCU-A-CB (Split System: Heat Pump with Remote Outdoor Unit-Air-Source) | 288BNV037*0**B* | ADP |  | H,PG48936 | 987MC66100C21*** | 32000 | 18 | 8.1 | 30600 | 24200 | 79.08% | 1.98 | 0 | 11.7 |  |  |  | No | R-410A | 2.6667 | Residential & Commercial | Ducted CEE Tier 1
214862363 | Central HP <5.4 tons | BRYANT HEATING AND COOLING SYSTEMS | HRCU-A-CB (Split System: Heat Pump with Remote Outdoor Unit-Air-Source) | 288BNV037*0**A* | ADP |  | H,PG48936 | 987MC60060C21*** | 32200 | 17 | 8.1 | 31400 | 24600 | 78.34% | 1.94 | 0 | 11.5 |  |  |  | No | R-410A | 2.6833 | Residential & Commercial | Ducted CEE Tier 1
214053841 | Central HP <5.4 tons | BOSCH | HRCU-A-C (Split System: Heat Pump with Remote Outdoor Unit with No Indoor Fan --Air Source) | BOVD-36HDN1-M20G |  |  | BMAC4248DNTF |  | 32600 | 15.2 | 9 | 34200 | 24000 | 70.18% | 1.88 | 0 | 11.5 |  |  |  | No | R-410A | 2.7167 | Residential & Commercial | Ducted CEE Tier 1
214862358 | Central HP <5.4 tons | BRYANT HEATING AND COOLING SYSTEMS | HRCU-A-CB (Split System: Heat Pump with Remote Outdoor Unit-Air-Source) | 288BNV037*0**A* | ADP |  | H,PE9J936 | 987MC42080C17*** | 32000 | 17 | 8.1 | 31600 | 24600 | 77.85% | 1.9 | 0 | 11 |  |  |  | No | R-410A | 2.6667 | Residential & Commercial | Ducted CEE Tier 1
214862373 | Central HP <5.4 tons | BRYANT HEATING AND COOLING SYSTEMS | HRCU-A-CB (Split System: Heat Pump with Remote Outdoor Unit-Air-Source) | 288BNV037*0**A* | ADP |  | H,PG35936 | 987MC66100C21*** | 31000 | 18 | 8.1 | 30600 | 24200 | 79.08% | 1.98 | 0 | 11 |  |  |  | No | R-410A | 2.5833 | Residential & Commercial | Ducted CEE Tier 1
214862313 | Central HP <5.4 tons | BRYANT HEATING AND COOLING SYSTEMS | HRCU-A-CB (Split System: Heat Pump with Remote Outdoor Unit-Air-Source) | 288BNV025*0**C* | ADP |  | H,CD12936 | 987MC60060C21*** | 23400 | 16 | 8.1 | 19800 | 16300 | 82.32% | 1.92 | 0 | 10.5 |  |  |  | No | R-410A | 1.95 | Residential & Commercial | Ducted CEE Tier 1
214862338 | Central HP <5.4 tons | BRYANT HEATING AND COOLING SYSTEMS | HRCU-A-CB (Split System: Heat Pump with Remote Outdoor Unit-Air-Source) | 288BNV025*0**C* | ADP |  | H,PE9J936 | 987MC66100C21*** | 23800 | 16 | 8.1 | 19800 | 16200 | 81.82% | 1.96 | 0 | 11 |  |  |  | No | R-410A | 1.9833 | Residential & Commercial | Ducted CEE Tier 1
214862345 | Central HP <5.4 tons | BRYANT HEATING AND COOLING SYSTEMS | HRCU-A-CB (Split System: Heat Pump with Remote Outdoor Unit-Air-Source) | 288BNV025*0**C* | ADP |  | H,PE7J936 | 987MC66120C24*** | 23400 | 16 | 8.1 | 19800 | 16200 | 81.82% | 1.96 | 0 | 10.5 |  |  |  | No | R-410A | 1.95 | Residential & Commercial | Ducted CEE Tier 1
215223128 | Central HP <5.4 tons | BRYANT HEATING AND COOLING SYSTEMS | HRCU-A-CB (Split System: Heat Pump with Remote Outdoor Unit-Air-Source) | 288BNV025*0**C* | ADP |  | H,PE9J936 | 987MB42080C17*** | 23600 | 16 | 8.1 | 20000 | 16300 | 81.5% | 1.92 | 0 | 11 |  |  |  | No | R-410A | 1.9667 | Residential & Commercial | Ducted CEE Tier 1
214862307 | Central HP <5.4 tons | BRYANT HEATING AND COOLING SYSTEMS | HRCU-A-CB (Split System: Heat Pump with Remote Outdoor Unit-Air-Source) | 288BNV025*0**C* | ADP |  | H,CD13936 | 987MC42080C17*** | 23400 | 16 | 8.1 | 19800 | 16300 | 82.32% | 1.96 | 0 | 11 |  |  |  | No | R-410A | 1.95 | Residential & Commercial | Ducted CEE Tier 1
213796970 | Central HP <5.4 tons | BRYANT HEATING AND COOLING SYSTEMS | HRCU-A-CB (Split System: Heat Pump with Remote Outdoor Unit-Air-Source) | 38MURAQ24AB3* | ADP |  | V,C36H***P429+CBPE3A* |  | 23600 | 16 | 8.7 | 24800 | 22600 | 91.13% | 1.86 | 0 | 10 |  |  |  | No | R-410A | 1.9667 | Residential & Commercial | Ducted CEE Tier 1
213312008 | Central HP <5.4 tons | BRYANT HEATING AND COOLING SYSTEMS | HRCU-A-CB (Split System: Heat Pump with Remote Outdoor Unit-Air-Source) | 38MURAQ24AB3* | ADP |  | V36H***P219+CBPE3A* |  | 24000 | 18 | 8.9 | 25000 | 22600 | 90.4% | 1.9 | 0 | 10.5 |  |  |  | No | R-410A | 2 | Residential & Commercial | Ducted CEE Tier 1
215381148 | Central HP <5.4 tons | ZEPHYR | HRCU-A-CB (Split System: Heat Pump with Remote Outdoor Unit-Air-Source) | ZE-660HPA |  |  | AH-660A |  | 57000 | 19 | 9 | 57000 | 42000 | 73.68% | 2.46 | 0 | 11 |  |  |  | No | R-454B | 4.75 | Residential & Commercial | Ducted CEE Tier 1
214771876 | Central HP <5.4 tons | LUXAIRE | HRCU-A-C (Split System: Heat Pump with Remote Outdoor Unit with No Indoor Fan --Air Source) | HH824E2S11 | ADP |  | H,YG1K*36+TXV+TD |  | 23000 | 15.2 | 8.5 | 21400 | 17000 | 79.44% | 2 | 0 | 11 |  |  |  | No | R-454B | 1.9167 | Residential & Commercial | Ducted CEE Tier 1
213258314 | Central HP <5.4 tons | KEEPRITE | HRCU-A-CB (Split System: Heat Pump with Remote Outdoor Unit-Air-Source) | DLCURAH24ABK | ADP |  | H,GG34936 | *96VSN0601412A* | 23600 | 16 | 8.5 | 24200 | 23000 | 95.04% | 1.94 | 0 | 10 |  |  |  | No | R-410A | 1.9667 | Residential & Commercial | Ducted CEE Tier 1
212552560 | Central HP <5.4 tons | DAY & NIGHT | HRCU-A-CB (Split System: Heat Pump with Remote Outdoor Unit-Air-Source) | CVH837GKA** | ADP |  | FG80936 | *80CTL0901716A* | 32400 | 18 | 8.5 | 30800 | 29800 | 96.75% | 2 | 0 | 11.5 |  |  |  | No | R-410A | 2.7 | Residential & Commercial | Ducted CEE Tier 1
212552562 | Central HP <5.4 tons | DAY & NIGHT | HRCU-A-CB (Split System: Heat Pump with Remote Outdoor Unit-Air-Source) | CVH837GKA** | ADP |  | FG82936 | *80CTL0901716A* | 32800 | 18 | 8.5 | 31200 | 30200 | 96.79% | 2 | 0 | 11.5 |  |  |  | No | R-410A | 2.7333 | Residential & Commercial | Ducted CEE Tier 1
204300496 | Central HP <5.4 tons | KEEPRITE | HRCU-A-CB (Split System: Heat Pump with Remote Outdoor Unit-Air-Source) | CVH837GKA** |  |  | EHD4X48AAL+WALLCON | *96CTN1202422A* | 32600 | 17 | 8.1 | 33000 | 24800 | 75.15% | 1.98 | 11 | 11 |  |  |  | No | R-410A | 2.7167 | Residential & Commercial | Ducted CEE Tier 1
204299342 | Central HP <5.4 tons | KEEPRITE | HRCU-A-CB (Split System: Heat Pump with Remote Outdoor Unit-Air-Source) | CVH837GKA** |  |  | EA*4X48L21A*+WALLCON | *97CMN0602120A* | 32200 | 17 | 8.1 | 32800 | 25200 | 76.83% | 1.96 | 11.5 | 11 |  |  |  | No | R-410A | 2.6833 | Residential & Commercial | Ducted CEE Tier 1
214441922 | Central HP <5.4 tons | BRYANT HEATING AND COOLING SYSTEMS | HRCU-A-CB (Split System: Heat Pump with Remote Outdoor Unit-Air-Source) | 284ANV048*0**B* | ADP |  | V,C60H210P179 | 986TD66100C21*** | 44500 | 21 | 9.5 | 44000 | 35800 | 81.36% | 2.26 | 0 | 12 |  |  |  | No | R-410A | 3.7083 | Residential & Commercial | Ducted CEE Tier 1
214855355 | Central HP <5.4 tons | BRYANT HEATING AND COOLING SYSTEMS | HRCU-A-CB (Split System: Heat Pump with Remote Outdoor Unit-Air-Source) | 38MURAQ36AB3* | ADP |  | H,PG48936 | 916SA48080M17*** | 35600 | 16 | 8.1 | 36800 | 34600 | 94.02% | 1.98 | 0 | 10 |  |  |  | No | R-410A | 2.9667 | Residential & Commercial | Ducted CEE Tier 1
214855357 | Central HP <5.4 tons | BRYANT HEATING AND COOLING SYSTEMS | HRCU-A-CB (Split System: Heat Pump with Remote Outdoor Unit-Air-Source) | 38MURAQ36AB3* | ADP |  | H,PG81936 | 916SA48080M17*** | 35400 | 16 | 8.1 | 36800 | 34600 | 94.02% | 1.98 | 0 | 10 |  |  |  | No | R-410A | 2.95 | Residential & Commercial | Ducted CEE Tier 1
215668662 | Central HP <5.4 tons | ARCOAIRE | HRCU-A-CB (Split System: Heat Pump with Remote Outdoor Unit-Air-Source) | H5H0V36*K*AAA* |  |  | EA*5X37M21A*+WALLCON | *80CTL0701716B* | 34400 | 18 | 9 | 35400 | 25200 | 71.19% | 1.9 | 0 | 10 |  |  |  | No | R-454B | 2.8667 | Residential & Commercial | Ducted CEE Tier 1
215430598 | Central HP <5.4 tons | LUXAIRE | HRCU-A-CB (Split System: Heat Pump with Remote Outdoor Unit-Air-Source) | HH836E2S11 | ADP |  | H,YG80(1,2)36+TXV | TM9E080C16MP12 | 33800 | 19 | 8.5 | 31000 | 25800 | 83.23% | 2 | 0 | 11 |  |  |  | No | R-454B | 2.8167 | Residential & Commercial | Ducted CEE Tier 1
214389914 | Central HP <5.4 tons | CARRIER | HRCU-A-CB (Split System: Heat Pump with Remote Outdoor Unit-Air-Source) | 25VNA436A*031* | ADP |  | H,PG9J936 | 58TN*B110C21**20 | 32800 | 20 | 9 | 34800 | 27200 | 78.16% | 2.06 | 0 | 12 |  |  |  | No | R-410A | 2.7333 | Residential & Commercial | Ducted CEE Tier 1
214862409 | Central HP <5.4 tons | BRYANT HEATING AND COOLING SYSTEMS | HRCU-A-CB (Split System: Heat Pump with Remote Outdoor Unit-Air-Source) | 288BNV037*0**B* | ADP |  | H,PG35936 | 987MC66100C21*** | 31000 | 18 | 8.1 | 30600 | 24200 | 79.08% | 1.98 | 0 | 11 |  |  |  | No | R-410A | 2.5833 | Residential & Commercial | Ducted CEE Tier 1
214862410 | Central HP <5.4 tons | BRYANT HEATING AND COOLING SYSTEMS | HRCU-A-CB (Split System: Heat Pump with Remote Outdoor Unit-Air-Source) | 288BNV037*0**B* | ADP |  | H,CD16936 | 987MC66100C21*** | 31400 | 18 | 8.1 | 30600 | 24200 | 79.08% | 1.98 | 0 | 11.5 |  |  |  | No | R-410A | 2.6167 | Residential & Commercial | Ducted CEE Tier 1
215381145 | Central HP <5.4 tons | ZEPHYR | HRCU-A-CB (Split System: Heat Pump with Remote Outdoor Unit-Air-Source) | ZE-624HPA |  |  | AH-624A |  | 24000 | 20 | 10 | 24000 | 20800 | 86.67% | 2.3 | 0 | 12 |  |  |  | No | R-454B | 2 | Residential & Commercial | Ducted CEE Tier 1
215408664 | Central HP <5.4 tons | INNOVAIR | HRCU-A-CB (Split System: Heat Pump with Remote Outdoor Unit-Air-Source) | SHV36H2BB |  |  | SAV36BDA |  | 36000 | 17.3 | 10.3 | 37000 | 39000 | 105.4% | 1.9 | 0 | 11.7 |  |  |  | No | R-454B | 3 | Residential & Commercial | Ducted CEE Tier 1
214389880 | Central HP <5.4 tons | CARRIER | HRCU-A-CB (Split System: Heat Pump with Remote Outdoor Unit-Air-Source) | 25VNA424A*031* | ADP |  | H,PG34936 | 58TN*B090C17**16 | 23600 | 20 | 10.5 | 24800 | 19300 | 77.82% | 2.46 | 0 | 13 |  |  |  | No | R-410A | 1.9667 | Residential & Commercial | Ducted CEE Tier 1
214389878 | Central HP <5.4 tons | CARRIER | HRCU-A-CB (Split System: Heat Pump with Remote Outdoor Unit-Air-Source) | 25VNA424A*031* | ADP |  | H,PG24936 | 58TN*B090C17**16 | 23000 | 20 | 10 | 25400 | 19600 | 77.17% | 2.3 | 0 | 13 |  |  |  | No | R-410A | 1.9167 | Residential & Commercial | Ducted CEE Tier 1
214389895 | Central HP <5.4 tons | CARRIER | HRCU-A-CB (Split System: Heat Pump with Remote Outdoor Unit-Air-Source) | 25VNA424A*031* | ADP |  | H,PG34936 | 58TN*B135C24**22 | 23400 | 20 | 10.5 | 25000 | 19300 | 77.2% | 2.48 | 0 | 13 |  |  |  | No | R-410A | 1.95 | Residential & Commercial | Ducted CEE Tier 1
215224758 | Central HP <5.4 tons | CARRIER | HRCU-A-CB (Split System: Heat Pump with Remote Outdoor Unit-Air-Source) | 25VNA424A*031* | ADP |  | H,PG9J936 | 59MN7C080C17**14 | 23400 | 20 | 10.5 | 25000 | 19400 | 77.6% | 2.46 | 0 | 13 |  |  |  | No | R-410A | 1.95 | Residential & Commercial | Ducted CEE Tier 1
216591071 | Central HP <5.4 tons | KENMORE | HRCU-A-CB (Split System: Heat Pump with Remote Outdoor Unit-Air-Source) | HH860E2S11 |  |  | CTF60D5CHS1+JME18D2SN1 |  | 54000 | 19 | 9 | 53500 | 38500 | 71.96% | 2 | 0 | 12 |  |  |  | No | R-454B | 4.5 | Residential & Commercial | Ducted CEE Tier 1
216591422 | Central HP <5.4 tons | KENMORE | HRCU-A-CB (Split System: Heat Pump with Remote Outdoor Unit-Air-Source) | HH860E2S11 |  |  | CTM60C5CGS1 | Z9ET100C16SMPS1 | 44500 | 19 | 9 | 45500 | 33200 | 72.97% | 2 | 0 | 11 |  |  |  | No | R-454B | 3.7083 | Residential & Commercial | Ducted CEE Tier 1
215434510 | Central HP <5.4 tons | ZEPHYR | HRCU-A-CB (Split System: Heat Pump with Remote Outdoor Unit-Air-Source) | ZE-660HPA |  |  | AH- 660A |  | 57000 | 19 | 9 | 57000 | 42000 | 73.68% | 2.46 | 0 | 11 |  |  |  | No | R-454B | 4.75 | Residential & Commercial | Ducted CEE Tier 1
215319210 | Central HP <5.4 tons | Grandaire | HRCU-A-CB (Split System: Heat Pump with Remote Outdoor Unit-Air-Source) | D5CUHAH30AAK |  |  | D5FUHAH36XAK |  | 30000 | 17.2 | 10.8 | 33000 | 33200 | 100.6% | 1.97 | 0 | 12.1 |  |  |  | No | R-454B | 2.5 | Residential & Commercial | Ducted CEE Tier 1
213311590 | Central HP <5.4 tons | CARRIER | HRCU-A-CB (Split System: Heat Pump with Remote Outdoor Unit-Air-Source) | 38MURAQ24AB3* | ADP |  | C36A***L159+CBPE4B* |  | 24200 | 18 | 9 | 25000 | 22600 | 90.4% | 1.92 | 0 | 10.5 |  |  |  | No | R-410A | 2.0167 | Residential & Commercial | Ducted CEE Tier 1
213311593 | Central HP <5.4 tons | CARRIER | HRCU-A-CB (Split System: Heat Pump with Remote Outdoor Unit-Air-Source) | 38MURAQ24AB3* | ADP |  | PL36H***P449+CBPE3A* |  | 24200 | 18 | 9 | 25000 | 22600 | 90.4% | 1.92 | 0 | 10.5 |  |  |  | No | R-410A | 2.0167 | Residential & Commercial | Ducted CEE Tier 1
215319198 | Central HP <5.4 tons | Grandaire | HRCU-A-CB (Split System: Heat Pump with Remote Outdoor Unit-Air-Source) | D5CUHAH30AAK |  |  | D5FUAAH30XAK |  | 30000 | 16.9 | 10 | 34000 | 32600 | 95.88% | 1.96 | 0 | 11.7 |  |  |  | No | R-454B | 2.5 | Residential & Commercial | Ducted CEE Tier 1
204299142 | Central HP <5.4 tons | KEEPRITE | HRCU-A-CB (Split System: Heat Pump with Remote Outdoor Unit-Air-Source) | CVH837GKA** |  |  | EA*4X42L24A*+WALLCON | *96CTN1002122A* | 31800 | 17.5 | 8.1 | 33000 | 24400 | 73.94% | 1.9 | 12 | 11.5 |  |  |  | No | R-410A | 2.65 | Residential & Commercial | Ducted CEE Tier 1
212969739 | Central HP <5.4 tons | ARCOAIRE | HRCU-A-CB (Split System: Heat Pump with Remote Outdoor Unit-Air-Source) | DLCURAH24ABK |  |  | EA*4X24L17A* | *80VSL0451412B* | 23200 | 17 | 8.5 | 26800 | 27000 | 100.7% | 2.3 | 0 | 10 |  |  |  | No | R-410A | 1.9333 | Residential & Commercial | Ducted CEE Tier 1
212969789 | Central HP <5.4 tons | ARCOAIRE | HRCU-A-CB (Split System: Heat Pump with Remote Outdoor Unit-Air-Source) | DLCURAH24ABK |  |  | EA*4X37L17A* | *80VSL0451412B* | 24200 | 17 | 8.5 | 25200 | 22000 | 87.3% | 1.84 | 0 | 10 |  |  |  | No | R-410A | 2.0167 | Residential & Commercial | Ducted CEE Tier 1
214862309 | Central HP <5.4 tons | BRYANT HEATING AND COOLING SYSTEMS | HRCU-A-CB (Split System: Heat Pump with Remote Outdoor Unit-Air-Source) | 288BNV025*0**C* | ADP |  | H,PE7J936 | 987MC42080C17*** | 23600 | 16 | 8.1 | 20000 | 16300 | 81.5% | 1.94 | 0 | 10.5 |  |  |  | No | R-410A | 1.9667 | Residential & Commercial | Ducted CEE Tier 1
210473443 | Central HP <5.4 tons | KEEPRITE | HRCU-A-CB (Split System: Heat Pump with Remote Outdoor Unit-Air-Source) | CVH825GKA3* |  |  | EA*4X48L24A*+WALLCON | *95CSU0802120A* | 24200 | 17 | 8.1 | 21000 | 16500 | 78.57% | 2.02 | 0 | 11 |  |  |  | No | R-410A | 2.0167 | Residential & Commercial | Ducted CEE Tier 1
210473509 | Central HP <5.4 tons | KEEPRITE | HRCU-A-CB (Split System: Heat Pump with Remote Outdoor Unit-Air-Source) | CVH825GKA3* |  |  | EA*4X48L24A*+WALLCON | *97CMN1202422A* | 24000 | 16.5 | 8.1 | 21000 | 16600 | 79.05% | 2.02 | 0 | 11 |  |  |  | No | R-410A | 2 | Residential & Commercial | Ducted CEE Tier 1
210473945 | Central HP <5.4 tons | KEEPRITE | HRCU-A-CB (Split System: Heat Pump with Remote Outdoor Unit-Air-Source) | CVH825GKA3* |  |  | EN(A,D,W)4X48L21**+WALLCON | *80CSU1002120A* | 24000 | 16.5 | 8.1 | 21400 | 16600 | 77.57% | 2 | 0 | 11 |  |  |  | No | R-410A | 2 | Residential & Commercial | Ducted CEE Tier 1
210473234 | Central HP <5.4 tons | KEEPRITE | HRCU-A-CB (Split System: Heat Pump with Remote Outdoor Unit-Air-Source) | CVH825GKA3* |  |  | EA*4X43L21A*+WALLCON | *96CTN1002122A* | 24400 | 16.5 | 8.5 | 21200 | 16600 | 78.3% | 2.04 | 0 | 11 |  |  |  | No | R-410A | 2.0333 | Residential & Commercial | Ducted CEE Tier 1
210473091 | Central HP <5.4 tons | KEEPRITE | HRCU-A-CB (Split System: Heat Pump with Remote Outdoor Unit-Air-Source) | CVH825GKA3* |  |  | EA*4X43L21A*+WALLCON | *95CSU0601716A* | 24400 | 16.5 | 8.1 | 21200 | 16700 | 78.77% | 2.02 | 0 | 10.5 |  |  |  | No | R-410A | 2.0333 | Residential & Commercial | Ducted CEE Tier 1
214671428 | Central HP <5.4 tons | LENNOX | HRCU-A-CB (Split System: Heat Pump with Remote Outdoor Unit-Air-Source) | SL25XPV-024-230A** | ADP |  | L*25/37Z9 | EL297UH045XV36B* | 22600 | 22 | 9.5 | 19600 | 19600 | 100% | 1.96 | 0 | 14 |  |  |  | No | R-410A | 1.8833 | Residential & Commercial | Ducted CEE Tier 1
214061873 | Central HP <5.4 tons | LENNOX | HRCU-A-CB (Split System: Heat Pump with Remote Outdoor Unit-Air-Source) | SL25XPV-024-230A** | ADP |  | HG80936 | EL296UH070XV36B* | 22200 | 23 | 9.2 | 20000 | 20000 | 100% | 1.84 | 0 | 14 |  |  |  | No | R-410A | 1.85 | Residential & Commercial | Ducted CEE Tier 1
214061874 | Central HP <5.4 tons | LENNOX | HRCU-A-CB (Split System: Heat Pump with Remote Outdoor Unit-Air-Source) | SL25XPV-024-230A** | ADP |  | HG80936 | SL280UH080NV48B* | 22200 | 21 | 9.1 | 19800 | 20200 | 102% | 1.84 | 0 | 14 |  |  |  | No | R-410A | 1.85 | Residential & Commercial | Ducted CEE Tier 1
210596808 | Central HP <5.4 tons | KEEPRITE | HRCU-A-CB (Split System: Heat Pump with Remote Outdoor Unit-Air-Source) | CVH825GKA2* |  |  | EA*4X48L21A*+WALLCON | *80CSU0401712A* | 24200 | 17 | 8.1 | 21000 | 16500 | 78.57% | 2.02 | 0 | 11 |  |  |  | No | R-410A | 2.0167 | Residential & Commercial | Ducted CEE Tier 1
210596979 | Central HP <5.4 tons | KEEPRITE | HRCU-A-CB (Split System: Heat Pump with Remote Outdoor Unit-Air-Source) | CVH825GKA2* |  |  | EHD4X48AAL+WALLCON | *96CTN0801714A* | 24200 | 16 | 8.1 | 21400 | 16700 | 78.04% | 2 | 0 | 10.5 |  |  |  | No | R-410A | 2.0167 | Residential & Commercial | Ducted CEE Tier 1
214671437 | Central HP <5.4 tons | LENNOX | HRCU-A-CB (Split System: Heat Pump with Remote Outdoor Unit-Air-Source) | SL25XPV-024-230A** | ADP |  | L*24/36Z9 | SL297UH060NV36B* | 22400 | 22 | 9.5 | 19600 | 19600 | 100% | 1.96 | 0 | 14 |  |  |  | No | R-410A | 1.8667 | Residential & Commercial | Ducted CEE Tier 1
213492155 | Central HP <5.4 tons | PolarWave | HRCU-A-C (Split System: Heat Pump with Remote Outdoor Unit with No Indoor Fan --Air Source) | ACIQ-36-HPC |  |  | ACIQ-36-ACL |  | 35000 | 15.2 | 8.5 | 36000 | 30000 | 83.33% | 1.8 | 0 | 10 |  |  |  | No | R-410A | 2.9167 | Residential & Commercial | Ducted CEE Tier 1
210596910 | Central HP <5.4 tons | KEEPRITE | HRCU-A-CB (Split System: Heat Pump with Remote Outdoor Unit-Air-Source) | CVH825GKA2* |  |  | EHD4X42AAL+WALLCON | *95CSU0802120A* | 24200 | 16 | 8.1 | 21400 | 16600 | 77.57% | 2 | 0 | 11 |  |  |  | No | R-410A | 2.0167 | Residential & Commercial | Ducted CEE Tier 1
210596661 | Central HP <5.4 tons | KEEPRITE | HRCU-A-CB (Split System: Heat Pump with Remote Outdoor Unit-Air-Source) | CVH825GKA2* |  |  | EA*4X42L21A*+WALLCON | *80CTL0451712A* | 23600 | 16.5 | 8.1 | 21600 | 16800 | 77.78% | 1.94 | 0 | 10.5 |  |  |  | No | R-410A | 1.9667 | Residential & Commercial | Ducted CEE Tier 1
211245489 | Central HP <5.4 tons | KEEPRITE | HRCU-A-CB (Split System: Heat Pump with Remote Outdoor Unit-Air-Source) | DLCURAH24ABK |  |  | EN(A,D)4X36L21** | *80VTL0902120A* | 23800 | 16.5 | 8.1 | 26000 | 23200 | 89.23% | 1.92 | 0 | 10.5 |  |  |  | No | R-410A | 1.9833 | Residential & Commercial | Ducted CEE Tier 1
211245352 | Central HP <5.4 tons | KEEPRITE | HRCU-A-CB (Split System: Heat Pump with Remote Outdoor Unit-Air-Source) | DLCURAH24ABK |  |  | EN(A,D)4X36L21** | *96VSN0801716A* | 24200 | 16.5 | 8.1 | 26200 | 23000 | 87.79% | 1.9 | 0 | 10.5 |  |  |  | No | R-410A | 2.0167 | Residential & Commercial | Ducted CEE Tier 1
210597445 | Central HP <5.4 tons | KEEPRITE | HRCU-A-CB (Split System: Heat Pump with Remote Outdoor Unit-Air-Source) | CVH837GKA** |  |  | EA*4X61L21A*+WALLCON | *97CMN1002122A* | 33200 | 17.5 | 8.5 | 32000 | 24800 | 77.5% | 2 | 0 | 12 |  |  |  | No | R-410A | 2.7667 | Residential & Commercial | Ducted CEE Tier 1
215680007 | Central HP <5.4 tons | ARCOAIRE | HRCU-A-CB (Split System: Heat Pump with Remote Outdoor Unit-Air-Source) | H5H0V36*K*AAA* |  |  | ESH5X60M12A*+WALLCON | *97CTN1202422A* | 34600 | 16.5 | 8.5 | 34600 | 24800 | 71.68% | 1.92 | 0 | 10 |  |  |  | No | R-454B | 2.8833 | Residential & Commercial | Ducted CEE Tier 1
214862304 | Central HP <5.4 tons | BRYANT HEATING AND COOLING SYSTEMS | HRCU-A-CB (Split System: Heat Pump with Remote Outdoor Unit-Air-Source) | 288BNV025*0**C* | ADP |  | H,CD12936 | 987MC42080C17*** | 23400 | 16 | 8.1 | 20000 | 16300 | 81.5% | 1.9 | 0 | 10.5 |  |  |  | No | R-410A | 1.95 | Residential & Commercial | Ducted CEE Tier 1
214862311 | Central HP <5.4 tons | BRYANT HEATING AND COOLING SYSTEMS | HRCU-A-CB (Split System: Heat Pump with Remote Outdoor Unit-Air-Source) | 288BNV025*0**C* | ADP |  | H,PE9J936 | 987MC42080C17*** | 23600 | 16 | 8.1 | 19800 | 16300 | 82.32% | 1.96 | 0 | 11 |  |  |  | No | R-410A | 1.9667 | Residential & Commercial | Ducted CEE Tier 1
214862329 | Central HP <5.4 tons | BRYANT HEATING AND COOLING SYSTEMS | HRCU-A-CB (Split System: Heat Pump with Remote Outdoor Unit-Air-Source) | 288BNV025*0**C* | ADP |  | H,PE9J936 | 987MC60080C21*** | 23800 | 16 | 8.1 | 19800 | 16300 | 82.32% | 1.96 | 0 | 11 |  |  |  | No | R-410A | 1.9833 | Residential & Commercial | Ducted CEE Tier 1
214862305 | Central HP <5.4 tons | BRYANT HEATING AND COOLING SYSTEMS | HRCU-A-CB (Split System: Heat Pump with Remote Outdoor Unit-Air-Source) | 288BNV025*0**C* | ADP |  | H,PG35936 | 987MC42080C17*** | 23600 | 16 | 8.1 | 19800 | 16300 | 82.32% | 1.96 | 0 | 11 |  |  |  | No | R-410A | 1.9667 | Residential & Commercial | Ducted CEE Tier 1
215679537 | Central HP <5.4 tons | ARCOAIRE | HRCU-A-CB (Split System: Heat Pump with Remote Outdoor Unit-Air-Source) | H5H0V36*K*AAA* |  |  | EA*5X48M21A*+WALLCON | *97CTN0802120A* | 33800 | 18 | 9 | 35000 | 25000 | 71.43% | 1.88 | 0 | 10 |  |  |  | No | R-454B | 2.8167 | Residential & Commercial | Ducted CEE Tier 1
215679607 | Central HP <5.4 tons | ARCOAIRE | HRCU-A-CB (Split System: Heat Pump with Remote Outdoor Unit-Air-Source) | H5H0V36*K*AAA* |  |  | EA*5X61M21A*+WALLCON | *80CSU0401712B* | 35000 | 18 | 9 | 34400 | 24800 | 72.09% | 1.92 | 0 | 10 |  |  |  | No | R-454B | 2.9167 | Residential & Commercial | Ducted CEE Tier 1
216591570 | Central HP <5.4 tons | KENMORE | HRCU-A-CB (Split System: Heat Pump with Remote Outdoor Unit-Air-Source) | HH860E2S11 |  |  | JSC60D5CJ2SS1 |  | 53000 | 19 | 8.5 | 54000 | 39000 | 72.22% | 2 | 0 | 11 |  |  |  | No | R-454B | 4.4167 | Residential & Commercial | Ducted CEE Tier 1
216591785 | Central HP <5.4 tons | KENMORE | HRCU-A-CB (Split System: Heat Pump with Remote Outdoor Unit-Air-Source) | HH860E2S11 |  |  | CTM60D5CHS1+JME18D2SN1 |  | 54000 | 19 | 9 | 53500 | 38500 | 71.96% | 2 | 0 | 12 |  |  |  | No | R-454B | 4.5 | Residential & Commercial | Ducted CEE Tier 1
215570367 | Central HP <5.4 tons | PolarWave | HRCU-A-CB (Split System: Heat Pump with Remote Outdoor Unit-Air-Source) | ACIQ-30-HPB |  |  | ACIQ-30-AHB |  | 30000 | 16.2 | 8.9 | 33000 | 24000 | 72.73% | 1.8 | 11 | 10 |  |  |  | No | R-410A | 2.5 | Residential & Commercial | Ducted CEE Tier 1
213433288 | Central HP <5.4 tons | PolarWave | HRCU-A-CB (Split System: Heat Pump with Remote Outdoor Unit-Air-Source) | ACIQ-30-HPB |  |  | ACIQ-30W-WM |  | 30000 | 16.9 | 9 | 31000 | 25000 | 80.65% | 1.8 | 0 | 10 |  |  |  | No | R-410A | 2.5 | Residential & Commercial | Ducted CEE Tier 1
216591725 | Central HP <5.4 tons | KENMORE | HRCU-A-CB (Split System: Heat Pump with Remote Outdoor Unit-Air-Source) | HH860E2S11 |  |  | CTF60C5CGS1 | Z9ET100C16SMPS1 | 44500 | 19 | 9 | 45500 | 33200 | 72.97% | 2 | 0 | 11 |  |  |  | No | R-454B | 3.7083 | Residential & Commercial | Ducted CEE Tier 1
215731276 | Central HP <5.4 tons | COLEMAN | HRCU-A-CB (Split System: Heat Pump with Remote Outdoor Unit-Air-Source) | HH860E2S11 | ADP |  | FE*TT4*60+TXV |  | 46000 | 19 | 9 | 44000 | 33600 | 76.36% | 2.1 | 0 | 12 |  |  |  | No | R-454B | 3.8333 | Residential & Commercial | Ducted CEE Tier 1
214648676 | Central HP <5.4 tons | TEXANAIR | HRCU-A-CB (Split System: Heat Pump with Remote Outdoor Unit-Air-Source) | TEXAN030HHCU1 |  |  | TEXAN030AHU1 |  | 30000 | 16.2 | 8.9 | 33000 | 24000 | 72.73% | 1.8 | 11 | 10 |  |  |  | No | R-410A | 2.5 | Residential & Commercial | Ducted CEE Tier 1
214440959 | Central HP <5.4 tons | CARRIER | HRCU-A-CB (Split System: Heat Pump with Remote Outdoor Unit-Air-Source) | 25VNA424A*031* | ADP |  | H,PG53936 | 59TN6C100C21**22 | 24200 | 20 | 10.5 | 24800 | 19200 | 77.42% | 2.56 | 0 | 13.5 |  |  |  | No | R-410A | 2.0167 | Residential & Commercial | Ducted CEE Tier 1
210470570 | Central HP <5.4 tons | KENMORE | HRCU-A-CB (Split System: Heat Pump with Remote Outdoor Unit-Air-Source) | (C,H,T)VH837GKA2* |  |  | EA*4X61L24A*+WALLCON | *80CTL1352422A* | 33200 | 18 | 8.5 | 32000 | 24800 | 77.5% | 2.02 | 0 | 12 |  |  |  | No | R-410A | 2.7667 | Residential & Commercial | Ducted CEE Tier 1
210470166 | Central HP <5.4 tons | KENMORE | HRCU-A-CB (Split System: Heat Pump with Remote Outdoor Unit-Air-Source) | (C,H,T)VH837GKA2* |  |  | EA*4X42L21A*+WALLCON | *80CSU1002120A* | 31800 | 17 | 8.1 | 33200 | 24400 | 73.49% | 1.88 | 0 | 11 |  |  |  | No | R-410A | 2.65 | Residential & Commercial | Ducted CEE Tier 1
212970739 | Central HP <5.4 tons | ARCOAIRE | HRCU-A-CB (Split System: Heat Pump with Remote Outdoor Unit-Air-Source) | DLCURAH36ABK |  |  | EN(A,D)4X48L24** | *80VSL0902120B* | 36000 | 16.5 | 8.1 | 38000 | 35000 | 92.11% | 2 | 0 | 10 |  |  |  | No | R-410A | 3 | Residential & Commercial | Ducted CEE Tier 1
212970389 | Central HP <5.4 tons | ARCOAIRE | HRCU-A-CB (Split System: Heat Pump with Remote Outdoor Unit-Air-Source) | DLCURAH36ABK |  |  | EA*4X37L17A* | *80VSL0701716B* | 36000 | 15.5 | 8.1 | 38500 | 35000 | 90.91% | 2 | 0 | 10 |  |  |  | No | R-410A | 3 | Residential & Commercial | Ducted CEE Tier 1
212969939 | Central HP <5.4 tons | ARCOAIRE | HRCU-A-CB (Split System: Heat Pump with Remote Outdoor Unit-Air-Source) | DLCURAH36ABK |  |  | EA*4X37L17A* | *80VSL0451412B* | 36000 | 15.5 | 8.5 | 38500 | 35000 | 90.91% | 2 | 0 | 10 |  |  |  | No | R-410A | 3 | Residential & Commercial | Ducted CEE Tier 1
211206967 | Central HP <5.4 tons | FRASER-JOHNSTON | HRCU-A-CB (Split System: Heat Pump with Remote Outdoor Unit-Air-Source) | HL20B4821 |  |  | XAMC48HE3N1+CC | TPLC100C20MP13 | 43500 | 19 | 9 | 44500 | 36200 | 81.35% | 2.14 | 0 | 12 |  |  |  | No | R-410A | 3.625 | Residential & Commercial | Ducted CEE Tier 1
215319201 | Central HP <5.4 tons | Grandaire | HRCU-A-CB (Split System: Heat Pump with Remote Outdoor Unit-Air-Source) | D5CUHAH60AAK |  |  | D5FUAAH60XAK |  | 54000 | 16 | 9 | 56000 | 52000 | 92.86% | 1.8 | 0 | 10 |  |  |  | No | R-454B | 4.5 | Residential & Commercial | Ducted CEE Tier 1
211227454 | Central HP <5.4 tons | KEEPRITE | HRCU-A-CB (Split System: Heat Pump with Remote Outdoor Unit-Air-Source) | DLCURAH36ABK |  |  | EA*4X42L21A* | *80ESU1002120A* | 35400 | 16 | 8.1 | 38500 | 35000 | 90.91% | 1.88 | 0 | 10 |  |  |  | No | R-410A | 2.95 | Residential & Commercial | Ducted CEE Tier 1
214671324 | Central HP <5.4 tons | LENNOX | HRCU-A-CB (Split System: Heat Pump with Remote Outdoor Unit-Air-Source) | EL22XPV-024-230A** | ADP |  | L*24/36Z9 | ML180UH045XE36A* | 23400 | 21 | 8.5 | 21200 | 14900 | 70.28% | 1.86 | 0 | 13.5 |  |  |  | No | R-410A | 1.95 | Residential & Commercial | Ducted CEE Tier 1
211206898 | Central HP <5.4 tons | FRASER-JOHNSTON | HRCU-A-CB (Split System: Heat Pump with Remote Outdoor Unit-Air-Source) | HL20B3621 |  |  | XAMB36DE2N1+CC | TPLC080B12MP13 | 32600 | 18 | 8.5 | 34400 | 29600 | 86.05% | 1.94 | 0 | 11.7 |  |  |  | No | R-410A | 2.7167 | Residential & Commercial | Ducted CEE Tier 1
215940478 | Central HP <5.4 tons | ARCOAIRE | HRCU-A-CB (Split System: Heat Pump with Remote Outdoor Unit-Air-Source) | H5H3V36*K*AAA* |  |  | EVM5X60M24A*+WALLCON | *97CTN0802120A* | 35400 | 21.5 | 8.5 | 38000 | 28600 | 75.26% | 2.04 | 0 | 12 |  |  |  | No | R-454B | 2.95 | Residential & Commercial | Ducted CEE Tier 1
215939608 | Central HP <5.4 tons | ARCOAIRE | HRCU-A-CB (Split System: Heat Pump with Remote Outdoor Unit-Air-Source) | H5H3V36*K*AAA* |  |  | EA*5X36M17A*+WALLCON | *80CSU0401712B* | 32400 | 19.5 | 9.5 | 35000 | 26800 | 76.57% | 2 | 0 | 11 |  |  |  | No | R-454B | 2.7 | Residential & Commercial | Ducted CEE Tier 1
215939678 | Central HP <5.4 tons | ARCOAIRE | HRCU-A-CB (Split System: Heat Pump with Remote Outdoor Unit-Air-Source) | H5H3V36*K*AAA* |  |  | EA*5X42M21A*+WALLCON | *97CTN0601716A* | 32400 | 19 | 9 | 35600 | 27400 | 76.97% | 1.88 | 0 | 10.5 |  |  |  | No | R-454B | 2.7 | Residential & Commercial | Ducted CEE Tier 1
216591722 | Central HP <5.4 tons | KENMORE | HRCU-A-CB (Split System: Heat Pump with Remote Outdoor Unit-Air-Source) | HH836E2S11 |  |  | CTM36B5CDS1 | Z8ES080B12SMPS1 | 33600 | 18 | 8.5 | 31200 | 25600 | 82.05% | 2 | 0 | 11 |  |  |  | No | R-454B | 2.8 | Residential & Commercial | Ducted CEE Tier 1
216591723 | Central HP <5.4 tons | KENMORE | HRCU-A-CB (Split System: Heat Pump with Remote Outdoor Unit-Air-Source) | HH836E2S11 |  |  | CTM36C5CDS1+JME16C2SN1 |  | 33400 | 19 | 9 | 30400 | 24800 | 81.58% | 2 | 0 | 12 |  |  |  | No | R-454B | 2.7833 | Residential & Commercial | Ducted CEE Tier 1
216591724 | Central HP <5.4 tons | KENMORE | HRCU-A-CB (Split System: Heat Pump with Remote Outdoor Unit-Air-Source) | HH836E2S11 |  |  | CTF36C5CDS1 | Z8ES080C20SMPS1 | 34200 | 18 | 8.5 | 32000 | 26400 | 82.5% | 2 | 0 | 11 |  |  |  | No | R-454B | 2.85 | Residential & Commercial | Ducted CEE Tier 1
216591805 | Central HP <5.4 tons | KENMORE | HRCU-A-CB (Split System: Heat Pump with Remote Outdoor Unit-Air-Source) | HH836E2S11 |  |  | JHE36C5CD2SS1 |  | 33800 | 19 | 8.5 | 31000 | 25000 | 80.65% | 2 | 0 | 11.7 |  |  |  | No | R-454B | 2.8167 | Residential & Commercial | Ducted CEE Tier 1
216591823 | Central HP <5.4 tons | KENMORE | HRCU-A-CB (Split System: Heat Pump with Remote Outdoor Unit-Air-Source) | HH836E2S11 |  |  | CTM36C5CDS1 | Z8ES100C20SMPS1 | 34400 | 18 | 8.5 | 32000 | 26200 | 81.88% | 2 | 0 | 11 |  |  |  | No | R-454B | 2.8667 | Residential & Commercial | Ducted CEE Tier 1
216591924 | Central HP <5.4 tons | KENMORE | HRCU-A-CB (Split System: Heat Pump with Remote Outdoor Unit-Air-Source) | HH836E2S11 |  |  | CTU48C5XFS1+TXV | Z9ET080C16SMPS1 | 33800 | 19 | 9.5 | 32400 | 24200 | 74.69% | 2 | 0 | 11 |  |  |  | No | R-454B | 2.8167 | Residential & Commercial | Ducted CEE Tier 1
210474589 | Central HP <5.4 tons | KENMORE | HRCU-A-CB (Split System: Heat Pump with Remote Outdoor Unit-Air-Source) | (C,H,T)VH825GKA3* |  |  | EHD4X48AAL+WALLCON | *97CMN0801714A* | 24200 | 16 | 8.1 | 21400 | 16700 | 78.04% | 2 | 0 | 10.5 |  |  |  | No | R-410A | 2.0167 | Residential & Commercial | Ducted CEE Tier 1
210474446 | Central HP <5.4 tons | KENMORE | HRCU-A-CB (Split System: Heat Pump with Remote Outdoor Unit-Air-Source) | (C,H,T)VH825GKA3* |  |  | EHD4X48AAL+WALLCON | *95CSU0601716A* | 24200 | 16 | 8.1 | 21400 | 16700 | 78.04% | 2 | 0 | 10.5 |  |  |  | No | R-410A | 2.0167 | Residential & Commercial | Ducted CEE Tier 1
214570696 | Central HP <5.4 tons | KENMORE | HRCU-A-CB (Split System: Heat Pump with Remote Outdoor Unit-Air-Source) | (C,H,T)VH825GKA3* |  |  | EA*4X48L21A*+WALLCON | *95CSU1002122B* | 24000 | 17 | 8.5 | 21000 | 16500 | 78.57% | 2.02 | 0 | 11 |  |  |  | No | R-410A | 2 | Residential & Commercial | Ducted CEE Tier 1
214826085 | Central HP <5.4 tons | CHAMPION HEATING AND COOLING | HRCU-A-CB (Split System: Heat Pump with Remote Outdoor Unit-Air-Source) | HH824E2S11 | ADP |  | H,YG9J*36+TXV+AEFE4B* |  | 24000 | 19 | 9.5 | 22400 | 16600 | 74.11% | 2.1 | 0 | 12 |  |  |  | No | R-454B | 2 | Residential & Commercial | Ducted CEE Tier 1
216591590 | Central HP <5.4 tons | KENMORE | HRCU-A-CB (Split System: Heat Pump with Remote Outdoor Unit-Air-Source) | HH824E2S11 |  |  | CTU36B5XDS1+TXV | Z8ES080B12SMPS1 | 23000 | 19 | 9.5 | 23000 | 18600 | 80.87% | 2 | 0 | 12 |  |  |  | No | R-454B | 1.9167 | Residential & Commercial | Ducted CEE Tier 1
216591622 | Central HP <5.4 tons | KENMORE | HRCU-A-CB (Split System: Heat Pump with Remote Outdoor Unit-Air-Source) | HH824E2S11 |  |  | CTU36B5XDS1+TXV | Z9ET060B12SMPS1 | 23000 | 18 | 9.5 | 23000 | 18300 | 79.57% | 2 | 0 | 12 |  |  |  | No | R-454B | 1.9167 | Residential & Commercial | Ducted CEE Tier 1
216591656 | Central HP <5.4 tons | KENMORE | HRCU-A-CB (Split System: Heat Pump with Remote Outdoor Unit-Air-Source) | HH824E2S11 |  |  | CTU30B5XCS1+JME08B2SN1+TXV |  | 23000 | 19 | 9.5 | 23000 | 18500 | 80.43% | 2 | 0 | 12 |  |  |  | No | R-454B | 1.9167 | Residential & Commercial | Ducted CEE Tier 1
216591822 | Central HP <5.4 tons | KENMORE | HRCU-A-CB (Split System: Heat Pump with Remote Outdoor Unit-Air-Source) | HH824E2S11 |  |  | CTU36B5XDS1+JME12B2SN1+TXV |  | 23000 | 19 | 9.5 | 23000 | 18500 | 80.43% | 2 | 0 | 12 |  |  |  | No | R-454B | 1.9167 | Residential & Commercial | Ducted CEE Tier 1
215853310 | Central HP <5.4 tons | FRASER-JOHNSTON | HRCU-A-CB (Split System: Heat Pump with Remote Outdoor Unit-Air-Source) | HH824E2S11 |  |  | CTM30B5ACS1+JMVT12BC2N1 |  | 23000 | 18 | 9.5 | 23000 | 19000 | 82.61% | 2 | 0 | 12 |  |  |  | No | R-454B | 1.9167 | Residential & Commercial | Ducted CEE Tier 1
215319212 | Central HP <5.4 tons | Grandaire | HRCU-A-CB (Split System: Heat Pump with Remote Outdoor Unit-Air-Source) | D5CSHAH18AAK |  |  | D5FSAAH18XBK |  | 18000 | 18.2 | 10.1 | 19500 | 18000 | 92.31% | 2.2 | 0 | 12 |  |  |  | No | R-454B | 1.5 | Residential & Commercial | Ducted CEE Tier 1
216046599 | Central HP <5.4 tons | ELIOS | HRCU-A-CB (Split System: Heat Pump with Remote Outdoor Unit-Air-Source) | ESHMA36R2AN1 |  |  | EAHMA36R4AS1 |  | 36000 | 16.5 | 8.2 | 37000 | 32000 | 86.49% | 1.85 | 0 | 10 |  |  |  | No | R-454B | 3 | Residential & Commercial | Ducted CEE Tier 1
216046597 | Central HP <5.4 tons | ELIOS | HRCU-A-CB (Split System: Heat Pump with Remote Outdoor Unit-Air-Source) | ESHMA24R2AN1 |  |  | EAHMA24R4AS1 |  | 23000 | 18.3 | 10 | 24000 | 21600 | 90% | 1.87 | 0 | 11.7 |  |  |  | No | R-454B | 1.9167 | Residential & Commercial | Ducted CEE Tier 1
213433283 | Central HP <5.4 tons | PolarWave | HRCU-A-CB (Split System: Heat Pump with Remote Outdoor Unit-Air-Source) | ACIQ-24-EHPB |  |  | ACIQ-24W-WM |  | 24000 | 17 | 10.2 | 26000 | 19400 | 74.62% | 2.33 | 0 | 10.5 |  |  |  | No | R-410A | 2 | Residential & Commercial | Ducted CEE Tier 1
214389928 | Central HP <5.4 tons | CARRIER | HRCU-A-CB (Split System: Heat Pump with Remote Outdoor Unit-Air-Source) | 25VNA448A*031* | ADP |  | H,PG48960 | 58TN*B135C24**22 | 45000 | 21 | 9.5 | 43500 | 35600 | 81.84% | 2.36 | 0 | 11.7 |  |  |  | No | R-410A | 3.75 | Residential & Commercial | Ducted CEE Tier 1
213433276 | Central HP <5.4 tons | PolarWave | HRCU-A-CB (Split System: Heat Pump with Remote Outdoor Unit-Air-Source) | ACIQ-24-EHPB |  |  | ACIQ-24-AHB |  | 24000 | 17 | 9.2 | 26000 | 19400 | 74.62% | 2.1 | 11.3 | 10.5 |  |  |  | No | R-410A | 2 | Residential & Commercial | Ducted CEE Tier 1
215674368 | Central HP <5.4 tons | ARCOAIRE | HRCU-A-CB (Split System: Heat Pump with Remote Outdoor Unit-Air-Source) | H5H0V48*K*AAA* |  |  | EA*5X61M21A*+WALLCON | *80CTL0902120B* | 46000 | 18.5 | 9 | 47500 | 33600 | 70.74% | 2.06 | 0 | 10 |  |  |  | No | R-454B | 3.8333 | Residential & Commercial | Ducted CEE Tier 1
215674418 | Central HP <5.4 tons | ARCOAIRE | HRCU-A-CB (Split System: Heat Pump with Remote Outdoor Unit-Air-Source) | H5H0V48*K*AAA* |  |  | EA*5X61M21A*+WALLCON | *97CMN0802120B* | 46000 | 18 | 9 | 48000 | 33800 | 70.42% | 2.08 | 0 | 10 |  |  |  | No | R-454B | 3.8333 | Residential & Commercial | Ducted CEE Tier 1
215674268 | Central HP <5.4 tons | ARCOAIRE | HRCU-A-CB (Split System: Heat Pump with Remote Outdoor Unit-Air-Source) | H5H0V48*K*AAA* |  |  | EA*5X60M24A*+WALLCON | *97CMN1202422B* | 45000 | 18 | 9 | 47500 | 33600 | 70.74% | 2.06 | 0 | 10 |  |  |  | No | R-454B | 3.75 | Residential & Commercial | Ducted CEE Tier 1
214271724 | Central HP <5.4 tons | CARRIER | HRCU-A-CB (Split System: Heat Pump with Remote Outdoor Unit-Air-Source) | 25VNA448A*031* | ADP |  | PL60H210P299 | 58TN*B070C17**16 | 43500 | 20 | 9.5 | 44500 | 36400 | 81.8% | 2.32 | 0 | 10.5 |  |  |  | No | R-410A | 3.625 | Residential & Commercial | Ducted CEE Tier 1
211227189 | Central HP <5.4 tons | KEEPRITE | HRCU-A-CB (Split System: Heat Pump with Remote Outdoor Unit-Air-Source) | DLCURAH36ABK |  |  | EA*4X37L21A* | *96VTN0802120A* | 37000 | 15.5 | 8.5 | 38500 | 35000 | 90.91% | 2.1 | 0 | 10 |  |  |  | No | R-410A | 3.0833 | Residential & Commercial | Ducted CEE Tier 1
211227020 | Central HP <5.4 tons | KEEPRITE | HRCU-A-CB (Split System: Heat Pump with Remote Outdoor Unit-Air-Source) | DLCURAH36ABK |  |  | EA*4X37L21A* | *92ESN0802120A* | 37400 | 16 | 8.5 | 38500 | 34800 | 90.39% | 2.14 | 0 | 10 |  |  |  | No | R-410A | 3.1167 | Residential & Commercial | Ducted CEE Tier 1
213433289 | Central HP <5.4 tons | PolarWave | HRCU-A-CB (Split System: Heat Pump with Remote Outdoor Unit-Air-Source) | ACIQ-36-HPB |  |  | ACIQ-36W-WM |  | 36000 | 17.6 | 9.2 | 38000 | 33400 | 87.89% | 1.81 | 0 | 10.2 |  |  |  | No | R-410A | 3 | Residential & Commercial | Ducted CEE Tier 1
214389929 | Central HP <5.4 tons | CARRIER | HRCU-A-CB (Split System: Heat Pump with Remote Outdoor Unit-Air-Source) | 25VNA837A*030* | ADP |  | H,PG53936 | 58TN*B045C17**12 | 32600 | 17 | 8.5 | 31600 | 25200 | 79.75% | 1.96 | 0 | 11 |  |  |  | No | R-410A | 2.7167 | Residential & Commercial | Ducted CEE Tier 1
210473103 | Central HP <5.4 tons | KENMORE | HRCU-A-CB (Split System: Heat Pump with Remote Outdoor Unit-Air-Source) | (C,H,T)VH825GKA3* |  |  | EA*4X43L21A*+WALLCON | *95CSU0802120A* | 24400 | 17 | 8.5 | 21200 | 16600 | 78.3% | 2.04 | 0 | 11 |  |  |  | No | R-410A | 2.0333 | Residential & Commercial | Ducted CEE Tier 1
210473704 | Central HP <5.4 tons | KENMORE | HRCU-A-CB (Split System: Heat Pump with Remote Outdoor Unit-Air-Source) | (C,H,T)VH825GKA3* |  |  | END4X42L17**+WALLCON | *80CTL0901716A* | 24000 | 17 | 8.1 | 21400 | 16600 | 77.57% | 2 | 0 | 11.5 |  |  |  | No | R-410A | 2 | Residential & Commercial | Ducted CEE Tier 1
210474155 | Central HP <5.4 tons | KENMORE | HRCU-A-CB (Split System: Heat Pump with Remote Outdoor Unit-Air-Source) | (C,H,T)VH825GKA3* |  |  | EN(A,D)4X48L24**+WALLCON | *97CMN0602120A* | 24000 | 16.5 | 8.1 | 21400 | 16700 | 78.04% | 2 | 0 | 11 |  |  |  | No | R-410A | 2 | Residential & Commercial | Ducted CEE Tier 1
210474457 | Central HP <5.4 tons | KENMORE | HRCU-A-CB (Split System: Heat Pump with Remote Outdoor Unit-Air-Source) | (C,H,T)VH825GKA3* |  |  | EHD4X48AAL+WALLCON | *95CSU0802120A* | 24200 | 16.5 | 8.1 | 21200 | 16600 | 78.3% | 2.02 | 0 | 11 |  |  |  | No | R-410A | 2.0167 | Residential & Commercial | Ducted CEE Tier 1
210474490 | Central HP <5.4 tons | KENMORE | HRCU-A-CB (Split System: Heat Pump with Remote Outdoor Unit-Air-Source) | (C,H,T)VH825GKA3* |  |  | EHD4X48AAL+WALLCON | *80CSU0601716A* | 24200 | 16.5 | 8.1 | 21200 | 16600 | 78.3% | 2 | 0 | 10.5 |  |  |  | No | R-410A | 2.0167 | Residential & Commercial | Ducted CEE Tier 1
210473389 | Central HP <5.4 tons | KENMORE | HRCU-A-CB (Split System: Heat Pump with Remote Outdoor Unit-Air-Source) | (C,H,T)VH825GKA3* |  |  | EA*4X48L21A*+WALLCON | *97CMN0801714A* | 24000 | 16.5 | 8.1 | 21000 | 16600 | 79.05% | 2 | 0 | 11 |  |  |  | No | R-410A | 2 | Residential & Commercial | Ducted CEE Tier 1
215731281 | Central HP <5.4 tons | COLEMAN | HRCU-A-CB (Split System: Heat Pump with Remote Outdoor Unit-Air-Source) | HH824E2S11 | ADP |  | FE*G33*25+TXV |  | 24000 | 19 | 9.5 | 22400 | 16600 | 74.11% | 2.1 | 0 | 12 |  |  |  | No | R-454B | 2 | Residential & Commercial | Ducted CEE Tier 1
212394344 | Central HP <5.4 tons | PolarWave | HRCU-A-C (Split System: Heat Pump with Remote Outdoor Unit with No Indoor Fan --Air Source) | ACIQ-18-HPB |  |  | ACIQ-18-ACL |  | 18000 | 16.1 | 9.5 | 19000 | 15000 | 78.95% | 2.2 | 11.6 | 11.7 |  |  |  | No | R-410A | 1.5 | Residential & Commercial | Ducted CEE Tier 1
214648690 | Central HP <5.4 tons | TEXANAIR | HRCU-A-C (Split System: Heat Pump with Remote Outdoor Unit with No Indoor Fan --Air Source) | TEXAN018HHCU1 |  |  | TEXANDF24A1 |  | 18000 | 16.1 | 9.5 | 19000 | 15000 | 78.95% | 2.2 | 11.6 | 11.7 |  |  |  | No | R-410A | 1.5 | Residential & Commercial | Ducted CEE Tier 1
214648705 | Central HP <5.4 tons | TEXANAIR | HRCU-A-CB (Split System: Heat Pump with Remote Outdoor Unit-Air-Source) | TEXAN024HHCU1 |  |  | TEXANWM24A1 |  | 24000 | 17.5 | 10.5 | 26000 | 24000 | 92.31% | 2 | 0 | 11.7 |  |  |  | No | R-410A | 2 | Residential & Commercial | Ducted CEE Tier 1
214648704 | Central HP <5.4 tons | TEXANAIR | HRCU-A-CB (Split System: Heat Pump with Remote Outdoor Unit-Air-Source) | TEXAN018HHCU1 |  |  | TEXANWM18A1 |  | 18000 | 19.3 | 10.8 | 19000 | 18800 | 98.95% | 2.3 | 0 | 12.1 |  |  |  | No | R-410A | 1.5 | Residential & Commercial | Ducted CEE Tier 1
209862136 | Central HP <5.4 tons | Grandaire | HRCU-A-CB (Split System: Heat Pump with Remote Outdoor Unit-Air-Source) | WDLCURAH18ABK |  |  | WDLFUAAH18XAK |  | 18000 | 18 | 9.3 | 19000 | 16500 | 86.84% | 2.04 | 12.5 | 12.4 |  |  |  | No | R-410A | 1.5 | Residential & Commercial | Ducted CEE Tier 1
210596711 | Central HP <5.4 tons | KEEPRITE | HRCU-A-CB (Split System: Heat Pump with Remote Outdoor Unit-Air-Source) | CVH825GKA2* |  |  | EA*4X42L21A*+WALLCON | *97CMN1002122A* | 23800 | 16.5 | 8.1 | 21400 | 16600 | 77.57% | 1.96 | 0 | 11 |  |  |  | No | R-410A | 1.9833 | Residential & Commercial | Ducted CEE Tier 1
210596745 | Central HP <5.4 tons | KEEPRITE | HRCU-A-CB (Split System: Heat Pump with Remote Outdoor Unit-Air-Source) | CVH825GKA2* |  |  | EA*4X42L24A*+WALLCON | *97CMN1002122A* | 23800 | 16.5 | 8.1 | 21400 | 16600 | 77.57% | 1.96 | 0 | 11 |  |  |  | No | R-410A | 1.9833 | Residential & Commercial | Ducted CEE Tier 1
210596761 | Central HP <5.4 tons | KEEPRITE | HRCU-A-CB (Split System: Heat Pump with Remote Outdoor Unit-Air-Source) | CVH825GKA2* |  |  | EA*4X43L21A*+WALLCON | *80CSU1002120A* | 24400 | 16.5 | 8.1 | 21200 | 16700 | 78.77% | 2.02 | 0 | 11 |  |  |  | No | R-410A | 2.0333 | Residential & Commercial | Ducted CEE Tier 1
204456379 | Central HP <5.4 tons | KEEPRITE | HRCU-A-CB (Split System: Heat Pump with Remote Outdoor Unit-Air-Source) | CVH825GKA2* |  |  | EA*4X24L17A*+WALLCON | *80CTL0701716A* | 23200 | 16.5 | 8.1 | 22000 | 16800 | 76.36% | 1.9 | 11 | 10.5 |  |  |  | No | R-410A | 1.9333 | Residential & Commercial | Ducted CEE Tier 1
215449962 | Central HP <5.4 tons | Proair | HRCU-A-C (Split System: Heat Pump with Remote Outdoor Unit with No Indoor Fan --Air Source) | P30-36HFN1-S |  |  | PAC-36B-HWND1 |  | 35000 | 15.2 | 8.5 | 36000 | 30000 | 83.33% | 1.8 | 0 | 10 |  |  |  | No | R-410A | 2.9167 | Residential & Commercial | Ducted CEE Tier 1
204456586 | Central HP <5.4 tons | KEEPRITE | HRCU-A-CB (Split System: Heat Pump with Remote Outdoor Unit-Air-Source) | CVH825GKA2* |  |  | EA*4X30L17A*+WALLCON | *80CTL0901716A* | 23600 | 17 | 8.1 | 21400 | 16600 | 77.57% | 1.92 | 11 | 11 |  |  |  | No | R-410A | 1.9667 | Residential & Commercial | Ducted CEE Tier 1
210596796 | Central HP <5.4 tons | KEEPRITE | HRCU-A-CB (Split System: Heat Pump with Remote Outdoor Unit-Air-Source) | CVH825GKA2* |  |  | EA*4X43L21A*+WALLCON | *97CMN0601714A* | 24200 | 16.5 | 8.1 | 21200 | 16800 | 79.25% | 2 | 0 | 11 |  |  |  | No | R-410A | 2.0167 | Residential & Commercial | Ducted CEE Tier 1
210597469 | Central HP <5.4 tons | KEEPRITE | HRCU-A-CB (Split System: Heat Pump with Remote Outdoor Unit-Air-Source) | CVH837GKA** |  |  | EA*4X61L24A*+WALLCON | *96CTN1002122A* | 33200 | 18 | 8.5 | 32000 | 24800 | 77.5% | 2 | 0 | 12 |  |  |  | No | R-410A | 2.7667 | Residential & Commercial | Ducted CEE Tier 1
214279678 | Central HP <5.4 tons | WESTINGHOUSE | HRCU-A-C (Split System: Heat Pump with Remote Outdoor Unit with No Indoor Fan --Air Source) | WHM36SZA21S | ADP |  | H,RG48936+TD |  | 30000 | 15.2 | 9.4 | 28400 | 23800 | 83.8% | 2.08 | 0 | 11 |  |  |  | No | R-410A | 2.5 | Residential & Commercial | Ducted CEE Tier 1
214279679 | Central HP <5.4 tons | WESTINGHOUSE | HRCU-A-C (Split System: Heat Pump with Remote Outdoor Unit with No Indoor Fan --Air Source) | WHM36SZA21S | ADP |  | H,RE1K(1,2)36+TXV+TD |  | 29600 | 15.2 | 9.4 | 28400 | 23800 | 83.8% | 2.08 | 0 | 11 |  |  |  | No | R-410A | 2.4667 | Residential & Commercial | Ducted CEE Tier 1
214264492 | Central HP <5.4 tons | ZEPHYR | HRCU-A-C (Split System: Heat Pump with Remote Outdoor Unit with No Indoor Fan --Air Source) | ZE-36HPB |  |  | DC37A44-210L |  | 30000 | 15.5 | 9.4 | 30000 | 24200 | 80.67% | 2.08 | 0 | 11.3 |  |  |  | No | R-410A | 2.5 | Residential & Commercial | Ducted CEE Tier 1
214279616 | Central HP <5.4 tons | WESTINGHOUSE | HRCU-A-C (Split System: Heat Pump with Remote Outdoor Unit with No Indoor Fan --Air Source) | WHM36SZA21S | ADP |  | M36E369+TD |  | 28200 | 15.2 | 9.4 | 28400 | 23800 | 83.8% | 2.08 | 0 | 11 |  |  |  | No | R-410A | 2.35 | Residential & Commercial | Ducted CEE Tier 1
214279680 | Central HP <5.4 tons | WESTINGHOUSE | HRCU-A-C (Split System: Heat Pump with Remote Outdoor Unit with No Indoor Fan --Air Source) | WHM36SZA21S | ADP |  | H,RE1K936+TD |  | 29600 | 15.2 | 9.4 | 28400 | 23800 | 83.8% | 2.08 | 0 | 11 |  |  |  | No | R-410A | 2.4667 | Residential & Commercial | Ducted CEE Tier 1
213258362 | Central HP <5.4 tons | KEEPRITE | HRCU-A-CB (Split System: Heat Pump with Remote Outdoor Unit-Air-Source) | DLCURAH24ABK | ADP |  | H,GE31930 | *96VTN0601714A* | 23400 | 16 | 8.5 | 25200 | 24000 | 95.24% | 2.02 | 0 | 10 |  |  |  | No | R-410A | 1.95 | Residential & Commercial | Ducted CEE Tier 1
214271887 | Central HP <5.4 tons | CARRIER | HRCU-A-CB (Split System: Heat Pump with Remote Outdoor Unit-Air-Source) | 25VNA825A*032* | ADP |  | V,C36H175P159 | 58TN*B045C17**12 | 23800 | 16 | 8.1 | 19400 | 16200 | 83.51% | 2 | 0 | 10.5 |  |  |  | No | R-410A | 1.9833 | Residential & Commercial | Ducted CEE Tier 1
216014174 | Central HP <5.4 tons | SEA BREEZE+ | HRCU-A-CB (Split System: Heat Pump with Remote Outdoor Unit-Air-Source) | SZ18H525ZMO |  |  | AH18H525ZMI |  | 18000 | 18.5 | 9.8 | 18000 | 13000 | 72.22% | 2.3 | 0 | 12.1 |  |  |  | No | R-454B | 1.5 | Residential & Commercial | Ducted CEE Tier 1
214272288 | Central HP <5.4 tons | CARRIER | HRCU-A-CB (Split System: Heat Pump with Remote Outdoor Unit-Air-Source) | 25VNA837A*030* | ADP |  | PL36H175P159 | 58TN*B070C17**16 | 31000 | 17 | 8.5 | 30600 | 24600 | 80.39% | 1.98 | 0 | 11 |  |  |  | No | R-410A | 2.5833 | Residential & Commercial | Ducted CEE Tier 1
214648675 | Central HP <5.4 tons | TEXANAIR | HRCU-A-CB (Split System: Heat Pump with Remote Outdoor Unit-Air-Source) | TEXAN024HHCU1 |  |  | TEXAN024AHU1 |  | 24000 | 17.4 | 10 | 24000 | 22600 | 94.17% | 1.91 | 12.5 | 11.7 |  |  |  | No | R-410A | 2 | Residential & Commercial | Ducted CEE Tier 1
213492156 | Central HP <5.4 tons | PolarWave | HRCU-A-C (Split System: Heat Pump with Remote Outdoor Unit with No Indoor Fan --Air Source) | ACIQ-18-HPB |  |  | ACIQ-24-ACL |  | 18000 | 16.1 | 9.5 | 19000 | 15000 | 78.95% | 2.2 | 11.6 | 11.7 |  |  |  | No | R-410A | 1.5 | Residential & Commercial | Ducted CEE Tier 1
214648692 | Central HP <5.4 tons | TEXANAIR | HRCU-A-C (Split System: Heat Pump with Remote Outdoor Unit with No Indoor Fan --Air Source) | TEXAN024HHCU1 |  |  | TEXANDF24A1 |  | 24000 | 16.5 | 9.5 | 25000 | 20000 | 80% | 1.95 | 11 | 10.7 |  |  |  | No | R-410A | 2 | Residential & Commercial | Ducted CEE Tier 1
215319207 | Central HP <5.4 tons | Grandaire | HRCU-A-CB (Split System: Heat Pump with Remote Outdoor Unit-Air-Source) | D5CURAH48AAK |  |  | D5FUAAH48XAK |  | 48000 | 16 | 8.5 | 48000 | 38000 | 79.17% | 1.85 | 0 | 10 |  |  |  | No | R-454B | 4 | Residential & Commercial | Ducted CEE Tier 1
214596062 | Central HP <5.4 tons | PAYNE | HRCU-A-C (Split System: Heat Pump with Remote Outdoor Unit with No Indoor Fan --Air Source) | 38MURAQ18AB3 | ADP |  | H,PG21930+TD |  | 17700 | 16 | 8.85 | 17100 | 14600 | 85.38% | 2.06 | 0 | 11.5 |  |  |  | No | R-410A | 1.475 | Residential & Commercial | Ducted CEE Tier 1
214596064 | Central HP <5.4 tons | PAYNE | HRCU-A-C (Split System: Heat Pump with Remote Outdoor Unit with No Indoor Fan --Air Source) | 38MURAQ24AB3 | ADP |  | H,PG22936+TD |  | 23600 | 16 | 9 | 23200 | 19600 | 84.48% | 1.86 | 0 | 10.5 |  |  |  | No | R-410A | 1.9667 | Residential & Commercial | Ducted CEE Tier 1
215679337 | Central HP <5.4 tons | ARCOAIRE | HRCU-A-CB (Split System: Heat Pump with Remote Outdoor Unit-Air-Source) | H5H0V36*K*AAA* |  |  | EA*5X37M21A*+WALLCON | *97CTN1002122A* | 34600 | 18 | 9 | 35200 | 25000 | 71.02% | 1.9 | 0 | 10 |  |  |  | No | R-454B | 2.8833 | Residential & Commercial | Ducted CEE Tier 1
215679437 | Central HP <5.4 tons | ARCOAIRE | HRCU-A-CB (Split System: Heat Pump with Remote Outdoor Unit-Air-Source) | H5H0V36*K*AAA* |  |  | EA*5X43M21A*+WALLCON | *80CSU0601716B* | 34600 | 18 | 9 | 35200 | 25000 | 71.02% | 1.9 | 0 | 10 |  |  |  | No | R-454B | 2.8833 | Residential & Commercial | Ducted CEE Tier 1
215679427 | Central HP <5.4 tons | ARCOAIRE | HRCU-A-CB (Split System: Heat Pump with Remote Outdoor Unit-Air-Source) | H5H0V36*K*AAA* |  |  | EA*5X43M21A*+WALLCON | *80CSU0401712B* | 34600 | 18 | 9 | 35200 | 25000 | 71.02% | 1.9 | 0 | 10 |  |  |  | No | R-454B | 2.8833 | Residential & Commercial | Ducted CEE Tier 1
210474456 | Central HP <5.4 tons | KEEPRITE | HRCU-A-CB (Split System: Heat Pump with Remote Outdoor Unit-Air-Source) | CVH825GKA3* |  |  | EHD4X48AAL+WALLCON | *95CSU0802120A* | 24200 | 16.5 | 8.1 | 21200 | 16600 | 78.3% | 2.02 | 0 | 11 |  |  |  | No | R-410A | 2.0167 | Residential & Commercial | Ducted CEE Tier 1
210474610 | Central HP <5.4 tons | KEEPRITE | HRCU-A-CB (Split System: Heat Pump with Remote Outdoor Unit-Air-Source) | CVH825GKA3* |  |  | EHD4X48AAL+WALLCON | *97CMN1202422A* | 24200 | 16 | 8.1 | 21200 | 16600 | 78.3% | 2.02 | 0 | 10.5 |  |  |  | No | R-410A | 2.0167 | Residential & Commercial | Ducted CEE Tier 1
210474258 | Central HP <5.4 tons | KEEPRITE | HRCU-A-CB (Split System: Heat Pump with Remote Outdoor Unit-Air-Source) | CVH825GKA3* |  |  | EHD4X42AAL+WALLCON | *80CSU0401712A* | 24200 | 16.5 | 8.1 | 21400 | 16600 | 77.57% | 2 | 0 | 10.5 |  |  |  | No | R-410A | 2.0167 | Residential & Commercial | Ducted CEE Tier 1
210473956 | Central HP <5.4 tons | KEEPRITE | HRCU-A-CB (Split System: Heat Pump with Remote Outdoor Unit-Air-Source) | CVH825GKA3* |  |  | EN(A,D,W)4X48L21**+WALLCON | *80CTL0451712A* | 24000 | 16.5 | 8.1 | 21400 | 16700 | 78.04% | 2 | 0 | 11 |  |  |  | No | R-410A | 2 | Residential & Commercial | Ducted CEE Tier 1
210473322 | Central HP <5.4 tons | KEEPRITE | HRCU-A-CB (Split System: Heat Pump with Remote Outdoor Unit-Air-Source) | CVH825GKA3* |  |  | EA*4X48L21A*+WALLCON | *80CSU1002120A* | 24000 | 16.5 | 8.1 | 21000 | 16600 | 79.05% | 2 | 0 | 10.5 |  |  |  | No | R-410A | 2 | Residential & Commercial | Ducted CEE Tier 1
210473488 | Central HP <5.4 tons | KENMORE | HRCU-A-CB (Split System: Heat Pump with Remote Outdoor Unit-Air-Source) | (C,H,T)VH825GKA3* |  |  | EA*4X48L24A*+WALLCON | *96CTN1202422A* | 24200 | 17 | 8.1 | 21000 | 16500 | 78.57% | 2.02 | 0 | 11 |  |  |  | No | R-410A | 2.0167 | Residential & Commercial | Ducted CEE Tier 1
210473990 | Central HP <5.4 tons | KENMORE | HRCU-A-CB (Split System: Heat Pump with Remote Outdoor Unit-Air-Source) | (C,H,T)VH825GKA3* |  |  | EN(A,D,W)4X48L21**+WALLCON | *96CTN0801714A* | 24000 | 16.5 | 8.1 | 21400 | 16600 | 77.57% | 2 | 0 | 11 |  |  |  | No | R-410A | 2 | Residential & Commercial | Ducted CEE Tier 1
210473070 | Central HP <5.4 tons | KENMORE | HRCU-A-CB (Split System: Heat Pump with Remote Outdoor Unit-Air-Source) | (C,H,T)VH825GKA3* |  |  | EA*4X42L24A*+WALLCON | *96CTN1002122A* | 23800 | 16.5 | 8.1 | 21400 | 16600 | 77.57% | 1.96 | 0 | 11 |  |  |  | No | R-410A | 1.9833 | Residential & Commercial | Ducted CEE Tier 1
210473004 | Central HP <5.4 tons | KENMORE | HRCU-A-CB (Split System: Heat Pump with Remote Outdoor Unit-Air-Source) | (C,H,T)VH825GKA3* |  |  | EA*4X42L24A*+WALLCON | *95CSU1002122A* | 23800 | 17 | 8.1 | 21400 | 16600 | 77.57% | 1.96 | 0 | 11 |  |  |  | No | R-410A | 1.9833 | Residential & Commercial | Ducted CEE Tier 1
210474078 | Central HP <5.4 tons | KENMORE | HRCU-A-CB (Split System: Heat Pump with Remote Outdoor Unit-Air-Source) | (C,H,T)VH825GKA3* |  |  | EN(A,D)4X48L24**+WALLCON | *95CSU1002122A* | 24200 | 17 | 8.1 | 21200 | 16600 | 78.3% | 2.02 | 0 | 11.5 |  |  |  | No | R-410A | 2.0167 | Residential & Commercial | Ducted CEE Tier 1
210472949 | Central HP <5.4 tons | KENMORE | HRCU-A-CB (Split System: Heat Pump with Remote Outdoor Unit-Air-Source) | (C,H,T)VH825GKA3* |  |  | EA*4X42L21A*+WALLCON | *97CMN1002122A* | 23800 | 16.5 | 8.1 | 21400 | 16600 | 77.57% | 1.96 | 0 | 11 |  |  |  | No | R-410A | 1.9833 | Residential & Commercial | Ducted CEE Tier 1
210472960 | Central HP <5.4 tons | KENMORE | HRCU-A-CB (Split System: Heat Pump with Remote Outdoor Unit-Air-Source) | (C,H,T)VH825GKA3* |  |  | EA*4X42L21A*+WALLCON | *96CTN1002122A* | 23800 | 16.5 | 8.1 | 21400 | 16600 | 77.57% | 1.96 | 0 | 11 |  |  |  | No | R-410A | 1.9833 | Residential & Commercial | Ducted CEE Tier 1
204299812 | Central HP <5.4 tons | KEEPRITE | HRCU-A-CB (Split System: Heat Pump with Remote Outdoor Unit-Air-Source) | CVH837GKA** |  |  | EN(A,D,W)4X48L21**+WALLCON | *97CMN1002122A* | 32400 | 17.5 | 8.1 | 33000 | 24800 | 75.15% | 1.96 | 12 | 11.7 |  |  |  | No | R-410A | 2.7 | Residential & Commercial | Ducted CEE Tier 1
204298792 | Central HP <5.4 tons | KEEPRITE | HRCU-A-CB (Split System: Heat Pump with Remote Outdoor Unit-Air-Source) | CVH837GKA** |  |  | EA*4X36L21A*+WALLCON | *97CMN0602120A* | 31400 | 17 | 8.1 | 33600 | 24600 | 73.21% | 1.84 | 11 | 11 |  |  |  | No | R-410A | 2.6167 | Residential & Commercial | Ducted CEE Tier 1
214279611 | Central HP <5.4 tons | WESTINGHOUSE | HRCU-A-C (Split System: Heat Pump with Remote Outdoor Unit with No Indoor Fan --Air Source) | WHM36SZA21S | ADP |  | M36E35(1,2)+TXV+TD |  | 28200 | 15.2 | 9.4 | 28400 | 23800 | 83.8% | 2.08 | 0 | 11 |  |  |  | No | R-410A | 2.35 | Residential & Commercial | Ducted CEE Tier 1
214279619 | Central HP <5.4 tons | WESTINGHOUSE | HRCU-A-C (Split System: Heat Pump with Remote Outdoor Unit with No Indoor Fan --Air Source) | WHM36SZA21S | ADP |  | M36E589+TD |  | 28200 | 15.2 | 9.4 | 28400 | 23800 | 83.8% | 2.08 | 0 | 11 |  |  |  | No | R-410A | 2.35 | Residential & Commercial | Ducted CEE Tier 1
210597412 | Central HP <5.4 tons | KEEPRITE | HRCU-A-CB (Split System: Heat Pump with Remote Outdoor Unit-Air-Source) | CVH837GKA** |  |  | EA*4X61L21A*+WALLCON | *80CSU0601716A* | 33200 | 17.5 | 8.1 | 32200 | 25000 | 77.64% | 1.98 | 0 | 11.5 |  |  |  | No | R-410A | 2.7667 | Residential & Commercial | Ducted CEE Tier 1
210597529 | Central HP <5.4 tons | KEEPRITE | HRCU-A-CB (Split System: Heat Pump with Remote Outdoor Unit-Air-Source) | CVH837GKA** |  |  | EHD4X60AAL+WALLCON | *95CSU1002122A* | 33000 | 17 | 8.1 | 32200 | 24800 | 77.02% | 2.02 | 0 | 11.5 |  |  |  | No | R-410A | 2.75 | Residential & Commercial | Ducted CEE Tier 1
215319214 | Central HP <5.4 tons | Grandaire | HRCU-A-CB (Split System: Heat Pump with Remote Outdoor Unit-Air-Source) | D5CSHAH33AAK |  |  | D5FSAAH36XBK |  | 33000 | 16.7 | 10 | 35000 | 34000 | 97.14% | 2 | 0 | 11.7 |  |  |  | No | R-454B | 2.75 | Residential & Commercial | Ducted CEE Tier 1
215942504 | Central HP <5.4 tons | ARCOAIRE | HRCU-A-CB (Split System: Heat Pump with Remote Outdoor Unit-Air-Source) | H5H3V36*K*AAA* |  |  | EVD5X61M21A*+WALLCON | *80CTL1102120B* | 36000 | 22 | 8.5 | 37400 | 28200 | 75.4% | 2.04 | 0 | 12.5 |  |  |  | No | R-454B | 3 | Residential & Commercial | Ducted CEE Tier 1
215942574 | Central HP <5.4 tons | ARCOAIRE | HRCU-A-CB (Split System: Heat Pump with Remote Outdoor Unit-Air-Source) | H5H3V36*K*AAA* |  |  | EVD5X61M24A*+WALLCON | *95CSU0802120B* | 36000 | 22 | 8.5 | 37400 | 28200 | 75.4% | 2.04 | 0 | 12.5 |  |  |  | No | R-454B | 3 | Residential & Commercial | Ducted CEE Tier 1
215942604 | Central HP <5.4 tons | ARCOAIRE | HRCU-A-CB (Split System: Heat Pump with Remote Outdoor Unit-Air-Source) | H5H3V36*K*AAA* |  |  | EVM5X61M24A*+WALLCON | *96CTN0802120B* | 36000 | 22 | 8.5 | 37400 | 28200 | 75.4% | 2.04 | 0 | 12.5 |  |  |  | No | R-454B | 3 | Residential & Commercial | Ducted CEE Tier 1
215940048 | Central HP <5.4 tons | ARCOAIRE | HRCU-A-CB (Split System: Heat Pump with Remote Outdoor Unit-Air-Source) | H5H3V36*K*AAA* |  |  | ESH5X42M12A*+WALLCON | *97CTN0601716A* | 33200 | 18.5 | 9 | 35600 | 27200 | 76.4% | 1.92 | 0 | 10.5 |  |  |  | No | R-454B | 2.7667 | Residential & Commercial | Ducted CEE Tier 1
215940768 | Central HP <5.4 tons | ARCOAIRE | HRCU-A-CB (Split System: Heat Pump with Remote Outdoor Unit-Air-Source) | H5H3V36*K*AAA* |  |  | EVD5X49M24A*+WALLCON | *96CTN0802120B* | 35400 | 21.5 | 8.5 | 38000 | 28600 | 75.26% | 2.04 | 0 | 12 |  |  |  | No | R-454B | 2.95 | Residential & Commercial | Ducted CEE Tier 1
215940818 | Central HP <5.4 tons | ARCOAIRE | HRCU-A-CB (Split System: Heat Pump with Remote Outdoor Unit-Air-Source) | H5H3V36*K*AAA* |  |  | EVD5X60M21A*+WALLCON | *80CSU0401712B* | 35800 | 22 | 8.5 | 38000 | 28400 | 74.74% | 2.02 | 0 | 12.5 |  |  |  | No | R-454B | 2.9833 | Residential & Commercial | Ducted CEE Tier 1
215940448 | Central HP <5.4 tons | ARCOAIRE | HRCU-A-CB (Split System: Heat Pump with Remote Outdoor Unit-Air-Source) | H5H3V36*K*AAA* |  |  | EVM5X60M21A*+WALLCON | *97CTN0802120A* | 35600 | 21.5 | 8.5 | 38000 | 28600 | 75.26% | 2.04 | 0 | 12 |  |  |  | No | R-454B | 2.9667 | Residential & Commercial | Ducted CEE Tier 1
210597403 | Central HP <5.4 tons | KEEPRITE | HRCU-A-CB (Split System: Heat Pump with Remote Outdoor Unit-Air-Source) | CVH837GKA** |  |  | EA*4X60L24A*+WALLCON | *97CMN1002122A* | 32800 | 17.5 | 8.5 | 31800 | 24800 | 77.99% | 2 | 0 | 11.7 |  |  |  | No | R-410A | 2.7333 | Residential & Commercial | Ducted CEE Tier 1
210597418 | Central HP <5.4 tons | KEEPRITE | HRCU-A-CB (Split System: Heat Pump with Remote Outdoor Unit-Air-Source) | CVH837GKA** |  |  | EA*4X61L21A*+WALLCON | *80CTL0701716A* | 33200 | 17.5 | 8.5 | 32200 | 25000 | 77.64% | 1.98 | 0 | 11.7 |  |  |  | No | R-410A | 2.7667 | Residential & Commercial | Ducted CEE Tier 1
210597496 | Central HP <5.4 tons | KEEPRITE | HRCU-A-CB (Split System: Heat Pump with Remote Outdoor Unit-Air-Source) | CVH837GKA** |  |  | EHD4X36AAL+WALLCON | *95CSU0802120A* | 32200 | 16.5 | 8.1 | 33200 | 24600 | 74.1% | 1.94 | 0 | 11 |  |  |  | No | R-410A | 2.6833 | Residential & Commercial | Ducted CEE Tier 1
210597547 | Central HP <5.4 tons | KEEPRITE | HRCU-A-CB (Split System: Heat Pump with Remote Outdoor Unit-Air-Source) | CVH837GKA** |  |  | EHD4X60AAL+WALLCON | *97CMN0801714A* | 32800 | 16.5 | 8.1 | 32600 | 25200 | 77.3% | 1.98 | 0 | 11 |  |  |  | No | R-410A | 2.7333 | Residential & Commercial | Ducted CEE Tier 1
210597577 | Central HP <5.4 tons | KEEPRITE | HRCU-A-CB (Split System: Heat Pump with Remote Outdoor Unit-Air-Source) | CVH837GKA** |  |  | EN(A,D)4X48L24**+WALLCON | *80CSU1002120A* | 32400 | 17 | 8.1 | 33000 | 24800 | 75.15% | 1.94 | 0 | 11.5 |  |  |  | No | R-410A | 2.7 | Residential & Commercial | Ducted CEE Tier 1
215669636 | Central HP <5.4 tons | ARCOAIRE | HRCU-A-CB (Split System: Heat Pump with Remote Outdoor Unit-Air-Source) | H5H0V36*K*AAA* |  |  | EA*5X61M24A*+WALLCON | *80CTL0902120B* | 35000 | 18.5 | 9 | 34400 | 24600 | 71.51% | 1.92 | 0 | 10.5 |  |  |  | No | R-454B | 2.9167 | Residential & Commercial | Ducted CEE Tier 1
215669686 | Central HP <5.4 tons | ARCOAIRE | HRCU-A-CB (Split System: Heat Pump with Remote Outdoor Unit-Air-Source) | H5H0V36*K*AAA* |  |  | EA*5X61M24A*+WALLCON | *97CMN0602120B* | 34600 | 18 | 9 | 34600 | 25000 | 72.25% | 1.9 | 0 | 10 |  |  |  | No | R-454B | 2.8833 | Residential & Commercial | Ducted CEE Tier 1
215669736 | Central HP <5.4 tons | ARCOAIRE | HRCU-A-CB (Split System: Heat Pump with Remote Outdoor Unit-Air-Source) | H5H0V36*K*AAA* |  |  | EA*5X61M24A*+WALLCON | *96CTN1202422B* | 35000 | 18.5 | 9 | 34400 | 24800 | 72.09% | 1.92 | 0 | 10.5 |  |  |  | No | R-454B | 2.9167 | Residential & Commercial | Ducted CEE Tier 1
213279880 | Central HP <5.4 tons | iFLOW | HRCU-A-C (Split System: Heat Pump with Remote Outdoor Unit with No Indoor Fan --Air Source) | 70HPIC45A |  |  | 70C5460DA |  | 45000 | 15.2 | 9.2 | 55000 | 46500 | 84.55% | 1.8 | 0 | 10 |  |  |  | No | R-410A | 3.75 | Residential & Commercial | Ducted CEE Tier 1
212546252 | Central HP <5.4 tons | iFLOW | HRCU-A-C (Split System: Heat Pump with Remote Outdoor Unit with No Indoor Fan --Air Source) | 70HPIC36A |  |  | 70C3036CA |  | 35000 | 15.2 | 10 | 39000 | 32000 | 82.05% | 2 | 10.2 | 10 |  |  |  | No | R-410A | 2.9167 | Residential & Commercial | Ducted CEE Tier 1
213081452 | Central HP <5.4 tons | ELIOS | HRCU-A-C (Split System: Heat Pump with Remote Outdoor Unit with No Indoor Fan --Air Source) | DEA36HOS20230E7 |  |  | CUB36HAC20BWT7A |  | 35000 | 15.5 | 8.6 | 38000 | 31600 | 83.16% | 1.85 | 0 | 10 |  |  |  | No | R-410A | 2.9167 | Residential & Commercial | Ducted CEE Tier 1
212603374 | Central HP <5.4 tons | AIRTEMP | HRCU-A-CB (Split System: Heat Pump with Remote Outdoor Unit-Air-Source) | GXH24-36MSK4DH | ADP |  | F,PE*E32924 |  | 22400 | 15.2 | 8.3 | 22400 | 21200 | 94.64% | 1.76 | 0 | 10.5 |  |  |  | No | R-410A | 1.8667 | Residential & Commercial | Ducted CEE Tier 1
212394347 | Central HP <5.4 tons | PolarWave | HRCU-A-C (Split System: Heat Pump with Remote Outdoor Unit with No Indoor Fan --Air Source) | ACIQ-36-HPB |  |  | ACIQ-36-ACL |  | 35000 | 15.2 | 10 | 39000 | 32000 | 82.05% | 2 | 10.2 | 10 |  |  |  | No | R-410A | 2.9167 | Residential & Commercial | Ducted CEE Tier 1
214290117 | Central HP <5.4 tons | BOSCH | HRCU-A-CB (Split System: Heat Pump with Remote Outdoor Unit-Air-Source) | BOVA-60HDN1-M20G | ADP |  | HG84160+TXV | BGH96M100C5B | 51000 | 18 | 8.5 | 51500 | 36400 | 70.68% | 1.83 | 0 | 11 |  |  |  | No | R-410A | 4.25 | Residential & Commercial | Ducted CEE Tier 1
212381050 | Central HP <5.4 tons | BOSCH | HRCU-A-CB (Split System: Heat Pump with Remote Outdoor Unit-Air-Source) | BOVB-60HDN1-M20G | ADP |  | H,RG3K960 | BGH96M080C4A | 42000 | 17 | 8.8 | 42500 | 31000 | 72.94% | 1.9 | 0 | 11.5 |  |  |  | No | R-410A | 3.5 | Residential & Commercial | Ducted CEE Tier 1
212381051 | Central HP <5.4 tons | BOSCH | HRCU-A-CB (Split System: Heat Pump with Remote Outdoor Unit-Air-Source) | BOVB-60HDN1-M20G | ADP |  | H,RG3K960 | BGH96M080C4B | 42000 | 17 | 8.8 | 42500 | 31000 | 72.94% | 1.9 | 0 | 11.5 |  |  |  | No | R-410A | 3.5 | Residential & Commercial | Ducted CEE Tier 1
212381084 | Central HP <5.4 tons | BOSCH | HRCU-A-CB (Split System: Heat Pump with Remote Outdoor Unit-Air-Source) | BOVA-60HDN1-M20G | ADP |  | H,RG2K948 | BGH96M080C4A | 42000 | 16 | 8.8 | 42500 | 31000 | 72.94% | 1.9 | 0 | 11.5 |  |  |  | No | R-410A | 3.5 | Residential & Commercial | Ducted CEE Tier 1
212381085 | Central HP <5.4 tons | BOSCH | HRCU-A-CB (Split System: Heat Pump with Remote Outdoor Unit-Air-Source) | BOVA-60HDN1-M20G | ADP |  | H,RG2K948 | BGH96M080C4B | 42000 | 16 | 8.8 | 42500 | 31000 | 72.94% | 1.9 | 0 | 11.5 |  |  |  | No | R-410A | 3.5 | Residential & Commercial | Ducted CEE Tier 1
215936122 | Central HP <5.4 tons | KENMORE | HRCU-A-CB (Split System: Heat Pump with Remote Outdoor Unit-Air-Source) | (C,H,T)5H3V36*K*AAA* |  |  | EVD5X42M21A*+WALLCON | *96CTN0601714B* | 34200 | 20.5 | 8.1 | 38000 | 27000 | 71.05% | 2 | 0 | 11 |  |  |  | No | R-454B | 2.85 | Residential & Commercial | Ducted CEE Tier 1
212603078 | Central HP <5.4 tons | AIRTEMP | HRCU-A-CB (Split System: Heat Pump with Remote Outdoor Unit-Air-Source) | GXH24-36MSK4DH | ADP |  | F,PE*G33925 |  | 23000 | 15.2 | 8.4 | 22400 | 21200 | 94.64% | 1.78 | 0 | 11 |  |  |  | No | R-410A | 1.9167 | Residential & Commercial | Ducted CEE Tier 1
214648695 | Central HP <5.4 tons | TEXANAIR | HRCU-A-C (Split System: Heat Pump with Remote Outdoor Unit with No Indoor Fan --Air Source) | TEXAN036HHCU1 |  |  | TEXANDF36B1 |  | 35000 | 15.5 | 8.6 | 38000 | 31600 | 83.16% | 1.85 | 0 | 10 |  |  |  | No | R-410A | 2.9167 | Residential & Commercial | Ducted CEE Tier 1
213279900 | Central HP <5.4 tons | iFLOW | HRCU-A-C (Split System: Heat Pump with Remote Outdoor Unit with No Indoor Fan --Air Source) | 70HPIC36A |  |  | 70C3036BA |  | 35000 | 15.5 | 8.6 | 38000 | 31600 | 83.16% | 1.85 | 0 | 10 |  |  |  | No | R-410A | 2.9167 | Residential & Commercial | Ducted CEE Tier 1
214648677 | Central HP <5.4 tons | TEXANAIR | HRCU-A-CB (Split System: Heat Pump with Remote Outdoor Unit-Air-Source) | TEXAN036HHCU1 |  |  | TEXAN036AHU1 |  | 36000 | 16 | 9.5 | 40000 | 34400 | 86% | 1.97 | 10.5 | 10 |  |  |  | No | R-410A | 3 | Residential & Commercial | Ducted CEE Tier 1
212380899 | Central HP <5.4 tons | BOSCH | HRCU-A-CB (Split System: Heat Pump with Remote Outdoor Unit-Air-Source) | BOVB-60HDN1-M20G | ADP |  | H,RG88960 | BGH96M080C4A | 42500 | 17 | 8.8 | 42500 | 31000 | 72.94% | 1.9 | 0 | 11.7 |  |  |  | No | R-410A | 3.5417 | Residential & Commercial | Ducted CEE Tier 1
212381033 | Central HP <5.4 tons | BOSCH | HRCU-A-CB (Split System: Heat Pump with Remote Outdoor Unit-Air-Source) | BOVA-60HDN1-M20G | ADP |  | H,RG3K960 | BGH96M100C5B | 45000 | 17 | 8.8 | 44500 | 32400 | 72.81% | 1.9 | 0 | 11.7 |  |  |  | No | R-410A | 3.75 | Residential & Commercial | Ducted CEE Tier 1
213184786 | Central HP <5.4 tons | BOSCH | HRCU-A-CB (Split System: Heat Pump with Remote Outdoor Unit-Air-Source) | BOVB-60HDN1-M20G | ADP |  | V,G60H210D169+AEFE5* |  | 45000 | 18 | 9.1 | 45500 | 33200 | 72.97% | 1.94 | 0 | 11.5 |  |  |  | No | R-410A | 3.75 | Residential & Commercial | Ducted CEE Tier 1
215319204 | Central HP <5.4 tons | Grandaire | HRCU-A-CB (Split System: Heat Pump with Remote Outdoor Unit-Air-Source) | D5CURAH24AAK |  |  | D5FUAAH24XAK |  | 24000 | 18.2 | 9.7 | 26000 | 21600 | 83.08% | 1.87 | 0 | 11 |  |  |  | No | R-454B | 2 | Residential & Commercial | Ducted CEE Tier 1
214279623 | Central HP <5.4 tons | WESTINGHOUSE | HRCU-A-C (Split System: Heat Pump with Remote Outdoor Unit with No Indoor Fan --Air Source) | WHM48SZA21S | ADP |  | M48E679+TD |  | 39500 | 15.2 | 8.55 | 40000 | 34200 | 85.5% | 1.94 | 0 | 11 |  |  |  | No | R-410A | 3.2917 | Residential & Commercial | Ducted CEE Tier 1
214279625 | Central HP <5.4 tons | WESTINGHOUSE | HRCU-A-C (Split System: Heat Pump with Remote Outdoor Unit with No Indoor Fan --Air Source) | WHM48SZA21S | ADP |  | M60E679+TD |  | 39500 | 15.2 | 8.55 | 40000 | 34200 | 85.5% | 1.94 | 0 | 11 |  |  |  | No | R-410A | 3.2917 | Residential & Commercial | Ducted CEE Tier 1
214279630 | Central HP <5.4 tons | WESTINGHOUSE | HRCU-A-C (Split System: Heat Pump with Remote Outdoor Unit with No Indoor Fan --Air Source) | WHM48SZA21S | ADP |  | M60E49(1,2)+TXV+TD |  | 39500 | 15.2 | 8.55 | 40000 | 34200 | 85.5% | 1.94 | 0 | 11 |  |  |  | No | R-410A | 3.2917 | Residential & Commercial | Ducted CEE Tier 1
214279632 | Central HP <5.4 tons | WESTINGHOUSE | HRCU-A-C (Split System: Heat Pump with Remote Outdoor Unit with No Indoor Fan --Air Source) | WHM48SZA21S | ADP |  | H,RE84(1,2)48+TXV+TD |  | 41500 | 15.2 | 8.55 | 40000 | 34200 | 85.5% | 1.94 | 0 | 11 |  |  |  | No | R-410A | 3.4583 | Residential & Commercial | Ducted CEE Tier 1
214279622 | Central HP <5.4 tons | WESTINGHOUSE | HRCU-A-C (Split System: Heat Pump with Remote Outdoor Unit with No Indoor Fan --Air Source) | WHM48SZA21S | ADP |  | M48E67(1,2)+TXV+TD |  | 39500 | 15.2 | 8.55 | 40000 | 34200 | 85.5% | 1.94 | 0 | 11 |  |  |  | No | R-410A | 3.2917 | Residential & Commercial | Ducted CEE Tier 1
214279624 | Central HP <5.4 tons | WESTINGHOUSE | HRCU-A-C (Split System: Heat Pump with Remote Outdoor Unit with No Indoor Fan --Air Source) | WHM48SZA21S | ADP |  | M60E67(1,2)+TXV+TD |  | 39500 | 15.2 | 8.55 | 40000 | 34200 | 85.5% | 1.94 | 0 | 11 |  |  |  | No | R-410A | 3.2917 | Residential & Commercial | Ducted CEE Tier 1
214279633 | Central HP <5.4 tons | WESTINGHOUSE | HRCU-A-C (Split System: Heat Pump with Remote Outdoor Unit with No Indoor Fan --Air Source) | WHM48SZA21S | ADP |  | H,RE84(1,2)60+TXV+TD |  | 41500 | 15.2 | 8.55 | 40000 | 34200 | 85.5% | 1.94 | 0 | 11 |  |  |  | No | R-410A | 3.4583 | Residential & Commercial | Ducted CEE Tier 1
214648700 | Central HP <5.4 tons | TEXANAIR | HRCU-A-C (Split System: Heat Pump with Remote Outdoor Unit with No Indoor Fan --Air Source) | TEXAN060HHCU1 |  |  | TEXANDF60A1 |  | 45000 | 15.2 | 9.2 | 55000 | 46500 | 84.55% | 1.8 | 0 | 10 |  |  |  | No | R-410A | 3.75 | Residential & Commercial | Ducted CEE Tier 1
213916462 | Central HP <5.4 tons | BOSCH | HRCU-A-CB (Split System: Heat Pump with Remote Outdoor Unit-Air-Source) | BOVA-60HDN1-M20G | ADP |  | H,YG84960 | BGH96M080C4A | 42500 | 17 | 8.8 | 42500 | 31000 | 72.94% | 1.9 | 0 | 11.7 |  |  |  | No | R-410A | 3.5417 | Residential & Commercial | Ducted CEE Tier 1
213088741 | Central HP <5.4 tons | BOSCH | HRCU-A-CB (Split System: Heat Pump with Remote Outdoor Unit-Air-Source) | BOVB-60HDN1-M20G | ADP |  | V,R48H175P469+AEFE4B* |  | 46500 | 18 | 9.5 | 46000 | 33200 | 72.17% | 2 | 0 | 11.7 |  |  |  | No | R-410A | 3.875 | Residential & Commercial | Ducted CEE Tier 1
213146780 | Central HP <5.4 tons | BOSCH | HRCU-A-CB (Split System: Heat Pump with Remote Outdoor Unit-Air-Source) | BOVA-60HDN1-M20G | ADP |  | PL60H210P179+AEFE5* |  | 46000 | 18 | 9.3 | 46000 | 33200 | 72.17% | 1.96 | 0 | 11.7 |  |  |  | No | R-410A | 3.8333 | Residential & Commercial | Ducted CEE Tier 1
213146781 | Central HP <5.4 tons | BOSCH | HRCU-A-CB (Split System: Heat Pump with Remote Outdoor Unit-Air-Source) | BOVA-60HDN1-M20G | ADP |  | PL60H210P199+AEFE5* |  | 51500 | 17 | 9.45 | 53000 | 38000 | 71.7% | 2.02 | 0 | 11.7 |  |  |  | No | R-410A | 4.2917 | Residential & Commercial | Ducted CEE Tier 1
213146782 | Central HP <5.4 tons | BOSCH | HRCU-A-CB (Split System: Heat Pump with Remote Outdoor Unit-Air-Source) | BOVB-60HDN1-M20G | ADP |  | PL48H175P789+AEFE4B* |  | 45000 | 18 | 9.15 | 46000 | 33200 | 72.17% | 1.94 | 0 | 11.5 |  |  |  | No | R-410A | 3.75 | Residential & Commercial | Ducted CEE Tier 1
215936768 | Central HP <5.4 tons | ARCOAIRE | HRCU-A-CB (Split System: Heat Pump with Remote Outdoor Unit-Air-Source) | H5H3V36*K*AAA* |  |  | EVD5X60M24A*+WALLCON | *80CTL1102120B* | 35600 | 22 | 8.5 | 38000 | 28400 | 74.74% | 2.04 | 0 | 12.5 |  |  |  | No | R-454B | 2.9667 | Residential & Commercial | Ducted CEE Tier 1
215936818 | Central HP <5.4 tons | ARCOAIRE | HRCU-A-CB (Split System: Heat Pump with Remote Outdoor Unit-Air-Source) | H5H3V36*K*AAA* |  |  | EVD5X60M24A*+WALLCON | *97CMN0802120B* | 35400 | 21.5 | 8.5 | 38000 | 28400 | 74.74% | 2.04 | 0 | 12.5 |  |  |  | No | R-454B | 2.95 | Residential & Commercial | Ducted CEE Tier 1
215936718 | Central HP <5.4 tons | ARCOAIRE | HRCU-A-CB (Split System: Heat Pump with Remote Outdoor Unit-Air-Source) | H5H3V36*K*AAA* |  |  | EVD5X60M21A*+WALLCON | *96CTN0801714B* | 35400 | 21.5 | 8.5 | 38000 | 28800 | 75.79% | 2.02 | 0 | 12 |  |  |  | No | R-454B | 2.95 | Residential & Commercial | Ducted CEE Tier 1
215936418 | Central HP <5.4 tons | ARCOAIRE | HRCU-A-CB (Split System: Heat Pump with Remote Outdoor Unit-Air-Source) | H5H3V36*K*AAA* |  |  | EVD5X48M24A*+WALLCON | *96CTN1202422B* | 35000 | 21.5 | 8.5 | 38000 | 28200 | 74.21% | 2.02 | 0 | 12 |  |  |  | No | R-454B | 2.9167 | Residential & Commercial | Ducted CEE Tier 1
215935448 | Central HP <5.4 tons | ARCOAIRE | HRCU-A-CB (Split System: Heat Pump with Remote Outdoor Unit-Air-Source) | H5H3V36*K*AAA* |  |  | EVM5X60M24A*+WALLCON | *96CTN1202422B* | 35600 | 22 | 8.5 | 38000 | 28400 | 74.74% | 2.04 | 0 | 12.5 |  |  |  | No | R-454B | 2.9667 | Residential & Commercial | Ducted CEE Tier 1
215935968 | Central HP <5.4 tons | ARCOAIRE | HRCU-A-CB (Split System: Heat Pump with Remote Outdoor Unit-Air-Source) | H5H3V36*K*AAA* |  |  | EVD5X42M21A*+WALLCON | *80CSU1002120A* | 34400 | 20.5 | 8.5 | 38500 | 28200 | 73.25% | 2.04 | 0 | 11.7 |  |  |  | No | R-454B | 2.8667 | Residential & Commercial | Ducted CEE Tier 1
215935548 | Central HP <5.4 tons | ARCOAIRE | HRCU-A-CB (Split System: Heat Pump with Remote Outdoor Unit-Air-Source) | H5H3V36*K*AAA* |  |  | EVD5X31M17A*+WALLCON | *97CMN0601714B* | 34800 | 20.5 | 8.5 | 38000 | 27800 | 73.16% | 2.08 | 0 | 11.5 |  |  |  | No | R-454B | 2.9 | Residential & Commercial | Ducted CEE Tier 1
215942654 | Central HP <5.4 tons | ARCOAIRE | HRCU-A-CB (Split System: Heat Pump with Remote Outdoor Unit-Air-Source) | H5H3V36*K*AAA* |  |  | EVD5X61M24A*+WALLCON | *96CTN0802120B* | 36000 | 22 | 8.5 | 37400 | 28200 | 75.4% | 2.04 | 0 | 12.5 |  |  |  | No | R-454B | 3 | Residential & Commercial | Ducted CEE Tier 1
215667095 | Central HP <5.4 tons | ARCOAIRE | HRCU-A-CB (Split System: Heat Pump with Remote Outdoor Unit-Air-Source) | H5H0V24*K*AAA* |  |  | EA*5X24M17A*+WALLCON | *97CMN0801714B* | 22800 | 16.5 | 9 | 24000 | 16900 | 70.42% | 1.94 | 0 | 10 |  |  |  | No | R-454B | 1.9 | Residential & Commercial | Ducted CEE Tier 1
215667366 | Central HP <5.4 tons | ARCOAIRE | HRCU-A-CB (Split System: Heat Pump with Remote Outdoor Unit-Air-Source) | H5H0V24*K*AAA* |  |  | EA*5X30M17A*+WALLCON | *80CSU0401712A* | 23000 | 17 | 9 | 23600 | 16600 | 70.34% | 1.98 | 0 | 10 |  |  |  | No | R-454B | 1.9167 | Residential & Commercial | Ducted CEE Tier 1
215667416 | Central HP <5.4 tons | ARCOAIRE | HRCU-A-CB (Split System: Heat Pump with Remote Outdoor Unit-Air-Source) | H5H0V24*K*AAA* |  |  | EA*5X30M17A*+WALLCON | *80CTL0701412B* | 23000 | 17 | 9 | 23800 | 16700 | 70.17% | 1.98 | 0 | 10 |  |  |  | No | R-454B | 1.9167 | Residential & Commercial | Ducted CEE Tier 1
213146783 | Central HP <5.4 tons | BOSCH | HRCU-A-CB (Split System: Heat Pump with Remote Outdoor Unit-Air-Source) | BOVB-60HDN1-M20G | ADP |  | PL60H210P179+AEFE5* |  | 46000 | 18 | 9.3 | 46000 | 33200 | 72.17% | 1.96 | 0 | 11.7 |  |  |  | No | R-410A | 3.8333 | Residential & Commercial | Ducted CEE Tier 1
213612275 | Central HP <5.4 tons | BOSCH | HRCU-A-CB (Split System: Heat Pump with Remote Outdoor Unit-Air-Source) | BOVB-60HDN1-M20G | ADP |  | H,TG35948+AEFE5* |  | 44500 | 18 | 9 | 45500 | 33200 | 72.97% | 1.92 | 0 | 11 |  |  |  | No | R-410A | 3.7083 | Residential & Commercial | Ducted CEE Tier 1
213612289 | Central HP <5.4 tons | BOSCH | HRCU-A-CB (Split System: Heat Pump with Remote Outdoor Unit-Air-Source) | BOVB-60HDN1-M20G | ADP |  | V,T60H210P169+AEFE5* |  | 45000 | 18 | 9.1 | 45500 | 33200 | 72.97% | 1.94 | 0 | 11.5 |  |  |  | No | R-410A | 3.75 | Residential & Commercial | Ducted CEE Tier 1
213184797 | Central HP <5.4 tons | BOSCH | HRCU-A-CB (Split System: Heat Pump with Remote Outdoor Unit-Air-Source) | BOVA-60HDN1-M20G | ADP |  | H,RG35948+AEFE4B* |  | 44500 | 17 | 9 | 45500 | 33200 | 72.97% | 1.92 | 0 | 11 |  |  |  | No | R-410A | 3.7083 | Residential & Commercial | Ducted CEE Tier 1
210474644 | Central HP <5.4 tons | KENMORE | HRCU-A-CB (Split System: Heat Pump with Remote Outdoor Unit-Air-Source) | (C,H,T)VH825GKA3* |  |  | EHD4X48AAL+WALLCON | *80CTL0901716A* | 24400 | 17 | 8.1 | 21200 | 16500 | 77.83% | 2.04 | 0 | 11 |  |  |  | No | R-410A | 2.0333 | Residential & Commercial | Ducted CEE Tier 1
210474144 | Central HP <5.4 tons | KENMORE | HRCU-A-CB (Split System: Heat Pump with Remote Outdoor Unit-Air-Source) | (C,H,T)VH825GKA3* |  |  | EN(A,D)4X48L24**+WALLCON | *96CTN1002122A* | 24200 | 17 | 8.1 | 21400 | 16600 | 77.57% | 2.02 | 0 | 11.5 |  |  |  | No | R-410A | 2.0167 | Residential & Commercial | Ducted CEE Tier 1
210473224 | Central HP <5.4 tons | KENMORE | HRCU-A-CB (Split System: Heat Pump with Remote Outdoor Unit-Air-Source) | (C,H,T)VH825GKA3* |  |  | EA*4X43L21A*+WALLCON | *97CMN1002122A* | 24400 | 16.5 | 8.5 | 21200 | 16600 | 78.3% | 2.04 | 0 | 11 |  |  |  | No | R-410A | 2.0333 | Residential & Commercial | Ducted CEE Tier 1
210474479 | Central HP <5.4 tons | KENMORE | HRCU-A-CB (Split System: Heat Pump with Remote Outdoor Unit-Air-Source) | (C,H,T)VH825GKA3* |  |  | EHD4X48AAL+WALLCON | *80CSU0401712A* | 24200 | 16.5 | 8.1 | 21200 | 16600 | 78.3% | 2.02 | 0 | 11 |  |  |  | No | R-410A | 2.0167 | Residential & Commercial | Ducted CEE Tier 1
210473400 | Central HP <5.4 tons | KENMORE | HRCU-A-CB (Split System: Heat Pump with Remote Outdoor Unit-Air-Source) | (C,H,T)VH825GKA3* |  |  | EA*4X48L21A*+WALLCON | *97CMN1002122A* | 24000 | 16.5 | 8.1 | 21000 | 16500 | 78.57% | 2.02 | 0 | 11 |  |  |  | No | R-410A | 2 | Residential & Commercial | Ducted CEE Tier 1
210473477 | Central HP <5.4 tons | KENMORE | HRCU-A-CB (Split System: Heat Pump with Remote Outdoor Unit-Air-Source) | (C,H,T)VH825GKA3* |  |  | EA*4X48L24A*+WALLCON | *80CTL1352422A* | 24200 | 17 | 8.1 | 21000 | 16500 | 78.57% | 2.02 | 0 | 11 |  |  |  | No | R-410A | 2.0167 | Residential & Commercial | Ducted CEE Tier 1
210472916 | Central HP <5.4 tons | KENMORE | HRCU-A-CB (Split System: Heat Pump with Remote Outdoor Unit-Air-Source) | (C,H,T)VH825GKA3* |  |  | EA*4X42L21A*+WALLCON | *96CTN0801714A* | 23600 | 16.5 | 8.1 | 21400 | 16700 | 78.04% | 1.96 | 0 | 11 |  |  |  | No | R-410A | 1.9667 | Residential & Commercial | Ducted CEE Tier 1
214279683 | Central HP <5.4 tons | WESTINGHOUSE | HRCU-A-C (Split System: Heat Pump with Remote Outdoor Unit with No Indoor Fan --Air Source) | WHM48SZA21S | ADP |  | H,RE84960+TD |  | 41500 | 15.2 | 8.55 | 40000 | 34200 | 85.5% | 1.94 | 0 | 11 |  |  |  | No | R-410A | 3.4583 | Residential & Commercial | Ducted CEE Tier 1
214279628 | Central HP <5.4 tons | WESTINGHOUSE | HRCU-A-C (Split System: Heat Pump with Remote Outdoor Unit with No Indoor Fan --Air Source) | WHM48SZA21S | ADP |  | M48E49(1,2)+TXV+TD |  | 39500 | 15.2 | 8.55 | 40000 | 34200 | 85.5% | 1.94 | 0 | 11 |  |  |  | No | R-410A | 3.2917 | Residential & Commercial | Ducted CEE Tier 1
215319218 | Central HP <5.4 tons | Grandaire | HRCU-A-CB (Split System: Heat Pump with Remote Outdoor Unit-Air-Source) | D5CLHAH48AAK |  |  | D5FLAAH48XAK |  | 48000 | 17 | 10.2 | 50000 | 46000 | 92% | 2 | 0 | 10.1 |  |  |  | No | R-454B | 4 | Residential & Commercial | Ducted CEE Tier 1
214272293 | Central HP <5.4 tons | CARRIER | HRCU-A-CB (Split System: Heat Pump with Remote Outdoor Unit-Air-Source) | 25VNA837A*030* | ADP |  | C36A***L539 | 58TN*B070C17**16 | 32400 | 17 | 8.5 | 30600 | 24600 | 80.39% | 1.98 | 0 | 11.5 |  |  |  | No | R-410A | 2.7 | Residential & Commercial | Ducted CEE Tier 1
214272316 | Central HP <5.4 tons | CARRIER | HRCU-A-CB (Split System: Heat Pump with Remote Outdoor Unit-Air-Source) | 25VNA837A*030* | ADP |  | PL36H210P299 | 59MN7C080C17**14 | 32800 | 17 | 8.5 | 31400 | 25000 | 79.62% | 1.98 | 0 | 11 |  |  |  | No | R-410A | 2.7333 | Residential & Commercial | Ducted CEE Tier 1
215449960 | Central HP <5.4 tons | Proair | HRCU-A-C (Split System: Heat Pump with Remote Outdoor Unit with No Indoor Fan --Air Source) | P30-40HFN1-D |  |  | PAC-36C-HWND1 |  | 35000 | 15.2 | 10 | 39000 | 32000 | 82.05% | 2 | 10.2 | 10 |  |  |  | No | R-410A | 2.9167 | Residential & Commercial | Ducted CEE Tier 1
214648694 | Central HP <5.4 tons | TEXANAIR | HRCU-A-C (Split System: Heat Pump with Remote Outdoor Unit with No Indoor Fan --Air Source) | TEXAN030HHCU1 |  |  | TEXANDF36A1 |  | 30000 | 15.5 | 9.7 | 33000 | 27000 | 81.82% | 1.85 | 10.7 | 10.5 |  |  |  | No | R-410A | 2.5 | Residential & Commercial | Ducted CEE Tier 1
210470063 | Central HP <5.4 tons | KENMORE | HRCU-A-CB (Split System: Heat Pump with Remote Outdoor Unit-Air-Source) | (C,H,T)VH837GKA2* |  |  | EA*4X36L21A*+WALLCON | *95CSU0802120A* | 31600 | 17 | 8.1 | 33200 | 24200 | 72.89% | 1.86 | 0 | 11 |  |  |  | No | R-410A | 2.6333 | Residential & Commercial | Ducted CEE Tier 1
210470262 | Central HP <5.4 tons | KENMORE | HRCU-A-CB (Split System: Heat Pump with Remote Outdoor Unit-Air-Source) | (C,H,T)VH837GKA2* |  |  | EA*4X60L24A*+WALLCON | *80CSU1002120A* | 32800 | 17 | 8.1 | 32000 | 24800 | 77.5% | 1.96 | 0 | 11 |  |  |  | No | R-410A | 2.7333 | Residential & Commercial | Ducted CEE Tier 1
215938032 | Central HP <5.4 tons | KENMORE | HRCU-A-CB (Split System: Heat Pump with Remote Outdoor Unit-Air-Source) | (C,H,T)5H3V48*K*AAA* |  |  | EVD5X49M24A*+WALLCON | *80CTL1102120B* | 45500 | 21 | 8.1 | 52500 | 38000 | 72.38% | 1.95 | 0 | 11.5 |  |  |  | No | R-454B | 3.7917 | Residential & Commercial | Ducted CEE Tier 1
210474303 | Central HP <5.4 tons | KENMORE | HRCU-A-CB (Split System: Heat Pump with Remote Outdoor Unit-Air-Source) | (C,H,T)VH825GKA3* |  |  | EHD4X42AAL+WALLCON | *80CTL0701716A* | 24200 | 16 | 8.1 | 21400 | 16600 | 77.57% | 2 | 0 | 10.5 |  |  |  | No | R-410A | 2.0167 | Residential & Commercial | Ducted CEE Tier 1
210473946 | Central HP <5.4 tons | KENMORE | HRCU-A-CB (Split System: Heat Pump with Remote Outdoor Unit-Air-Source) | (C,H,T)VH825GKA3* |  |  | EN(A,D,W)4X48L21**+WALLCON | *80CSU1002120A* | 24000 | 16.5 | 8.1 | 21400 | 16600 | 77.57% | 2 | 0 | 11 |  |  |  | No | R-410A | 2 | Residential & Commercial | Ducted CEE Tier 1
210473510 | Central HP <5.4 tons | KENMORE | HRCU-A-CB (Split System: Heat Pump with Remote Outdoor Unit-Air-Source) | (C,H,T)VH825GKA3* |  |  | EA*4X48L24A*+WALLCON | *97CMN1202422A* | 24000 | 16.5 | 8.1 | 21000 | 16600 | 79.05% | 2.02 | 0 | 11 |  |  |  | No | R-410A | 2 | Residential & Commercial | Ducted CEE Tier 1
210473935 | Central HP <5.4 tons | KENMORE | HRCU-A-CB (Split System: Heat Pump with Remote Outdoor Unit-Air-Source) | (C,H,T)VH825GKA3* |  |  | EN(A,D,W)4X48L21**+WALLCON | *80CSU0601716A* | 24200 | 17 | 8.1 | 21400 | 16600 | 77.57% | 2 | 0 | 11 |  |  |  | No | R-410A | 2.0167 | Residential & Commercial | Ducted CEE Tier 1
210474237 | Central HP <5.4 tons | KENMORE | HRCU-A-CB (Split System: Heat Pump with Remote Outdoor Unit-Air-Source) | (C,H,T)VH825GKA3* |  |  | EHD4X42AAL+WALLCON | *95CSU0802120A* | 24200 | 16 | 8.1 | 21400 | 16600 | 77.57% | 2 | 0 | 11 |  |  |  | No | R-410A | 2.0167 | Residential & Commercial | Ducted CEE Tier 1
210473367 | Central HP <5.4 tons | KENMORE | HRCU-A-CB (Split System: Heat Pump with Remote Outdoor Unit-Air-Source) | (C,H,T)VH825GKA3* |  |  | EA*4X48L21A*+WALLCON | *96CTN0801714A* | 24000 | 16.5 | 8.1 | 21000 | 16600 | 79.05% | 2 | 0 | 11 |  |  |  | No | R-410A | 2 | Residential & Commercial | Ducted CEE Tier 1
210473378 | Central HP <5.4 tons | KENMORE | HRCU-A-CB (Split System: Heat Pump with Remote Outdoor Unit-Air-Source) | (C,H,T)VH825GKA3* |  |  | EA*4X48L21A*+WALLCON | *97CMN0601714A* | 24000 | 16.5 | 8.1 | 21000 | 16700 | 79.52% | 2 | 0 | 11 |  |  |  | No | R-410A | 2 | Residential & Commercial | Ducted CEE Tier 1
214572506 | Central HP <5.4 tons | KENMORE | HRCU-A-CB (Split System: Heat Pump with Remote Outdoor Unit-Air-Source) | (C,H,T)VH837GKA** |  |  | EA*4X36L21A*+WALLCON | *97CMN0602120B* | 31400 | 17 | 8.1 | 33200 | 24400 | 73.49% | 1.84 | 0 | 10.5 |  |  |  | No | R-410A | 2.6167 | Residential & Commercial | Ducted CEE Tier 1
210474056 | Central HP <5.4 tons | KENMORE | HRCU-A-CB (Split System: Heat Pump with Remote Outdoor Unit-Air-Source) | (C,H,T)VH825GKA3* |  |  | EN(A,D,W)4X48L21**+WALLCON | *97CMN0602120A* | 24000 | 16.5 | 8.1 | 21400 | 16700 | 78.04% | 2 | 0 | 11 |  |  |  | No | R-410A | 2 | Residential & Commercial | Ducted CEE Tier 1
210473924 | Central HP <5.4 tons | KENMORE | HRCU-A-CB (Split System: Heat Pump with Remote Outdoor Unit-Air-Source) | (C,H,T)VH825GKA3* |  |  | EN(A,D,W)4X48L21**+WALLCON | *80CSU0401712A* | 24200 | 17 | 8.1 | 21200 | 16500 | 77.83% | 2 | 0 | 11 |  |  |  | No | R-410A | 2.0167 | Residential & Commercial | Ducted CEE Tier 1
210473521 | Central HP <5.4 tons | KENMORE | HRCU-A-CB (Split System: Heat Pump with Remote Outdoor Unit-Air-Source) | (C,H,T)VH825GKA3* |  |  | EA*4X48L24A*+WALLCON | *96CTN1002122A* | 24200 | 16.5 | 8.1 | 21000 | 16500 | 78.57% | 2.02 | 0 | 11 |  |  |  | No | R-410A | 2.0167 | Residential & Commercial | Ducted CEE Tier 1
213281446 | Central HP <5.4 tons | BOSCH | HRCU-A-CB (Split System: Heat Pump with Remote Outdoor Unit-Air-Source) | BOVB-60HDN1-M20G | ADP |  | V60H210P299+AEFE5* |  | 45500 | 18 | 9.35 | 46000 | 33200 | 72.17% | 1.98 | 0 | 11.7 |  |  |  | No | R-410A | 3.7917 | Residential & Commercial | Ducted CEE Tier 1
213281314 | Central HP <5.4 tons | BOSCH | HRCU-A-CB (Split System: Heat Pump with Remote Outdoor Unit-Air-Source) | BOVA-60HDN1-M20G | ADP |  | V60H210P199+AEFE5* |  | 51500 | 17 | 9.45 | 53000 | 38000 | 71.7% | 2.02 | 0 | 11.7 |  |  |  | No | R-410A | 4.2917 | Residential & Commercial | Ducted CEE Tier 1
214269152 | Central HP <5.4 tons | BOSCH | HRCU-A-CB (Split System: Heat Pump with Remote Outdoor Unit-Air-Source) | BOVB-60HDN1-M20G | ADP |  | HG84960 | BGH96M080B3B | 42500 | 17 | 8.8 | 41500 | 30600 | 73.73% | 1.9 | 0 | 11.7 |  |  |  | No | R-410A | 3.5417 | Residential & Commercial | Ducted CEE Tier 1
216591185 | Central HP <5.4 tons | KENMORE | HRCU-A-CB (Split System: Heat Pump with Remote Outdoor Unit-Air-Source) | HH824E2S11 |  |  | CTF30B5ACS1+JME12B2SN1 |  | 23000 | 19 | 9.5 | 23000 | 19000 | 82.61% | 2 | 0 | 12 |  |  |  | No | R-454B | 1.9167 | Residential & Commercial | Ducted CEE Tier 1
216591385 | Central HP <5.4 tons | KENMORE | HRCU-A-CB (Split System: Heat Pump with Remote Outdoor Unit-Air-Source) | HH824E2S11 |  |  | CTF30B5ACS1 | Z8ET080B12LMPS1 | 23000 | 18 | 9.5 | 23000 | 18400 | 80% | 2 | 0 | 12 |  |  |  | No | R-454B | 1.9167 | Residential & Commercial | Ducted CEE Tier 1
215942494 | Central HP <5.4 tons | ARCOAIRE | HRCU-A-CB (Split System: Heat Pump with Remote Outdoor Unit-Air-Source) | H5H3V36*K*AAA* |  |  | EVD5X61M21A*+WALLCON | *80CTL0901716B* | 35800 | 22 | 8.5 | 37400 | 28400 | 75.94% | 2.02 | 0 | 12.5 |  |  |  | No | R-454B | 2.9833 | Residential & Commercial | Ducted CEE Tier 1
215942444 | Central HP <5.4 tons | ARCOAIRE | HRCU-A-CB (Split System: Heat Pump with Remote Outdoor Unit-Air-Source) | H5H3V36*K*AAA* |  |  | EVM5X61M24A*+WALLCON | *97CMN0802120B* | 36000 | 22 | 8.5 | 37400 | 28200 | 75.4% | 2.04 | 0 | 12.5 |  |  |  | No | R-454B | 3 | Residential & Commercial | Ducted CEE Tier 1
215940138 | Central HP <5.4 tons | ARCOAIRE | HRCU-A-CB (Split System: Heat Pump with Remote Outdoor Unit-Air-Source) | H5H3V36*K*AAA* |  |  | ESH5X48M12A*+WALLCON | *97CTN0801716A* | 33400 | 19 | 9 | 35200 | 27000 | 76.7% | 1.92 | 0 | 11 |  |  |  | No | R-454B | 2.7833 | Residential & Commercial | Ducted CEE Tier 1
214271895 | Central HP <5.4 tons | CARRIER | HRCU-A-CB (Split System: Heat Pump with Remote Outdoor Unit-Air-Source) | 25VNA825A*032* | ADP |  | PL36H175P149 | 58TN*B070C14**12 | 23400 | 16 | 8.1 | 20000 | 16300 | 81.5% | 1.92 | 0 | 11 |  |  |  | No | R-410A | 1.95 | Residential & Commercial | Ducted CEE Tier 1
210473356 | Central HP <5.4 tons | KENMORE | HRCU-A-CB (Split System: Heat Pump with Remote Outdoor Unit-Air-Source) | (C,H,T)VH825GKA3* |  |  | EA*4X48L21A*+WALLCON | *96CTN0601714A* | 24000 | 16.5 | 8.1 | 21000 | 16600 | 79.05% | 2 | 0 | 11 |  |  |  | No | R-410A | 2 | Residential & Commercial | Ducted CEE Tier 1
210473169 | Central HP <5.4 tons | KENMORE | HRCU-A-CB (Split System: Heat Pump with Remote Outdoor Unit-Air-Source) | (C,H,T)VH825GKA3* |  |  | EA*4X43L21A*+WALLCON | *80CTL0701716A* | 24400 | 17 | 8.5 | 21200 | 16600 | 78.3% | 2.02 | 0 | 11 |  |  |  | No | R-410A | 2.0333 | Residential & Commercial | Ducted CEE Tier 1
210473323 | Central HP <5.4 tons | KENMORE | HRCU-A-CB (Split System: Heat Pump with Remote Outdoor Unit-Air-Source) | (C,H,T)VH825GKA3* |  |  | EA*4X48L21A*+WALLCON | *80CSU1002120A* | 24000 | 16.5 | 8.1 | 21000 | 16600 | 79.05% | 2 | 0 | 10.5 |  |  |  | No | R-410A | 2 | Residential & Commercial | Ducted CEE Tier 1
214271734 | Central HP <5.4 tons | CARRIER | HRCU-A-CB (Split System: Heat Pump with Remote Outdoor Unit-Air-Source) | 25VNA448A*031* | ADP |  | V,C48H175P789 | 58TN*B070C17**16 | 43000 | 20 | 9.5 | 44500 | 36400 | 81.8% | 2.32 | 0 | 10.5 |  |  |  | No | R-410A | 3.5833 | Residential & Commercial | Ducted CEE Tier 1
214271752 | Central HP <5.4 tons | CARRIER | HRCU-A-CB (Split System: Heat Pump with Remote Outdoor Unit-Air-Source) | 25VNA448A*031* | ADP |  | V,C48H210P169 | 58TN*B090C21**20 | 44000 | 21 | 9.5 | 44500 | 35800 | 80.45% | 2.3 | 0 | 11.7 |  |  |  | No | R-410A | 3.6667 | Residential & Commercial | Ducted CEE Tier 1
214279618 | Central HP <5.4 tons | WESTINGHOUSE | HRCU-A-C (Split System: Heat Pump with Remote Outdoor Unit with No Indoor Fan --Air Source) | WHM36SZA21S | ADP |  | M36E58(1,2)+TXV+TD |  | 28200 | 15.2 | 9.4 | 28400 | 23800 | 83.8% | 2.08 | 0 | 11 |  |  |  | No | R-410A | 2.35 | Residential & Commercial | Ducted CEE Tier 1
210597613 | Central HP <5.4 tons | KEEPRITE | HRCU-A-CB (Split System: Heat Pump with Remote Outdoor Unit-Air-Source) | CVH837GKA** |  |  | EN(A,D,W)4X60L24**+WALLCON | *80CTL1352422A* | 32800 | 18 | 8.1 | 32200 | 24600 | 76.4% | 1.98 | 0 | 12 |  |  |  | No | R-410A | 2.7333 | Residential & Commercial | Ducted CEE Tier 1
210597514 | Central HP <5.4 tons | KEEPRITE | HRCU-A-CB (Split System: Heat Pump with Remote Outdoor Unit-Air-Source) | CVH837GKA** |  |  | EHD4X60AAL+WALLCON | *80CTL0901716A* | 33000 | 17.5 | 8.1 | 32200 | 24800 | 77.02% | 2.02 | 0 | 11.5 |  |  |  | No | R-410A | 2.75 | Residential & Commercial | Ducted CEE Tier 1
215679467 | Central HP <5.4 tons | ARCOAIRE | HRCU-A-CB (Split System: Heat Pump with Remote Outdoor Unit-Air-Source) | H5H0V36*K*AAA* |  |  | EA*5X43M21A*+WALLCON | *97CTN0802120A* | 34400 | 18 | 9 | 35400 | 25200 | 71.19% | 1.88 | 0 | 10 |  |  |  | No | R-454B | 2.8667 | Residential & Commercial | Ducted CEE Tier 1
215668942 | Central HP <5.4 tons | ARCOAIRE | HRCU-A-CB (Split System: Heat Pump with Remote Outdoor Unit-Air-Source) | H5H0V36*K*AAA* |  |  | EA*5X42M21A*+WALLCON | *96CTN1002122B* | 33200 | 17.5 | 9 | 35800 | 25600 | 71.51% | 1.84 | 0 | 10 |  |  |  | No | R-454B | 2.7667 | Residential & Commercial | Ducted CEE Tier 1
215668758 | Central HP <5.4 tons | ARCOAIRE | HRCU-A-CB (Split System: Heat Pump with Remote Outdoor Unit-Air-Source) | H5H0V36*K*AAA* |  |  | EA*5X37M21A*+WALLCON | *97CMN1002122B* | 34600 | 18 | 9 | 35200 | 25000 | 71.02% | 1.9 | 0 | 10 |  |  |  | No | R-454B | 2.8833 | Residential & Commercial | Ducted CEE Tier 1
213184785 | Central HP <5.4 tons | BOSCH | HRCU-A-CB (Split System: Heat Pump with Remote Outdoor Unit-Air-Source) | BOVB-60HDN1-M20G | ADP |  | H,GE35948+AEFE4B* |  | 44500 | 17 | 9 | 45500 | 33200 | 72.97% | 1.92 | 0 | 11 |  |  |  | No | R-410A | 3.7083 | Residential & Commercial | Ducted CEE Tier 1
212381034 | Central HP <5.4 tons | BOSCH | HRCU-A-CB (Split System: Heat Pump with Remote Outdoor Unit-Air-Source) | BOVA-60HDN1-M20G | ADP |  | H,RG3K960 | BGH96M100D5A | 45500 | 17 | 9 | 45000 | 32800 | 72.89% | 1.9 | 0 | 11.7 |  |  |  | No | R-410A | 3.7917 | Residential & Commercial | Ducted CEE Tier 1
213088724 | Central HP <5.4 tons | BOSCH | HRCU-A-CB (Split System: Heat Pump with Remote Outdoor Unit-Air-Source) | BOVA-60HDN1-M20G | ADP |  | V,R48H175P789+AEFE4B* |  | 45000 | 18 | 9.15 | 46000 | 33200 | 72.17% | 1.94 | 0 | 11.5 |  |  |  | No | R-410A | 3.75 | Residential & Commercial | Ducted CEE Tier 1
213088738 | Central HP <5.4 tons | BOSCH | HRCU-A-CB (Split System: Heat Pump with Remote Outdoor Unit-Air-Source) | BOVB-60HDN1-M20G | ADP |  | V,R48H175P789+AEFE4B* |  | 45000 | 18 | 9.15 | 46000 | 33200 | 72.17% | 1.94 | 0 | 11.5 |  |  |  | No | R-410A | 3.75 | Residential & Commercial | Ducted CEE Tier 1
213088740 | Central HP <5.4 tons | BOSCH | HRCU-A-CB (Split System: Heat Pump with Remote Outdoor Unit-Air-Source) | BOVB-60HDN1-M20G | ADP |  | V,R48H175P389+AEFE4B* |  | 46000 | 18 | 9.35 | 46000 | 33200 | 72.17% | 1.98 | 0 | 11.7 |  |  |  | No | R-410A | 3.8333 | Residential & Commercial | Ducted CEE Tier 1
213184851 | Central HP <5.4 tons | BOSCH | HRCU-A-CB (Split System: Heat Pump with Remote Outdoor Unit-Air-Source) | BOVA-60HDN1-M20G | ADP |  | H,RG88948+AEFE4B* |  | 47000 | 18 | 9.5 | 46000 | 33200 | 72.17% | 2 | 0 | 12 |  |  |  | No | R-410A | 3.9167 | Residential & Commercial | Ducted CEE Tier 1
213307139 | Central HP <5.4 tons | BOSCH | HRCU-A-CB (Split System: Heat Pump with Remote Outdoor Unit-Air-Source) | BOVB-60HDN1-M20G | ADP |  | HG3K960+AEFE5* |  | 45500 | 18 | 9.25 | 46000 | 33200 | 72.17% | 1.96 | 0 | 11.7 |  |  |  | No | R-410A | 3.7917 | Residential & Commercial | Ducted CEE Tier 1
210471251 | Central HP <5.4 tons | KEEPRITE | HRCU-A-CB (Split System: Heat Pump with Remote Outdoor Unit-Air-Source) | CVH837GKA2* |  |  | EHD4X60AAL+WALLCON | *97CMN1002122A* | 33000 | 17 | 8.1 | 32200 | 24800 | 77.02% | 2.02 | 0 | 11.5 |  |  |  | No | R-410A | 2.75 | Residential & Commercial | Ducted CEE Tier 1
210470580 | Central HP <5.4 tons | KEEPRITE | HRCU-A-CB (Split System: Heat Pump with Remote Outdoor Unit-Air-Source) | CVH837GKA2* |  |  | EA*4X61L24A*+WALLCON | *96CTN1202422A* | 33200 | 18 | 8.5 | 32000 | 24800 | 77.5% | 2 | 0 | 12 |  |  |  | No | R-410A | 2.7667 | Residential & Commercial | Ducted CEE Tier 1
210470613 | Central HP <5.4 tons | KEEPRITE | HRCU-A-CB (Split System: Heat Pump with Remote Outdoor Unit-Air-Source) | CVH837GKA2* |  |  | EA*4X61L24A*+WALLCON | *97CMN1202422A* | 33200 | 17.5 | 8.5 | 32000 | 25000 | 78.12% | 2 | 0 | 11.7 |  |  |  | No | R-410A | 2.7667 | Residential & Commercial | Ducted CEE Tier 1
207026911 | Central HP <5.4 tons | AIR-CON | HRCU-A-CB (Split System: Heat Pump with Remote Outdoor Unit-Air-Source) | ASDDI4H4S24 |  |  | ASDVI4H4S24 |  | 22000 | 16.5 | 9 | 23000 | 16900 | 73.48% | 2.05 | 10.9 | 10.1 |  |  |  | No | R-410A | 1.8333 | Residential & Commercial | Ducted CEE Tier 1
215319195 | Central HP <5.4 tons | Grandaire | HRCU-A-CB (Split System: Heat Pump with Remote Outdoor Unit-Air-Source) | D5CUHAH18AAK |  |  | D5FUAAH18XAK |  | 18000 | 19 | 9.8 | 19000 | 18000 | 94.74% | 2 | 0 | 12.5 |  |  |  | No | R-454B | 1.5 | Residential & Commercial | Ducted CEE Tier 1
213088726 | Central HP <5.4 tons | BOSCH | HRCU-A-CB (Split System: Heat Pump with Remote Outdoor Unit-Air-Source) | BOVA-60HDN1-M20G | ADP |  | V,R48H175P389+AEFE4B* |  | 46000 | 18 | 9.35 | 46000 | 33200 | 72.17% | 1.98 | 0 | 11.7 |  |  |  | No | R-410A | 3.8333 | Residential & Commercial | Ducted CEE Tier 1
213088744 | Central HP <5.4 tons | BOSCH | HRCU-A-CB (Split System: Heat Pump with Remote Outdoor Unit-Air-Source) | BOVB-60HDN1-M20G | ADP |  | H,RG3K960+AEFE5* |  | 45500 | 18 | 9.25 | 46000 | 33200 | 72.17% | 1.96 | 0 | 11.7 |  |  |  | No | R-410A | 3.7917 | Residential & Commercial | Ducted CEE Tier 1
213184858 | Central HP <5.4 tons | BOSCH | HRCU-A-CB (Split System: Heat Pump with Remote Outdoor Unit-Air-Source) | BOVB-60HDN1-M20G | ADP |  | H,RG88948+AEFE4B* |  | 47000 | 18 | 9.5 | 46000 | 33200 | 72.17% | 2 | 0 | 12 |  |  |  | No | R-410A | 3.9167 | Residential & Commercial | Ducted CEE Tier 1
213612278 | Central HP <5.4 tons | BOSCH | HRCU-A-CB (Split System: Heat Pump with Remote Outdoor Unit-Air-Source) | BOVB-60HDN1-M20G | ADP |  | V,T60H210P179+AEFE5* |  | 46000 | 18 | 9.35 | 46000 | 33200 | 72.17% | 1.98 | 0 | 11.7 |  |  |  | No | R-410A | 3.8333 | Residential & Commercial | Ducted CEE Tier 1
212361484 | Central HP <5.4 tons | BOSCH | HRCU-A-CB (Split System: Heat Pump with Remote Outdoor Unit-Air-Source) | BOVA-60HDN1-M20G | ADP |  | HE48960 | BGH96M100D5B | 45500 | 17 | 9 | 45000 | 32800 | 72.89% | 1.9 | 0 | 11.7 |  |  |  | No | R-410A | 3.7917 | Residential & Commercial | Ducted CEE Tier 1
212361457 | Central HP <5.4 tons | BOSCH | HRCU-A-CB (Split System: Heat Pump with Remote Outdoor Unit-Air-Source) | BOVA-60HDN1-M20G | ADP |  | HE35948 | BGH96M080B3B | 41000 | 16 | 8.8 | 41500 | 30600 | 73.73% | 1.9 | 0 | 11 |  |  |  | No | R-410A | 3.4167 | Residential & Commercial | Ducted CEE Tier 1
215936932 | Central HP <5.4 tons | KENMORE | HRCU-A-CB (Split System: Heat Pump with Remote Outdoor Unit-Air-Source) | (C,H,T)5H3V36*K*AAA* |  |  | EVD5X61M24A*+WALLCON | *80CTL0902120B* | 36000 | 22.5 | 8.5 | 37600 | 28200 | 75% | 2.06 | 0 | 12.5 |  |  |  | No | R-454B | 3 | Residential & Commercial | Ducted CEE Tier 1
215936632 | Central HP <5.4 tons | KENMORE | HRCU-A-CB (Split System: Heat Pump with Remote Outdoor Unit-Air-Source) | (C,H,T)5H3V36*K*AAA* |  |  | EVD5X60M21A*+WALLCON | *80CTL0902120B* | 35600 | 22 | 8.5 | 38000 | 28400 | 74.74% | 2.02 | 0 | 12.5 |  |  |  | No | R-454B | 2.9667 | Residential & Commercial | Ducted CEE Tier 1
210473499 | Central HP <5.4 tons | KENMORE | HRCU-A-CB (Split System: Heat Pump with Remote Outdoor Unit-Air-Source) | (C,H,T)VH825GKA3* |  |  | EA*4X48L24A*+WALLCON | *97CMN1002122A* | 24200 | 16.5 | 8.1 | 21000 | 16500 | 78.57% | 2.02 | 0 | 11 |  |  |  | No | R-410A | 2.0167 | Residential & Commercial | Ducted CEE Tier 1
210472883 | Central HP <5.4 tons | KENMORE | HRCU-A-CB (Split System: Heat Pump with Remote Outdoor Unit-Air-Source) | (C,H,T)VH825GKA3* |  |  | EA*4X42L21A*+WALLCON | *80CTL0451712A* | 23600 | 16.5 | 8.1 | 21600 | 16800 | 77.78% | 1.94 | 0 | 10.5 |  |  |  | No | R-410A | 1.9667 | Residential & Commercial | Ducted CEE Tier 1
210473026 | Central HP <5.4 tons | KENMORE | HRCU-A-CB (Split System: Heat Pump with Remote Outdoor Unit-Air-Source) | (C,H,T)VH825GKA3* |  |  | EA*4X42L24A*+WALLCON | *80CTL1352422A* | 23800 | 16.5 | 8.1 | 21400 | 16600 | 77.57% | 1.96 | 0 | 11 |  |  |  | No | R-410A | 1.9833 | Residential & Commercial | Ducted CEE Tier 1
215941598 | Central HP <5.4 tons | ARCOAIRE | HRCU-A-CB (Split System: Heat Pump with Remote Outdoor Unit-Air-Source) | H5H3V48*K*AAA* |  |  | EVD5X48M24A*+WALLCON | *97CTN0802120A* | 44500 | 20 | 8.1 | 52000 | 38000 | 73.08% | 1.9 | 0 | 11 |  |  |  | No | R-454B | 3.7083 | Residential & Commercial | Ducted CEE Tier 1
212913808 | Central HP <5.4 tons | AIREASE | HRCU-A-CB (Split System: Heat Pump with Remote Outdoor Unit-Air-Source) | 4SHP22LX124P-**A | ADP |  | F,PE*E32925 |  | 22400 | 21 | 8.35 | 20400 | 15600 | 76.47% | 2.18 | 0 | 13 |  |  |  | No | R-410A | 1.8667 | Residential & Commercial | Ducted CEE Tier 1
210472894 | Central HP <5.4 tons | KENMORE | HRCU-A-CB (Split System: Heat Pump with Remote Outdoor Unit-Air-Source) | (C,H,T)VH825GKA3* |  |  | EA*4X42L21A*+WALLCON | *80CTL0701716A* | 23800 | 16.5 | 8.1 | 21400 | 16600 | 77.57% | 1.96 | 0 | 11 |  |  |  | No | R-410A | 1.9833 | Residential & Commercial | Ducted CEE Tier 1
215319209 | Central HP <5.4 tons | Grandaire | HRCU-A-CB (Split System: Heat Pump with Remote Outdoor Unit-Air-Source) | D5CUHAH18AAK |  |  | D5FUHAH24XAK |  | 18000 | 19 | 10.2 | 18000 | 18600 | 103.3% | 2.12 | 0 | 12.5 |  |  |  | No | R-454B | 1.5 | Residential & Commercial | Ducted CEE Tier 1
212913809 | Central HP <5.4 tons | AIREASE | HRCU-A-CB (Split System: Heat Pump with Remote Outdoor Unit-Air-Source) | 4SHP22LX124P-**A | ADP |  | F,PE*E32924 |  | 23000 | 19 | 8.45 | 20400 | 15000 | 73.53% | 2.04 | 0 | 12.5 |  |  |  | No | R-410A | 1.9167 | Residential & Commercial | Ducted CEE Tier 1
210473202 | Central HP <5.4 tons | KENMORE | HRCU-A-CB (Split System: Heat Pump with Remote Outdoor Unit-Air-Source) | (C,H,T)VH825GKA3* |  |  | EA*4X43L21A*+WALLCON | *97CMN0601714A* | 24200 | 16.5 | 8.1 | 21200 | 16800 | 79.25% | 2 | 0 | 11 |  |  |  | No | R-410A | 2.0167 | Residential & Commercial | Ducted CEE Tier 1
210473268 | Central HP <5.4 tons | KENMORE | HRCU-A-CB (Split System: Heat Pump with Remote Outdoor Unit-Air-Source) | (C,H,T)VH825GKA3* |  |  | EA*4X48L21A*+WALLCON | *95CSU0601716A* | 24000 | 16.5 | 8.1 | 21000 | 16600 | 79.05% | 2 | 0 | 10.5 |  |  |  | No | R-410A | 2 | Residential & Commercial | Ducted CEE Tier 1
215941468 | Central HP <5.4 tons | ARCOAIRE | HRCU-A-CB (Split System: Heat Pump with Remote Outdoor Unit-Air-Source) | H5H3V48*K*AAA* |  |  | EVM5X60M24A*+WALLCON | *97CTN1002122A* | 45500 | 20.5 | 8.1 | 52500 | 38000 | 72.38% | 1.9 | 0 | 11.5 |  |  |  | No | R-454B | 3.7917 | Residential & Commercial | Ducted CEE Tier 1
215941068 | Central HP <5.4 tons | ARCOAIRE | HRCU-A-CB (Split System: Heat Pump with Remote Outdoor Unit-Air-Source) | H5H3V48*K*AAA* |  |  | EA*5X61M21A*+WALLCON | *97CTN0801716A* | 44500 | 20 | 9 | 49000 | 37600 | 76.73% | 2 | 0 | 11 |  |  |  | No | R-454B | 3.7083 | Residential & Commercial | Ducted CEE Tier 1
213281365 | Central HP <5.4 tons | BOSCH | HRCU-A-CB (Split System: Heat Pump with Remote Outdoor Unit-Air-Source) | BOVB-36HDN1-M20G | ADP |  | V36H***P429+AEFE3A* |  | 23200 | 19 | 9.35 | 22400 | 17200 | 76.79% | 1.98 | 0 | 12.5 |  |  |  | No | R-410A | 1.9333 | Residential & Commercial | Ducted CEE Tier 1
212380851 | Central HP <5.4 tons | BOSCH | HRCU-A-CB (Split System: Heat Pump with Remote Outdoor Unit-Air-Source) | BOVB-36HDN1-M20G | ADP |  | V,R36H175P149 | BGH96M060B3A | 23800 | 18 | 9 | 22400 | 17000 | 75.89% | 1.9 | 0 | 12 |  |  |  | No | R-410A | 1.9833 | Residential & Commercial | Ducted CEE Tier 1
213612172 | Central HP <5.4 tons | BOSCH | HRCU-A-CB (Split System: Heat Pump with Remote Outdoor Unit-Air-Source) | BOVB-36HDN1-M20G | ADP |  | H,TG33936+AEFE3A* |  | 23400 | 19 | 9.45 | 22400 | 17200 | 76.79% | 1.98 | 0 | 12.5 |  |  |  | No | R-410A | 1.95 | Residential & Commercial | Ducted CEE Tier 1
210473125 | Central HP <5.4 tons | KENMORE | HRCU-A-CB (Split System: Heat Pump with Remote Outdoor Unit-Air-Source) | (C,H,T)VH825GKA3* |  |  | EA*4X43L21A*+WALLCON | *80CSU0401712A* | 24400 | 17 | 8.5 | 21200 | 16600 | 78.3% | 2.02 | 0 | 11 |  |  |  | No | R-410A | 2.0333 | Residential & Commercial | Ducted CEE Tier 1
210473191 | Central HP <5.4 tons | KENMORE | HRCU-A-CB (Split System: Heat Pump with Remote Outdoor Unit-Air-Source) | (C,H,T)VH825GKA3* |  |  | EA*4X43L21A*+WALLCON | *96CTN0801714A* | 24400 | 16.5 | 8.1 | 21200 | 16700 | 78.77% | 2.02 | 0 | 11 |  |  |  | No | R-410A | 2.0333 | Residential & Commercial | Ducted CEE Tier 1
214728368 | Central HP <5.4 tons | FRASER-JOHNSTON | HRCU-A-CB (Split System: Heat Pump with Remote Outdoor Unit-Air-Source) | HH836E2S11 |  |  | CTU36B5XDS1+TXV | TM9Y060B12MP11 | 33200 | 18 | 8.5 | 31200 | 25600 | 82.05% | 2 | 0 | 11 |  |  |  | No | R-454B | 2.7667 | Residential & Commercial | Ducted CEE Tier 1
214728395 | Central HP <5.4 tons | FRASER-JOHNSTON | HRCU-A-CB (Split System: Heat Pump with Remote Outdoor Unit-Air-Source) | HH836E2S11 |  |  | CTU36B5XDS1+TXV | TP9C060B12MP13 | 33000 | 17 | 8.5 | 31000 | 25200 | 81.29% | 2 | 0 | 11 |  |  |  | No | R-454B | 2.75 | Residential & Commercial | Ducted CEE Tier 1
215936362 | Central HP <5.4 tons | KENMORE | HRCU-A-CB (Split System: Heat Pump with Remote Outdoor Unit-Air-Source) | (C,H,T)5H3V36*K*AAA* |  |  | EVD5X48M24A*+WALLCON | *95CSU1002122B* | 35200 | 21.5 | 8.5 | 38000 | 28200 | 74.21% | 2.04 | 0 | 12 |  |  |  | No | R-454B | 2.9333 | Residential & Commercial | Ducted CEE Tier 1
215936382 | Central HP <5.4 tons | KENMORE | HRCU-A-CB (Split System: Heat Pump with Remote Outdoor Unit-Air-Source) | (C,H,T)5H3V36*K*AAA* |  |  | EVD5X48M24A*+WALLCON | *97CMN0802120B* | 35000 | 21 | 8.5 | 38500 | 28400 | 73.77% | 2.04 | 0 | 12 |  |  |  | No | R-454B | 2.9167 | Residential & Commercial | Ducted CEE Tier 1
210472839 | Central HP <5.4 tons | KENMORE | HRCU-A-CB (Split System: Heat Pump with Remote Outdoor Unit-Air-Source) | (C,H,T)VH825GKA3* |  |  | EA*4X42L21A*+WALLCON | *95CSU1002122A* | 23800 | 16.5 | 8.1 | 21400 | 16600 | 77.57% | 1.96 | 0 | 11 |  |  |  | No | R-410A | 1.9833 | Residential & Commercial | Ducted CEE Tier 1
214440917 | Central HP <5.4 tons | BOSCH | HRCU-A-CB (Split System: Heat Pump with Remote Outdoor Unit-Air-Source) | BOVD-36HDN1-M20G | ADP |  | BV**B9937 |  | 34000 | 19 | 9.4 | 32600 | 23600 | 72.39% | 1.88 | 0 | 12 |  |  |  | No | R-410A | 2.8333 | Residential & Commercial | Ducted CEE Tier 1
210473037 | Central HP <5.4 tons | KENMORE | HRCU-A-CB (Split System: Heat Pump with Remote Outdoor Unit-Air-Source) | (C,H,T)VH825GKA3* |  |  | EA*4X42L24A*+WALLCON | *96CTN1202422A* | 23800 | 17 | 8.1 | 21400 | 16600 | 77.57% | 1.96 | 0 | 11 |  |  |  | No | R-410A | 1.9833 | Residential & Commercial | Ducted CEE Tier 1
210472872 | Central HP <5.4 tons | KENMORE | HRCU-A-CB (Split System: Heat Pump with Remote Outdoor Unit-Air-Source) | (C,H,T)VH825GKA3* |  |  | EA*4X42L21A*+WALLCON | *80CSU1002120A* | 23800 | 16.5 | 8.1 | 21400 | 16700 | 78.04% | 1.94 | 0 | 10.5 |  |  |  | No | R-410A | 1.9833 | Residential & Commercial | Ducted CEE Tier 1
212380681 | Central HP <5.4 tons | BOSCH | HRCU-A-CB (Split System: Heat Pump with Remote Outdoor Unit-Air-Source) | BOVA-36HDN1-M20G | ADP |  | PL36H175P149 | BGH96M080B3A | 23800 | 18 | 9 | 22400 | 17000 | 75.89% | 1.9 | 0 | 12 |  |  |  | No | R-410A | 1.9833 | Residential & Commercial | Ducted CEE Tier 1
212380732 | Central HP <5.4 tons | BOSCH | HRCU-A-CB (Split System: Heat Pump with Remote Outdoor Unit-Air-Source) | BOVA-36HDN1-M20G | ADP |  | V,R36H175P459 | BGH96M060B3A | 24000 | 18 | 9 | 22400 | 17000 | 75.89% | 1.9 | 0 | 12 |  |  |  | No | R-410A | 2 | Residential & Commercial | Ducted CEE Tier 1
212361459 | Central HP <5.4 tons | BOSCH | HRCU-A-CB (Split System: Heat Pump with Remote Outdoor Unit-Air-Source) | BOVA-60HDN1-M20G | ADP |  | HE37960 | BGH96M080B3B | 42000 | 17 | 8.8 | 41500 | 30600 | 73.73% | 1.9 | 0 | 11.5 |  |  |  | No | R-410A | 3.5 | Residential & Commercial | Ducted CEE Tier 1
212380763 | Central HP <5.4 tons | BOSCH | HRCU-A-CB (Split System: Heat Pump with Remote Outdoor Unit-Air-Source) | BOVA-60HDN1-M20G | ADP |  | H,RG86960 | BGH96M080C4B | 42500 | 17 | 8.8 | 42500 | 31000 | 72.94% | 1.9 | 0 | 11.7 |  |  |  | No | R-410A | 3.5417 | Residential & Commercial | Ducted CEE Tier 1
212380904 | Central HP <5.4 tons | BOSCH | HRCU-A-CB (Split System: Heat Pump with Remote Outdoor Unit-Air-Source) | BOVB-60HDN1-M20G | ADP |  | H,RG86960 | BGH96M080C4B | 42500 | 17 | 8.8 | 42500 | 31000 | 72.94% | 1.9 | 0 | 11.7 |  |  |  | No | R-410A | 3.5417 | Residential & Commercial | Ducted CEE Tier 1
213088742 | Central HP <5.4 tons | BOSCH | HRCU-A-CB (Split System: Heat Pump with Remote Outdoor Unit-Air-Source) | BOVB-60HDN1-M20G | ADP |  | H,RG2K948+AEFE5* |  | 45500 | 18 | 9.15 | 46000 | 33200 | 72.17% | 1.94 | 0 | 11.7 |  |  |  | No | R-410A | 3.7917 | Residential & Commercial | Ducted CEE Tier 1
213146779 | Central HP <5.4 tons | BOSCH | HRCU-A-CB (Split System: Heat Pump with Remote Outdoor Unit-Air-Source) | BOVA-60HDN1-M20G | ADP |  | PL48H175P789+AEFE4B* |  | 45000 | 18 | 9.15 | 46000 | 33200 | 72.17% | 1.94 | 0 | 11.5 |  |  |  | No | R-410A | 3.75 | Residential & Commercial | Ducted CEE Tier 1
213146784 | Central HP <5.4 tons | BOSCH | HRCU-A-CB (Split System: Heat Pump with Remote Outdoor Unit-Air-Source) | BOVB-60HDN1-M20G | ADP |  | PL60H210P199+AEFE5* |  | 51500 | 17 | 9.45 | 53000 | 38000 | 71.7% | 2.02 | 0 | 11.7 |  |  |  | No | R-410A | 4.2917 | Residential & Commercial | Ducted CEE Tier 1
212361432 | Central HP <5.4 tons | BOSCH | HRCU-A-CB (Split System: Heat Pump with Remote Outdoor Unit-Air-Source) | BOVA-60HDN1-M20G | ADP |  | HE36(1,2)60+TXV | BGH96M080B3B | 41500 | 16 | 8.8 | 41500 | 30600 | 73.73% | 1.9 | 0 | 11.5 |  |  |  | No | R-410A | 3.4583 | Residential & Commercial | Ducted CEE Tier 1
212380749 | Central HP <5.4 tons | BOSCH | HRCU-A-CB (Split System: Heat Pump with Remote Outdoor Unit-Air-Source) | BOVA-36HDN1-M20G | ADP |  | H,RG8J936 | BGH96M080B3B | 23600 | 18 | 9 | 22400 | 17000 | 75.89% | 1.9 | 0 | 11.7 |  |  |  | No | R-410A | 1.9667 | Residential & Commercial | Ducted CEE Tier 1
212380864 | Central HP <5.4 tons | BOSCH | HRCU-A-CB (Split System: Heat Pump with Remote Outdoor Unit-Air-Source) | BOVB-36HDN1-M20G | ADP |  | V,R36H175P149 | BGH96M080B3A | 23800 | 18 | 9 | 22400 | 17000 | 75.89% | 1.9 | 0 | 12 |  |  |  | No | R-410A | 1.9833 | Residential & Commercial | Ducted CEE Tier 1
213088389 | Central HP <5.4 tons | BOSCH | HRCU-A-CB (Split System: Heat Pump with Remote Outdoor Unit-Air-Source) | BOVB-36HDN1-M20G | ADP |  | V,R36H175P149+AEFE4B* |  | 23800 | 20 | 9.5 | 22400 | 17200 | 76.79% | 2 | 0 | 13 |  |  |  | No | R-410A | 1.9833 | Residential & Commercial | Ducted CEE Tier 1
213088390 | Central HP <5.4 tons | BOSCH | HRCU-A-CB (Split System: Heat Pump with Remote Outdoor Unit-Air-Source) | BOVB-36HDN1-M20G | ADP |  | V,R36H175P159+AEFE4B* |  | 24000 | 20 | 9.5 | 22400 | 17200 | 76.79% | 2 | 0 | 13 |  |  |  | No | R-410A | 2 | Residential & Commercial | Ducted CEE Tier 1
212522922 | Central HP <5.4 tons | BOSCH | HRCU-A-CB (Split System: Heat Pump with Remote Outdoor Unit-Air-Source) | BOVA-36HDN1-M20G | ADP |  | F,PE*G32924 |  | 23000 | 19 | 9.3 | 22400 | 17200 | 76.79% | 1.96 | 0 | 12.5 |  |  |  | No | R-410A | 1.9167 | Residential & Commercial | Ducted CEE Tier 1
212927496 | Central HP <5.4 tons | BOSCH | HRCU-A-CB (Split System: Heat Pump with Remote Outdoor Unit-Air-Source) | BOVB-36HDN1-M20G | ADP |  | CE2505C+TXV |  | 23200 | 19 | 9.3 | 22400 | 17200 | 76.79% | 1.96 | 0 | 12.5 |  |  |  | No | R-410A | 1.9333 | Residential & Commercial | Ducted CEE Tier 1
212361444 | Central HP <5.4 tons | BOSCH | HRCU-A-CB (Split System: Heat Pump with Remote Outdoor Unit-Air-Source) | BOVA-36HDN1-M20G | ADP |  | HE31930 | BGH96M060B3B | 22800 | 18 | 8.65 | 22200 | 17000 | 76.58% | 1.84 | 0 | 11.5 |  |  |  | No | R-410A | 1.9 | Residential & Commercial | Ducted CEE Tier 1
212380709 | Central HP <5.4 tons | BOSCH | HRCU-A-CB (Split System: Heat Pump with Remote Outdoor Unit-Air-Source) | BOVB-60HDN1-M20G | ADP |  | PL60H210P179 | BGH96M080C4A | 42500 | 17 | 8.8 | 42500 | 31000 | 72.94% | 1.9 | 0 | 11.7 |  |  |  | No | R-410A | 3.5417 | Residential & Commercial | Ducted CEE Tier 1
212381095 | Central HP <5.4 tons | BOSCH | HRCU-A-CB (Split System: Heat Pump with Remote Outdoor Unit-Air-Source) | BOVB-60HDN1-M20G | ADP |  | H,RG2K948 | BGH96M100C5B | 44500 | 17 | 8.8 | 44500 | 32400 | 72.81% | 1.9 | 0 | 11.5 |  |  |  | No | R-410A | 3.7083 | Residential & Commercial | Ducted CEE Tier 1
212380688 | Central HP <5.4 tons | BOSCH | HRCU-A-CB (Split System: Heat Pump with Remote Outdoor Unit-Air-Source) | BOVA-60HDN1-M20G | ADP |  | PL60H210P179 | BGH96M080C4B | 42500 | 17 | 8.8 | 42500 | 31000 | 72.94% | 1.9 | 0 | 11.7 |  |  |  | No | R-410A | 3.5417 | Residential & Commercial | Ducted CEE Tier 1
212381086 | Central HP <5.4 tons | BOSCH | HRCU-A-CB (Split System: Heat Pump with Remote Outdoor Unit-Air-Source) | BOVA-60HDN1-M20G | ADP |  | H,RG2K948 | BGH96M100C5A | 44500 | 17 | 8.8 | 44500 | 32400 | 72.81% | 1.9 | 0 | 11.5 |  |  |  | No | R-410A | 3.7083 | Residential & Commercial | Ducted CEE Tier 1
212380897 | Central HP <5.4 tons | BOSCH | HRCU-A-CB (Split System: Heat Pump with Remote Outdoor Unit-Air-Source) | BOVB-60HDN1-M20G | ADP |  | H,RG84960 | BGH96M080C4A | 42500 | 17 | 8.8 | 42500 | 31000 | 72.94% | 1.9 | 0 | 11.7 |  |  |  | No | R-410A | 3.5417 | Residential & Commercial | Ducted CEE Tier 1
212380902 | Central HP <5.4 tons | BOSCH | HRCU-A-CB (Split System: Heat Pump with Remote Outdoor Unit-Air-Source) | BOVB-60HDN1-M20G | ADP |  | V,R60H210P199 | BGH96M080C4B | 42500 | 17 | 8.8 | 42500 | 31000 | 72.94% | 1.9 | 0 | 11.7 |  |  |  | No | R-410A | 3.5417 | Residential & Commercial | Ducted CEE Tier 1
212381036 | Central HP <5.4 tons | BOSCH | HRCU-A-CB (Split System: Heat Pump with Remote Outdoor Unit-Air-Source) | BOVA-60HDN1-M20G | ADP |  | H,RG3K960 | BGH96M100D5B | 45500 | 17 | 9 | 45000 | 32800 | 72.89% | 1.9 | 0 | 11.7 |  |  |  | No | R-410A | 3.7917 | Residential & Commercial | Ducted CEE Tier 1
212361563 | Central HP <5.4 tons | BOSCH | HRCU-A-CB (Split System: Heat Pump with Remote Outdoor Unit-Air-Source) | BOVA-36HDN1-M20G | ADP |  | HE33(1,2)36+TXV | BGH96M060B3B | 23400 | 18 | 8.95 | 22400 | 17000 | 75.89% | 1.88 | 0 | 11.7 |  |  |  | No | R-410A | 1.95 | Residential & Commercial | Ducted CEE Tier 1
215941658 | Central HP <5.4 tons | ARCOAIRE | HRCU-A-CB (Split System: Heat Pump with Remote Outdoor Unit-Air-Source) | H5H3V48*K*AAA* |  |  | EVD5X49M24A*+WALLCON | *97CTN1202422A* | 45500 | 20.5 | 8.1 | 52500 | 38000 | 72.38% | 1.95 | 0 | 11.5 |  |  |  | No | R-454B | 3.7917 | Residential & Commercial | Ducted CEE Tier 1
213613893 | Central HP <5.4 tons | BOSCH | HRCU-A-C (Split System: Heat Pump with Remote Outdoor Unit with No Indoor Fan --Air Source) | BOVA-36HDN1-M20G | ADP |  | *E9J936 |  | 23200 | 15.2 | 9 | 22400 | 16500 | 73.66% | 1.88 | 0 | 12 |  |  |  | No | R-410A | 1.9333 | Residential & Commercial | Ducted CEE Tier 1
215941758 | Central HP <5.4 tons | ARCOAIRE | HRCU-A-CB (Split System: Heat Pump with Remote Outdoor Unit-Air-Source) | H5H3V48*K*AAA* |  |  | EVD5X60M24A*+WALLCON | *97CTN1202422A* | 45500 | 20.5 | 8.1 | 52500 | 38000 | 72.38% | 1.95 | 0 | 11.5 |  |  |  | No | R-454B | 3.7917 | Residential & Commercial | Ducted CEE Tier 1
215941608 | Central HP <5.4 tons | ARCOAIRE | HRCU-A-CB (Split System: Heat Pump with Remote Outdoor Unit-Air-Source) | H5H3V48*K*AAA* |  |  | EVD5X48M24A*+WALLCON | *97CTN1002122A* | 44500 | 20 | 8.1 | 52000 | 38000 | 73.08% | 1.9 | 0 | 11 |  |  |  | No | R-454B | 3.7083 | Residential & Commercial | Ducted CEE Tier 1
215940988 | Central HP <5.4 tons | ARCOAIRE | HRCU-A-CB (Split System: Heat Pump with Remote Outdoor Unit-Air-Source) | H5H3V48*K*AAA* |  |  | EA*5X48M21A*+WALLCON | *97CTN1002122A* | 43500 | 21 | 9.5 | 48000 | 36400 | 75.83% | 2 | 0 | 10.5 |  |  |  | No | R-454B | 3.625 | Residential & Commercial | Ducted CEE Tier 1
214271882 | Central HP <5.4 tons | CARRIER | HRCU-A-CB (Split System: Heat Pump with Remote Outdoor Unit-Air-Source) | 25VNA825A*032* | ADP |  | V,C36H175P149 | 58TN*B045C17**12 | 23600 | 16 | 8.1 | 20000 | 16300 | 81.5% | 1.94 | 0 | 10.5 |  |  |  | No | R-410A | 1.9667 | Residential & Commercial | Ducted CEE Tier 1
216012147 | Central HP <5.4 tons | BOSCH | HRCU-A-CB (Split System: Heat Pump with Remote Outdoor Unit-Air-Source) | BOVA-24RXB-M15S | ADP |  | CE2403C*+TXV |  | 22800 | 17 | 8.2 | 22400 | 16800 | 75% | 1.78 | 0 | 11 |  |  |  | No | R-454B | 1.9 | Residential & Commercial | Ducted CEE Tier 1
212380738 | Central HP <5.4 tons | BOSCH | HRCU-A-CB (Split System: Heat Pump with Remote Outdoor Unit-Air-Source) | BOVA-36HDN1-M20G | ADP |  | V,R36H175P459 | BGH96M060B3B | 24000 | 18 | 9 | 22400 | 17000 | 75.89% | 1.9 | 0 | 12 |  |  |  | No | R-410A | 2 | Residential & Commercial | Ducted CEE Tier 1
212380861 | Central HP <5.4 tons | BOSCH | HRCU-A-CB (Split System: Heat Pump with Remote Outdoor Unit-Air-Source) | BOVB-36HDN1-M20G | ADP |  | V,R36H175P459 | BGH96M060B3B | 24000 | 18 | 9 | 22400 | 17000 | 75.89% | 1.9 | 0 | 12 |  |  |  | No | R-410A | 2 | Residential & Commercial | Ducted CEE Tier 1
215936432 | Central HP <5.4 tons | KENMORE | HRCU-A-CB (Split System: Heat Pump with Remote Outdoor Unit-Air-Source) | (C,H,T)5H3V36*K*AAA* |  |  | EVD5X49M24A*+WALLCON | *80CSU1002120A* | 35400 | 21.5 | 8.5 | 38500 | 28600 | 74.29% | 2.04 | 0 | 12 |  |  |  | No | R-454B | 2.95 | Residential & Commercial | Ducted CEE Tier 1
215936162 | Central HP <5.4 tons | KENMORE | HRCU-A-CB (Split System: Heat Pump with Remote Outdoor Unit-Air-Source) | (C,H,T)5H3V36*K*AAA* |  |  | EVD5X42M24A*+WALLCON | *80CTL0702120B* | 35400 | 21.5 | 8.5 | 38000 | 28600 | 75.26% | 2.04 | 0 | 12 |  |  |  | No | R-454B | 2.95 | Residential & Commercial | Ducted CEE Tier 1
215936062 | Central HP <5.4 tons | KENMORE | HRCU-A-CB (Split System: Heat Pump with Remote Outdoor Unit-Air-Source) | (C,H,T)5H3V36*K*AAA* |  |  | EVD5X42M21A*+WALLCON | *95CSU1002122B* | 34600 | 21 | 8.5 | 38500 | 28000 | 72.73% | 2.04 | 0 | 12 |  |  |  | No | R-454B | 2.8833 | Residential & Commercial | Ducted CEE Tier 1
215935762 | Central HP <5.4 tons | KENMORE | HRCU-A-CB (Split System: Heat Pump with Remote Outdoor Unit-Air-Source) | (C,H,T)5H3V36*K*AAA* |  |  | EVD5X36M21A*+WALLCON | *96CTN0601714B* | 34000 | 20.5 | 8.1 | 38000 | 27000 | 71.05% | 1.95 | 0 | 11 |  |  |  | No | R-454B | 2.8333 | Residential & Commercial | Ducted CEE Tier 1
212381038 | Central HP <5.4 tons | BOSCH | HRCU-A-CB (Split System: Heat Pump with Remote Outdoor Unit-Air-Source) | BOVA-60HDN1-M20G | ADP |  | H,RG3K960 | BGH96M120D5A | 45500 | 17 | 9 | 45000 | 33000 | 73.33% | 1.9 | 0 | 11.7 |  |  |  | No | R-410A | 3.7917 | Residential & Commercial | Ducted CEE Tier 1
212381052 | Central HP <5.4 tons | BOSCH | HRCU-A-CB (Split System: Heat Pump with Remote Outdoor Unit-Air-Source) | BOVB-60HDN1-M20G | ADP |  | H,RG3K960 | BGH96M100C5A | 45000 | 17 | 8.8 | 44500 | 32400 | 72.81% | 1.9 | 0 | 11.7 |  |  |  | No | R-410A | 3.75 | Residential & Commercial | Ducted CEE Tier 1
213612276 | Central HP <5.4 tons | BOSCH | HRCU-A-CB (Split System: Heat Pump with Remote Outdoor Unit-Air-Source) | BOVB-60HDN1-M20G | ADP |  | H,TG35948+AEFE4B* |  | 44500 | 17 | 9 | 45500 | 33200 | 72.97% | 1.92 | 0 | 11 |  |  |  | No | R-410A | 3.7083 | Residential & Commercial | Ducted CEE Tier 1
213307133 | Central HP <5.4 tons | BOSCH | HRCU-A-CB (Split System: Heat Pump with Remote Outdoor Unit-Air-Source) | BOVA-60HDN1-M20G | ADP |  | HG2K948+AEFE4B* |  | 45000 | 18 | 9.15 | 46000 | 33200 | 72.17% | 1.94 | 0 | 11.5 |  |  |  | No | R-410A | 3.75 | Residential & Commercial | Ducted CEE Tier 1
212361468 | Central HP <5.4 tons | BOSCH | HRCU-A-CB (Split System: Heat Pump with Remote Outdoor Unit-Air-Source) | BOVA-60HDN1-M20G | ADP |  | HE48960 | BGH96M080C4B | 42500 | 17 | 8.8 | 42500 | 31000 | 72.94% | 1.9 | 0 | 11.7 |  |  |  | No | R-410A | 3.5417 | Residential & Commercial | Ducted CEE Tier 1
212361475 | Central HP <5.4 tons | BOSCH | HRCU-A-CB (Split System: Heat Pump with Remote Outdoor Unit-Air-Source) | BOVA-60HDN1-M20G | ADP |  | HE37960 | BGH96M100C5B | 44500 | 17 | 8.8 | 44500 | 32400 | 72.81% | 1.9 | 0 | 11.5 |  |  |  | No | R-410A | 3.7083 | Residential & Commercial | Ducted CEE Tier 1
215937762 | Central HP <5.4 tons | KENMORE | HRCU-A-CB (Split System: Heat Pump with Remote Outdoor Unit-Air-Source) | (C,H,T)5H3V48*K*AAA* |  |  | EVD5X48M21A*+WALLCON | *80CTL0902120B* | 44500 | 20 | 8.1 | 52000 | 38000 | 73.08% | 1.9 | 0 | 11 |  |  |  | No | R-454B | 3.7083 | Residential & Commercial | Ducted CEE Tier 1
214648693 | Central HP <5.4 tons | TEXANAIR | HRCU-A-C (Split System: Heat Pump with Remote Outdoor Unit with No Indoor Fan --Air Source) | TEXAN030HHCU1 |  |  | TEXANDF36B1 |  | 29000 | 15.2 | 8.5 | 31000 | 22600 | 72.9% | 1.8 | 0 | 10 |  |  |  | No | R-410A | 2.4167 | Residential & Commercial | Ducted CEE Tier 1
214650388 | Central HP <5.4 tons | FRASER-JOHNSTON | HRCU-A-CB (Split System: Heat Pump with Remote Outdoor Unit-Air-Source) | HH860E2S11 |  |  | CTU60D5XHS1+TXV | TM9Y120D20MP11 | 53500 | 19 | 8.5 | 54500 | 39500 | 72.48% | 2 | 0 | 11 |  |  |  | No | R-454B | 4.4583 | Residential & Commercial | Ducted CEE Tier 1
214650499 | Central HP <5.4 tons | FRASER-JOHNSTON | HRCU-A-CB (Split System: Heat Pump with Remote Outdoor Unit-Air-Source) | HH860E2S11 |  |  | CTU60D5XHS1+TXV | TM9V120D20MP12 | 54000 | 19 | 9 | 54500 | 39500 | 72.48% | 2 | 0 | 11 |  |  |  | No | R-454B | 4.5 | Residential & Commercial | Ducted CEE Tier 1
214651819 | Central HP <5.4 tons | FRASER-JOHNSTON | HRCU-A-CB (Split System: Heat Pump with Remote Outdoor Unit-Air-Source) | HH860E2S11 |  |  | CTU60D5XGS1+TXV | TM9Y120D20MP11 | 44000 | 18 | 9 | 44000 | 33400 | 75.91% | 2 | 0 | 11.7 |  |  |  | No | R-454B | 3.6667 | Residential & Commercial | Ducted CEE Tier 1
214649781 | Central HP <5.4 tons | FRASER-JOHNSTON | HRCU-A-CB (Split System: Heat Pump with Remote Outdoor Unit-Air-Source) | HH860E2S11 |  |  | CTU60D5XGS1+TXV | TP9C120D20MP13 | 44000 | 18 | 9 | 44500 | 33400 | 75.06% | 2 | 0 | 11.7 |  |  |  | No | R-454B | 3.6667 | Residential & Commercial | Ducted CEE Tier 1
214650013 | Central HP <5.4 tons | FRASER-JOHNSTON | HRCU-A-CB (Split System: Heat Pump with Remote Outdoor Unit-Air-Source) | HH860E2S11 |  |  | CTU60D5XGS1+TXV | Z9ES120D20SMPS1 | 46000 | 18 | 9 | 47000 | 34200 | 72.77% | 2 | 0 | 11.7 |  |  |  | No | R-454B | 3.8333 | Residential & Commercial | Ducted CEE Tier 1
214302677 | Central HP <5.4 tons | BOSCH | HRCU-A-CB (Split System: Heat Pump with Remote Outdoor Unit-Air-Source) | BOVC-36HDN1-M20G | ADP |  | F,PE*G33936 |  | 33000 | 18 | 9.2 | 32400 | 23600 | 72.84% | 1.86 | 0 | 11.7 |  |  |  | No | R-410A | 2.75 | Residential & Commercial | Ducted CEE Tier 1
213145623 | Central HP <5.4 tons | BOSCH | HRCU-A-CB (Split System: Heat Pump with Remote Outdoor Unit-Air-Source) | BOVB-36HDN1-M20G | ADP |  | PL36H175P149+AEFE4B* |  | 23800 | 20 | 9.5 | 22400 | 17200 | 76.79% | 2 | 0 | 13 |  |  |  | No | R-410A | 1.9833 | Residential & Commercial | Ducted CEE Tier 1
212361443 | Central HP <5.4 tons | BOSCH | HRCU-A-CB (Split System: Heat Pump with Remote Outdoor Unit-Air-Source) | BOVA-36HDN1-M20G | ADP |  | HE33936 | BGH96M060B3A | 23400 | 18 | 8.95 | 22400 | 17000 | 75.89% | 1.88 | 0 | 11.7 |  |  |  | No | R-410A | 1.95 | Residential & Commercial | Ducted CEE Tier 1
212361568 | Central HP <5.4 tons | BOSCH | HRCU-A-CB (Split System: Heat Pump with Remote Outdoor Unit-Air-Source) | BOVA-36HDN1-M20G | ADP |  | HE32(1,2)36+TXV | BGH96M080B3B | 23000 | 18 | 8.8 | 22400 | 17000 | 75.89% | 1.86 | 0 | 11.5 |  |  |  | No | R-410A | 1.9167 | Residential & Commercial | Ducted CEE Tier 1
213369437 | Central HP <5.4 tons | CARRIER | HRCU-A-CB (Split System: Heat Pump with Remote Outdoor Unit-Air-Source) | 25VNA448A*031* | ADP |  | H,PG49960 | 59MN7B100C21**22 | 44500 | 21 | 9.5 | 44000 | 35800 | 81.36% | 2.34 | 0 | 12 |  |  |  | No | R-410A | 3.7083 | Residential & Commercial | Ducted CEE Tier 1
214648684 | Central HP <5.4 tons | TEXANAIR | HRCU-A-C (Split System: Heat Pump with Remote Outdoor Unit with No Indoor Fan --Air Source) | TEXAN024STCU1 |  |  | TEXANDF24A1 |  | 24000 | 15.7 | 9.8 | 25600 | 18500 | 72.27% | 2.2 | 10.3 | 10 |  |  |  | No | R-410A | 2 | Residential & Commercial | Ducted CEE Tier 1
214271762 | Central HP <5.4 tons | CARRIER | HRCU-A-CB (Split System: Heat Pump with Remote Outdoor Unit-Air-Source) | 25VNA448A*031* | ADP |  | V,C60H210P179 | 58TN*B090C21**20 | 44500 | 21 | 9.5 | 44000 | 35600 | 80.91% | 2.36 | 0 | 12 |  |  |  | No | R-410A | 3.7083 | Residential & Commercial | Ducted CEE Tier 1
214271767 | Central HP <5.4 tons | CARRIER | HRCU-A-CB (Split System: Heat Pump with Remote Outdoor Unit-Air-Source) | 25VNA448A*031* | ADP |  | C60A***L199 | 58TN*B090C21**20 | 44500 | 21 | 9.5 | 44000 | 35600 | 80.91% | 2.36 | 0 | 12 |  |  |  | No | R-410A | 3.7083 | Residential & Commercial | Ducted CEE Tier 1
212603080 | Central HP <5.4 tons | AIRTEMP | HRCU-A-CB (Split System: Heat Pump with Remote Outdoor Unit-Air-Source) | GXH48-60MSK4DH | ADP |  | F,PE*CC4960 |  | 47000 | 15.2 | 8.4 | 46000 | 33200 | 72.17% | 1.78 | 0 | 10 |  |  |  | No | R-410A | 3.9167 | Residential & Commercial | Ducted CEE Tier 1
212927486 | Central HP <5.4 tons | BOSCH | HRCU-A-CB (Split System: Heat Pump with Remote Outdoor Unit-Air-Source) | BOVA-36HDN1-M20G | ADP |  | CE2505C+TXV |  | 23200 | 19 | 9.3 | 22400 | 17200 | 76.79% | 1.96 | 0 | 12.5 |  |  |  | No | R-410A | 1.9333 | Residential & Commercial | Ducted CEE Tier 1
212380677 | Central HP <5.4 tons | BOSCH | HRCU-A-CB (Split System: Heat Pump with Remote Outdoor Unit-Air-Source) | BOVA-36HDN1-M20G | ADP |  | PL36H175P459 | BGH96M060B3A | 24000 | 18 | 9 | 22400 | 17000 | 75.89% | 1.9 | 0 | 12 |  |  |  | No | R-410A | 2 | Residential & Commercial | Ducted CEE Tier 1
213307060 | Central HP <5.4 tons | BOSCH | HRCU-A-CB (Split System: Heat Pump with Remote Outdoor Unit-Air-Source) | BOVB-36HDN1-M20G | ADP |  | V36H142P429+AEFE3A* |  | 23200 | 19 | 9.35 | 22400 | 17200 | 76.79% | 1.98 | 0 | 12.5 |  |  |  | No | R-410A | 1.9333 | Residential & Commercial | Ducted CEE Tier 1
213769867 | Central HP <5.4 tons | BOSCH | HRCU-A-CB (Split System: Heat Pump with Remote Outdoor Unit-Air-Source) | BOVA-36HDN1-M20G | ADP |  | H,RG33936+AEFE4B* |  | 23400 | 20 | 9.45 | 22400 | 17200 | 76.79% | 1.98 | 0 | 12.5 |  |  |  | No | R-410A | 1.95 | Residential & Commercial | Ducted CEE Tier 1
212380686 | Central HP <5.4 tons | BOSCH | HRCU-A-CB (Split System: Heat Pump with Remote Outdoor Unit-Air-Source) | BOVA-36HDN1-M20G | ADP |  | PL36H175P459 | BGH96M080B3B | 24000 | 18 | 9 | 22400 | 17000 | 75.89% | 1.9 | 0 | 12 |  |  |  | No | R-410A | 2 | Residential & Commercial | Ducted CEE Tier 1
212380679 | Central HP <5.4 tons | BOSCH | HRCU-A-CB (Split System: Heat Pump with Remote Outdoor Unit-Air-Source) | BOVA-36HDN1-M20G | ADP |  | PL36H175P159 | BGH96M060B3B | 24000 | 18 | 9 | 22400 | 17000 | 75.89% | 1.9 | 0 | 12 |  |  |  | No | R-410A | 2 | Residential & Commercial | Ducted CEE Tier 1
214652046 | Central HP <5.4 tons | FRASER-JOHNSTON | HRCU-A-CB (Split System: Heat Pump with Remote Outdoor Unit-Air-Source) | HH824E2S11 |  |  | CTU30B5XCS1+TXV | TP9C080B12MP13 | 23000 | 17 | 9.5 | 23000 | 18200 | 79.13% | 2 | 0 | 12 |  |  |  | No | R-454B | 1.9167 | Residential & Commercial | Ducted CEE Tier 1
214651001 | Central HP <5.4 tons | FRASER-JOHNSTON | HRCU-A-CB (Split System: Heat Pump with Remote Outdoor Unit-Air-Source) | HH824E2S11 |  |  | CTU36B5XDS1+TXV | TM9V080B12MP12 | 23000 | 18 | 9.5 | 23000 | 18400 | 80% | 2 | 0 | 12 |  |  |  | No | R-454B | 1.9167 | Residential & Commercial | Ducted CEE Tier 1
214650638 | Central HP <5.4 tons | FRASER-JOHNSTON | HRCU-A-CB (Split System: Heat Pump with Remote Outdoor Unit-Air-Source) | HH824E2S11 |  |  | CTU30B5XCS1+TXV | Z9ES060B12SMPS1 | 23000 | 17 | 9.5 | 23000 | 19100 | 83.04% | 2 | 0 | 11.7 |  |  |  | No | R-454B | 1.9167 | Residential & Commercial | Ducted CEE Tier 1
215936662 | Central HP <5.4 tons | KENMORE | HRCU-A-CB (Split System: Heat Pump with Remote Outdoor Unit-Air-Source) | (C,H,T)5H3V36*K*AAA* |  |  | EVD5X60M21A*+WALLCON | *95CSU0802120B* | 35600 | 21.5 | 8.5 | 38000 | 28600 | 75.26% | 2.04 | 0 | 12 |  |  |  | No | R-454B | 2.9667 | Residential & Commercial | Ducted CEE Tier 1
214826084 | Central HP <5.4 tons | CHAMPION HEATING AND COOLING | HRCU-A-CB (Split System: Heat Pump with Remote Outdoor Unit-Air-Source) | HH824E2S11 | ADP |  | V,Y36H175P15*+TXV+AEFE4B* |  | 24000 | 19 | 9.5 | 22400 | 16600 | 74.11% | 2.1 | 0 | 12 |  |  |  | No | R-454B | 2 | Residential & Commercial | Ducted CEE Tier 1
215912260 | Central HP <5.4 tons | FRASER-JOHNSTON | HRCU-A-CB (Split System: Heat Pump with Remote Outdoor Unit-Air-Source) | HH824E2S11 |  |  | CTM36B5ADS1 | TM8Y080B12MP11 | 23000 | 18 | 9.5 | 23000 | 18400 | 80% | 2 | 0 | 12 |  |  |  | No | R-454B | 1.9167 | Residential & Commercial | Ducted CEE Tier 1
214651969 | Central HP <5.4 tons | FRASER-JOHNSTON | HRCU-A-CB (Split System: Heat Pump with Remote Outdoor Unit-Air-Source) | HH824E2S11 |  |  | CTU30B5XCS1+TXV | Z8ET080B12LMPS1 | 23000 | 18 | 9.5 | 23000 | 18400 | 80% | 2 | 0 | 12 |  |  |  | No | R-454B | 1.9167 | Residential & Commercial | Ducted CEE Tier 1
215936882 | Central HP <5.4 tons | KENMORE | HRCU-A-CB (Split System: Heat Pump with Remote Outdoor Unit-Air-Source) | (C,H,T)5H3V36*K*AAA* |  |  | EVD5X61M21A*+WALLCON | *80CTL0701716B* | 35800 | 22 | 9 | 38000 | 28600 | 75.26% | 2.06 | 0 | 12 |  |  |  | No | R-454B | 2.9833 | Residential & Commercial | Ducted CEE Tier 1
215936172 | Central HP <5.4 tons | KENMORE | HRCU-A-CB (Split System: Heat Pump with Remote Outdoor Unit-Air-Source) | (C,H,T)5H3V36*K*AAA* |  |  | EVD5X42M24A*+WALLCON | *80CTL0902120B* | 35600 | 22 | 8.5 | 38000 | 28400 | 74.74% | 2.04 | 0 | 12.5 |  |  |  | No | R-454B | 2.9667 | Residential & Commercial | Ducted CEE Tier 1
215935902 | Central HP <5.4 tons | KENMORE | HRCU-A-CB (Split System: Heat Pump with Remote Outdoor Unit-Air-Source) | (C,H,T)5H3V36*K*AAA* |  |  | EVD5X38M17A*+WALLCON | *96CTN0601714B* | 35200 | 21 | 8.5 | 38000 | 28000 | 73.68% | 2 | 0 | 11.7 |  |  |  | No | R-454B | 2.9333 | Residential & Commercial | Ducted CEE Tier 1
209862128 | Central HP <5.4 tons | Grandaire | HRCU-A-CB (Split System: Heat Pump with Remote Outdoor Unit-Air-Source) | WDLCURAH36ABK |  |  | WDLFUAAH36XAK |  | 36000 | 16 | 9.5 | 40000 | 34400 | 86% | 1.97 | 10.5 | 10 |  |  |  | No | R-410A | 3 | Residential & Commercial | Ducted CEE Tier 1
213492161 | Central HP <5.4 tons | PolarWave | HRCU-A-C (Split System: Heat Pump with Remote Outdoor Unit with No Indoor Fan --Air Source) | ACIQ-36-HPB |  |  | ACIQ-36-ACL-17 |  | 35000 | 15.5 | 8.6 | 38000 | 31600 | 83.16% | 1.85 | 0 | 10 |  |  |  | No | R-410A | 2.9167 | Residential & Commercial | Ducted CEE Tier 1
214290115 | Central HP <5.4 tons | BOSCH | HRCU-A-CB (Split System: Heat Pump with Remote Outdoor Unit-Air-Source) | BOVA-60HDN1-M20G | ADP |  | HG84160+TXV | BGH96M080B3B | 42500 | 17 | 8.8 | 41500 | 30600 | 73.73% | 1.9 | 0 | 11.7 |  |  |  | No | R-410A | 3.5417 | Residential & Commercial | Ducted CEE Tier 1
212380729 | Central HP <5.4 tons | BOSCH | HRCU-A-CB (Split System: Heat Pump with Remote Outdoor Unit-Air-Source) | BOVA-36HDN1-M20G | ADP |  | V,R36H175P149 | BGH96M060B3A | 23800 | 18 | 9 | 22400 | 17000 | 75.89% | 1.9 | 0 | 12 |  |  |  | No | R-410A | 1.9833 | Residential & Commercial | Ducted CEE Tier 1
212380752 | Central HP <5.4 tons | BOSCH | HRCU-A-CB (Split System: Heat Pump with Remote Outdoor Unit-Air-Source) | BOVA-36HDN1-M20G | ADP |  | H,RG82936 | BGH96M080B3B | 24000 | 18 | 9 | 22400 | 17000 | 75.89% | 1.9 | 0 | 12 |  |  |  | No | R-410A | 2 | Residential & Commercial | Ducted CEE Tier 1
212380863 | Central HP <5.4 tons | BOSCH | HRCU-A-CB (Split System: Heat Pump with Remote Outdoor Unit-Air-Source) | BOVB-36HDN1-M20G | ADP |  | H,RG82936 | BGH96M060B3B | 24000 | 18 | 9 | 22400 | 17000 | 75.89% | 1.9 | 0 | 12 |  |  |  | No | R-410A | 2 | Residential & Commercial | Ducted CEE Tier 1
210473158 | Central HP <5.4 tons | KENMORE | HRCU-A-CB (Split System: Heat Pump with Remote Outdoor Unit-Air-Source) | (C,H,T)VH825GKA3* |  |  | EA*4X43L21A*+WALLCON | *80CTL0451712A* | 24200 | 16.5 | 8.1 | 21600 | 16800 | 77.78% | 2 | 0 | 11 |  |  |  | No | R-410A | 2.0167 | Residential & Commercial | Ducted CEE Tier 1
210473235 | Central HP <5.4 tons | KENMORE | HRCU-A-CB (Split System: Heat Pump with Remote Outdoor Unit-Air-Source) | (C,H,T)VH825GKA3* |  |  | EA*4X43L21A*+WALLCON | *96CTN1002122A* | 24400 | 16.5 | 8.5 | 21200 | 16600 | 78.3% | 2.04 | 0 | 11 |  |  |  | No | R-410A | 2.0333 | Residential & Commercial | Ducted CEE Tier 1
210473301 | Central HP <5.4 tons | KENMORE | HRCU-A-CB (Split System: Heat Pump with Remote Outdoor Unit-Air-Source) | (C,H,T)VH825GKA3* |  |  | EA*4X48L21A*+WALLCON | *80CSU0401712A* | 24200 | 17 | 8.1 | 21000 | 16500 | 78.57% | 2.02 | 0 | 11 |  |  |  | No | R-410A | 2.0167 | Residential & Commercial | Ducted CEE Tier 1
212361450 | Central HP <5.4 tons | BOSCH | HRCU-A-CB (Split System: Heat Pump with Remote Outdoor Unit-Air-Source) | BOVA-36HDN1-M20G | ADP |  | HE31930 | BGH96M080B3B | 22800 | 18 | 8.65 | 22200 | 17000 | 76.58% | 1.84 | 0 | 11.5 |  |  |  | No | R-410A | 1.9 | Residential & Commercial | Ducted CEE Tier 1
215936682 | Central HP <5.4 tons | KENMORE | HRCU-A-CB (Split System: Heat Pump with Remote Outdoor Unit-Air-Source) | (C,H,T)5H3V36*K*AAA* |  |  | EVD5X60M21A*+WALLCON | *97CMN0602120B* | 35400 | 21 | 8.5 | 38500 | 29000 | 75.32% | 2 | 0 | 12 |  |  |  | No | R-454B | 2.95 | Residential & Commercial | Ducted CEE Tier 1
215936412 | Central HP <5.4 tons | KENMORE | HRCU-A-CB (Split System: Heat Pump with Remote Outdoor Unit-Air-Source) | (C,H,T)5H3V36*K*AAA* |  |  | EVD5X48M24A*+WALLCON | *96CTN1002122B* | 35000 | 21.5 | 8.5 | 38000 | 28200 | 74.21% | 2.02 | 0 | 12 |  |  |  | No | R-454B | 2.9167 | Residential & Commercial | Ducted CEE Tier 1
215936112 | Central HP <5.4 tons | KENMORE | HRCU-A-CB (Split System: Heat Pump with Remote Outdoor Unit-Air-Source) | (C,H,T)5H3V36*K*AAA* |  |  | EVD5X42M21A*+WALLCON | *97CMN1002122B* | 34400 | 21 | 8.5 | 38500 | 28000 | 72.73% | 2.06 | 0 | 12 |  |  |  | No | R-454B | 2.8667 | Residential & Commercial | Ducted CEE Tier 1
215936282 | Central HP <5.4 tons | KENMORE | HRCU-A-CB (Split System: Heat Pump with Remote Outdoor Unit-Air-Source) | (C,H,T)5H3V36*K*AAA* |  |  | EVD5X48M21A*+WALLCON | *97CMN0601714B* | 34400 | 20.5 | 8.5 | 38000 | 27600 | 72.63% | 2.08 | 0 | 11 |  |  |  | No | R-454B | 2.8667 | Residential & Commercial | Ducted CEE Tier 1
213433293 | Central HP <5.4 tons | PolarWave | HRCU-A-CB (Split System: Heat Pump with Remote Outdoor Unit-Air-Source) | ACIQ-36-HPB |  |  | ACIQ-36W-P |  | 36000 | 17 | 9.9 | 36000 | 36000 | 100% | 1.9 | 0 | 10 |  |  |  | No | R-410A | 3 | Residential & Commercial | Ducted CEE Tier 1
214648707 | Central HP <5.4 tons | TEXANAIR | HRCU-A-CB (Split System: Heat Pump with Remote Outdoor Unit-Air-Source) | TEXAN036HHCU1 |  |  | TEXANWM36A1 |  | 36000 | 17.6 | 9.2 | 38000 | 33400 | 87.89% | 1.81 | 0 | 10.2 |  |  |  | No | R-410A | 3 | Residential & Commercial | Ducted CEE Tier 1
214279620 | Central HP <5.4 tons | WESTINGHOUSE | HRCU-A-C (Split System: Heat Pump with Remote Outdoor Unit with No Indoor Fan --Air Source) | WHM48SZA21S | ADP |  | M60E55(1,2)+TXV+TD |  | 40500 | 15.2 | 8.55 | 40000 | 34200 | 85.5% | 1.94 | 0 | 11 |  |  |  | No | R-410A | 3.375 | Residential & Commercial | Ducted CEE Tier 1
214279631 | Central HP <5.4 tons | WESTINGHOUSE | HRCU-A-C (Split System: Heat Pump with Remote Outdoor Unit with No Indoor Fan --Air Source) | WHM48SZA21S | ADP |  | M60E499+TD |  | 39500 | 15.2 | 8.55 | 40000 | 34200 | 85.5% | 1.94 | 0 | 11 |  |  |  | No | R-410A | 3.2917 | Residential & Commercial | Ducted CEE Tier 1
215726308 | Central HP <5.4 tons | COLEMAN | HRCU-A-CB (Split System: Heat Pump with Remote Outdoor Unit-Air-Source) | HH824E2S11 | ADP |  | H,YG9J*36+TXV+AEFE4B* |  | 24000 | 19 | 9.5 | 22400 | 16600 | 74.11% | 2.1 | 0 | 12 |  |  |  | No | R-454B | 2 | Residential & Commercial | Ducted CEE Tier 1
215726309 | Central HP <5.4 tons | COLEMAN | HRCU-A-CB (Split System: Heat Pump with Remote Outdoor Unit-Air-Source) | HH824E2S11 | ADP |  | H,YG9J*36+TXV+AEFE3A* |  | 24000 | 19 | 9.5 | 22400 | 16600 | 74.11% | 2.1 | 0 | 12 |  |  |  | No | R-454B | 2 | Residential & Commercial | Ducted CEE Tier 1
214269147 | Central HP <5.4 tons | BOSCH | HRCU-A-CB (Split System: Heat Pump with Remote Outdoor Unit-Air-Source) | BOVA-60HDN1-M20G | ADP |  | HG84960 | BGH96M120D5A | 51500 | 18 | 8.5 | 52000 | 37400 | 71.92% | 1.85 | 0 | 11.7 |  |  |  | No | R-410A | 4.2917 | Residential & Commercial | Ducted CEE Tier 1
216097089 | Central HP <5.4 tons | Kerr | HRCU-A-CB (Split System: Heat Pump with Remote Outdoor Unit-Air-Source) | A-KHP18SA-1 |  |  | B-KHP18AA-1 |  | 18000 | 18 | 10 | 19500 | 18000 | 92.31% | 2.2 | 0 | 12 |  |  |  | No | R-454B | 1.5 | Residential & Commercial | Ducted CEE Tier 1
215936872 | Central HP <5.4 tons | KENMORE | HRCU-A-CB (Split System: Heat Pump with Remote Outdoor Unit-Air-Source) | (C,H,T)5H3V36*K*AAA* |  |  | EVD5X61M21A*+WALLCON | *80CTL0451712B* | 35400 | 21 | 8.5 | 38500 | 29000 | 75.32% | 2.02 | 0 | 11.7 |  |  |  | No | R-454B | 2.95 | Residential & Commercial | Ducted CEE Tier 1
215936572 | Central HP <5.4 tons | KENMORE | HRCU-A-CB (Split System: Heat Pump with Remote Outdoor Unit-Air-Source) | (C,H,T)5H3V36*K*AAA* |  |  | EVD5X60M21A*+WALLCON | *80CSU0601716A* | 35600 | 22 | 8.5 | 38000 | 28600 | 75.26% | 2.04 | 0 | 12 |  |  |  | No | R-454B | 2.9667 | Residential & Commercial | Ducted CEE Tier 1
215936422 | Central HP <5.4 tons | KENMORE | HRCU-A-CB (Split System: Heat Pump with Remote Outdoor Unit-Air-Source) | (C,H,T)5H3V36*K*AAA* |  |  | EVD5X48M24A*+WALLCON | *96CTN1202422B* | 35000 | 21.5 | 8.5 | 38000 | 28200 | 74.21% | 2.02 | 0 | 12 |  |  |  | No | R-454B | 2.9167 | Residential & Commercial | Ducted CEE Tier 1
215936472 | Central HP <5.4 tons | KENMORE | HRCU-A-CB (Split System: Heat Pump with Remote Outdoor Unit-Air-Source) | (C,H,T)5H3V36*K*AAA* |  |  | EVD5X49M24A*+WALLCON | *80CTL1352422B* | 35600 | 22 | 8.5 | 38000 | 28400 | 74.74% | 2.04 | 0 | 12.5 |  |  |  | No | R-454B | 2.9667 | Residential & Commercial | Ducted CEE Tier 1
214271862 | Central HP <5.4 tons | CARRIER | HRCU-A-CB (Split System: Heat Pump with Remote Outdoor Unit-Air-Source) | 25VNA825A*031* | ADP |  | C36A***L159 | 58TN*B045C17**12 | 23600 | 16 | 8.1 | 20000 | 16300 | 81.5% | 1.94 | 0 | 10.5 |  |  |  | No | R-410A | 1.9667 | Residential & Commercial | Ducted CEE Tier 1
214272319 | Central HP <5.4 tons | CARRIER | HRCU-A-CB (Split System: Heat Pump with Remote Outdoor Unit-Air-Source) | 25VNA837A*030* | ADP |  | V,C36H175P159 | 59MN7C080C17**14 | 31600 | 17 | 8.1 | 31800 | 24200 | 76.1% | 1.88 | 0 | 11 |  |  |  | No | R-410A | 2.6333 | Residential & Commercial | Ducted CEE Tier 1
214568836 | Central HP <5.4 tons | CARRIER | HRCU-A-CB (Split System: Heat Pump with Remote Outdoor Unit-Air-Source) | 25VNA825A*031* | ADP |  | H,PE7J936 | 59TN6B080C17**14 | 23600 | 16 | 8.1 | 19800 | 16300 | 82.32% | 1.94 | 0 | 11 |  |  |  | No | R-410A | 1.9667 | Residential & Commercial | Ducted CEE Tier 1
213088736 | Central HP <5.4 tons | BOSCH | HRCU-A-CB (Split System: Heat Pump with Remote Outdoor Unit-Air-Source) | BOVA-60HDN1-M20G | ADP |  | H,RG88960+AEFE5* |  | 51500 | 17 | 9.5 | 53000 | 38000 | 71.7% | 2.02 | 0 | 11.7 |  |  |  | No | R-410A | 4.2917 | Residential & Commercial | Ducted CEE Tier 1
213088743 | Central HP <5.4 tons | BOSCH | HRCU-A-CB (Split System: Heat Pump with Remote Outdoor Unit-Air-Source) | BOVB-60HDN1-M20G | ADP |  | H,RG2K948+AEFE4B* |  | 45000 | 18 | 9.15 | 46000 | 33200 | 72.17% | 1.94 | 0 | 11.5 |  |  |  | No | R-410A | 3.75 | Residential & Commercial | Ducted CEE Tier 1
213088745 | Central HP <5.4 tons | BOSCH | HRCU-A-CB (Split System: Heat Pump with Remote Outdoor Unit-Air-Source) | BOVB-60HDN1-M20G | ADP |  | H,RG50960+AEFE5* |  | 47000 | 18 | 9.45 | 46000 | 33200 | 72.17% | 1.98 | 0 | 12 |  |  |  | No | R-410A | 3.9167 | Residential & Commercial | Ducted CEE Tier 1
214290124 | Central HP <5.4 tons | BOSCH | HRCU-A-CB (Split System: Heat Pump with Remote Outdoor Unit-Air-Source) | BOVA-60HDN1-M20G | ADP |  | HG84160+TXV | BGH96M100D5B | 51500 | 18 | 8.5 | 52000 | 37400 | 71.92% | 1.85 | 0 | 11.7 |  |  |  | No | R-410A | 4.2917 | Residential & Commercial | Ducted CEE Tier 1
215449953 | Central HP <5.4 tons | Proair | HRCU-A-CB (Split System: Heat Pump with Remote Outdoor Unit-Air-Source) | P30-40HFN1-D |  |  | PAH-36HWFN1 |  | 36000 | 16 | 9.5 | 40000 | 34400 | 86% | 1.97 | 10.5 | 10 |  |  |  | No | R-410A | 3 | Residential & Commercial | Ducted CEE Tier 1
210627721 | Central HP <5.4 tons | TGM | HRCU-A-CB (Split System: Heat Pump with Remote Outdoor Unit-Air-Source) | GTS18HN036A |  |  | GTA18H036A |  | 34000 | 16 | 9 | 35000 | 28000 | 80% | 1.8 | 10 | 10 |  |  |  | No | R-410A | 2.8333 | Residential & Commercial | Ducted CEE Tier 1
210471196 | Central HP <5.4 tons | KEEPRITE | HRCU-A-CB (Split System: Heat Pump with Remote Outdoor Unit-Air-Source) | CVH837GKA2* |  |  | EHD4X60AAL+WALLCON | *80CTL1352422A* | 33000 | 17 | 8.1 | 32200 | 24800 | 77.02% | 2.02 | 0 | 11.5 |  |  |  | No | R-410A | 2.75 | Residential & Commercial | Ducted CEE Tier 1
214648669 | Central HP <5.4 tons | TEXANAIR | HRCU-A-CB (Split System: Heat Pump with Remote Outdoor Unit-Air-Source) | TEXAN024STCU1 |  |  | TEXAN024AHU1 |  | 24000 | 17 | 9.2 | 26000 | 19400 | 74.62% | 2.1 | 11.3 | 10.5 |  |  |  | No | R-410A | 2 | Residential & Commercial | Ducted CEE Tier 1
214862392 | Central HP <5.4 tons | BRYANT HEATING AND COOLING SYSTEMS | HRCU-A-CB (Split System: Heat Pump with Remote Outdoor Unit-Air-Source) | 288BNV037*0**B* | ADP |  | H,CD16936 | 987MC42080C17*** | 32000 | 17 | 8.1 | 31400 | 24600 | 78.34% | 1.94 | 0 | 11.5 |  |  |  | No | R-410A | 2.6667 | Residential & Commercial | Ducted CEE Tier 1
214279626 | Central HP <5.4 tons | WESTINGHOUSE | HRCU-A-C (Split System: Heat Pump with Remote Outdoor Unit with No Indoor Fan --Air Source) | WHM48SZA21S | ADP |  | H,RE49(1,2)48+TXV+TD |  | 41000 | 15.2 | 8.55 | 40000 | 34200 | 85.5% | 1.94 | 0 | 11 |  |  |  | No | R-410A | 3.4167 | Residential & Commercial | Ducted CEE Tier 1
214279018 | Central HP <5.4 tons | BOSCH | HRCU-A-CB (Split System: Heat Pump with Remote Outdoor Unit-Air-Source) | BOVC-36HDN1-M20G | ADP |  | V36H175P459+AEFE4B* |  | 24000 | 20 | 9.5 | 22400 | 17200 | 76.79% | 2 | 0 | 13 |  |  |  | No | R-410A | 2 | Residential & Commercial | Ducted CEE Tier 1
213281151 | Central HP <5.4 tons | BOSCH | HRCU-A-CB (Split System: Heat Pump with Remote Outdoor Unit-Air-Source) | BOVA-36HDN1-M20G | ADP |  | PL36H***P219+AEFE3A* |  | 23600 | 19 | 9.5 | 22400 | 17200 | 76.79% | 2 | 0 | 12.5 |  |  |  | No | R-410A | 1.9667 | Residential & Commercial | Ducted CEE Tier 1
213281367 | Central HP <5.4 tons | BOSCH | HRCU-A-CB (Split System: Heat Pump with Remote Outdoor Unit-Air-Source) | BOVB-36HDN1-M20G | ADP |  | V36H***P219+AEFE3A* |  | 23600 | 19 | 9.5 | 22400 | 17200 | 76.79% | 2 | 0 | 12.5 |  |  |  | No | R-410A | 1.9667 | Residential & Commercial | Ducted CEE Tier 1
213184775 | Central HP <5.4 tons | BOSCH | HRCU-A-CB (Split System: Heat Pump with Remote Outdoor Unit-Air-Source) | BOVA-36HDN1-M20G | ADP |  | V,G36H***D129+AEFE3A* |  | 23000 | 19 | 9.3 | 22400 | 17200 | 76.79% | 1.96 | 0 | 12.5 |  |  |  | No | R-410A | 1.9167 | Residential & Commercial | Ducted CEE Tier 1
210473036 | Central HP <5.4 tons | KEEPRITE | HRCU-A-CB (Split System: Heat Pump with Remote Outdoor Unit-Air-Source) | CVH825GKA3* |  |  | EA*4X42L24A*+WALLCON | *96CTN1202422A* | 23800 | 17 | 8.1 | 21400 | 16600 | 77.57% | 1.96 | 0 | 11 |  |  |  | No | R-410A | 1.9833 | Residential & Commercial | Ducted CEE Tier 1
210472871 | Central HP <5.4 tons | KEEPRITE | HRCU-A-CB (Split System: Heat Pump with Remote Outdoor Unit-Air-Source) | CVH825GKA3* |  |  | EA*4X42L21A*+WALLCON | *80CSU1002120A* | 23800 | 16.5 | 8.1 | 21400 | 16700 | 78.04% | 1.94 | 0 | 10.5 |  |  |  | No | R-410A | 1.9833 | Residential & Commercial | Ducted CEE Tier 1
210472904 | Central HP <5.4 tons | KEEPRITE | HRCU-A-CB (Split System: Heat Pump with Remote Outdoor Unit-Air-Source) | CVH825GKA3* |  |  | EA*4X42L21A*+WALLCON | *96CTN0601714A* | 23600 | 16.5 | 8.1 | 21400 | 16700 | 78.04% | 1.94 | 0 | 11 |  |  |  | No | R-410A | 1.9667 | Residential & Commercial | Ducted CEE Tier 1
210472959 | Central HP <5.4 tons | KEEPRITE | HRCU-A-CB (Split System: Heat Pump with Remote Outdoor Unit-Air-Source) | CVH825GKA3* |  |  | EA*4X42L21A*+WALLCON | *96CTN1002122A* | 23800 | 16.5 | 8.1 | 21400 | 16600 | 77.57% | 1.96 | 0 | 11 |  |  |  | No | R-410A | 1.9833 | Residential & Commercial | Ducted CEE Tier 1
210474654 | Central HP <5.4 tons | KEEPRITE | HRCU-A-CB (Split System: Heat Pump with Remote Outdoor Unit-Air-Source) | CVH825GKA3* |  |  | EHD4X48AAL+WALLCON | *97CMN0602120A* | 24200 | 16 | 8.1 | 21400 | 16700 | 78.04% | 2 | 0 | 10.5 |  |  |  | No | R-410A | 2.0167 | Residential & Commercial | Ducted CEE Tier 1
215853424 | Central HP <5.4 tons | FRASER-JOHNSTON | HRCU-A-CB (Split System: Heat Pump with Remote Outdoor Unit-Air-Source) | HH836E2S11 |  |  | CTF36C5CDS1 | Z9ES100C16SMPS1 | 34600 | 17 | 8.5 | 32800 | 27000 | 82.32% | 2 | 0 | 11 |  |  |  | No | R-454B | 2.8833 | Residential & Commercial | Ducted CEE Tier 1
215853425 | Central HP <5.4 tons | FRASER-JOHNSTON | HRCU-A-CB (Split System: Heat Pump with Remote Outdoor Unit-Air-Source) | HH836E2S11 |  |  | CTM36C5CDS1 | Z9ES100C16SMPS1 | 34400 | 17 | 8.5 | 32600 | 26800 | 82.21% | 2 | 0 | 11 |  |  |  | No | R-454B | 2.8667 | Residential & Commercial | Ducted CEE Tier 1
215449951 | Central HP <5.4 tons | Proair | HRCU-A-CB (Split System: Heat Pump with Remote Outdoor Unit-Air-Source) | P30-24HFN1-S |  |  | PAH-24HWFN1 |  | 24000 | 17.4 | 10 | 24000 | 22600 | 94.17% | 1.91 | 12.5 | 11.7 |  |  |  | No | R-410A | 2 | Residential & Commercial | Ducted CEE Tier 1
213366548 | Central HP <5.4 tons | COLEMAN | HRCU-A-CB (Split System: Heat Pump with Remote Outdoor Unit-Air-Source) | HMH72B341 | ADP |  | A36VCA+TXV | Z8ES040A12SMPS1 | 31800 | 17 | 8.1 | 30600 | 22200 | 72.55% | 2 | 0 | 10 |  |  |  | No | R-410A | 2.65 | Residential & Commercial | Ducted CEE Tier 1
214826087 | Central HP <5.4 tons | CHAMPION HEATING AND COOLING | HRCU-A-CB (Split System: Heat Pump with Remote Outdoor Unit-Air-Source) | HH836E2S11 | ADP |  | V,Y36H175P15*+TXV+AEFE4B* |  | 34000 | 19 | 9 | 30800 | 24800 | 80.52% | 2.1 | 0 | 11.7 |  |  |  | No | R-454B | 2.8333 | Residential & Commercial | Ducted CEE Tier 1
215319196 | Central HP <5.4 tons | Grandaire | HRCU-A-CB (Split System: Heat Pump with Remote Outdoor Unit-Air-Source) | D5CUHAH24AAK |  |  | D5FUAAH24XAK |  | 23000 | 18.4 | 10 | 24000 | 21600 | 90% | 1.87 | 0 | 11.7 |  |  |  | No | R-454B | 1.9167 | Residential & Commercial | Ducted CEE Tier 1
216097091 | Central HP <5.4 tons | Kerr | HRCU-A-CB (Split System: Heat Pump with Remote Outdoor Unit-Air-Source) | A-KHP33SA-1 |  |  | B-KHP30AA-1 |  | 33000 | 16.5 | 10 | 35000 | 34000 | 97.14% | 2 | 0 | 11.7 |  |  |  | No | R-454B | 2.75 | Residential & Commercial | Ducted CEE Tier 1
210597523 | Central HP <5.4 tons | KEEPRITE | HRCU-A-CB (Split System: Heat Pump with Remote Outdoor Unit-Air-Source) | CVH837GKA** |  |  | EHD4X60AAL+WALLCON | *80CTL1352422A* | 33000 | 17 | 8.1 | 32200 | 24800 | 77.02% | 2.02 | 0 | 11.5 |  |  |  | No | R-410A | 2.75 | Residential & Commercial | Ducted CEE Tier 1
214279609 | Central HP <5.4 tons | WESTINGHOUSE | HRCU-A-C (Split System: Heat Pump with Remote Outdoor Unit with No Indoor Fan --Air Source) | WHM36SZA21S | ADP |  | H,RE35(1,2)36+TXV+TD |  | 29400 | 15.2 | 9.4 | 28400 | 23800 | 83.8% | 2.08 | 0 | 11 |  |  |  | No | R-410A | 2.45 | Residential & Commercial | Ducted CEE Tier 1
210597505 | Central HP <5.4 tons | KEEPRITE | HRCU-A-CB (Split System: Heat Pump with Remote Outdoor Unit-Air-Source) | CVH837GKA** |  |  | EHD4X60AAL+WALLCON | *80CSU1002120A* | 32800 | 16.5 | 8.1 | 32200 | 24800 | 77.02% | 1.98 | 0 | 11 |  |  |  | No | R-410A | 2.7333 | Residential & Commercial | Ducted CEE Tier 1
210597538 | Central HP <5.4 tons | KEEPRITE | HRCU-A-CB (Split System: Heat Pump with Remote Outdoor Unit-Air-Source) | CVH837GKA** |  |  | EHD4X60AAL+WALLCON | *96CTN1002122A* | 33000 | 17 | 8.1 | 32200 | 24800 | 77.02% | 2.02 | 0 | 11.5 |  |  |  | No | R-410A | 2.75 | Residential & Commercial | Ducted CEE Tier 1
213088734 | Central HP <5.4 tons | BOSCH | HRCU-A-CB (Split System: Heat Pump with Remote Outdoor Unit-Air-Source) | BOVA-60HDN1-M20G | ADP |  | H,RG84948+AEFE4B* |  | 47000 | 18 | 9.5 | 46000 | 33200 | 72.17% | 2 | 0 | 12 |  |  |  | No | R-410A | 3.9167 | Residential & Commercial | Ducted CEE Tier 1
213355932 | Central HP <5.4 tons | BOSCH | HRCU-A-CB (Split System: Heat Pump with Remote Outdoor Unit-Air-Source) | BOVB-60HDN1-M20G | ADP |  | A60VHA+TXV+AEFE5* |  | 50000 | 17 | 9.25 | 53000 | 38000 | 71.7% | 1.98 | 0 | 11.2 |  |  |  | No | R-410A | 4.1667 | Residential & Commercial | Ducted CEE Tier 1
213184857 | Central HP <5.4 tons | BOSCH | HRCU-A-CB (Split System: Heat Pump with Remote Outdoor Unit-Air-Source) | BOVB-60HDN1-M20G | ADP |  | H,RG48948+AEFE4B* |  | 46000 | 18 | 9.35 | 46000 | 33200 | 72.17% | 1.98 | 0 | 11.7 |  |  |  | No | R-410A | 3.8333 | Residential & Commercial | Ducted CEE Tier 1
213612277 | Central HP <5.4 tons | BOSCH | HRCU-A-CB (Split System: Heat Pump with Remote Outdoor Unit-Air-Source) | BOVB-60HDN1-M20G | ADP |  | H,TG36960+AEFE5* |  | 45000 | 18 | 9.1 | 45500 | 33200 | 72.97% | 1.94 | 0 | 11.5 |  |  |  | No | R-410A | 3.75 | Residential & Commercial | Ducted CEE Tier 1
213612279 | Central HP <5.4 tons | BOSCH | HRCU-A-CB (Split System: Heat Pump with Remote Outdoor Unit-Air-Source) | BOVB-60HDN1-M20G | ADP |  | H,TG2K948+AEFE5* |  | 45500 | 18 | 9.15 | 46000 | 33200 | 72.17% | 1.94 | 0 | 11.7 |  |  |  | No | R-410A | 3.7917 | Residential & Commercial | Ducted CEE Tier 1
212361594 | Central HP <5.4 tons | BOSCH | HRCU-A-CB (Split System: Heat Pump with Remote Outdoor Unit-Air-Source) | BOVA-60HDN1-M20G | ADP |  | HE35(1,2)48+TXV | BGH96M120D5A | 44500 | 17 | 9 | 45000 | 33000 | 73.33% | 1.9 | 0 | 11.5 |  |  |  | No | R-410A | 3.7083 | Residential & Commercial | Ducted CEE Tier 1
215449963 | Central HP <5.4 tons | Proair | HRCU-A-C (Split System: Heat Pump with Remote Outdoor Unit with No Indoor Fan --Air Source) | P30-36HFN1-S |  |  | PAC-36C-HWND1 |  | 35000 | 15.2 | 8.5 | 36000 | 30000 | 83.33% | 1.8 | 0 | 10 |  |  |  | No | R-410A | 2.9167 | Residential & Commercial | Ducted CEE Tier 1
210597102 | Central HP <5.4 tons | KEEPRITE | HRCU-A-CB (Split System: Heat Pump with Remote Outdoor Unit-Air-Source) | CVH825GKA2* |  |  | EN(A,D,W)4X48L21**+WALLCON | *95CSU1002122A* | 24200 | 17 | 8.1 | 21200 | 16600 | 78.3% | 2.02 | 0 | 11.5 |  |  |  | No | R-410A | 2.0167 | Residential & Commercial | Ducted CEE Tier 1
210597135 | Central HP <5.4 tons | KEEPRITE | HRCU-A-CB (Split System: Heat Pump with Remote Outdoor Unit-Air-Source) | CVH825GKA2* |  |  | END4X42L17**+WALLCON | *80CTL0701412A* | 24000 | 17 | 8.1 | 21400 | 16600 | 77.57% | 2 | 0 | 11 |  |  |  | No | R-410A | 2 | Residential & Commercial | Ducted CEE Tier 1
210596770 | Central HP <5.4 tons | KEEPRITE | HRCU-A-CB (Split System: Heat Pump with Remote Outdoor Unit-Air-Source) | CVH825GKA2* |  |  | EA*4X43L21A*+WALLCON | *80CTL0701716A* | 24400 | 17 | 8.5 | 21200 | 16600 | 78.3% | 2.02 | 0 | 11 |  |  |  | No | R-410A | 2.0333 | Residential & Commercial | Ducted CEE Tier 1
213355929 | Central HP <5.4 tons | BOSCH | HRCU-A-CB (Split System: Heat Pump with Remote Outdoor Unit-Air-Source) | BOVA-60HDN1-M20G | ADP |  | A60VHA+TXV+AEFE5* |  | 50000 | 17 | 9.25 | 53000 | 38000 | 71.7% | 1.98 | 0 | 11.2 |  |  |  | No | R-410A | 4.1667 | Residential & Commercial | Ducted CEE Tier 1
213612281 | Central HP <5.4 tons | BOSCH | HRCU-A-CB (Split System: Heat Pump with Remote Outdoor Unit-Air-Source) | BOVB-60HDN1-M20G | ADP |  | H,TG48960+AEFE5* |  | 46000 | 18 | 9.35 | 46000 | 33200 | 72.17% | 1.98 | 0 | 11.7 |  |  |  | No | R-410A | 3.8333 | Residential & Commercial | Ducted CEE Tier 1
212361455 | Central HP <5.4 tons | BOSCH | HRCU-A-CB (Split System: Heat Pump with Remote Outdoor Unit-Air-Source) | BOVA-60HDN1-M20G | ADP |  | HE37960 | BGH96M080B3A | 42000 | 17 | 8.8 | 41500 | 30600 | 73.73% | 1.9 | 0 | 11.5 |  |  |  | No | R-410A | 3.5 | Residential & Commercial | Ducted CEE Tier 1
212361485 | Central HP <5.4 tons | BOSCH | HRCU-A-CB (Split System: Heat Pump with Remote Outdoor Unit-Air-Source) | BOVA-60HDN1-M20G | ADP |  | HE35948 | BGH96M120D5A | 44500 | 17 | 9 | 45000 | 33000 | 73.33% | 1.9 | 0 | 11.5 |  |  |  | No | R-410A | 3.7083 | Residential & Commercial | Ducted CEE Tier 1
212361490 | Central HP <5.4 tons | BOSCH | HRCU-A-CB (Split System: Heat Pump with Remote Outdoor Unit-Air-Source) | BOVA-60HDN1-M20G | ADP |  | HE36960 | BGH96M120D5B | 45000 | 17 | 9 | 45000 | 33000 | 73.33% | 1.9 | 0 | 11.5 |  |  |  | No | R-410A | 3.75 | Residential & Commercial | Ducted CEE Tier 1
212361590 | Central HP <5.4 tons | BOSCH | HRCU-A-CB (Split System: Heat Pump with Remote Outdoor Unit-Air-Source) | BOVA-60HDN1-M20G | ADP |  | HE35(1,2)48+TXV | BGH96M100D5A | 44500 | 17 | 9 | 45000 | 32800 | 72.89% | 1.9 | 0 | 11.5 |  |  |  | No | R-410A | 3.7083 | Residential & Commercial | Ducted CEE Tier 1
212361592 | Central HP <5.4 tons | BOSCH | HRCU-A-CB (Split System: Heat Pump with Remote Outdoor Unit-Air-Source) | BOVA-60HDN1-M20G | ADP |  | HE35(1,2)48+TXV | BGH96M100D5B | 44500 | 17 | 9 | 45000 | 32800 | 72.89% | 1.9 | 0 | 11.5 |  |  |  | No | R-410A | 3.7083 | Residential & Commercial | Ducted CEE Tier 1
214269146 | Central HP <5.4 tons | BOSCH | HRCU-A-CB (Split System: Heat Pump with Remote Outdoor Unit-Air-Source) | BOVA-60HDN1-M20G | ADP |  | HG84960 | BGH96M100D5A | 51500 | 18 | 8.5 | 52000 | 37400 | 71.92% | 1.85 | 0 | 11.7 |  |  |  | No | R-410A | 4.2917 | Residential & Commercial | Ducted CEE Tier 1
212380711 | Central HP <5.4 tons | BOSCH | HRCU-A-CB (Split System: Heat Pump with Remote Outdoor Unit-Air-Source) | BOVB-60HDN1-M20G | ADP |  | PL60H210P179 | BGH96M100C5A | 45000 | 17 | 8.8 | 44500 | 32400 | 72.81% | 1.9 | 0 | 11.7 |  |  |  | No | R-410A | 3.75 | Residential & Commercial | Ducted CEE Tier 1
214290125 | Central HP <5.4 tons | BOSCH | HRCU-A-CB (Split System: Heat Pump with Remote Outdoor Unit-Air-Source) | BOVA-60HDN1-M20G | ADP |  | HG84160+TXV | BGH96M120D5B | 51500 | 18 | 8.5 | 52000 | 37400 | 71.92% | 1.85 | 0 | 11.7 |  |  |  | No | R-410A | 4.2917 | Residential & Commercial | Ducted CEE Tier 1
213088729 | Central HP <5.4 tons | BOSCH | HRCU-A-CB (Split System: Heat Pump with Remote Outdoor Unit-Air-Source) | BOVA-60HDN1-M20G | ADP |  | H,RG2K948+AEFE4B* |  | 45000 | 18 | 9.15 | 46000 | 33200 | 72.17% | 1.94 | 0 | 11.5 |  |  |  | No | R-410A | 3.75 | Residential & Commercial | Ducted CEE Tier 1
213088730 | Central HP <5.4 tons | BOSCH | HRCU-A-CB (Split System: Heat Pump with Remote Outdoor Unit-Air-Source) | BOVA-60HDN1-M20G | ADP |  | H,RG3K960+AEFE5* |  | 45500 | 18 | 9.25 | 46000 | 33200 | 72.17% | 1.96 | 0 | 11.7 |  |  |  | No | R-410A | 3.7917 | Residential & Commercial | Ducted CEE Tier 1
213088731 | Central HP <5.4 tons | BOSCH | HRCU-A-CB (Split System: Heat Pump with Remote Outdoor Unit-Air-Source) | BOVA-60HDN1-M20G | ADP |  | H,RG50960+AEFE5* |  | 47000 | 18 | 9.45 | 46000 | 33200 | 72.17% | 1.98 | 0 | 12 |  |  |  | No | R-410A | 3.9167 | Residential & Commercial | Ducted CEE Tier 1
214272342 | Central HP <5.4 tons | CARRIER | HRCU-A-CB (Split System: Heat Pump with Remote Outdoor Unit-Air-Source) | 25VNA837A*031* | ADP |  | C36A***L539 | 58TN*B045C17**12 | 32600 | 17 | 8.5 | 31600 | 25200 | 79.75% | 1.96 | 0 | 11 |  |  |  | No | R-410A | 2.7167 | Residential & Commercial | Ducted CEE Tier 1
214272359 | Central HP <5.4 tons | CARRIER | HRCU-A-CB (Split System: Heat Pump with Remote Outdoor Unit-Air-Source) | 25VNA837A*031* | ADP |  | C36A***L539 | 58TN*B110C21**20 | 32800 | 18 | 8.5 | 30200 | 24400 | 80.79% | 2 | 0 | 11.5 |  |  |  | No | R-410A | 2.7333 | Residential & Commercial | Ducted CEE Tier 1
215936582 | Central HP <5.4 tons | KENMORE | HRCU-A-CB (Split System: Heat Pump with Remote Outdoor Unit-Air-Source) | (C,H,T)5H3V36*K*AAA* |  |  | EVD5X60M21A*+WALLCON | *80CSU1002120A* | 35600 | 21.5 | 8.5 | 38000 | 28600 | 75.26% | 2.02 | 0 | 12 |  |  |  | No | R-454B | 2.9667 | Residential & Commercial | Ducted CEE Tier 1
215936732 | Central HP <5.4 tons | KENMORE | HRCU-A-CB (Split System: Heat Pump with Remote Outdoor Unit-Air-Source) | (C,H,T)5H3V36*K*AAA* |  |  | EVD5X60M21A*+WALLCON | *96CTN1002122B* | 35600 | 22 | 8.5 | 38000 | 28600 | 75.26% | 2.02 | 0 | 12.5 |  |  |  | No | R-454B | 2.9667 | Residential & Commercial | Ducted CEE Tier 1
215936782 | Central HP <5.4 tons | KENMORE | HRCU-A-CB (Split System: Heat Pump with Remote Outdoor Unit-Air-Source) | (C,H,T)5H3V36*K*AAA* |  |  | EVD5X60M24A*+WALLCON | *80CTL1352422B* | 35600 | 22 | 8.5 | 38000 | 28400 | 74.74% | 2.04 | 0 | 12.5 |  |  |  | No | R-454B | 2.9667 | Residential & Commercial | Ducted CEE Tier 1
215936482 | Central HP <5.4 tons | KENMORE | HRCU-A-CB (Split System: Heat Pump with Remote Outdoor Unit-Air-Source) | (C,H,T)5H3V36*K*AAA* |  |  | EVD5X49M24A*+WALLCON | *95CSU0802120B* | 35400 | 21.5 | 8.5 | 38000 | 28600 | 75.26% | 2.04 | 0 | 12 |  |  |  | No | R-454B | 2.95 | Residential & Commercial | Ducted CEE Tier 1
215936512 | Central HP <5.4 tons | KENMORE | HRCU-A-CB (Split System: Heat Pump with Remote Outdoor Unit-Air-Source) | (C,H,T)5H3V36*K*AAA* |  |  | EVD5X49M24A*+WALLCON | *97CMN0802120B* | 35400 | 21.5 | 8.5 | 38000 | 28400 | 74.74% | 2.04 | 0 | 12 |  |  |  | No | R-454B | 2.95 | Residential & Commercial | Ducted CEE Tier 1
215936012 | Central HP <5.4 tons | KENMORE | HRCU-A-CB (Split System: Heat Pump with Remote Outdoor Unit-Air-Source) | (C,H,T)5H3V36*K*AAA* |  |  | EVD5X42M21A*+WALLCON | *80CTL0901716B* | 34400 | 21 | 8.5 | 38500 | 28200 | 73.25% | 2.04 | 0 | 11.7 |  |  |  | No | R-454B | 2.8667 | Residential & Commercial | Ducted CEE Tier 1
215935962 | Central HP <5.4 tons | KENMORE | HRCU-A-CB (Split System: Heat Pump with Remote Outdoor Unit-Air-Source) | (C,H,T)5H3V36*K*AAA* |  |  | EVD5X42M21A*+WALLCON | *80CSU0601716A* | 34400 | 21 | 8.5 | 38500 | 28200 | 73.25% | 2.04 | 0 | 11.7 |  |  |  | No | R-454B | 2.8667 | Residential & Commercial | Ducted CEE Tier 1
212380754 | Central HP <5.4 tons | BOSCH | HRCU-A-CB (Split System: Heat Pump with Remote Outdoor Unit-Air-Source) | BOVA-60HDN1-M20G | ADP |  | H,RG50960 | BGH96M080C4A | 42500 | 17 | 8.8 | 42500 | 31000 | 72.94% | 1.9 | 0 | 11.7 |  |  |  | No | R-410A | 3.5417 | Residential & Commercial | Ducted CEE Tier 1
213184799 | Central HP <5.4 tons | BOSCH | HRCU-A-CB (Split System: Heat Pump with Remote Outdoor Unit-Air-Source) | BOVB-60HDN1-M20G | ADP |  | H,RG35948+AEFE4B* |  | 44500 | 17 | 9 | 45500 | 33200 | 72.97% | 1.92 | 0 | 11 |  |  |  | No | R-410A | 3.7083 | Residential & Commercial | Ducted CEE Tier 1
213088747 | Central HP <5.4 tons | BOSCH | HRCU-A-CB (Split System: Heat Pump with Remote Outdoor Unit-Air-Source) | BOVB-60HDN1-M20G | ADP |  | H,RG84960+AEFE5* |  | 47000 | 18 | 9.5 | 46000 | 33200 | 72.17% | 2 | 0 | 12 |  |  |  | No | R-410A | 3.9167 | Residential & Commercial | Ducted CEE Tier 1
213612282 | Central HP <5.4 tons | BOSCH | HRCU-A-CB (Split System: Heat Pump with Remote Outdoor Unit-Air-Source) | BOVB-60HDN1-M20G | ADP |  | H,TG48948+AEFE4B* |  | 46000 | 18 | 9.35 | 46000 | 33200 | 72.17% | 1.98 | 0 | 11.7 |  |  |  | No | R-410A | 3.8333 | Residential & Commercial | Ducted CEE Tier 1
213612283 | Central HP <5.4 tons | BOSCH | HRCU-A-CB (Split System: Heat Pump with Remote Outdoor Unit-Air-Source) | BOVB-60HDN1-M20G | ADP |  | H,TG50960+AEFE5* |  | 47000 | 18 | 9.45 | 46000 | 33200 | 72.17% | 1.98 | 0 | 12 |  |  |  | No | R-410A | 3.9167 | Residential & Commercial | Ducted CEE Tier 1
213184844 | Central HP <5.4 tons | BOSCH | HRCU-A-CB (Split System: Heat Pump with Remote Outdoor Unit-Air-Source) | BOVB-60HDN1-M20G | ADP |  | V,G48H175D149+AEFE4B* |  | 44000 | 17 | 8.9 | 45500 | 33200 | 72.97% | 1.9 | 0 | 11 |  |  |  | No | R-410A | 3.6667 | Residential & Commercial | Ducted CEE Tier 1
213184845 | Central HP <5.4 tons | BOSCH | HRCU-A-CB (Split System: Heat Pump with Remote Outdoor Unit-Air-Source) | BOVB-60HDN1-M20G | ADP |  | H,GE35948+AEFE5* |  | 44500 | 18 | 9 | 45500 | 33200 | 72.97% | 1.92 | 0 | 11 |  |  |  | No | R-410A | 3.7083 | Residential & Commercial | Ducted CEE Tier 1
213307130 | Central HP <5.4 tons | BOSCH | HRCU-A-CB (Split System: Heat Pump with Remote Outdoor Unit-Air-Source) | BOVA-60HDN1-M20G | ADP |  | V48H175P389+AEFE4B* |  | 46000 | 18 | 9.35 | 46000 | 33200 | 72.17% | 1.98 | 0 | 11.7 |  |  |  | No | R-410A | 3.8333 | Residential & Commercial | Ducted CEE Tier 1
212380689 | Central HP <5.4 tons | BOSCH | HRCU-A-CB (Split System: Heat Pump with Remote Outdoor Unit-Air-Source) | BOVA-60HDN1-M20G | ADP |  | PL60H210P179 | BGH96M100C5A | 45000 | 17 | 8.8 | 44500 | 32400 | 72.81% | 1.9 | 0 | 11.7 |  |  |  | No | R-410A | 3.75 | Residential & Commercial | Ducted CEE Tier 1
212380691 | Central HP <5.4 tons | BOSCH | HRCU-A-CB (Split System: Heat Pump with Remote Outdoor Unit-Air-Source) | BOVA-60HDN1-M20G | ADP |  | PL60H210P179 | BGH96M100C5B | 45000 | 17 | 8.8 | 44500 | 32400 | 72.81% | 1.9 | 0 | 11.7 |  |  |  | No | R-410A | 3.75 | Residential & Commercial | Ducted CEE Tier 1
214279022 | Central HP <5.4 tons | BOSCH | HRCU-A-CB (Split System: Heat Pump with Remote Outdoor Unit-Air-Source) | BOVD-36HDN1-M20G | ADP |  | V36H***P449+AEFE3A* |  | 23800 | 19 | 9.5 | 22400 | 17200 | 76.79% | 2 | 0 | 13 |  |  |  | No | R-410A | 1.9833 | Residential & Commercial | Ducted CEE Tier 1
212380736 | Central HP <5.4 tons | BOSCH | HRCU-A-CB (Split System: Heat Pump with Remote Outdoor Unit-Air-Source) | BOVA-36HDN1-M20G | ADP |  | V,R36H175P159 | BGH96M060B3B | 24000 | 18 | 9 | 22400 | 17000 | 75.89% | 1.9 | 0 | 12 |  |  |  | No | R-410A | 2 | Residential & Commercial | Ducted CEE Tier 1
215942364 | Central HP <5.4 tons | ARCOAIRE | HRCU-A-CB (Split System: Heat Pump with Remote Outdoor Unit-Air-Source) | H5H3V36*K*AAA* |  |  | EVM5X44M21A*+WALLCON | *97CMN0601714B* | 35200 | 21 | 8.5 | 37400 | 28000 | 74.87% | 2.06 | 0 | 11.7 |  |  |  | No | R-454B | 2.9333 | Residential & Commercial | Ducted CEE Tier 1
215942414 | Central HP <5.4 tons | ARCOAIRE | HRCU-A-CB (Split System: Heat Pump with Remote Outdoor Unit-Air-Source) | H5H3V36*K*AAA* |  |  | EVM5X60M21A*+WALLCON | *96CTN0601714B* | 35200 | 21 | 8.5 | 37400 | 28000 | 74.87% | 2.06 | 0 | 11.7 |  |  |  | No | R-454B | 2.9333 | Residential & Commercial | Ducted CEE Tier 1
215942464 | Central HP <5.4 tons | ARCOAIRE | HRCU-A-CB (Split System: Heat Pump with Remote Outdoor Unit-Air-Source) | H5H3V36*K*AAA* |  |  | EVD5X60M21A*+WALLCON | *96CTN0601714B* | 35200 | 21 | 8.5 | 37400 | 28000 | 74.87% | 2 | 0 | 11.7 |  |  |  | No | R-454B | 2.9333 | Residential & Commercial | Ducted CEE Tier 1
215939958 | Central HP <5.4 tons | ARCOAIRE | HRCU-A-CB (Split System: Heat Pump with Remote Outdoor Unit-Air-Source) | H5H3V36*K*AAA* |  |  | ESH5X36M12A*+WALLCON | *80CSU0601716B* | 33400 | 19 | 9 | 34800 | 26600 | 76.44% | 1.92 | 0 | 11.5 |  |  |  | No | R-454B | 2.7833 | Residential & Commercial | Ducted CEE Tier 1
215939638 | Central HP <5.4 tons | ARCOAIRE | HRCU-A-CB (Split System: Heat Pump with Remote Outdoor Unit-Air-Source) | H5H3V36*K*AAA* |  |  | EA*5X36M17A*+WALLCON | *97CTN0801716A* | 32000 | 19 | 9.5 | 35600 | 27400 | 76.97% | 1.98 | 0 | 10.5 |  |  |  | No | R-454B | 2.6667 | Residential & Commercial | Ducted CEE Tier 1
215939738 | Central HP <5.4 tons | ARCOAIRE | HRCU-A-CB (Split System: Heat Pump with Remote Outdoor Unit-Air-Source) | H5H3V36*K*AAA* |  |  | EA*5X48M21A*+WALLCON | *80CSU0601716B* | 33400 | 20.5 | 9.5 | 34400 | 26200 | 76.16% | 2.04 | 0 | 11.7 |  |  |  | No | R-454B | 2.7833 | Residential & Commercial | Ducted CEE Tier 1
215940878 | Central HP <5.4 tons | ARCOAIRE | HRCU-A-CB (Split System: Heat Pump with Remote Outdoor Unit-Air-Source) | H5H3V36*K*AAA* |  |  | EVD5X60M24A*+WALLCON | *96CTN0802120B* | 35400 | 21.5 | 8.5 | 38000 | 28600 | 75.26% | 2.04 | 0 | 12 |  |  |  | No | R-454B | 2.95 | Residential & Commercial | Ducted CEE Tier 1
210470635 | Central HP <5.4 tons | KEEPRITE | HRCU-A-CB (Split System: Heat Pump with Remote Outdoor Unit-Air-Source) | CVH837GKA2* |  |  | EA*4X61L24A*+WALLCON | *96CTN1002122A* | 33200 | 18 | 8.5 | 32000 | 24800 | 77.5% | 2 | 0 | 12 |  |  |  | No | R-410A | 2.7667 | Residential & Commercial | Ducted CEE Tier 1
210470492 | Central HP <5.4 tons | KEEPRITE | HRCU-A-CB (Split System: Heat Pump with Remote Outdoor Unit-Air-Source) | CVH837GKA2* |  |  | EA*4X61L21A*+WALLCON | *96CTN1002122A* | 33200 | 17.5 | 8.5 | 32000 | 24800 | 77.5% | 2 | 0 | 12 |  |  |  | No | R-410A | 2.7667 | Residential & Commercial | Ducted CEE Tier 1
210470283 | Central HP <5.4 tons | KEEPRITE | HRCU-A-CB (Split System: Heat Pump with Remote Outdoor Unit-Air-Source) | CVH837GKA2* |  |  | EA*4X60L24A*+WALLCON | *80CTL1352422A* | 32800 | 18 | 8.5 | 31800 | 24800 | 77.99% | 2 | 0 | 12 |  |  |  | No | R-410A | 2.7333 | Residential & Commercial | Ducted CEE Tier 1
212380743 | Central HP <5.4 tons | BOSCH | HRCU-A-CB (Split System: Heat Pump with Remote Outdoor Unit-Air-Source) | BOVA-36HDN1-M20G | ADP |  | H,RG8J936 | BGH96M080B3A | 23600 | 18 | 9 | 22400 | 17000 | 75.89% | 1.9 | 0 | 11.7 |  |  |  | No | R-410A | 1.9667 | Residential & Commercial | Ducted CEE Tier 1
212380745 | Central HP <5.4 tons | BOSCH | HRCU-A-CB (Split System: Heat Pump with Remote Outdoor Unit-Air-Source) | BOVA-36HDN1-M20G | ADP |  | H,RG80936 | BGH96M080B3A | 24000 | 18 | 9 | 22400 | 17000 | 75.89% | 1.9 | 0 | 12 |  |  |  | No | R-410A | 2 | Residential & Commercial | Ducted CEE Tier 1
212380868 | Central HP <5.4 tons | BOSCH | HRCU-A-CB (Split System: Heat Pump with Remote Outdoor Unit-Air-Source) | BOVB-36HDN1-M20G | ADP |  | H,RG80936 | BGH96M080B3A | 24000 | 18 | 9 | 22400 | 17000 | 75.89% | 1.9 | 0 | 12 |  |  |  | No | R-410A | 2 | Residential & Commercial | Ducted CEE Tier 1
210474534 | Central HP <5.4 tons | KENMORE | HRCU-A-CB (Split System: Heat Pump with Remote Outdoor Unit-Air-Source) | (C,H,T)VH825GKA3* |  |  | EHD4X48AAL+WALLCON | *80CTL1352422A* | 24200 | 16 | 8.1 | 21200 | 16600 | 78.3% | 2.02 | 0 | 11 |  |  |  | No | R-410A | 2.0167 | Residential & Commercial | Ducted CEE Tier 1
212380870 | Central HP <5.4 tons | BOSCH | HRCU-A-CB (Split System: Heat Pump with Remote Outdoor Unit-Air-Source) | BOVB-36HDN1-M20G | ADP |  | V,R36H175P149 | BGH96M080B3B | 23800 | 18 | 9 | 22400 | 17000 | 75.89% | 1.9 | 0 | 12 |  |  |  | No | R-410A | 1.9833 | Residential & Commercial | Ducted CEE Tier 1
213355885 | Central HP <5.4 tons | BOSCH | HRCU-A-CB (Split System: Heat Pump with Remote Outdoor Unit-Air-Source) | BOVA-36HDN1-M20G | ADP |  | HG9J936+AEFE3A* |  | 23800 | 19 | 9.5 | 22400 | 17200 | 76.79% | 2 | 0 | 13 |  |  |  | No | R-410A | 1.9833 | Residential & Commercial | Ducted CEE Tier 1
212927475 | Central HP <5.4 tons | BOSCH | HRCU-A-CB (Split System: Heat Pump with Remote Outdoor Unit-Air-Source) | BOVB-36HDN1-M20G | ADP |  | CP3005A+TXV+TD |  | 22800 | 17 | 9.3 | 22400 | 17200 | 76.79% | 1.96 | 0 | 12 |  |  |  | No | R-410A | 1.9 | Residential & Commercial | Ducted CEE Tier 1
212927474 | Central HP <5.4 tons | BOSCH | HRCU-A-CB (Split System: Heat Pump with Remote Outdoor Unit-Air-Source) | BOVB-36HDN1-M20G | ADP |  | CP2505A+TXV+TD |  | 22800 | 17 | 9.3 | 22400 | 17200 | 76.79% | 1.96 | 0 | 12 |  |  |  | No | R-410A | 1.9 | Residential & Commercial | Ducted CEE Tier 1
212380856 | Central HP <5.4 tons | BOSCH | HRCU-A-CB (Split System: Heat Pump with Remote Outdoor Unit-Air-Source) | BOVB-36HDN1-M20G | ADP |  | H,RG80936 | BGH96M060B3A | 24000 | 18 | 9 | 22400 | 17000 | 75.89% | 1.9 | 0 | 12 |  |  |  | No | R-410A | 2 | Residential & Commercial | Ducted CEE Tier 1
212380874 | Central HP <5.4 tons | BOSCH | HRCU-A-CB (Split System: Heat Pump with Remote Outdoor Unit-Air-Source) | BOVB-36HDN1-M20G | ADP |  | H,RG80936 | BGH96M080B3B | 24000 | 18 | 9 | 22400 | 17000 | 75.89% | 1.9 | 0 | 12 |  |  |  | No | R-410A | 2 | Residential & Commercial | Ducted CEE Tier 1
212380875 | Central HP <5.4 tons | BOSCH | HRCU-A-CB (Split System: Heat Pump with Remote Outdoor Unit-Air-Source) | BOVB-36HDN1-M20G | ADP |  | H,RG82936 | BGH96M080B3B | 24000 | 18 | 9 | 22400 | 17000 | 75.89% | 1.9 | 0 | 12 |  |  |  | No | R-410A | 2 | Residential & Commercial | Ducted CEE Tier 1
214302679 | Central HP <5.4 tons | BOSCH | HRCU-A-CB (Split System: Heat Pump with Remote Outdoor Unit-Air-Source) | BOVD-36HDN1-M20G | ADP |  | F,PE*G33936 |  | 33000 | 18 | 9.2 | 32400 | 23600 | 72.84% | 1.86 | 0 | 11.7 |  |  |  | No | R-410A | 2.75 | Residential & Commercial | Ducted CEE Tier 1
215941008 | Central HP <5.4 tons | ARCOAIRE | HRCU-A-CB (Split System: Heat Pump with Remote Outdoor Unit-Air-Source) | H5H3V48*K*AAA* |  |  | EA*5X60M24A*+WALLCON | *97CTN0802120A* | 44500 | 21 | 9.5 | 48500 | 36600 | 75.46% | 2 | 0 | 11 |  |  |  | No | R-454B | 3.7083 | Residential & Commercial | Ducted CEE Tier 1
215941058 | Central HP <5.4 tons | ARCOAIRE | HRCU-A-CB (Split System: Heat Pump with Remote Outdoor Unit-Air-Source) | H5H3V48*K*AAA* |  |  | EA*5X61M21A*+WALLCON | *80CSU0601716B* | 45000 | 21 | 9.5 | 48500 | 37000 | 76.29% | 2 | 0 | 11.5 |  |  |  | No | R-454B | 3.75 | Residential & Commercial | Ducted CEE Tier 1
215941128 | Central HP <5.4 tons | ARCOAIRE | HRCU-A-CB (Split System: Heat Pump with Remote Outdoor Unit-Air-Source) | H5H3V48*K*AAA* |  |  | EA*5X61M24A*+WALLCON | *97CTN1202422A* | 45500 | 21.5 | 9.5 | 48500 | 36600 | 75.46% | 2 | 0 | 11.5 |  |  |  | No | R-454B | 3.7917 | Residential & Commercial | Ducted CEE Tier 1
215935912 | Central HP <5.4 tons | KENMORE | HRCU-A-CB (Split System: Heat Pump with Remote Outdoor Unit-Air-Source) | (C,H,T)5H3V36*K*AAA* |  |  | EVD5X38M17A*+WALLCON | *96CTN0801714B* | 35400 | 21.5 | 8.5 | 38500 | 29000 | 75.32% | 2.02 | 0 | 12 |  |  |  | No | R-454B | 2.95 | Residential & Commercial | Ducted CEE Tier 1
215935862 | Central HP <5.4 tons | KENMORE | HRCU-A-CB (Split System: Heat Pump with Remote Outdoor Unit-Air-Source) | (C,H,T)5H3V36*K*AAA* |  |  | EVD5X38M17A*+WALLCON | *80CTL0901716B* | 35400 | 21.5 | 8.5 | 38000 | 28800 | 75.79% | 2.02 | 0 | 12 |  |  |  | No | R-454B | 2.95 | Residential & Commercial | Ducted CEE Tier 1
212381040 | Central HP <5.4 tons | BOSCH | HRCU-A-CB (Split System: Heat Pump with Remote Outdoor Unit-Air-Source) | BOVA-60HDN1-M20G | ADP |  | H,RG3K960 | BGH96M120D5B | 45500 | 17 | 9 | 45000 | 33000 | 73.33% | 1.9 | 0 | 11.7 |  |  |  | No | R-410A | 3.7917 | Residential & Commercial | Ducted CEE Tier 1
213088728 | Central HP <5.4 tons | BOSCH | HRCU-A-CB (Split System: Heat Pump with Remote Outdoor Unit-Air-Source) | BOVA-60HDN1-M20G | ADP |  | H,RG2K948+AEFE5* |  | 45500 | 18 | 9.15 | 46000 | 33200 | 72.17% | 1.94 | 0 | 11.7 |  |  |  | No | R-410A | 3.7917 | Residential & Commercial | Ducted CEE Tier 1
213088733 | Central HP <5.4 tons | BOSCH | HRCU-A-CB (Split System: Heat Pump with Remote Outdoor Unit-Air-Source) | BOVA-60HDN1-M20G | ADP |  | H,RG84960+AEFE5* |  | 51000 | 17 | 9.4 | 53000 | 38000 | 71.7% | 2 | 0 | 11.5 |  |  |  | No | R-410A | 4.25 | Residential & Commercial | Ducted CEE Tier 1
213184856 | Central HP <5.4 tons | BOSCH | HRCU-A-CB (Split System: Heat Pump with Remote Outdoor Unit-Air-Source) | BOVB-60HDN1-M20G | ADP |  | H,RG48960+AEFE5* |  | 46000 | 18 | 9.35 | 46000 | 33200 | 72.17% | 1.98 | 0 | 11.7 |  |  |  | No | R-410A | 3.8333 | Residential & Commercial | Ducted CEE Tier 1
213307135 | Central HP <5.4 tons | BOSCH | HRCU-A-CB (Split System: Heat Pump with Remote Outdoor Unit-Air-Source) | BOVB-60HDN1-M20G | ADP |  | V48H175P389+AEFE4B* |  | 46000 | 18 | 9.35 | 46000 | 33200 | 72.17% | 1.98 | 0 | 11.7 |  |  |  | No | R-410A | 3.8333 | Residential & Commercial | Ducted CEE Tier 1
212361591 | Central HP <5.4 tons | BOSCH | HRCU-A-CB (Split System: Heat Pump with Remote Outdoor Unit-Air-Source) | BOVA-60HDN1-M20G | ADP |  | HE48(1,2)60+TXV | BGH96M100D5A | 45500 | 17 | 9 | 45000 | 32800 | 72.89% | 1.9 | 0 | 11.7 |  |  |  | No | R-410A | 3.7917 | Residential & Commercial | Ducted CEE Tier 1
213281313 | Central HP <5.4 tons | BOSCH | HRCU-A-CB (Split System: Heat Pump with Remote Outdoor Unit-Air-Source) | BOVA-60HDN1-M20G | ADP |  | HG2K960+AEFE5* |  | 45500 | 18 | 9.15 | 46000 | 33200 | 72.17% | 1.94 | 0 | 11.7 |  |  |  | No | R-410A | 3.7917 | Residential & Commercial | Ducted CEE Tier 1
214269144 | Central HP <5.4 tons | BOSCH | HRCU-A-CB (Split System: Heat Pump with Remote Outdoor Unit-Air-Source) | BOVA-60HDN1-M20G | ADP |  | HG84960 | BGH96M080B3B | 42500 | 17 | 8.8 | 41500 | 30600 | 73.73% | 1.9 | 0 | 11.7 |  |  |  | No | R-410A | 3.5417 | Residential & Commercial | Ducted CEE Tier 1
216097088 | Central HP <5.4 tons | Kerr | HRCU-A-CB (Split System: Heat Pump with Remote Outdoor Unit-Air-Source) | A-KXP60TA-1 |  |  | B-KXP60TA-1 |  | 54000 | 16 | 9 | 56000 | 52000 | 92.86% | 1.8 | 0 | 10 |  |  |  | No | R-454B | 4.5 | Residential & Commercial | Ducted CEE Tier 1
212361441 | Central HP <5.4 tons | BOSCH | HRCU-A-CB (Split System: Heat Pump with Remote Outdoor Unit-Air-Source) | BOVA-36HDN1-M20G | ADP |  | HE31930 | BGH96M060B3A | 22800 | 18 | 8.65 | 22200 | 17000 | 76.58% | 1.84 | 0 | 11.5 |  |  |  | No | R-410A | 1.9 | Residential & Commercial | Ducted CEE Tier 1
213281361 | Central HP <5.4 tons | BOSCH | HRCU-A-CB (Split System: Heat Pump with Remote Outdoor Unit-Air-Source) | BOVA-36HDN1-M20G | ADP |  | V36H175P789+AEFE4B* |  | 24000 | 20 | 9.5 | 22400 | 17200 | 76.79% | 2 | 0 | 13 |  |  |  | No | R-410A | 2 | Residential & Commercial | Ducted CEE Tier 1
215213868 | Central HP <5.4 tons | BOSCH | HRCU-A-CB (Split System: Heat Pump with Remote Outdoor Unit-Air-Source) | BOVB-36HDN1-M20G | ADP |  | H,YG9J936+AEFE4B* |  | 24000 | 20 | 9.5 | 22400 | 17200 | 76.79% | 2 | 0 | 13 |  |  |  | No | R-410A | 2 | Residential & Commercial | Ducted CEE Tier 1
215935612 | Central HP <5.4 tons | KENMORE | HRCU-A-CB (Split System: Heat Pump with Remote Outdoor Unit-Air-Source) | (C,H,T)5H3V36*K*AAA* |  |  | EVD5X36M21A*+WALLCON | *80CSU1002120A* | 34400 | 20.5 | 8.5 | 38500 | 28200 | 73.25% | 2.04 | 0 | 11.7 |  |  |  | No | R-454B | 2.8667 | Residential & Commercial | Ducted CEE Tier 1
215935662 | Central HP <5.4 tons | KENMORE | HRCU-A-CB (Split System: Heat Pump with Remote Outdoor Unit-Air-Source) | (C,H,T)5H3V36*K*AAA* |  |  | EVD5X36M21A*+WALLCON | *80CTL0902120B* | 34400 | 21 | 8.5 | 38500 | 28000 | 72.73% | 2.04 | 0 | 12 |  |  |  | No | R-454B | 2.8667 | Residential & Commercial | Ducted CEE Tier 1
214271890 | Central HP <5.4 tons | CARRIER | HRCU-A-CB (Split System: Heat Pump with Remote Outdoor Unit-Air-Source) | 25VNA825A*032* | ADP |  | PL36H210P749 | 58TN*B045C17**12 | 23600 | 16 | 8.1 | 20000 | 16300 | 81.5% | 1.94 | 0 | 10.5 |  |  |  | No | R-410A | 1.9667 | Residential & Commercial | Ducted CEE Tier 1
213088735 | Central HP <5.4 tons | BOSCH | HRCU-A-CB (Split System: Heat Pump with Remote Outdoor Unit-Air-Source) | BOVA-60HDN1-M20G | ADP |  | H,RG86960+AEFE5* |  | 51500 | 17 | 9.45 | 53000 | 38000 | 71.7% | 2.02 | 0 | 11.7 |  |  |  | No | R-410A | 4.2917 | Residential & Commercial | Ducted CEE Tier 1
212509297 | Central HP <5.4 tons | BOSCH | HRCU-A-CB (Split System: Heat Pump with Remote Outdoor Unit-Air-Source) | BOVB-60HDN1-M20G | ADP |  | F,PE*SS9948 |  | 44000 | 16 | 9.05 | 45500 | 33200 | 72.97% | 1.92 | 0 | 11 |  |  |  | No | R-410A | 3.6667 | Residential & Commercial | Ducted CEE Tier 1
213612285 | Central HP <5.4 tons | BOSCH | HRCU-A-CB (Split System: Heat Pump with Remote Outdoor Unit-Air-Source) | BOVB-60HDN1-M20G | ADP |  | H,TG84960+AEFE5* |  | 47000 | 18 | 9.5 | 46000 | 33200 | 72.17% | 2 | 0 | 12 |  |  |  | No | R-410A | 3.9167 | Residential & Commercial | Ducted CEE Tier 1
212380761 | Central HP <5.4 tons | BOSCH | HRCU-A-CB (Split System: Heat Pump with Remote Outdoor Unit-Air-Source) | BOVA-60HDN1-M20G | ADP |  | V,R60H210P199 | BGH96M080C4B | 42500 | 17 | 8.8 | 42500 | 31000 | 72.94% | 1.9 | 0 | 11.7 |  |  |  | No | R-410A | 3.5417 | Residential & Commercial | Ducted CEE Tier 1
216097083 | Central HP <5.4 tons | Kerr | HRCU-A-CB (Split System: Heat Pump with Remote Outdoor Unit-Air-Source) | A-KXP18TA-1 |  |  | B-KXP18TA-1 |  | 18000 | 19 | 9.7 | 19000 | 18000 | 94.74% | 2 | 0 | 12.5 |  |  |  | No | R-454B | 1.5 | Residential & Commercial | Ducted CEE Tier 1
212927493 | Central HP <5.4 tons | BOSCH | HRCU-A-CB (Split System: Heat Pump with Remote Outdoor Unit-Air-Source) | BOVB-36HDN1-M20G | ADP |  | CE2403C+TXV |  | 22800 | 19 | 9.2 | 22200 | 17200 | 77.48% | 1.94 | 0 | 12 |  |  |  | No | R-410A | 1.9 | Residential & Commercial | Ducted CEE Tier 1
215937902 | Central HP <5.4 tons | KENMORE | HRCU-A-CB (Split System: Heat Pump with Remote Outdoor Unit-Air-Source) | (C,H,T)5H3V48*K*AAA* |  |  | EVD5X48M24A*+WALLCON | *80CTL1102120B* | 45000 | 20.5 | 8.1 | 52000 | 38000 | 73.08% | 1.9 | 0 | 11 |  |  |  | No | R-454B | 3.75 | Residential & Commercial | Ducted CEE Tier 1
212394346 | Central HP <5.4 tons | PolarWave | HRCU-A-C (Split System: Heat Pump with Remote Outdoor Unit with No Indoor Fan --Air Source) | ACIQ-30-HPB |  |  | ACIQ-30-ACL |  | 30000 | 15.5 | 9.7 | 33000 | 27000 | 81.82% | 1.85 | 10.7 | 10.5 |  |  |  | No | R-410A | 2.5 | Residential & Commercial | Ducted CEE Tier 1
214595910 | Central HP <5.4 tons | PAYNE | HRCU-A-C (Split System: Heat Pump with Remote Outdoor Unit with No Indoor Fan --Air Source) | 38MURAQ30AB3 | ADP |  | H,PG7J936+TD |  | 29400 | 15.2 | 9.35 | 31200 | 26600 | 85.26% | 1.8 | 0 | 10 |  |  |  | No | R-410A | 2.45 | Residential & Commercial | Ducted CEE Tier 1
214826092 | Central HP <5.4 tons | CHAMPION HEATING AND COOLING | HRCU-A-CB (Split System: Heat Pump with Remote Outdoor Unit-Air-Source) | HH860E2S11 | ADP |  | H,YG84*60+TXV+AEFE5* |  | 46000 | 19 | 9 | 44000 | 33600 | 76.36% | 2.1 | 0 | 12 |  |  |  | No | R-454B | 3.8333 | Residential & Commercial | Ducted CEE Tier 1
214648706 | Central HP <5.4 tons | TEXANAIR | HRCU-A-CB (Split System: Heat Pump with Remote Outdoor Unit-Air-Source) | TEXAN030HHCU1 |  |  | TEXANWM30A1 |  | 30000 | 16.9 | 9 | 31000 | 25000 | 80.65% | 1.8 | 0 | 10 |  |  |  | No | R-410A | 2.5 | Residential & Commercial | Ducted CEE Tier 1
215463875 | Central HP <5.4 tons | PolarWave | HRCU-A-CB (Split System: Heat Pump with Remote Outdoor Unit-Air-Source) | EZ-36-HP |  |  | EZ-36-AH |  | 36000 | 16 | 9.5 | 40000 | 34600 | 86.5% | 1.95 | 10.95 | 10 |  |  |  | No | R-410A | 3 | Residential & Commercial | Ducted CEE Tier 1
212380895 | Central HP <5.4 tons | BOSCH | HRCU-A-CB (Split System: Heat Pump with Remote Outdoor Unit-Air-Source) | BOVB-60HDN1-M20G | ADP |  | H,RG50960 | BGH96M080C4A | 42500 | 17 | 8.8 | 42500 | 31000 | 72.94% | 1.9 | 0 | 11.7 |  |  |  | No | R-410A | 3.5417 | Residential & Commercial | Ducted CEE Tier 1
212380911 | Central HP <5.4 tons | BOSCH | HRCU-A-CB (Split System: Heat Pump with Remote Outdoor Unit-Air-Source) | BOVB-60HDN1-M20G | ADP |  | V,R60H210P179 | BGH96M100C5B | 45000 | 17 | 8.8 | 44500 | 32400 | 72.81% | 1.9 | 0 | 11.7 |  |  |  | No | R-410A | 3.75 | Residential & Commercial | Ducted CEE Tier 1
215670540 | Central HP <5.4 tons | ARCOAIRE | HRCU-A-CB (Split System: Heat Pump with Remote Outdoor Unit-Air-Source) | H5H0V36*K*AAA* |  |  | ESH5X60M12A*+WALLCON | *97CMN1002122B* | 34600 | 17 | 8.5 | 34600 | 24800 | 71.68% | 1.92 | 0 | 10 |  |  |  | No | R-454B | 2.8833 | Residential & Commercial | Ducted CEE Tier 1
210596686 | Central HP <5.4 tons | KEEPRITE | HRCU-A-CB (Split System: Heat Pump with Remote Outdoor Unit-Air-Source) | CVH825GKA2* |  |  | EA*4X42L21A*+WALLCON | *96CTN0601714A* | 23600 | 16.5 | 8.1 | 21400 | 16700 | 78.04% | 1.94 | 0 | 11 |  |  |  | No | R-410A | 1.9667 | Residential & Commercial | Ducted CEE Tier 1
210596784 | Central HP <5.4 tons | KEEPRITE | HRCU-A-CB (Split System: Heat Pump with Remote Outdoor Unit-Air-Source) | CVH825GKA2* |  |  | EA*4X43L21A*+WALLCON | *95CSU1002122A* | 24400 | 17 | 8.5 | 21200 | 16600 | 78.3% | 2.04 | 0 | 11 |  |  |  | No | R-410A | 2.0333 | Residential & Commercial | Ducted CEE Tier 1
210596850 | Central HP <5.4 tons | KEEPRITE | HRCU-A-CB (Split System: Heat Pump with Remote Outdoor Unit-Air-Source) | CVH825GKA2* |  |  | EA*4X48L21A*+WALLCON | *97CMN0801714A* | 24000 | 16.5 | 8.1 | 21000 | 16600 | 79.05% | 2 | 0 | 11 |  |  |  | No | R-410A | 2 | Residential & Commercial | Ducted CEE Tier 1
210596853 | Central HP <5.4 tons | KEEPRITE | HRCU-A-CB (Split System: Heat Pump with Remote Outdoor Unit-Air-Source) | CVH825GKA2* |  |  | EA*4X48L21A*+WALLCON | *97CMN1002122A* | 24000 | 16.5 | 8.1 | 21000 | 16500 | 78.57% | 2.02 | 0 | 11 |  |  |  | No | R-410A | 2 | Residential & Commercial | Ducted CEE Tier 1
214648691 | Central HP <5.4 tons | TEXANAIR | HRCU-A-C (Split System: Heat Pump with Remote Outdoor Unit with No Indoor Fan --Air Source) | TEXAN024HHCU1 |  |  | TEXANDF24B1 |  | 20000 | 16.3 | 10.2 | 25000 | 20000 | 80% | 2 | 0 | 11.7 |  |  |  | No | R-410A | 1.6667 | Residential & Commercial | Ducted CEE Tier 1
213433290 | Central HP <5.4 tons | PolarWave | HRCU-A-CB (Split System: Heat Pump with Remote Outdoor Unit-Air-Source) | ACIQ-18-HPB |  |  | ACIQ-18W-P |  | 18000 | 17 | 9.5 | 19000 | 18000 | 94.74% | 2 | 0 | 12.4 |  |  |  | No | R-410A | 1.5 | Residential & Commercial | Ducted CEE Tier 1
213433291 | Central HP <5.4 tons | PolarWave | HRCU-A-CB (Split System: Heat Pump with Remote Outdoor Unit-Air-Source) | ACIQ-24-HPB |  |  | ACIQ-24W-P |  | 24000 | 19 | 9.3 | 27400 | 24000 | 87.59% | 1.91 | 0 | 12 |  |  |  | No | R-410A | 2 | Residential & Commercial | Ducted CEE Tier 1
214648674 | Central HP <5.4 tons | TEXANAIR | HRCU-A-CB (Split System: Heat Pump with Remote Outdoor Unit-Air-Source) | TEXAN018HHCU1 |  |  | TEXAN018AHU1 |  | 18000 | 18 | 9.3 | 19000 | 16500 | 86.84% | 2.04 | 12.5 | 12.4 |  |  |  | No | R-410A | 1.5 | Residential & Commercial | Ducted CEE Tier 1
214271706 | Central HP <5.4 tons | CARRIER | HRCU-A-CB (Split System: Heat Pump with Remote Outdoor Unit-Air-Source) | 25VNA436A*031* | ADP |  | PL36H210P749 | 58TN*B090C21**20 | 32400 | 20 | 9 | 34800 | 27200 | 78.16% | 2.06 | 0 | 12 |  |  |  | No | R-410A | 2.7 | Residential & Commercial | Ducted CEE Tier 1
214271722 | Central HP <5.4 tons | CARRIER | HRCU-A-CB (Split System: Heat Pump with Remote Outdoor Unit-Air-Source) | 25VNA436A*031* | ADP |  | C36A***L539 | 58TN*B110C21**20 | 33800 | 20 | 9 | 34800 | 27000 | 77.59% | 2.06 | 0 | 12.5 |  |  |  | No | R-410A | 2.8167 | Residential & Commercial | Ducted CEE Tier 1
214272275 | Central HP <5.4 tons | CARRIER | HRCU-A-CB (Split System: Heat Pump with Remote Outdoor Unit-Air-Source) | 25VNA837A*030* | ADP |  | C36A***L539 | 58TN*B045C17**12 | 32600 | 17 | 8.5 | 31600 | 25200 | 79.75% | 1.96 | 0 | 11 |  |  |  | No | R-410A | 2.7167 | Residential & Commercial | Ducted CEE Tier 1
216013470 | Central HP <5.4 tons | DUCANE | HRCU-A-CB (Split System: Heat Pump with Remote Outdoor Unit-Air-Source) | 7SCP18V60P-**A |  |  | 7AH1AV48PX-** |  | 47500 | 18 | 9.5 | 48000 | 42000 | 87.5% | 1.75 | 0 | 11.7 |  |  |  | No | R-454B | 3.9583 | Residential & Commercial | Ducted CEE Tier 1
216031619 | Central HP <5.4 tons | DUCANE | HRCU-A-C (Split System: Heat Pump with Remote Outdoor Unit with No Indoor Fan --Air Source) | 7SCP18V60P-**A |  |  | 7E[C,U]48CX-**+TDR |  | 47500 | 15.2 | 8.5 | 48000 | 39000 | 81.25% | 1.75 | 0 | 10 |  |  |  | No | R-454B | 3.9583 | Residential & Commercial | Ducted CEE Tier 1
216097086 | Central HP <5.4 tons | Kerr | HRCU-A-CB (Split System: Heat Pump with Remote Outdoor Unit-Air-Source) | A-KXP36TA-1 |  |  | B-KXP36TA-1 |  | 36000 | 17.3 | 10.3 | 37000 | 39000 | 105.4% | 1.9 | 0 | 11.7 |  |  |  | No | R-454B | 3 | Residential & Commercial | Ducted CEE Tier 1
214279682 | Central HP <5.4 tons | WESTINGHOUSE | HRCU-A-C (Split System: Heat Pump with Remote Outdoor Unit with No Indoor Fan --Air Source) | WHM48SZA21S | ADP |  | H,RE84948+TD |  | 41500 | 15.2 | 8.55 | 40000 | 34200 | 85.5% | 1.94 | 0 | 11 |  |  |  | No | R-410A | 3.4583 | Residential & Commercial | Ducted CEE Tier 1
215449957 | Central HP <5.4 tons | Proair | HRCU-A-C (Split System: Heat Pump with Remote Outdoor Unit with No Indoor Fan --Air Source) | P15-24REFN1 |  |  | PAC-24B-HWDN1 |  | 24000 | 15.7 | 9.8 | 25600 | 18500 | 72.27% | 2.2 | 10.3 | 10 |  |  |  | No | R-410A | 2 | Residential & Commercial | Ducted CEE Tier 1
215425854 | Central HP <5.4 tons | LUXAIRE | HRCU-A-CB (Split System: Heat Pump with Remote Outdoor Unit-Air-Source) | HH824E2S11 | ADP |  | H,YE32*30+TXV-BLEED | TM8E040A12MP11 | 22200 | 16 | 8.65 | 20800 | 16800 | 80.77% | 1.94 | 0 | 11.5 |  |  |  | No | R-454B | 1.85 | Residential & Commercial | Ducted CEE Tier 1
214862357 | Central HP <5.4 tons | BRYANT HEATING AND COOLING SYSTEMS | HRCU-A-CB (Split System: Heat Pump with Remote Outdoor Unit-Air-Source) | 288BNV037*0**A* | ADP |  | H,PG48936 | 987MC42080C17*** | 32200 | 17 | 8.1 | 31400 | 24600 | 78.34% | 1.94 | 0 | 11.5 |  |  |  | No | R-410A | 2.6833 | Residential & Commercial | Ducted CEE Tier 1
214862359 | Central HP <5.4 tons | BRYANT HEATING AND COOLING SYSTEMS | HRCU-A-CB (Split System: Heat Pump with Remote Outdoor Unit-Air-Source) | 288BNV037*0**A* | ADP |  | H,PG83936 | 987MC42080C17*** | 32200 | 17 | 8.1 | 31400 | 24600 | 78.34% | 1.94 | 0 | 11.5 |  |  |  | No | R-410A | 2.6833 | Residential & Commercial | Ducted CEE Tier 1
214271754 | Central HP <5.4 tons | CARRIER | HRCU-A-CB (Split System: Heat Pump with Remote Outdoor Unit-Air-Source) | 25VNA448A*031* | ADP |  | C48A***L169 | 58TN*B090C21**20 | 44000 | 21 | 9.5 | 44500 | 35800 | 80.45% | 2.3 | 0 | 11.7 |  |  |  | No | R-410A | 3.6667 | Residential & Commercial | Ducted CEE Tier 1
214271757 | Central HP <5.4 tons | CARRIER | HRCU-A-CB (Split System: Heat Pump with Remote Outdoor Unit-Air-Source) | 25VNA448A*031* | ADP |  | C60A***L169 | 58TN*B090C21**20 | 44000 | 21 | 9.5 | 44500 | 35800 | 80.45% | 2.3 | 0 | 11.7 |  |  |  | No | R-410A | 3.6667 | Residential & Commercial | Ducted CEE Tier 1
212380684 | Central HP <5.4 tons | BOSCH | HRCU-A-CB (Split System: Heat Pump with Remote Outdoor Unit-Air-Source) | BOVA-36HDN1-M20G | ADP |  | PL36H175P149 | BGH96M080B3B | 23800 | 18 | 9 | 22400 | 17000 | 75.89% | 1.9 | 0 | 12 |  |  |  | No | R-410A | 1.9833 | Residential & Commercial | Ducted CEE Tier 1
212380854 | Central HP <5.4 tons | BOSCH | HRCU-A-CB (Split System: Heat Pump with Remote Outdoor Unit-Air-Source) | BOVB-36HDN1-M20G | ADP |  | H,RG8J936 | BGH96M060B3A | 23600 | 18 | 9 | 22400 | 17000 | 75.89% | 1.9 | 0 | 11.7 |  |  |  | No | R-410A | 1.9667 | Residential & Commercial | Ducted CEE Tier 1
215941098 | Central HP <5.4 tons | ARCOAIRE | HRCU-A-CB (Split System: Heat Pump with Remote Outdoor Unit-Air-Source) | H5H3V48*K*AAA* |  |  | EA*5X61M24A*+WALLCON | *96CTN0802120B* | 45500 | 21 | 9.5 | 48500 | 37000 | 76.29% | 2 | 0 | 11 |  |  |  | No | R-454B | 3.7917 | Residential & Commercial | Ducted CEE Tier 1
215412965 | Central HP <5.4 tons | BOSCH | HRCU-A-CB (Split System: Heat Pump with Remote Outdoor Unit-Air-Source) | BOVD-36HDN1-M20G | ADP |  | H,RG8J936+AEFE3A* |  | 23400 | 19 | 9.5 | 22400 | 17200 | 76.79% | 2 | 0 | 12.5 |  |  |  | No | R-410A | 1.95 | Residential & Commercial | Ducted CEE Tier 1
215412966 | Central HP <5.4 tons | BOSCH | HRCU-A-CB (Split System: Heat Pump with Remote Outdoor Unit-Air-Source) | BOVD-36HDN1-M20G | ADP |  | V,R36H175P459+AEFE4B* |  | 24000 | 20 | 9.5 | 22400 | 17200 | 76.79% | 2 | 0 | 13 |  |  |  | No | R-410A | 2 | Residential & Commercial | Ducted CEE Tier 1
215912231 | Central HP <5.4 tons | FRASER-JOHNSTON | HRCU-A-CB (Split System: Heat Pump with Remote Outdoor Unit-Air-Source) | HH824E2S11 |  |  | CTM36B5ADS1 | TM9E080B12MP12 | 23000 | 17 | 9.5 | 23000 | 18800 | 81.74% | 2 | 0 | 12 |  |  |  | No | R-454B | 1.9167 | Residential & Commercial | Ducted CEE Tier 1
214862393 | Central HP <5.4 tons | BRYANT HEATING AND COOLING SYSTEMS | HRCU-A-CB (Split System: Heat Pump with Remote Outdoor Unit-Air-Source) | 288BNV037*0**B* | ADP |  | H,PG48936 | 987MC42080C17*** | 32200 | 17 | 8.1 | 31400 | 24600 | 78.34% | 1.94 | 0 | 11.5 |  |  |  | No | R-410A | 2.6833 | Residential & Commercial | Ducted CEE Tier 1
214272381 | Central HP <5.4 tons | CARRIER | HRCU-A-CB (Split System: Heat Pump with Remote Outdoor Unit-Air-Source) | 25VNA837A*031* | ADP |  | V,C36H175P459 | 59TN6C080C17**14 | 32800 | 17 | 8.5 | 31400 | 25000 | 79.62% | 1.98 | 0 | 11 |  |  |  | No | R-410A | 2.7333 | Residential & Commercial | Ducted CEE Tier 1
214272379 | Central HP <5.4 tons | CARRIER | HRCU-A-CB (Split System: Heat Pump with Remote Outdoor Unit-Air-Source) | 25VNA837A*031* | ADP |  | V,C36H175P159 | 59TN6C080C17**14 | 32000 | 17 | 8.1 | 31200 | 24800 | 79.49% | 1.96 | 0 | 11 |  |  |  | No | R-410A | 2.6667 | Residential & Commercial | Ducted CEE Tier 1
216097090 | Central HP <5.4 tons | Kerr | HRCU-A-CB (Split System: Heat Pump with Remote Outdoor Unit-Air-Source) | A-KHP24SA-1 |  |  | B-KHP24AA-1 |  | 23000 | 18.7 | 10 | 26000 | 23600 | 90.77% | 2.16 | 0 | 12 |  |  |  | No | R-454B | 1.9167 | Residential & Commercial | Ducted CEE Tier 1
212361447 | Central HP <5.4 tons | BOSCH | HRCU-A-CB (Split System: Heat Pump with Remote Outdoor Unit-Air-Source) | BOVA-36HDN1-M20G | ADP |  | HE31930 | BGH96M080B3A | 22800 | 18 | 8.65 | 22200 | 17000 | 76.58% | 1.84 | 0 | 11.5 |  |  |  | No | R-410A | 1.9 | Residential & Commercial | Ducted CEE Tier 1
213893312 | Central HP <5.4 tons | KENMORE | HRCU-A-CB (Split System: Heat Pump with Remote Outdoor Unit-Air-Source) | (C,H,T)VH825GKA3* |  |  | EA*4X25L17A*+WALLCON | *96CTN0401410B* | 24000 | 15.5 | 8.1 | 21600 | 17000 | 78.7% | 1.96 | 0 | 10 |  |  |  | No | R-410A | 2 | Residential & Commercial | Ducted CEE Tier 1
213281149 | Central HP <5.4 tons | BOSCH | HRCU-A-CB (Split System: Heat Pump with Remote Outdoor Unit-Air-Source) | BOVA-36HDN1-M20G | ADP |  | V36H175P159+AEFE4B* |  | 24000 | 20 | 9.5 | 22400 | 17200 | 76.79% | 2 | 0 | 13 |  |  |  | No | R-410A | 2 | Residential & Commercial | Ducted CEE Tier 1
213281155 | Central HP <5.4 tons | BOSCH | HRCU-A-CB (Split System: Heat Pump with Remote Outdoor Unit-Air-Source) | BOVB-36HDN1-M20G | ADP |  | V36H175P149+AEFE4B* |  | 23800 | 20 | 9.5 | 22400 | 17200 | 76.79% | 2 | 0 | 13 |  |  |  | No | R-410A | 1.9833 | Residential & Commercial | Ducted CEE Tier 1
212361449 | Central HP <5.4 tons | BOSCH | HRCU-A-CB (Split System: Heat Pump with Remote Outdoor Unit-Air-Source) | BOVA-36HDN1-M20G | ADP |  | HE33936 | BGH96M080B3A | 23400 | 18 | 8.95 | 22400 | 17000 | 75.89% | 1.9 | 0 | 11.7 |  |  |  | No | R-410A | 1.95 | Residential & Commercial | Ducted CEE Tier 1
212380855 | Central HP <5.4 tons | BOSCH | HRCU-A-CB (Split System: Heat Pump with Remote Outdoor Unit-Air-Source) | BOVB-36HDN1-M20G | ADP |  | V,R36H175P459 | BGH96M060B3A | 24000 | 18 | 9 | 22400 | 17000 | 75.89% | 1.9 | 0 | 12 |  |  |  | No | R-410A | 2 | Residential & Commercial | Ducted CEE Tier 1
215936822 | Central HP <5.4 tons | KENMORE | HRCU-A-CB (Split System: Heat Pump with Remote Outdoor Unit-Air-Source) | (C,H,T)5H3V36*K*AAA* |  |  | EVD5X60M24A*+WALLCON | *97CMN0802120B* | 35400 | 21.5 | 8.5 | 38000 | 28400 | 74.74% | 2.04 | 0 | 12.5 |  |  |  | No | R-454B | 2.95 | Residential & Commercial | Ducted CEE Tier 1
216093482 | Central HP <5.4 tons | BOSCH | HRCU-A-CB (Split System: Heat Pump with Remote Outdoor Unit-Air-Source) | BOVA-60MTB-M19E | ADP |  | FE*TT4*60+TXV |  | 48500 | 19 | 10 | 46500 | 48000 | 103.2% | 2.1 | 0 | 12 |  |  |  | No | R-454B | 4.0417 | Residential & Commercial | Ducted CEE Tier 1
214651433 | Central HP <5.4 tons | FRASER-JOHNSTON | HRCU-A-CB (Split System: Heat Pump with Remote Outdoor Unit-Air-Source) | HH824E2S11 |  |  | CTU36B5XDS1+TXV | TM8E100B12MP11 | 23000 | 18 | 9.5 | 23000 | 18900 | 82.17% | 2 | 0 | 12 |  |  |  | No | R-454B | 1.9167 | Residential & Commercial | Ducted CEE Tier 1
215936892 | Central HP <5.4 tons | KENMORE | HRCU-A-CB (Split System: Heat Pump with Remote Outdoor Unit-Air-Source) | (C,H,T)5H3V36*K*AAA* |  |  | EVD5X61M21A*+WALLCON | *95CSU1002122B* | 36000 | 22 | 8.5 | 37600 | 28400 | 75.53% | 2.04 | 0 | 12.5 |  |  |  | No | R-454B | 3 | Residential & Commercial | Ducted CEE Tier 1
215936622 | Central HP <5.4 tons | KENMORE | HRCU-A-CB (Split System: Heat Pump with Remote Outdoor Unit-Air-Source) | (C,H,T)5H3V36*K*AAA* |  |  | EVD5X60M21A*+WALLCON | *80CTL0901716B* | 35600 | 22 | 8.5 | 38000 | 28600 | 75.26% | 2.02 | 0 | 12 |  |  |  | No | R-454B | 2.9667 | Residential & Commercial | Ducted CEE Tier 1
210596883 | Central HP <5.4 tons | KEEPRITE | HRCU-A-CB (Split System: Heat Pump with Remote Outdoor Unit-Air-Source) | CVH825GKA2* |  |  | EHD4X42AAL+WALLCON | *80CSU0401712A* | 24200 | 16.5 | 8.1 | 21400 | 16600 | 77.57% | 2 | 0 | 11 |  |  |  | No | R-410A | 2.0167 | Residential & Commercial | Ducted CEE Tier 1
210597027 | Central HP <5.4 tons | KEEPRITE | HRCU-A-CB (Split System: Heat Pump with Remote Outdoor Unit-Air-Source) | CVH825GKA2* |  |  | EN(A,D)4X48L24**+WALLCON | *97CMN1202422A* | 24200 | 16.5 | 8.1 | 21400 | 16600 | 77.57% | 2 | 0 | 11 |  |  |  | No | R-410A | 2.0167 | Residential & Commercial | Ducted CEE Tier 1
214648698 | Central HP <5.4 tons | TEXANAIR | HRCU-A-C (Split System: Heat Pump with Remote Outdoor Unit with No Indoor Fan --Air Source) | TEXAN036HHCU2 |  |  | TEXANDF36A1 |  | 35000 | 15.2 | 8.5 | 36000 | 30000 | 83.33% | 1.8 | 0 | 10 |  |  |  | No | R-410A | 2.9167 | Residential & Commercial | Ducted CEE Tier 1
210597604 | Central HP <5.4 tons | KEEPRITE | HRCU-A-CB (Split System: Heat Pump with Remote Outdoor Unit-Air-Source) | CVH837GKA** |  |  | EN(A,D,W)4X60L24**+WALLCON | *80CSU1002120A* | 32800 | 17.5 | 8.1 | 32200 | 24600 | 76.4% | 1.96 | 0 | 11.7 |  |  |  | No | R-410A | 2.7333 | Residential & Commercial | Ducted CEE Tier 1
214279610 | Central HP <5.4 tons | WESTINGHOUSE | HRCU-A-C (Split System: Heat Pump with Remote Outdoor Unit with No Indoor Fan --Air Source) | WHM36SZA21S | ADP |  | H,RE35936+TD |  | 29400 | 15.2 | 9.4 | 28400 | 23800 | 83.8% | 2.08 | 0 | 11 |  |  |  | No | R-410A | 2.45 | Residential & Commercial | Ducted CEE Tier 1
216487752 | Central HP <5.4 tons | BRYANT HEATING AND COOLING SYSTEMS | HRCU-A-CB (Split System: Heat Pump with Remote Outdoor Unit-Air-Source) | 293VAN060**AA* | ADP |  | CE(P,V)6021G48*+TXV | 987MC60080C21*** | 55500 | 18 | 8.1 | 58500 | 45500 | 77.78% | 1.95 | 0 | 11 |  |  |  | No | R-454B | 4.625 | Residential & Commercial | Ducted CEE Tier 1
211227119 | Central HP <5.4 tons | KEEPRITE | HRCU-A-CB (Split System: Heat Pump with Remote Outdoor Unit-Air-Source) | DLCURAH36ABK |  |  | EA*4X37L21A* | *96VSN0802120A* | 36400 | 16 | 8.5 | 38500 | 34800 | 90.39% | 2.08 | 0 | 10 |  |  |  | No | R-410A | 3.0333 | Residential & Commercial | Ducted CEE Tier 1
214648696 | Central HP <5.4 tons | TEXANAIR | HRCU-A-C (Split System: Heat Pump with Remote Outdoor Unit with No Indoor Fan --Air Source) | TEXAN036HHCU1 |  |  | TEXANDF36A1 |  | 35000 | 15.2 | 10 | 39000 | 32000 | 82.05% | 2 | 10.2 | 10 |  |  |  | No | R-410A | 2.9167 | Residential & Commercial | Ducted CEE Tier 1
210470960 | Central HP <5.4 tons | KEEPRITE | HRCU-A-CB (Split System: Heat Pump with Remote Outdoor Unit-Air-Source) | CVH837GKA2* |  |  | EN(A,D,W)4X60L24**+WALLCON | *97CMN1002122A* | 32800 | 18 | 8.1 | 32200 | 24600 | 76.4% | 1.98 | 0 | 12 |  |  |  | No | R-410A | 2.7333 | Residential & Commercial | Ducted CEE Tier 1
213369414 | Central HP <5.4 tons | CARRIER | HRCU-A-CB (Split System: Heat Pump with Remote Outdoor Unit-Air-Source) | 38MURAQ24AB3* | ADP |  | H,PG7J936 | 59TP6C080V21**20 | 23400 | 17 | 8.5 | 24800 | 23600 | 95.16% | 1.98 | 0 | 10 |  |  |  | No | R-410A | 1.95 | Residential & Commercial | Ducted CEE Tier 1
213258229 | Central HP <5.4 tons | KEEPRITE | HRCU-A-CB (Split System: Heat Pump with Remote Outdoor Unit-Air-Source) | DLCURAH18ABK | ADP |  | H,GE33936 | *96VSN0601412A* | 17900 | 16 | 8.5 | 17200 | 18600 | 108.1% | 2.28 | 0 | 10.5 |  |  |  | No | R-410A | 1.4917 | Residential & Commercial | Ducted CEE Tier 1
213147025 | Central HP <5.4 tons | CARRIER | HRCU-A-CB (Split System: Heat Pump with Remote Outdoor Unit-Air-Source) | 38MURAQ24AB3* | ADP |  | V,C36H***P219+AEFE3A* |  | 24000 | 18 | 8.9 | 25000 | 22600 | 90.4% | 1.9 | 0 | 10.5 |  |  |  | No | R-410A | 2 | Residential & Commercial | Ducted CEE Tier 1
210595684 | Central HP <5.4 tons | KENMORE | HRCU-A-CB (Split System: Heat Pump with Remote Outdoor Unit-Air-Source) | (C,H,T)VH825GKA2* |  |  | EHD4X48AAL+WALLCON | *97CMN0602120A* | 24200 | 16 | 8.1 | 21400 | 16700 | 78.04% | 2 | 0 | 10.5 |  |  |  | No | R-410A | 2.0167 | Residential & Commercial | Ducted CEE Tier 1
210595713 | Central HP <5.4 tons | KENMORE | HRCU-A-CB (Split System: Heat Pump with Remote Outdoor Unit-Air-Source) | (C,H,T)VH825GKA2* |  |  | EN(A,D,W)4X48L21**+WALLCON | *80CSU0401712A* | 24200 | 17.5 | 8.1 | 21200 | 16600 | 78.3% | 2.02 | 0 | 11.5 |  |  |  | No | R-410A | 2.0167 | Residential & Commercial | Ducted CEE Tier 1
210595727 | Central HP <5.4 tons | KENMORE | HRCU-A-CB (Split System: Heat Pump with Remote Outdoor Unit-Air-Source) | (C,H,T)VH825GKA2* |  |  | EN(A,D,W)4X48L21**+WALLCON | *97CMN0801714A* | 24000 | 16.5 | 8.1 | 21400 | 16700 | 78.04% | 2 | 0 | 11 |  |  |  | No | R-410A | 2 | Residential & Commercial | Ducted CEE Tier 1
210595593 | Central HP <5.4 tons | KENMORE | HRCU-A-CB (Split System: Heat Pump with Remote Outdoor Unit-Air-Source) | (C,H,T)VH825GKA2* |  |  | EA*4X42L21A*+WALLCON | *96CTN1002122A* | 23800 | 16.5 | 8.1 | 21400 | 16600 | 77.57% | 1.96 | 0 | 11 |  |  |  | No | R-410A | 1.9833 | Residential & Commercial | Ducted CEE Tier 1
210595618 | Central HP <5.4 tons | KENMORE | HRCU-A-CB (Split System: Heat Pump with Remote Outdoor Unit-Air-Source) | (C,H,T)VH825GKA2* |  |  | EA*4X43L21A*+WALLCON | *96CTN1002122A* | 24400 | 16.5 | 8.5 | 21200 | 16600 | 78.3% | 2.04 | 0 | 11 |  |  |  | No | R-410A | 2.0333 | Residential & Commercial | Ducted CEE Tier 1
210595620 | Central HP <5.4 tons | KENMORE | HRCU-A-CB (Split System: Heat Pump with Remote Outdoor Unit-Air-Source) | (C,H,T)VH825GKA2* |  |  | EA*4X43L21A*+WALLCON | *97CMN0602120A* | 24400 | 16.5 | 8.1 | 21200 | 16700 | 78.77% | 2.02 | 0 | 11 |  |  |  | No | R-410A | 2.0333 | Residential & Commercial | Ducted CEE Tier 1
210595627 | Central HP <5.4 tons | KENMORE | HRCU-A-CB (Split System: Heat Pump with Remote Outdoor Unit-Air-Source) | (C,H,T)VH825GKA2* |  |  | EA*4X48L21A*+WALLCON | *80CTL0701716A* | 24000 | 17 | 8.1 | 21000 | 16600 | 79.05% | 2.02 | 0 | 11 |  |  |  | No | R-410A | 2 | Residential & Commercial | Ducted CEE Tier 1
210595636 | Central HP <5.4 tons | KENMORE | HRCU-A-CB (Split System: Heat Pump with Remote Outdoor Unit-Air-Source) | (C,H,T)VH825GKA2* |  |  | EA*4X48L21A*+WALLCON | *97CMN0602120A* | 24000 | 16.5 | 8.1 | 21000 | 16600 | 79.05% | 2 | 0 | 11 |  |  |  | No | R-410A | 2 | Residential & Commercial | Ducted CEE Tier 1
214596063 | Central HP <5.4 tons | PAYNE | HRCU-A-C (Split System: Heat Pump with Remote Outdoor Unit with No Indoor Fan --Air Source) | 38MURAQ24AB3 | ADP |  | H,PG21930+TD |  | 23000 | 16 | 8.8 | 23000 | 19600 | 85.22% | 1.84 | 0 | 10 |  |  |  | No | R-410A | 1.9167 | Residential & Commercial | Ducted CEE Tier 1
214826089 | Central HP <5.4 tons | CHAMPION HEATING AND COOLING | HRCU-A-CB (Split System: Heat Pump with Remote Outdoor Unit-Air-Source) | HH836E2S11 | ADP |  | H,YG80*36+TXV+AEFE3A* |  | 33600 | 19 | 8.8 | 30000 | 24800 | 82.67% | 1.96 | 0 | 11 |  |  |  | No | R-454B | 2.8 | Residential & Commercial | Ducted CEE Tier 1
215853420 | Central HP <5.4 tons | FRASER-JOHNSTON | HRCU-A-CB (Split System: Heat Pump with Remote Outdoor Unit-Air-Source) | HH836E2S11 |  |  | CTM36B5CDS1 | Z9ES080B12SMPS1 | 33400 | 18 | 8.5 | 31200 | 25600 | 82.05% | 2 | 0 | 11 |  |  |  | No | R-454B | 2.7833 | Residential & Commercial | Ducted CEE Tier 1
214595908 | Central HP <5.4 tons | PAYNE | HRCU-A-C (Split System: Heat Pump with Remote Outdoor Unit with No Indoor Fan --Air Source) | 38MURAQ24AB3 | ADP |  | H,PG30924+TD |  | 24000 | 16 | 9.1 | 23200 | 19600 | 84.48% | 1.88 | 0 | 10.5 |  |  |  | No | R-410A | 2 | Residential & Commercial | Ducted CEE Tier 1
210470569 | Central HP <5.4 tons | KEEPRITE | HRCU-A-CB (Split System: Heat Pump with Remote Outdoor Unit-Air-Source) | CVH837GKA2* |  |  | EA*4X61L24A*+WALLCON | *80CTL1352422A* | 33200 | 18 | 8.5 | 32000 | 24800 | 77.5% | 2.02 | 0 | 12 |  |  |  | No | R-410A | 2.7667 | Residential & Commercial | Ducted CEE Tier 1
213779609 | Central HP <5.4 tons | ARCOAIRE | HRCU-A-CB (Split System: Heat Pump with Remote Outdoor Unit-Air-Source) | HVH837GKA** |  |  | EA*4X60L24A*+WALLCON | *96CTN1002122B* | 32800 | 17.5 | 8.1 | 31800 | 24600 | 77.36% | 1.98 | 0 | 11.5 |  |  |  | No | R-410A | 2.7333 | Residential & Commercial | Ducted CEE Tier 1
210470415 | Central HP <5.4 tons | KEEPRITE | HRCU-A-CB (Split System: Heat Pump with Remote Outdoor Unit-Air-Source) | CVH837GKA2* |  |  | EA*4X61L21A*+WALLCON | *80CSU0601716A* | 33200 | 17.5 | 8.1 | 32200 | 25000 | 77.64% | 1.98 | 0 | 11.5 |  |  |  | No | R-410A | 2.7667 | Residential & Commercial | Ducted CEE Tier 1
212361461 | Central HP <5.4 tons | BOSCH | HRCU-A-CB (Split System: Heat Pump with Remote Outdoor Unit-Air-Source) | BOVA-60HDN1-M20G | ADP |  | HE35948 | BGH96M080C4A | 41000 | 16 | 8.8 | 42500 | 31000 | 72.94% | 1.9 | 0 | 11 |  |  |  | No | R-410A | 3.4167 | Residential & Commercial | Ducted CEE Tier 1
212361597 | Central HP <5.4 tons | BOSCH | HRCU-A-CB (Split System: Heat Pump with Remote Outdoor Unit-Air-Source) | BOVA-60HDN1-M20G | ADP |  | HE48(1,2)60+TXV | BGH96M120D5B | 45500 | 17 | 9 | 45000 | 33000 | 73.33% | 1.9 | 0 | 11.7 |  |  |  | No | R-410A | 3.7917 | Residential & Commercial | Ducted CEE Tier 1
214290116 | Central HP <5.4 tons | BOSCH | HRCU-A-CB (Split System: Heat Pump with Remote Outdoor Unit-Air-Source) | BOVA-60HDN1-M20G | ADP |  | HG84160+TXV | BGH96M080C4B | 42500 | 17 | 8.8 | 42500 | 31000 | 72.94% | 1.9 | 0 | 11.7 |  |  |  | No | R-410A | 3.5417 | Residential & Commercial | Ducted CEE Tier 1
213281312 | Central HP <5.4 tons | BOSCH | HRCU-A-CB (Split System: Heat Pump with Remote Outdoor Unit-Air-Source) | BOVA-60HDN1-M20G | ADP |  | PL48H175P159+AEFE4B* |  | 44500 | 18 | 9.05 | 45500 | 33200 | 72.97% | 1.92 | 0 | 11 |  |  |  | No | R-410A | 3.7083 | Residential & Commercial | Ducted CEE Tier 1
215936672 | Central HP <5.4 tons | KENMORE | HRCU-A-CB (Split System: Heat Pump with Remote Outdoor Unit-Air-Source) | (C,H,T)5H3V36*K*AAA* |  |  | EVD5X60M21A*+WALLCON | *95CSU1002122B* | 35600 | 22 | 9 | 38000 | 28400 | 74.74% | 2.14 | 0 | 12.5 |  |  |  | No | R-454B | 2.9667 | Residential & Commercial | Ducted CEE Tier 1
215936722 | Central HP <5.4 tons | KENMORE | HRCU-A-CB (Split System: Heat Pump with Remote Outdoor Unit-Air-Source) | (C,H,T)5H3V36*K*AAA* |  |  | EVD5X60M21A*+WALLCON | *96CTN0801714B* | 35400 | 21.5 | 8.5 | 38000 | 28800 | 75.79% | 2.02 | 0 | 12 |  |  |  | No | R-454B | 2.95 | Residential & Commercial | Ducted CEE Tier 1
214826157 | Central HP <5.4 tons | CHAMPION HEATING AND COOLING | HRCU-A-CB (Split System: Heat Pump with Remote Outdoor Unit-Air-Source) | HH824E2S11 | ADP |  | V,Y36H***P21*+TXV+AEFE3A* |  | 24000 | 19 | 9.5 | 22400 | 16600 | 74.11% | 2.1 | 0 | 12 |  |  |  | No | R-454B | 2 | Residential & Commercial | Ducted CEE Tier 1
215912245 | Central HP <5.4 tons | FRASER-JOHNSTON | HRCU-A-CB (Split System: Heat Pump with Remote Outdoor Unit-Air-Source) | HH824E2S11 |  |  | CTM36B5ADS1 | TM9E060B12MP12 | 23000 | 17 | 9 | 23000 | 18400 | 80% | 2 | 0 | 12 |  |  |  | No | R-454B | 1.9167 | Residential & Commercial | Ducted CEE Tier 1
214649886 | Central HP <5.4 tons | FRASER-JOHNSTON | HRCU-A-CB (Split System: Heat Pump with Remote Outdoor Unit-Air-Source) | HH824E2S11 |  |  | CTU30B5XCS1+TXV | TPLC080B12MP13 | 23000 | 17 | 9.5 | 23000 | 17900 | 77.83% | 2 | 0 | 12 |  |  |  | No | R-454B | 1.9167 | Residential & Commercial | Ducted CEE Tier 1
216013299 | Central HP <5.4 tons | FRASER-JOHNSTON | HRCU-A-CB (Split System: Heat Pump with Remote Outdoor Unit-Air-Source) | HH824E2S11 |  |  | CTM36B5ADS1+JMET08BS2N1 |  | 23000 | 18 | 9 | 23000 | 17800 | 77.39% | 2 | 0 | 12 |  |  |  | No | R-454B | 1.9167 | Residential & Commercial | Ducted CEE Tier 1
215935462 | Central HP <5.4 tons | KENMORE | HRCU-A-CB (Split System: Heat Pump with Remote Outdoor Unit-Air-Source) | (C,H,T)5H3V36*K*AAA* |  |  | EVM5X61M24A*+WALLCON | *80CTL0902120B* | 36000 | 22.5 | 8.5 | 37600 | 28200 | 75% | 2.06 | 0 | 12.5 |  |  |  | No | R-454B | 3 | Residential & Commercial | Ducted CEE Tier 1
214574602 | Central HP <5.4 tons | ARCOAIRE | HRCU-A-CB (Split System: Heat Pump with Remote Outdoor Unit-Air-Source) | HVH837GKA2* |  |  | EN(A,D,W)4X48L21**+WALLCON | *97CMN0602120B* | 32200 | 17 | 8.1 | 33000 | 25000 | 75.76% | 1.94 | 0 | 11.5 |  |  |  | No | R-410A | 2.6833 | Residential & Commercial | Ducted CEE Tier 1
214301863 | Central HP <5.4 tons | CHAMPION HEATING AND COOLING | HRCU-A-CB (Split System: Heat Pump with Remote Outdoor Unit-Air-Source) | HMH72B341 | ADP |  | H,YE9J(1,2)36+TXV | TM9V080C16MP12 | 34000 | 17 | 8.1 | 32200 | 23400 | 72.67% | 2.08 | 0 | 10 |  |  |  | No | R-410A | 2.8333 | Residential & Commercial | Ducted CEE Tier 1
213411106 | Central HP <5.4 tons | COLEMAN | HRCU-A-CB (Split System: Heat Pump with Remote Outdoor Unit-Air-Source) | HMH72B341 | ADP |  | H,YG35936 | Z8ES040A12SMPS1 | 34000 | 18 | 8.5 | 31800 | 23800 | 74.84% | 2.1 | 0 | 10 |  |  |  | No | R-410A | 2.8333 | Residential & Commercial | Ducted CEE Tier 1
215935512 | Central HP <5.4 tons | KENMORE | HRCU-A-CB (Split System: Heat Pump with Remote Outdoor Unit-Air-Source) | (C,H,T)5H3V36*K*AAA* |  |  | EVD5X25M17A*+WALLCON | *97CMN0601714B* | 34000 | 20 | 8.1 | 38000 | 27200 | 71.58% | 2 | 0 | 11 |  |  |  | No | R-454B | 2.8333 | Residential & Commercial | Ducted CEE Tier 1
213492154 | Central HP <5.4 tons | PolarWave | HRCU-A-C (Split System: Heat Pump with Remote Outdoor Unit with No Indoor Fan --Air Source) | ACIQ-36-HPC |  |  | ACIQ-36-ACL-17 |  | 35000 | 15.2 | 8.5 | 36000 | 30000 | 83.33% | 1.8 | 0 | 10 |  |  |  | No | R-410A | 2.9167 | Residential & Commercial | Ducted CEE Tier 1
215936772 | Central HP <5.4 tons | KENMORE | HRCU-A-CB (Split System: Heat Pump with Remote Outdoor Unit-Air-Source) | (C,H,T)5H3V36*K*AAA* |  |  | EVD5X60M24A*+WALLCON | *80CTL1102120B* | 35600 | 22 | 8.5 | 38000 | 28400 | 74.74% | 2.04 | 0 | 12.5 |  |  |  | No | R-454B | 2.9667 | Residential & Commercial | Ducted CEE Tier 1
214272357 | Central HP <5.4 tons | CARRIER | HRCU-A-CB (Split System: Heat Pump with Remote Outdoor Unit-Air-Source) | 25VNA837A*031* | ADP |  | C36A***L539 | 58TN*B090C21**20 | 32400 | 18 | 8.5 | 30400 | 24400 | 80.26% | 2 | 0 | 11.5 |  |  |  | No | R-410A | 2.7 | Residential & Commercial | Ducted CEE Tier 1
206772790 | Central HP <5.4 tons | KEEPRITE | HRCU-A-CB (Split System: Heat Pump with Remote Outdoor Unit-Air-Source) | CVH837GKA2* |  |  | EHD4X42AAL+WALLCON | *97CMN1002122A* | 32600 | 16.5 | 8.1 | 33000 | 24800 | 75.15% | 1.96 | 12 | 11 |  |  |  | No | R-410A | 2.7167 | Residential & Commercial | Ducted CEE Tier 1
206772889 | Central HP <5.4 tons | KEEPRITE | HRCU-A-CB (Split System: Heat Pump with Remote Outdoor Unit-Air-Source) | CVH837GKA2* |  |  | EHD4X48AAL+WALLCON | *80CTL0902120A* | 32600 | 17 | 8.1 | 33000 | 25000 | 75.76% | 1.98 | 12 | 11 |  |  |  | No | R-410A | 2.7167 | Residential & Commercial | Ducted CEE Tier 1
206773006 | Central HP <5.4 tons | KEEPRITE | HRCU-A-CB (Split System: Heat Pump with Remote Outdoor Unit-Air-Source) | CVH837GKA2* |  |  | EHD4X48AAL+WALLCON | *80CTL0901716A* | 32800 | 17.5 | 8.1 | 33000 | 24800 | 75.15% | 1.98 | 12 | 11.5 |  |  |  | No | R-410A | 2.7333 | Residential & Commercial | Ducted CEE Tier 1
216487855 | Central HP <5.4 tons | BRYANT HEATING AND COOLING SYSTEMS | HRCU-A-CB (Split System: Heat Pump with Remote Outdoor Unit-Air-Source) | 290VAN036**AA* | ADP |  | CE(P,V)3614G34*+TXV | 986TD66120C24*** | 32600 | 18 | 9 | 32600 | 24400 | 74.85% | 1.9 | 0 | 10 |  |  |  | No | R-454B | 2.7167 | Residential & Commercial | Ducted CEE Tier 1
210595679 | Central HP <5.4 tons | KENMORE | HRCU-A-CB (Split System: Heat Pump with Remote Outdoor Unit-Air-Source) | (C,H,T)VH825GKA2* |  |  | EHD4X48AAL+WALLCON | *96CTN0601714A* | 24200 | 16 | 8.1 | 21400 | 16700 | 78.04% | 2 | 0 | 10.5 |  |  |  | No | R-410A | 2.0167 | Residential & Commercial | Ducted CEE Tier 1
204456859 | Central HP <5.4 tons | KENMORE | HRCU-A-CB (Split System: Heat Pump with Remote Outdoor Unit-Air-Source) | (C,H,T)VH825GKA2* |  |  | EA*4X37L17A*+WALLCON | *97CMN0601714A* | 24000 | 16 | 8.1 | 21600 | 16900 | 78.24% | 1.98 | 11 | 10.5 |  |  |  | No | R-410A | 2 | Residential & Commercial | Ducted CEE Tier 1
204456877 | Central HP <5.4 tons | KENMORE | HRCU-A-CB (Split System: Heat Pump with Remote Outdoor Unit-Air-Source) | (C,H,T)VH825GKA2* |  |  | EA*4X37L17A*+WALLCON | *80CTL0701412A* | 24200 | 17 | 8.1 | 21400 | 16600 | 77.57% | 2 | 11 | 11 |  |  |  | No | R-410A | 2.0167 | Residential & Commercial | Ducted CEE Tier 1
206133804 | Central HP <5.4 tons | KENMORE | HRCU-A-CB (Split System: Heat Pump with Remote Outdoor Unit-Air-Source) | (C,H,T)VH825GKA2* |  |  | EA*4X37L17A*+WALLCON | *95CSU0601716A* | 24200 | 16.5 | 8.1 | 21400 | 16800 | 78.5% | 1.98 | 11 | 10.5 |  |  |  | No | R-410A | 2.0167 | Residential & Commercial | Ducted CEE Tier 1
210595594 | Central HP <5.4 tons | KENMORE | HRCU-A-CB (Split System: Heat Pump with Remote Outdoor Unit-Air-Source) | (C,H,T)VH825GKA2* |  |  | EA*4X42L21A*+WALLCON | *97CMN0601714A* | 23600 | 16 | 8.1 | 21600 | 16800 | 77.78% | 1.94 | 0 | 10.5 |  |  |  | No | R-410A | 1.9667 | Residential & Commercial | Ducted CEE Tier 1
210595603 | Central HP <5.4 tons | KENMORE | HRCU-A-CB (Split System: Heat Pump with Remote Outdoor Unit-Air-Source) | (C,H,T)VH825GKA2* |  |  | EA*4X42L24A*+WALLCON | *96CTN1202422A* | 23800 | 17 | 8.1 | 21400 | 16600 | 77.57% | 1.96 | 0 | 11 |  |  |  | No | R-410A | 1.9833 | Residential & Commercial | Ducted CEE Tier 1
212384694 | Central HP <5.4 tons | KEEPRITE | HRCU-A-CB (Split System: Heat Pump with Remote Outdoor Unit-Air-Source) | DLCURAH36ABK |  |  | EN(A,D,W)4X42L21** | *92ESN1002120A* | 36200 | 15.5 | 8.1 | 39500 | 35200 | 89.11% | 1.9 | 0 | 10 |  |  |  | No | R-410A | 3.0167 | Residential & Commercial | Ducted CEE Tier 1
215940928 | Central HP <5.4 tons | ARCOAIRE | HRCU-A-CB (Split System: Heat Pump with Remote Outdoor Unit-Air-Source) | H5H3V36*K*AAA* |  |  | EVD5X61M24A*+WALLCON | *97CTN1202422A* | 36000 | 22 | 8.5 | 37600 | 28400 | 75.53% | 2.04 | 0 | 12.5 |  |  |  | No | R-454B | 3 | Residential & Commercial | Ducted CEE Tier 1
214272278 | Central HP <5.4 tons | CARRIER | HRCU-A-CB (Split System: Heat Pump with Remote Outdoor Unit-Air-Source) | 25VNA837A*030* | ADP |  | V,C36H175P459 | 58TN*B045C17**12 | 32600 | 17 | 8.5 | 31600 | 25200 | 79.75% | 1.96 | 0 | 11 |  |  |  | No | R-410A | 2.7167 | Residential & Commercial | Ducted CEE Tier 1
214272305 | Central HP <5.4 tons | CARRIER | HRCU-A-CB (Split System: Heat Pump with Remote Outdoor Unit-Air-Source) | 25VNA837A*030* | ADP |  | PL36H210P299 | 58TN*B110C21**20 | 32600 | 18 | 8.5 | 30200 | 24400 | 80.79% | 2 | 0 | 11.5 |  |  |  | No | R-410A | 2.7167 | Residential & Commercial | Ducted CEE Tier 1
214826086 | Central HP <5.4 tons | CHAMPION HEATING AND COOLING | HRCU-A-CB (Split System: Heat Pump with Remote Outdoor Unit-Air-Source) | HH824E2S11 | ADP |  | H,YG9J*36+TXV+AEFE3A* |  | 24000 | 19 | 9.5 | 22400 | 16600 | 74.11% | 2.1 | 0 | 12 |  |  |  | No | R-454B | 2 | Residential & Commercial | Ducted CEE Tier 1
213184841 | Central HP <5.4 tons | BOSCH | HRCU-A-CB (Split System: Heat Pump with Remote Outdoor Unit-Air-Source) | BOVA-60HDN1-M20G | ADP |  | V,G48H175D149+AEFE4B* |  | 44000 | 17 | 8.9 | 45500 | 33200 | 72.97% | 1.9 | 0 | 11 |  |  |  | No | R-410A | 3.6667 | Residential & Commercial | Ducted CEE Tier 1
212509296 | Central HP <5.4 tons | BOSCH | HRCU-A-CB (Split System: Heat Pump with Remote Outdoor Unit-Air-Source) | BOVA-60HDN1-M20G | ADP |  | F,PE*SS9948 |  | 44000 | 16 | 9.05 | 45500 | 33200 | 72.97% | 1.92 | 0 | 11 |  |  |  | No | R-410A | 3.6667 | Residential & Commercial | Ducted CEE Tier 1
212361433 | Central HP <5.4 tons | BOSCH | HRCU-A-CB (Split System: Heat Pump with Remote Outdoor Unit-Air-Source) | BOVA-60HDN1-M20G | ADP |  | HE36(1,2)60+TXV | BGH96M080C4A | 41500 | 16 | 8.8 | 42500 | 31000 | 72.94% | 1.9 | 0 | 11.5 |  |  |  | No | R-410A | 3.4583 | Residential & Commercial | Ducted CEE Tier 1
212361483 | Central HP <5.4 tons | BOSCH | HRCU-A-CB (Split System: Heat Pump with Remote Outdoor Unit-Air-Source) | BOVA-60HDN1-M20G | ADP |  | HE37960 | BGH96M100D5B | 45000 | 17 | 9 | 45000 | 32800 | 72.89% | 1.9 | 0 | 11.5 |  |  |  | No | R-410A | 3.75 | Residential & Commercial | Ducted CEE Tier 1
212380753 | Central HP <5.4 tons | BOSCH | HRCU-A-CB (Split System: Heat Pump with Remote Outdoor Unit-Air-Source) | BOVA-60HDN1-M20G | ADP |  | V,R60H210P179 | BGH96M080C4A | 42500 | 17 | 8.8 | 42500 | 31000 | 72.94% | 1.9 | 0 | 11.7 |  |  |  | No | R-410A | 3.5417 | Residential & Commercial | Ducted CEE Tier 1
212380760 | Central HP <5.4 tons | BOSCH | HRCU-A-CB (Split System: Heat Pump with Remote Outdoor Unit-Air-Source) | BOVA-60HDN1-M20G | ADP |  | H,RG50960 | BGH96M080C4B | 42500 | 17 | 8.8 | 42500 | 31000 | 72.94% | 1.9 | 0 | 11.7 |  |  |  | No | R-410A | 3.5417 | Residential & Commercial | Ducted CEE Tier 1
212380762 | Central HP <5.4 tons | BOSCH | HRCU-A-CB (Split System: Heat Pump with Remote Outdoor Unit-Air-Source) | BOVA-60HDN1-M20G | ADP |  | H,RG84960 | BGH96M080C4B | 42500 | 17 | 8.8 | 42500 | 31000 | 72.94% | 1.9 | 0 | 11.7 |  |  |  | No | R-410A | 3.5417 | Residential & Commercial | Ducted CEE Tier 1
212381030 | Central HP <5.4 tons | BOSCH | HRCU-A-CB (Split System: Heat Pump with Remote Outdoor Unit-Air-Source) | BOVA-60HDN1-M20G | ADP |  | H,RG3K960 | BGH96M080C4A | 42000 | 17 | 8.8 | 42500 | 31000 | 72.94% | 1.9 | 0 | 11.5 |  |  |  | No | R-410A | 3.5 | Residential & Commercial | Ducted CEE Tier 1
212381087 | Central HP <5.4 tons | BOSCH | HRCU-A-CB (Split System: Heat Pump with Remote Outdoor Unit-Air-Source) | BOVA-60HDN1-M20G | ADP |  | H,RG2K948 | BGH96M100C5B | 44500 | 17 | 8.8 | 44500 | 32400 | 72.81% | 1.9 | 0 | 11.5 |  |  |  | No | R-410A | 3.7083 | Residential & Commercial | Ducted CEE Tier 1
213281353 | Central HP <5.4 tons | BOSCH | HRCU-A-CB (Split System: Heat Pump with Remote Outdoor Unit-Air-Source) | BOVA-60HDN1-M20G | ADP |  | V60H210P179+AEFE5* |  | 46000 | 18 | 9.35 | 46000 | 33200 | 72.17% | 1.98 | 0 | 11.7 |  |  |  | No | R-410A | 3.8333 | Residential & Commercial | Ducted CEE Tier 1
213184855 | Central HP <5.4 tons | BOSCH | HRCU-A-CB (Split System: Heat Pump with Remote Outdoor Unit-Air-Source) | BOVB-60HDN1-M20G | ADP |  | H,RG35948+AEFE5* |  | 44500 | 18 | 9 | 45500 | 33200 | 72.97% | 1.92 | 0 | 11 |  |  |  | No | R-410A | 3.7083 | Residential & Commercial | Ducted CEE Tier 1
212361440 | Central HP <5.4 tons | BOSCH | HRCU-A-CB (Split System: Heat Pump with Remote Outdoor Unit-Air-Source) | BOVA-60HDN1-M20G | ADP |  | HE36(1,2)60+TXV | BGH96M120D5B | 45000 | 17 | 9 | 45000 | 33000 | 73.33% | 1.9 | 0 | 11.5 |  |  |  | No | R-410A | 3.75 | Residential & Commercial | Ducted CEE Tier 1
212361458 | Central HP <5.4 tons | BOSCH | HRCU-A-CB (Split System: Heat Pump with Remote Outdoor Unit-Air-Source) | BOVA-60HDN1-M20G | ADP |  | HE36960 | BGH96M080B3B | 41500 | 16 | 8.8 | 41500 | 30600 | 73.73% | 1.9 | 0 | 11.5 |  |  |  | No | R-410A | 3.4583 | Residential & Commercial | Ducted CEE Tier 1
212361467 | Central HP <5.4 tons | BOSCH | HRCU-A-CB (Split System: Heat Pump with Remote Outdoor Unit-Air-Source) | BOVA-60HDN1-M20G | ADP |  | HE37960 | BGH96M080C4B | 42000 | 17 | 8.8 | 42500 | 31000 | 72.94% | 1.9 | 0 | 11.5 |  |  |  | No | R-410A | 3.5 | Residential & Commercial | Ducted CEE Tier 1
214826088 | Central HP <5.4 tons | CHAMPION HEATING AND COOLING | HRCU-A-CB (Split System: Heat Pump with Remote Outdoor Unit-Air-Source) | HH836E2S11 | ADP |  | H,YG80*36+TXV+AEFE4B* |  | 34000 | 19 | 9 | 30800 | 24800 | 80.52% | 2.1 | 0 | 11.7 |  |  |  | No | R-454B | 2.8333 | Residential & Commercial | Ducted CEE Tier 1
215938122 | Central HP <5.4 tons | KENMORE | HRCU-A-CB (Split System: Heat Pump with Remote Outdoor Unit-Air-Source) | (C,H,T)5H3V48*K*AAA* |  |  | EVD5X49M24A*+WALLCON | *96CTN1202422B* | 45500 | 20.5 | 8.1 | 52500 | 38000 | 72.38% | 1.95 | 0 | 11.5 |  |  |  | No | R-454B | 3.7917 | Residential & Commercial | Ducted CEE Tier 1
215938262 | Central HP <5.4 tons | KENMORE | HRCU-A-CB (Split System: Heat Pump with Remote Outdoor Unit-Air-Source) | (C,H,T)5H3V48*K*AAA* |  |  | EVD5X60M21A*+WALLCON | *96CTN0801714B* | 44000 | 20 | 8.1 | 53500 | 37600 | 70.28% | 2 | 0 | 11.5 |  |  |  | No | R-454B | 3.6667 | Residential & Commercial | Ducted CEE Tier 1
215938312 | Central HP <5.4 tons | KENMORE | HRCU-A-CB (Split System: Heat Pump with Remote Outdoor Unit-Air-Source) | (C,H,T)5H3V48*K*AAA* |  |  | EVD5X60M24A*+WALLCON | *80CTL1102120B* | 45500 | 21 | 8.1 | 52500 | 38000 | 72.38% | 1.95 | 0 | 11.5 |  |  |  | No | R-454B | 3.7917 | Residential & Commercial | Ducted CEE Tier 1
215937842 | Central HP <5.4 tons | KENMORE | HRCU-A-CB (Split System: Heat Pump with Remote Outdoor Unit-Air-Source) | (C,H,T)5H3V48*K*AAA* |  |  | EVD5X48M21A*+WALLCON | *97CMN1002122B* | 44500 | 20 | 8.1 | 52000 | 38500 | 74.04% | 2 | 0 | 11 |  |  |  | No | R-454B | 3.7083 | Residential & Commercial | Ducted CEE Tier 1
215938302 | Central HP <5.4 tons | KENMORE | HRCU-A-CB (Split System: Heat Pump with Remote Outdoor Unit-Air-Source) | (C,H,T)5H3V48*K*AAA* |  |  | EVD5X60M24A*+WALLCON | *80CTL0902120B* | 45500 | 21 | 8.1 | 52500 | 38000 | 72.38% | 1.95 | 0 | 11.5 |  |  |  | No | R-454B | 3.7917 | Residential & Commercial | Ducted CEE Tier 1
215934728 | Central HP <5.4 tons | ARCOAIRE | HRCU-A-CB (Split System: Heat Pump with Remote Outdoor Unit-Air-Source) | H5H3V36*K*AAA* |  |  | EVM5X36M17A*+WALLCON | *96CTN0601714B* | 34000 | 20 | 8.1 | 38000 | 27200 | 71.58% | 2 | 0 | 11 |  |  |  | No | R-454B | 2.8333 | Residential & Commercial | Ducted CEE Tier 1
215935048 | Central HP <5.4 tons | ARCOAIRE | HRCU-A-CB (Split System: Heat Pump with Remote Outdoor Unit-Air-Source) | H5H3V36*K*AAA* |  |  | EVM5X49M21A*+WALLCON | *80CTL1102120B* | 35600 | 22 | 8.5 | 38000 | 28400 | 74.74% | 2.02 | 0 | 12.5 |  |  |  | No | R-454B | 2.9667 | Residential & Commercial | Ducted CEE Tier 1
215935298 | Central HP <5.4 tons | ARCOAIRE | HRCU-A-CB (Split System: Heat Pump with Remote Outdoor Unit-Air-Source) | H5H3V36*K*AAA* |  |  | EVM5X60M21A*+WALLCON | *97CMN1002122B* | 35600 | 22 | 8.5 | 38000 | 28600 | 75.26% | 2.02 | 0 | 12.5 |  |  |  | No | R-454B | 2.9667 | Residential & Commercial | Ducted CEE Tier 1
215934748 | Central HP <5.4 tons | ARCOAIRE | HRCU-A-CB (Split System: Heat Pump with Remote Outdoor Unit-Air-Source) | H5H3V36*K*AAA* |  |  | EVM5X42M21A*+WALLCON | *96CTN0601714B* | 34000 | 20.5 | 8.1 | 38000 | 27000 | 71.05% | 1.95 | 0 | 11 |  |  |  | No | R-454B | 2.8333 | Residential & Commercial | Ducted CEE Tier 1
215934798 | Central HP <5.4 tons | ARCOAIRE | HRCU-A-CB (Split System: Heat Pump with Remote Outdoor Unit-Air-Source) | H5H3V36*K*AAA* |  |  | EVM5X44M21A*+WALLCON | *80CSU1002120A* | 35600 | 21.5 | 8.5 | 38000 | 28800 | 75.79% | 2.02 | 0 | 12 |  |  |  | No | R-454B | 2.9667 | Residential & Commercial | Ducted CEE Tier 1
215933628 | Central HP <5.4 tons | ARCOAIRE | HRCU-A-CB (Split System: Heat Pump with Remote Outdoor Unit-Air-Source) | H5H3V36*K*AAA* |  |  | ESH5X48M12A*+WALLCON | *95CSU1002122B* | 33800 | 19.5 | 9 | 34600 | 26400 | 76.3% | 1.94 | 0 | 11.7 |  |  |  | No | R-454B | 2.8167 | Residential & Commercial | Ducted CEE Tier 1
215933058 | Central HP <5.4 tons | ARCOAIRE | HRCU-A-CB (Split System: Heat Pump with Remote Outdoor Unit-Air-Source) | H5H3V36*K*AAA* |  |  | ESH5X36M12A*+WALLCON | *80CTL0451712B* | 32800 | 18.5 | 9 | 35800 | 27600 | 77.09% | 1.88 | 0 | 10.5 |  |  |  | No | R-454B | 2.7333 | Residential & Commercial | Ducted CEE Tier 1
215933208 | Central HP <5.4 tons | ARCOAIRE | HRCU-A-CB (Split System: Heat Pump with Remote Outdoor Unit-Air-Source) | H5H3V36*K*AAA* |  |  | ESH5X36M12A*+WALLCON | *97CMN1002122B* | 33400 | 19 | 9 | 34800 | 26600 | 76.44% | 1.92 | 0 | 11 |  |  |  | No | R-454B | 2.7833 | Residential & Commercial | Ducted CEE Tier 1
215933378 | Central HP <5.4 tons | ARCOAIRE | HRCU-A-CB (Split System: Heat Pump with Remote Outdoor Unit-Air-Source) | H5H3V36*K*AAA* |  |  | ESH5X42M12A*+WALLCON | *95CSU0802120B* | 33600 | 19 | 9 | 34800 | 26600 | 76.44% | 1.92 | 0 | 11 |  |  |  | No | R-454B | 2.8 | Residential & Commercial | Ducted CEE Tier 1
215933428 | Central HP <5.4 tons | ARCOAIRE | HRCU-A-CB (Split System: Heat Pump with Remote Outdoor Unit-Air-Source) | H5H3V36*K*AAA* |  |  | ESH5X42M12A*+WALLCON | *97CMN0802120B* | 33600 | 19 | 9 | 34800 | 26600 | 76.44% | 1.94 | 0 | 11.5 |  |  |  | No | R-454B | 2.8 | Residential & Commercial | Ducted CEE Tier 1
215933508 | Central HP <5.4 tons | ARCOAIRE | HRCU-A-CB (Split System: Heat Pump with Remote Outdoor Unit-Air-Source) | H5H3V36*K*AAA* |  |  | ESH5X48M12A*+WALLCON | *80CSU0401712A* | 33600 | 19.5 | 9 | 35000 | 26600 | 76% | 1.92 | 0 | 11.5 |  |  |  | No | R-454B | 2.8 | Residential & Commercial | Ducted CEE Tier 1
215932608 | Central HP <5.4 tons | ARCOAIRE | HRCU-A-CB (Split System: Heat Pump with Remote Outdoor Unit-Air-Source) | H5H3V36*K*AAA* |  |  | EA*5X60M24A*+WALLCON | *97CMN0802120B* | 34000 | 20 | 9.5 | 34200 | 26000 | 76.02% | 2.06 | 0 | 11.7 |  |  |  | No | R-454B | 2.8333 | Residential & Commercial | Ducted CEE Tier 1
215932708 | Central HP <5.4 tons | ARCOAIRE | HRCU-A-CB (Split System: Heat Pump with Remote Outdoor Unit-Air-Source) | H5H3V36*K*AAA* |  |  | EA*5X61M21A*+WALLCON | *80CTL0702120B* | 34400 | 20.5 | 9 | 34400 | 26200 | 76.16% | 1.96 | 0 | 11.7 |  |  |  | No | R-454B | 2.8667 | Residential & Commercial | Ducted CEE Tier 1
216411168 | Central HP <5.4 tons | FRASER-JOHNSTON | HRCU-A-CB (Split System: Heat Pump with Remote Outdoor Unit-Air-Source) | HH824E2S11 |  |  | CTF30A5ADS1 | Z9ET040A10SMPS1 | 23000 | 18 | 9 | 23000 | 17700 | 76.96% | 2 | 0 | 12 |  |  |  | No | R-454B | 1.9167 | Residential & Commercial | Ducted CEE Tier 1
213307132 | Central HP <5.4 tons | BOSCH | HRCU-A-CB (Split System: Heat Pump with Remote Outdoor Unit-Air-Source) | BOVA-60HDN1-M20G | ADP |  | HG2K948+AEFE5* |  | 45500 | 18 | 9.15 | 46000 | 33200 | 72.17% | 1.94 | 0 | 11.7 |  |  |  | No | R-410A | 3.7917 | Residential & Commercial | Ducted CEE Tier 1
212380894 | Central HP <5.4 tons | BOSCH | HRCU-A-CB (Split System: Heat Pump with Remote Outdoor Unit-Air-Source) | BOVB-60HDN1-M20G | ADP |  | V,R60H210P179 | BGH96M080C4A | 42500 | 17 | 8.8 | 42500 | 31000 | 72.94% | 1.9 | 0 | 11.7 |  |  |  | No | R-410A | 3.5417 | Residential & Commercial | Ducted CEE Tier 1
212380896 | Central HP <5.4 tons | BOSCH | HRCU-A-CB (Split System: Heat Pump with Remote Outdoor Unit-Air-Source) | BOVB-60HDN1-M20G | ADP |  | V,R60H210P199 | BGH96M080C4A | 42500 | 17 | 8.8 | 42500 | 31000 | 72.94% | 1.9 | 0 | 11.7 |  |  |  | No | R-410A | 3.5417 | Residential & Commercial | Ducted CEE Tier 1
212381053 | Central HP <5.4 tons | BOSCH | HRCU-A-CB (Split System: Heat Pump with Remote Outdoor Unit-Air-Source) | BOVB-60HDN1-M20G | ADP |  | H,RG3K960 | BGH96M100C5B | 45000 | 17 | 8.8 | 44500 | 32400 | 72.81% | 1.9 | 0 | 11.7 |  |  |  | No | R-410A | 3.75 | Residential & Commercial | Ducted CEE Tier 1
212361469 | Central HP <5.4 tons | BOSCH | HRCU-A-CB (Split System: Heat Pump with Remote Outdoor Unit-Air-Source) | BOVA-60HDN1-M20G | ADP |  | HE35948 | BGH96M100C5A | 44000 | 17 | 8.8 | 44500 | 32400 | 72.81% | 1.9 | 0 | 11.5 |  |  |  | No | R-410A | 3.6667 | Residential & Commercial | Ducted CEE Tier 1
212361454 | Central HP <5.4 tons | BOSCH | HRCU-A-CB (Split System: Heat Pump with Remote Outdoor Unit-Air-Source) | BOVA-60HDN1-M20G | ADP |  | HE36960 | BGH96M080B3A | 41500 | 16 | 8.8 | 41500 | 30600 | 73.73% | 1.9 | 0 | 11.5 |  |  |  | No | R-410A | 3.4583 | Residential & Commercial | Ducted CEE Tier 1
212381093 | Central HP <5.4 tons | BOSCH | HRCU-A-CB (Split System: Heat Pump with Remote Outdoor Unit-Air-Source) | BOVB-60HDN1-M20G | ADP |  | H,RG2K948 | BGH96M080C4B | 42000 | 16 | 8.8 | 42500 | 31000 | 72.94% | 1.9 | 0 | 11.5 |  |  |  | No | R-410A | 3.5 | Residential & Commercial | Ducted CEE Tier 1
214833524 | Central HP <5.4 tons | FRASER-JOHNSTON | HRCU-A-CB (Split System: Heat Pump with Remote Outdoor Unit-Air-Source) | HH860E2S11 |  |  | JSE60D5CJ2SS1 |  | 54500 | 19 | 9 | 56500 | 40000 | 70.8% | 2 | 0 | 11 |  |  |  | No | R-454B | 4.5417 | Residential & Commercial | Ducted CEE Tier 1
216591770 | Central HP <5.4 tons | KENMORE | HRCU-A-CB (Split System: Heat Pump with Remote Outdoor Unit-Air-Source) | HH860E2S11 |  |  | CTM60C5CHS1 | Z8ES080C20SMPS1 | 53500 | 19 | 8.5 | 54000 | 39000 | 72.22% | 2 | 0 | 11 |  |  |  | No | R-454B | 4.4583 | Residential & Commercial | Ducted CEE Tier 1
216591786 | Central HP <5.4 tons | KENMORE | HRCU-A-CB (Split System: Heat Pump with Remote Outdoor Unit-Air-Source) | HH860E2S11 |  |  | CTF60C5CGS1+JME16C2SN1 |  | 45000 | 19 | 9 | 45000 | 33000 | 73.33% | 2 | 0 | 12 |  |  |  | No | R-454B | 3.75 | Residential & Commercial | Ducted CEE Tier 1
210470658 | Central HP <5.4 tons | KENMORE | HRCU-A-CB (Split System: Heat Pump with Remote Outdoor Unit-Air-Source) | (C,H,T)VH837GKA2* |  |  | EA*4X61L24A*+WALLCON | *97CMN0602120A* | 33000 | 17.5 | 8.5 | 32400 | 25200 | 77.78% | 1.98 | 0 | 11.7 |  |  |  | No | R-410A | 2.75 | Residential & Commercial | Ducted CEE Tier 1
210470449 | Central HP <5.4 tons | KENMORE | HRCU-A-CB (Split System: Heat Pump with Remote Outdoor Unit-Air-Source) | (C,H,T)VH837GKA2* |  |  | EA*4X61L21A*+WALLCON | *80CTL0902120A* | 33200 | 18 | 8.5 | 32000 | 25000 | 78.12% | 2 | 0 | 11.7 |  |  |  | No | R-410A | 2.7667 | Residential & Commercial | Ducted CEE Tier 1
210470972 | Central HP <5.4 tons | KENMORE | HRCU-A-CB (Split System: Heat Pump with Remote Outdoor Unit-Air-Source) | (C,H,T)VH837GKA2* |  |  | EN(A,D,W)4X60L24**+WALLCON | *97CMN1202422A* | 32800 | 17.5 | 8.1 | 32200 | 24800 | 77.02% | 1.96 | 0 | 11.7 |  |  |  | No | R-410A | 2.7333 | Residential & Commercial | Ducted CEE Tier 1
210470817 | Central HP <5.4 tons | KEEPRITE | HRCU-A-CB (Split System: Heat Pump with Remote Outdoor Unit-Air-Source) | CVH837GKA2* |  |  | EN(A,D,W)4X48L21**+WALLCON | *80CSU0601716A* | 32400 | 17 | 8.1 | 33000 | 24800 | 75.15% | 1.94 | 0 | 11.7 |  |  |  | No | R-410A | 2.7 | Residential & Commercial | Ducted CEE Tier 1
210470558 | Central HP <5.4 tons | KEEPRITE | HRCU-A-CB (Split System: Heat Pump with Remote Outdoor Unit-Air-Source) | CVH837GKA2* |  |  | EA*4X61L24A*+WALLCON | *80CTL0902120A* | 33200 | 18 | 8.5 | 32000 | 24800 | 77.5% | 2 | 0 | 12 |  |  |  | No | R-410A | 2.7667 | Residential & Commercial | Ducted CEE Tier 1
210470503 | Central HP <5.4 tons | KEEPRITE | HRCU-A-CB (Split System: Heat Pump with Remote Outdoor Unit-Air-Source) | CVH837GKA2* |  |  | EA*4X61L21A*+WALLCON | *80CTL0901716A* | 33200 | 18 | 8.5 | 32000 | 24800 | 77.5% | 2 | 0 | 12 |  |  |  | No | R-410A | 2.7667 | Residential & Commercial | Ducted CEE Tier 1
210470851 | Central HP <5.4 tons | KEEPRITE | HRCU-A-CB (Split System: Heat Pump with Remote Outdoor Unit-Air-Source) | CVH837GKA2* |  |  | EN(A,D)4X48L24**+WALLCON | *95CSU1002122A* | 32400 | 17.5 | 8.1 | 32800 | 24600 | 75% | 1.98 | 0 | 11.7 |  |  |  | No | R-410A | 2.7 | Residential & Commercial | Ducted CEE Tier 1
210471185 | Central HP <5.4 tons | KEEPRITE | HRCU-A-CB (Split System: Heat Pump with Remote Outdoor Unit-Air-Source) | CVH837GKA2* |  |  | EHD4X60AAL+WALLCON | *80CTL0902120A* | 33000 | 17 | 8.1 | 32200 | 25000 | 77.64% | 2 | 0 | 11.5 |  |  |  | No | R-410A | 2.75 | Residential & Commercial | Ducted CEE Tier 1
210470470 | Central HP <5.4 tons | KEEPRITE | HRCU-A-CB (Split System: Heat Pump with Remote Outdoor Unit-Air-Source) | CVH837GKA2* |  |  | EA*4X61L21A*+WALLCON | *97CMN1002122A* | 33200 | 17.5 | 8.5 | 32000 | 24800 | 77.5% | 2 | 0 | 12 |  |  |  | No | R-410A | 2.7667 | Residential & Commercial | Ducted CEE Tier 1
213296965 | Central HP <5.4 tons | FRASER-JOHNSTON | HRCU-A-CB (Split System: Heat Pump with Remote Outdoor Unit-Air-Source) | HMH72B341 |  |  | XAHC36DBCN1 | Z8ES080B12SMPS1 | 33400 | 17.5 | 8.1 | 32800 | 23000 | 70.12% | 2.02 | 0 | 10 |  |  |  | No | R-410A | 2.7833 | Residential & Commercial | Ducted CEE Tier 1
213297640 | Central HP <5.4 tons | FRASER-JOHNSTON | HRCU-A-CB (Split System: Heat Pump with Remote Outdoor Unit-Air-Source) | HMH72B341 |  |  | XAHB36DBCN1 | Z8ES080B12SMPS1 | 33200 | 17.5 | 8.1 | 32800 | 23000 | 70.12% | 2 | 0 | 10 |  |  |  | No | R-410A | 2.7667 | Residential & Commercial | Ducted CEE Tier 1
214301878 | Central HP <5.4 tons | CHAMPION HEATING AND COOLING | HRCU-A-CB (Split System: Heat Pump with Remote Outdoor Unit-Air-Source) | HMH72B341 | ADP |  | H,YE9J(1,2)36+TXV | Z8ES040A12SMPS1 | 34000 | 18 | 8.5 | 31800 | 23800 | 74.84% | 2.1 | 0 | 10 |  |  |  | No | R-410A | 2.8333 | Residential & Commercial | Ducted CEE Tier 1
211245751 | Central HP <5.4 tons | KEEPRITE | HRCU-A-CB (Split System: Heat Pump with Remote Outdoor Unit-Air-Source) | DLCURAH24ABK |  |  | EN(A,D)4X36L21** | *80ESU0601716A | 24800 | 16.5 | 8.5 | 26600 | 22200 | 83.46% | 1.84 | 0 | 10.5 |  |  |  | No | R-410A | 2.0667 | Residential & Commercial | Ducted CEE Tier 1
211245551 | Central HP <5.4 tons | KEEPRITE | HRCU-A-CB (Split System: Heat Pump with Remote Outdoor Unit-Air-Source) | DLCURAH24ABK |  |  | EN(A,D)4X36L21** | *96VTN0601714A* | 24000 | 16.5 | 8.1 | 26200 | 23200 | 88.55% | 1.92 | 0 | 10 |  |  |  | No | R-410A | 2 | Residential & Commercial | Ducted CEE Tier 1
205751086 | Central HP <5.4 tons | KEEPRITE | HRCU-A-CB (Split System: Heat Pump with Remote Outdoor Unit-Air-Source) | CVH837GKA** |  |  | EA*4X37L21A*+WALLCON | *96CTN1002122A* | 33000 | 17.5 | 8.5 | 33000 | 25200 | 76.36% | 2 | 12 | 11.7 |  |  |  | No | R-410A | 2.75 | Residential & Commercial | Ducted CEE Tier 1
214279613 | Central HP <5.4 tons | WESTINGHOUSE | HRCU-A-C (Split System: Heat Pump with Remote Outdoor Unit with No Indoor Fan --Air Source) | WHM36SZA21S | ADP |  | H,RE36(1,2)36+TXV+TD |  | 29600 | 15.2 | 9.4 | 28400 | 23800 | 83.8% | 2.08 | 0 | 11 |  |  |  | No | R-410A | 2.4667 | Residential & Commercial | Ducted CEE Tier 1
210597364 | Central HP <5.4 tons | KEEPRITE | HRCU-A-CB (Split System: Heat Pump with Remote Outdoor Unit-Air-Source) | CVH837GKA** |  |  | EA*4X42L21A*+WALLCON | *80CSU1002120A* | 31800 | 17 | 8.1 | 33200 | 24400 | 73.49% | 1.88 | 0 | 11 |  |  |  | No | R-410A | 2.65 | Residential & Commercial | Ducted CEE Tier 1
210597373 | Central HP <5.4 tons | KEEPRITE | HRCU-A-CB (Split System: Heat Pump with Remote Outdoor Unit-Air-Source) | CVH837GKA** |  |  | EA*4X60L24A*+WALLCON | *80CTL0902120A* | 32800 | 17.5 | 8.5 | 31800 | 24800 | 77.99% | 1.98 | 0 | 11.7 |  |  |  | No | R-410A | 2.7333 | Residential & Commercial | Ducted CEE Tier 1
210597457 | Central HP <5.4 tons | KEEPRITE | HRCU-A-CB (Split System: Heat Pump with Remote Outdoor Unit-Air-Source) | CVH837GKA** |  |  | EA*4X61L24A*+WALLCON | *80CTL1352422A* | 33200 | 18 | 8.5 | 32000 | 24800 | 77.5% | 2.02 | 0 | 12 |  |  |  | No | R-410A | 2.7667 | Residential & Commercial | Ducted CEE Tier 1
210597484 | Central HP <5.4 tons | KEEPRITE | HRCU-A-CB (Split System: Heat Pump with Remote Outdoor Unit-Air-Source) | CVH837GKA** |  |  | EA*4X61L24A*+WALLCON | *97CMN1202422A* | 33200 | 17.5 | 8.5 | 32000 | 25000 | 78.12% | 2 | 0 | 11.7 |  |  |  | No | R-410A | 2.7667 | Residential & Commercial | Ducted CEE Tier 1
205751006 | Central HP <5.4 tons | KEEPRITE | HRCU-A-CB (Split System: Heat Pump with Remote Outdoor Unit-Air-Source) | CVH837GKA** |  |  | EA*4X37L21A*+WALLCON | *80CTL0701716A* | 32800 | 17.5 | 8.5 | 33000 | 25200 | 76.36% | 1.98 | 11 | 11.5 |  |  |  | No | R-410A | 2.7333 | Residential & Commercial | Ducted CEE Tier 1
212381054 | Central HP <5.4 tons | BOSCH | HRCU-A-CB (Split System: Heat Pump with Remote Outdoor Unit-Air-Source) | BOVB-60HDN1-M20G | ADP |  | H,RG3K960 | BGH96M100D5A | 45500 | 17 | 9 | 45000 | 32800 | 72.89% | 1.9 | 0 | 11.7 |  |  |  | No | R-410A | 3.7917 | Residential & Commercial | Ducted CEE Tier 1
210595637 | Central HP <5.4 tons | KENMORE | HRCU-A-CB (Split System: Heat Pump with Remote Outdoor Unit-Air-Source) | (C,H,T)VH825GKA2* |  |  | EA*4X48L21A*+WALLCON | *97CMN0801714A* | 24000 | 16.5 | 8.1 | 21000 | 16600 | 79.05% | 2 | 0 | 11 |  |  |  | No | R-410A | 2 | Residential & Commercial | Ducted CEE Tier 1
210595646 | Central HP <5.4 tons | KENMORE | HRCU-A-CB (Split System: Heat Pump with Remote Outdoor Unit-Air-Source) | (C,H,T)VH825GKA2* |  |  | EA*4X48L24A*+WALLCON | *97CMN1002122A* | 24200 | 16.5 | 8.1 | 21000 | 16500 | 78.57% | 2.02 | 0 | 11 |  |  |  | No | R-410A | 2.0167 | Residential & Commercial | Ducted CEE Tier 1
214279681 | Central HP <5.4 tons | WESTINGHOUSE | HRCU-A-C (Split System: Heat Pump with Remote Outdoor Unit with No Indoor Fan --Air Source) | WHM48SZA21S | ADP |  | H,RE49948+TD |  | 41000 | 15.2 | 8.55 | 40000 | 34200 | 85.5% | 1.94 | 0 | 11 |  |  |  | No | R-410A | 3.4167 | Residential & Commercial | Ducted CEE Tier 1
210595660 | Central HP <5.4 tons | KENMORE | HRCU-A-CB (Split System: Heat Pump with Remote Outdoor Unit-Air-Source) | (C,H,T)VH825GKA2* |  |  | EHD4X42AAL+WALLCON | *96CTN0801714A* | 24000 | 16 | 8.1 | 21400 | 16700 | 78.04% | 2 | 0 | 10.5 |  |  |  | No | R-410A | 2 | Residential & Commercial | Ducted CEE Tier 1
210595678 | Central HP <5.4 tons | KENMORE | HRCU-A-CB (Split System: Heat Pump with Remote Outdoor Unit-Air-Source) | (C,H,T)VH825GKA2* |  |  | EHD4X48AAL+WALLCON | *95CSU1002122A* | 24200 | 16.5 | 8.1 | 21200 | 16600 | 78.3% | 2.02 | 0 | 11 |  |  |  | No | R-410A | 2.0167 | Residential & Commercial | Ducted CEE Tier 1
210595719 | Central HP <5.4 tons | KENMORE | HRCU-A-CB (Split System: Heat Pump with Remote Outdoor Unit-Air-Source) | (C,H,T)VH825GKA2* |  |  | EN(A,D,W)4X48L21**+WALLCON | *95CSU0601716A* | 24000 | 16.5 | 8.1 | 21400 | 16700 | 78.04% | 2 | 0 | 11 |  |  |  | No | R-410A | 2 | Residential & Commercial | Ducted CEE Tier 1
210595726 | Central HP <5.4 tons | KENMORE | HRCU-A-CB (Split System: Heat Pump with Remote Outdoor Unit-Air-Source) | (C,H,T)VH825GKA2* |  |  | EN(A,D,W)4X48L21**+WALLCON | *97CMN0602120A* | 24000 | 16.5 | 8.1 | 21400 | 16700 | 78.04% | 2 | 0 | 11 |  |  |  | No | R-410A | 2 | Residential & Commercial | Ducted CEE Tier 1
205750733 | Central HP <5.4 tons | KENMORE | HRCU-A-CB (Split System: Heat Pump with Remote Outdoor Unit-Air-Source) | (C,H,T)VH825GKA2* |  |  | EA*4X37L21A*+WALLCON | *80CTL0901716A* | 24600 | 17.5 | 8.5 | 21000 | 16500 | 78.57% | 2.04 | 12 | 11.7 |  |  |  | No | R-410A | 2.05 | Residential & Commercial | Ducted CEE Tier 1
210470807 | Central HP <5.4 tons | KENMORE | HRCU-A-CB (Split System: Heat Pump with Remote Outdoor Unit-Air-Source) | (C,H,T)VH837GKA2* |  |  | EN(A,D,W)4X48L21**+WALLCON | *80CSU0401712A* | 32400 | 17.5 | 8.1 | 33000 | 24800 | 75.15% | 1.94 | 0 | 11.7 |  |  |  | No | R-410A | 2.7 | Residential & Commercial | Ducted CEE Tier 1
210470438 | Central HP <5.4 tons | KENMORE | HRCU-A-CB (Split System: Heat Pump with Remote Outdoor Unit-Air-Source) | (C,H,T)VH837GKA2* |  |  | EA*4X61L21A*+WALLCON | *80CTL0701716A* | 33200 | 17.5 | 8.5 | 32200 | 25000 | 77.64% | 1.98 | 0 | 11.7 |  |  |  | No | R-410A | 2.7667 | Residential & Commercial | Ducted CEE Tier 1
210470240 | Central HP <5.4 tons | KENMORE | HRCU-A-CB (Split System: Heat Pump with Remote Outdoor Unit-Air-Source) | (C,H,T)VH837GKA2* |  |  | EA*4X60L24A*+WALLCON | *95CSU0802120A* | 32800 | 17.5 | 8.5 | 31800 | 24800 | 77.99% | 2 | 0 | 11.5 |  |  |  | No | R-410A | 2.7333 | Residential & Commercial | Ducted CEE Tier 1
210596799 | Central HP <5.4 tons | KEEPRITE | HRCU-A-CB (Split System: Heat Pump with Remote Outdoor Unit-Air-Source) | CVH825GKA2* |  |  | EA*4X43L21A*+WALLCON | *97CMN0602120A* | 24400 | 16.5 | 8.1 | 21200 | 16700 | 78.77% | 2.02 | 0 | 11 |  |  |  | No | R-410A | 2.0333 | Residential & Commercial | Ducted CEE Tier 1
215449954 | Central HP <5.4 tons | Proair | HRCU-A-CB (Split System: Heat Pump with Remote Outdoor Unit-Air-Source) | P30-36HFN1-S |  |  | PAH-36HWFN1 |  | 35000 | 16.3 | 9.5 | 39000 | 38000 | 97.44% | 1.8 | 0 | 11.7 |  |  |  | No | R-410A | 2.9167 | Residential & Commercial | Ducted CEE Tier 1
210596655 | Central HP <5.4 tons | KEEPRITE | HRCU-A-CB (Split System: Heat Pump with Remote Outdoor Unit-Air-Source) | CVH825GKA2* |  |  | EA*4X42L21A*+WALLCON | *80CSU0601716A* | 23800 | 16.5 | 8.1 | 21400 | 16600 | 77.57% | 1.96 | 0 | 10.5 |  |  |  | No | R-410A | 1.9833 | Residential & Commercial | Ducted CEE Tier 1
210596682 | Central HP <5.4 tons | KEEPRITE | HRCU-A-CB (Split System: Heat Pump with Remote Outdoor Unit-Air-Source) | CVH825GKA2* |  |  | EA*4X42L21A*+WALLCON | *95CSU1002122A* | 23800 | 16.5 | 8.1 | 21400 | 16600 | 77.57% | 1.96 | 0 | 11 |  |  |  | No | R-410A | 1.9833 | Residential & Commercial | Ducted CEE Tier 1
210596793 | Central HP <5.4 tons | KEEPRITE | HRCU-A-CB (Split System: Heat Pump with Remote Outdoor Unit-Air-Source) | CVH825GKA2* |  |  | EA*4X43L21A*+WALLCON | *96CTN1002122A* | 24400 | 16.5 | 8.5 | 21200 | 16600 | 78.3% | 2.04 | 0 | 11 |  |  |  | No | R-410A | 2.0333 | Residential & Commercial | Ducted CEE Tier 1
210596811 | Central HP <5.4 tons | KEEPRITE | HRCU-A-CB (Split System: Heat Pump with Remote Outdoor Unit-Air-Source) | CVH825GKA2* |  |  | EA*4X48L21A*+WALLCON | *80CSU0601716A* | 24000 | 17 | 8.1 | 21000 | 16600 | 79.05% | 2.02 | 0 | 11 |  |  |  | No | R-410A | 2 | Residential & Commercial | Ducted CEE Tier 1
210596895 | Central HP <5.4 tons | KEEPRITE | HRCU-A-CB (Split System: Heat Pump with Remote Outdoor Unit-Air-Source) | CVH825GKA2* |  |  | EHD4X42AAL+WALLCON | *80CTL0701412A* | 24200 | 16.5 | 8.1 | 21200 | 16600 | 78.3% | 2.02 | 0 | 11 |  |  |  | No | R-410A | 2.0167 | Residential & Commercial | Ducted CEE Tier 1
212603081 | Central HP <5.4 tons | AIRTEMP | HRCU-A-CB (Split System: Heat Pump with Remote Outdoor Unit-Air-Source) | GXH48-60MSK4DH | ADP |  | F,PE*CC4948 |  | 47000 | 15.2 | 8.4 | 46000 | 33200 | 72.17% | 1.78 | 0 | 10 |  |  |  | No | R-410A | 3.9167 | Residential & Commercial | Ducted CEE Tier 1
213281362 | Central HP <5.4 tons | BOSCH | HRCU-A-CB (Split System: Heat Pump with Remote Outdoor Unit-Air-Source) | BOVA-36HDN1-M20G | ADP |  | V36H***P219+AEFE3A* |  | 23600 | 19 | 9.5 | 22400 | 17200 | 76.79% | 2 | 0 | 12.5 |  |  |  | No | R-410A | 1.9667 | Residential & Commercial | Ducted CEE Tier 1
213088391 | Central HP <5.4 tons | BOSCH | HRCU-A-CB (Split System: Heat Pump with Remote Outdoor Unit-Air-Source) | BOVB-36HDN1-M20G | ADP |  | V,R36H***P449+AEFE3A* |  | 23800 | 19 | 9.5 | 22400 | 17200 | 76.79% | 2 | 0 | 13 |  |  |  | No | R-410A | 1.9833 | Residential & Commercial | Ducted CEE Tier 1
215934598 | Central HP <5.4 tons | ARCOAIRE | HRCU-A-CB (Split System: Heat Pump with Remote Outdoor Unit-Air-Source) | H5H3V48*K*AAA* |  |  | ESH5X60M12A*+WALLCON | *97CMN0801714B* | 44000 | 19.5 | 9 | 49000 | 36400 | 74.29% | 1.84 | 0 | 11 |  |  |  | No | R-454B | 3.6667 | Residential & Commercial | Ducted CEE Tier 1
215934228 | Central HP <5.4 tons | ARCOAIRE | HRCU-A-CB (Split System: Heat Pump with Remote Outdoor Unit-Air-Source) | H5H3V48*K*AAA* |  |  | EA*5X61M21A*+WALLCON | *95CSU1002122B* | 45500 | 21.5 | 9.5 | 48500 | 36600 | 75.46% | 2 | 0 | 11.5 |  |  |  | No | R-454B | 3.7917 | Residential & Commercial | Ducted CEE Tier 1
215934528 | Central HP <5.4 tons | ARCOAIRE | HRCU-A-CB (Split System: Heat Pump with Remote Outdoor Unit-Air-Source) | H5H3V48*K*AAA* |  |  | ESH5X48M12A*+WALLCON | *96CTN1002122B* | 44000 | 20 | 9 | 48500 | 36400 | 75.05% | 1.82 | 0 | 10.5 |  |  |  | No | R-454B | 3.6667 | Residential & Commercial | Ducted CEE Tier 1
215934548 | Central HP <5.4 tons | ARCOAIRE | HRCU-A-CB (Split System: Heat Pump with Remote Outdoor Unit-Air-Source) | H5H3V48*K*AAA* |  |  | ESH5X60M12A*+WALLCON | *80CSU1002120A* | 45000 | 20.5 | 9 | 48500 | 36600 | 75.46% | 1.82 | 0 | 11 |  |  |  | No | R-454B | 3.75 | Residential & Commercial | Ducted CEE Tier 1
215941158 | Central HP <5.4 tons | ARCOAIRE | HRCU-A-CB (Split System: Heat Pump with Remote Outdoor Unit-Air-Source) | H5H3V48*K*AAA* |  |  | ESH5X48M12A*+WALLCON | *80CSU0601716B* | 44000 | 20 | 9 | 48500 | 36600 | 75.46% | 1.8 | 0 | 11 |  |  |  | No | R-454B | 3.6667 | Residential & Commercial | Ducted CEE Tier 1
215941258 | Central HP <5.4 tons | ARCOAIRE | HRCU-A-CB (Split System: Heat Pump with Remote Outdoor Unit-Air-Source) | H5H3V48*K*AAA* |  |  | ESH5X60M12A*+WALLCON | *97CTN1202422A* | 45000 | 20.5 | 9 | 48500 | 36400 | 75.05% | 1.82 | 0 | 11 |  |  |  | No | R-454B | 3.75 | Residential & Commercial | Ducted CEE Tier 1
210595839 | Central HP <5.4 tons | KENMORE | HRCU-A-CB (Split System: Heat Pump with Remote Outdoor Unit-Air-Source) | (C,H,T)VH837GKA** |  |  | EA*4X61L24A*+WALLCON | *80CTL1352422A* | 33200 | 18 | 8.5 | 32000 | 24800 | 77.5% | 2.02 | 0 | 12 |  |  |  | No | R-410A | 2.7667 | Residential & Commercial | Ducted CEE Tier 1
216487806 | Central HP <5.4 tons | BRYANT HEATING AND COOLING SYSTEMS | HRCU-A-CB (Split System: Heat Pump with Remote Outdoor Unit-Air-Source) | 290VAN024**AA* | ADP |  | CE(P,V)3617G34*+TXV | 986TD42080C17*** | 23200 | 17 | 9 | 22600 | 16200 | 71.68% | 1.98 | 0 | 10 |  |  |  | No | R-454B | 1.9333 | Residential & Commercial | Ducted CEE Tier 1
214279627 | Central HP <5.4 tons | WESTINGHOUSE | HRCU-A-C (Split System: Heat Pump with Remote Outdoor Unit with No Indoor Fan --Air Source) | WHM48SZA21S | ADP |  | H,RE49(1,2)60+TXV+TD |  | 41000 | 15.2 | 8.55 | 40000 | 34200 | 85.5% | 1.94 | 0 | 11 |  |  |  | No | R-410A | 3.4167 | Residential & Commercial | Ducted CEE Tier 1
205750637 | Central HP <5.4 tons | KENMORE | HRCU-A-CB (Split System: Heat Pump with Remote Outdoor Unit-Air-Source) | (C,H,T)VH825GKA2* |  |  | EA*4X37L21A*+WALLCON | *80CTL0451712A* | 24200 | 16.5 | 8.1 | 21200 | 16700 | 78.77% | 2 | 11 | 11 |  |  |  | No | R-410A | 2.0167 | Residential & Commercial | Ducted CEE Tier 1
205750677 | Central HP <5.4 tons | KENMORE | HRCU-A-CB (Split System: Heat Pump with Remote Outdoor Unit-Air-Source) | (C,H,T)VH825GKA2* |  |  | EA*4X37L21A*+WALLCON | *96CTN0801714A* | 24400 | 16.5 | 8.1 | 21200 | 16700 | 78.77% | 2.02 | 11 | 11 |  |  |  | No | R-410A | 2.0333 | Residential & Commercial | Ducted CEE Tier 1
210595587 | Central HP <5.4 tons | KENMORE | HRCU-A-CB (Split System: Heat Pump with Remote Outdoor Unit-Air-Source) | (C,H,T)VH825GKA2* |  |  | EA*4X42L21A*+WALLCON | *80CTL0901716A* | 23800 | 17.5 | 8.1 | 21400 | 16500 | 77.1% | 1.98 | 0 | 11 |  |  |  | No | R-410A | 1.9833 | Residential & Commercial | Ducted CEE Tier 1
210595601 | Central HP <5.4 tons | KENMORE | HRCU-A-CB (Split System: Heat Pump with Remote Outdoor Unit-Air-Source) | (C,H,T)VH825GKA2* |  |  | EA*4X42L24A*+WALLCON | *95CSU1002122A* | 23800 | 17 | 8.1 | 21400 | 16600 | 77.57% | 1.96 | 0 | 11 |  |  |  | No | R-410A | 1.9833 | Residential & Commercial | Ducted CEE Tier 1
206767174 | Central HP <5.4 tons | KEEPRITE | HRCU-A-CB (Split System: Heat Pump with Remote Outdoor Unit-Air-Source) | CVH825GKA3* |  |  | EA*4X36L21A*+WALLCON | *80CSU1002120A* | 23600 | 16.5 | 8.1 | 21400 | 16700 | 78.04% | 1.92 | 11.5 | 10.5 |  |  |  | No | R-410A | 1.9667 | Residential & Commercial | Ducted CEE Tier 1
206766038 | Central HP <5.4 tons | KEEPRITE | HRCU-A-CB (Split System: Heat Pump with Remote Outdoor Unit-Air-Source) | CVH825GKA3* |  |  | EA*4X37L21A*+WALLCON | *80CTL0901716A* | 24600 | 17.5 | 8.5 | 21000 | 16500 | 78.57% | 2.04 | 12 | 11.7 |  |  |  | No | R-410A | 2.05 | Residential & Commercial | Ducted CEE Tier 1
215932758 | Central HP <5.4 tons | ARCOAIRE | HRCU-A-CB (Split System: Heat Pump with Remote Outdoor Unit-Air-Source) | H5H3V36*K*AAA* |  |  | EA*5X61M21A*+WALLCON | *95CSU0802120B* | 34400 | 20 | 9 | 34400 | 26200 | 76.16% | 1.96 | 0 | 11.7 |  |  |  | No | R-454B | 2.8667 | Residential & Commercial | Ducted CEE Tier 1
215932508 | Central HP <5.4 tons | ARCOAIRE | HRCU-A-CB (Split System: Heat Pump with Remote Outdoor Unit-Air-Source) | H5H3V36*K*AAA* |  |  | EA*5X48M21A*+WALLCON | *96CTN0601714B* | 33000 | 19.5 | 9.5 | 34000 | 26000 | 76.47% | 2.04 | 0 | 11 |  |  |  | No | R-454B | 2.75 | Residential & Commercial | Ducted CEE Tier 1
210596889 | Central HP <5.4 tons | KEEPRITE | HRCU-A-CB (Split System: Heat Pump with Remote Outdoor Unit-Air-Source) | CVH825GKA2* |  |  | EHD4X42AAL+WALLCON | *80CSU1002120A* | 24200 | 16 | 8.1 | 21400 | 16700 | 78.04% | 2 | 0 | 10.5 |  |  |  | No | R-410A | 2.0167 | Residential & Commercial | Ducted CEE Tier 1
210596898 | Central HP <5.4 tons | KEEPRITE | HRCU-A-CB (Split System: Heat Pump with Remote Outdoor Unit-Air-Source) | CVH825GKA2* |  |  | EHD4X42AAL+WALLCON | *80CTL0701716A* | 24200 | 16 | 8.1 | 21400 | 16600 | 77.57% | 2 | 0 | 10.5 |  |  |  | No | R-410A | 2.0167 | Residential & Commercial | Ducted CEE Tier 1
210596955 | Central HP <5.4 tons | KEEPRITE | HRCU-A-CB (Split System: Heat Pump with Remote Outdoor Unit-Air-Source) | CVH825GKA2* |  |  | EHD4X48AAL+WALLCON | *80CTL0701412A* | 24400 | 17 | 8.1 | 21200 | 16500 | 77.83% | 2.02 | 0 | 11 |  |  |  | No | R-410A | 2.0333 | Residential & Commercial | Ducted CEE Tier 1
210595859 | Central HP <5.4 tons | KENMORE | HRCU-A-CB (Split System: Heat Pump with Remote Outdoor Unit-Air-Source) | (C,H,T)VH837GKA** |  |  | EHD4X60AAL+WALLCON | *80CTL0902120A* | 33000 | 17 | 8.1 | 32200 | 25000 | 77.64% | 2 | 0 | 11.5 |  |  |  | No | R-410A | 2.75 | Residential & Commercial | Ducted CEE Tier 1
212361558 | Central HP <5.4 tons | BOSCH | HRCU-A-CB (Split System: Heat Pump with Remote Outdoor Unit-Air-Source) | BOVA-36HDN1-M20G | ADP |  | HE31(1,2)30+TXV | BGH96M060B3A | 22800 | 18 | 8.65 | 22200 | 17000 | 76.58% | 1.84 | 0 | 11.5 |  |  |  | No | R-410A | 1.9 | Residential & Commercial | Ducted CEE Tier 1
212380678 | Central HP <5.4 tons | BOSCH | HRCU-A-CB (Split System: Heat Pump with Remote Outdoor Unit-Air-Source) | BOVA-36HDN1-M20G | ADP |  | PL36H175P149 | BGH96M060B3B | 23800 | 18 | 9 | 22400 | 17000 | 75.89% | 1.9 | 0 | 12 |  |  |  | No | R-410A | 1.9833 | Residential & Commercial | Ducted CEE Tier 1
212380869 | Central HP <5.4 tons | BOSCH | HRCU-A-CB (Split System: Heat Pump with Remote Outdoor Unit-Air-Source) | BOVB-36HDN1-M20G | ADP |  | H,RG82936 | BGH96M080B3A | 24000 | 18 | 9 | 22400 | 17000 | 75.89% | 1.9 | 0 | 12 |  |  |  | No | R-410A | 2 | Residential & Commercial | Ducted CEE Tier 1
210595818 | Central HP <5.4 tons | KENMORE | HRCU-A-CB (Split System: Heat Pump with Remote Outdoor Unit-Air-Source) | (C,H,T)VH837GKA** |  |  | EA*4X60L24A*+WALLCON | *96CTN1202422A* | 32800 | 18 | 8.5 | 31800 | 24800 | 77.99% | 2 | 0 | 11.7 |  |  |  | No | R-410A | 2.7333 | Residential & Commercial | Ducted CEE Tier 1
210595827 | Central HP <5.4 tons | KENMORE | HRCU-A-CB (Split System: Heat Pump with Remote Outdoor Unit-Air-Source) | (C,H,T)VH837GKA** |  |  | EA*4X61L21A*+WALLCON | *80CTL0901716A* | 33200 | 18 | 8.5 | 32000 | 24800 | 77.5% | 2 | 0 | 12 |  |  |  | No | R-410A | 2.7667 | Residential & Commercial | Ducted CEE Tier 1
210595843 | Central HP <5.4 tons | KENMORE | HRCU-A-CB (Split System: Heat Pump with Remote Outdoor Unit-Air-Source) | (C,H,T)VH837GKA** |  |  | EA*4X61L24A*+WALLCON | *96CTN1002122A* | 33200 | 18 | 8.5 | 32000 | 24800 | 77.5% | 2 | 0 | 12 |  |  |  | No | R-410A | 2.7667 | Residential & Commercial | Ducted CEE Tier 1
214279014 | Central HP <5.4 tons | BOSCH | HRCU-A-CB (Split System: Heat Pump with Remote Outdoor Unit-Air-Source) | BOVC-36HDN1-M20G | ADP |  | F,PE*G32930 |  | 23200 | 20 | 9.3 | 22400 | 17200 | 76.79% | 1.96 | 0 | 12.5 |  |  |  | No | R-410A | 1.9333 | Residential & Commercial | Ducted CEE Tier 1
214279023 | Central HP <5.4 tons | BOSCH | HRCU-A-CB (Split System: Heat Pump with Remote Outdoor Unit-Air-Source) | BOVD-36HDN1-M20G | ADP |  | V36H175P459+AEFE4B* |  | 24000 | 20 | 9.5 | 22400 | 17200 | 76.79% | 2 | 0 | 13 |  |  |  | No | R-410A | 2 | Residential & Commercial | Ducted CEE Tier 1
215942614 | Central HP <5.4 tons | ARCOAIRE | HRCU-A-CB (Split System: Heat Pump with Remote Outdoor Unit-Air-Source) | H5H3V36*K*AAA* |  |  | EVM5X61M24A*+WALLCON | *97CTN0802120A* | 36000 | 22 | 8.5 | 37400 | 28200 | 75.4% | 2.04 | 0 | 12.5 |  |  |  | No | R-454B | 3 | Residential & Commercial | Ducted CEE Tier 1
215942664 | Central HP <5.4 tons | ARCOAIRE | HRCU-A-CB (Split System: Heat Pump with Remote Outdoor Unit-Air-Source) | H5H3V36*K*AAA* |  |  | EVD5X61M24A*+WALLCON | *97CTN0802120A* | 36000 | 22 | 8.5 | 37400 | 28200 | 75.4% | 2.04 | 0 | 12.5 |  |  |  | No | R-454B | 3 | Residential & Commercial | Ducted CEE Tier 1
215940408 | Central HP <5.4 tons | ARCOAIRE | HRCU-A-CB (Split System: Heat Pump with Remote Outdoor Unit-Air-Source) | H5H3V36*K*AAA* |  |  | EVM5X60M21A*+WALLCON | *80CSU0401712B* | 35600 | 22 | 8.5 | 38000 | 28600 | 75.26% | 2.02 | 0 | 12.5 |  |  |  | No | R-454B | 2.9667 | Residential & Commercial | Ducted CEE Tier 1
214849337 | Central HP <5.4 tons | RHEEM | HRCU-A-CB (Split System: Heat Pump with Remote Outdoor Unit-Air-Source) | RD17AZ24AJ3N | ADP |  | H,RE32(1,2)36+TXV | R801V0754A17UHS | 21400 | 17 | 9.5 | 21000 | 16400 | 78.1% | 2.1 | 0 | 10.5 |  |  |  | No | R-410A | 1.7833 | Residential & Commercial | Ducted CEE Tier 1
210474511 | Central HP <5.4 tons | KEEPRITE | HRCU-A-CB (Split System: Heat Pump with Remote Outdoor Unit-Air-Source) | CVH825GKA3* |  |  | EHD4X48AAL+WALLCON | *80CTL0451712A* | 24200 | 16 | 8.1 | 21400 | 16700 | 78.04% | 2 | 0 | 10.5 |  |  |  | No | R-410A | 2.0167 | Residential & Commercial | Ducted CEE Tier 1
210474088 | Central HP <5.4 tons | KEEPRITE | HRCU-A-CB (Split System: Heat Pump with Remote Outdoor Unit-Air-Source) | CVH825GKA3* |  |  | EN(A,D)4X48L24**+WALLCON | *80CSU1002120A* | 24000 | 16.5 | 8.1 | 21400 | 16600 | 77.57% | 2 | 0 | 11 |  |  |  | No | R-410A | 2 | Residential & Commercial | Ducted CEE Tier 1
210474302 | Central HP <5.4 tons | KEEPRITE | HRCU-A-CB (Split System: Heat Pump with Remote Outdoor Unit-Air-Source) | CVH825GKA3* |  |  | EHD4X42AAL+WALLCON | *80CTL0701716A* | 24200 | 16 | 8.1 | 21400 | 16600 | 77.57% | 2 | 0 | 10.5 |  |  |  | No | R-410A | 2.0167 | Residential & Commercial | Ducted CEE Tier 1
210473157 | Central HP <5.4 tons | KEEPRITE | HRCU-A-CB (Split System: Heat Pump with Remote Outdoor Unit-Air-Source) | CVH825GKA3* |  |  | EA*4X43L21A*+WALLCON | *80CTL0451712A* | 24200 | 16.5 | 8.1 | 21600 | 16800 | 77.78% | 2 | 0 | 11 |  |  |  | No | R-410A | 2.0167 | Residential & Commercial | Ducted CEE Tier 1
210474588 | Central HP <5.4 tons | KEEPRITE | HRCU-A-CB (Split System: Heat Pump with Remote Outdoor Unit-Air-Source) | CVH825GKA3* |  |  | EHD4X48AAL+WALLCON | *97CMN0801714A* | 24200 | 16 | 8.1 | 21400 | 16700 | 78.04% | 2 | 0 | 10.5 |  |  |  | No | R-410A | 2.0167 | Residential & Commercial | Ducted CEE Tier 1
210473934 | Central HP <5.4 tons | KEEPRITE | HRCU-A-CB (Split System: Heat Pump with Remote Outdoor Unit-Air-Source) | CVH825GKA3* |  |  | EN(A,D,W)4X48L21**+WALLCON | *80CSU0601716A* | 24200 | 17 | 8.1 | 21400 | 16600 | 77.57% | 2 | 0 | 11 |  |  |  | No | R-410A | 2.0167 | Residential & Commercial | Ducted CEE Tier 1
210474401 | Central HP <5.4 tons | KEEPRITE | HRCU-A-CB (Split System: Heat Pump with Remote Outdoor Unit-Air-Source) | CVH825GKA3* |  |  | EHD4X42AAL+WALLCON | *96CTN1002122A* | 24200 | 16 | 8.1 | 21400 | 16600 | 77.57% | 2 | 0 | 10.5 |  |  |  | No | R-410A | 2.0167 | Residential & Commercial | Ducted CEE Tier 1
210474033 | Central HP <5.4 tons | KEEPRITE | HRCU-A-CB (Split System: Heat Pump with Remote Outdoor Unit-Air-Source) | CVH825GKA3* |  |  | EN(A,D,W)4X48L21**+WALLCON | *96CTN1002122A* | 24200 | 17 | 8.1 | 21400 | 16600 | 77.57% | 2.02 | 0 | 11.5 |  |  |  | No | R-410A | 2.0167 | Residential & Commercial | Ducted CEE Tier 1
210473454 | Central HP <5.4 tons | KEEPRITE | HRCU-A-CB (Split System: Heat Pump with Remote Outdoor Unit-Air-Source) | CVH825GKA3* |  |  | EA*4X48L24A*+WALLCON | *95CSU1002122A* | 24200 | 17 | 8.1 | 21000 | 16500 | 78.57% | 2.02 | 0 | 11 |  |  |  | No | R-410A | 2.0167 | Residential & Commercial | Ducted CEE Tier 1
210595628 | Central HP <5.4 tons | KENMORE | HRCU-A-CB (Split System: Heat Pump with Remote Outdoor Unit-Air-Source) | (C,H,T)VH825GKA2* |  |  | EA*4X48L21A*+WALLCON | *80CTL0901716A* | 24200 | 17.5 | 8.1 | 20800 | 16500 | 79.33% | 2.04 | 0 | 11.5 |  |  |  | No | R-410A | 2.0167 | Residential & Commercial | Ducted CEE Tier 1
210595721 | Central HP <5.4 tons | KENMORE | HRCU-A-CB (Split System: Heat Pump with Remote Outdoor Unit-Air-Source) | (C,H,T)VH825GKA2* |  |  | EN(A,D,W)4X48L21**+WALLCON | *95CSU1002122A* | 24200 | 17 | 8.1 | 21200 | 16600 | 78.3% | 2.02 | 0 | 11.5 |  |  |  | No | R-410A | 2.0167 | Residential & Commercial | Ducted CEE Tier 1
210595655 | Central HP <5.4 tons | KENMORE | HRCU-A-CB (Split System: Heat Pump with Remote Outdoor Unit-Air-Source) | (C,H,T)VH825GKA2* |  |  | EHD4X42AAL+WALLCON | *80CTL1352422A* | 24200 | 16 | 8.1 | 21400 | 16600 | 77.57% | 2 | 0 | 10.5 |  |  |  | No | R-410A | 2.0167 | Residential & Commercial | Ducted CEE Tier 1
210595657 | Central HP <5.4 tons | KENMORE | HRCU-A-CB (Split System: Heat Pump with Remote Outdoor Unit-Air-Source) | (C,H,T)VH825GKA2* |  |  | EHD4X42AAL+WALLCON | *95CSU0802120A* | 24200 | 16 | 8.1 | 21400 | 16600 | 77.57% | 2 | 0 | 11 |  |  |  | No | R-410A | 2.0167 | Residential & Commercial | Ducted CEE Tier 1
210595673 | Central HP <5.4 tons | KENMORE | HRCU-A-CB (Split System: Heat Pump with Remote Outdoor Unit-Air-Source) | (C,H,T)VH825GKA2* |  |  | EHD4X48AAL+WALLCON | *80CTL0701716A* | 24200 | 16.5 | 8.1 | 21200 | 16600 | 78.3% | 2.02 | 0 | 10.5 |  |  |  | No | R-410A | 2.0167 | Residential & Commercial | Ducted CEE Tier 1
212522926 | Central HP <5.4 tons | BOSCH | HRCU-A-CB (Split System: Heat Pump with Remote Outdoor Unit-Air-Source) | BOVB-36HDN1-M20G | ADP |  | F,PE*G32924 |  | 23000 | 19 | 9.3 | 22400 | 17200 | 76.79% | 1.96 | 0 | 12.5 |  |  |  | No | R-410A | 1.9167 | Residential & Commercial | Ducted CEE Tier 1
215940958 | Central HP <5.4 tons | ARCOAIRE | HRCU-A-CB (Split System: Heat Pump with Remote Outdoor Unit-Air-Source) | H5H3V48*K*AAA* |  |  | EA*5X48M21A*+WALLCON | *80CSU0601716B* | 43500 | 21 | 9.5 | 48000 | 36600 | 76.25% | 1.9 | 0 | 11 |  |  |  | No | R-454B | 3.625 | Residential & Commercial | Ducted CEE Tier 1
210472882 | Central HP <5.4 tons | KEEPRITE | HRCU-A-CB (Split System: Heat Pump with Remote Outdoor Unit-Air-Source) | CVH825GKA3* |  |  | EA*4X42L21A*+WALLCON | *80CTL0451712A* | 23600 | 16.5 | 8.1 | 21600 | 16800 | 77.78% | 1.94 | 0 | 10.5 |  |  |  | No | R-410A | 1.9667 | Residential & Commercial | Ducted CEE Tier 1
216051289 | Central HP <5.4 tons | RUSSELL | HRCU-A-CB (Split System: Heat Pump with Remote Outdoor Unit-Air-Source) | SP19AY60AJVC |  |  | TCFY6021SEAAM | S98MV0855A21UP | 53500 | 17 | 10 | 53500 | 48500 | 90.65% | 2 | 0 | 10 |  |  |  | No | R-454B | 4.4583 | Residential & Commercial | Ducted CEE Tier 1
215941178 | Central HP <5.4 tons | ARCOAIRE | HRCU-A-CB (Split System: Heat Pump with Remote Outdoor Unit-Air-Source) | H5H3V48*K*AAA* |  |  | ESH5X48M12A*+WALLCON | *97CTN0802120A* | 44000 | 20 | 9 | 48500 | 36600 | 75.46% | 1.8 | 0 | 10.5 |  |  |  | No | R-454B | 3.6667 | Residential & Commercial | Ducted CEE Tier 1
215938388 | Central HP <5.4 tons | ARCOAIRE | HRCU-A-CB (Split System: Heat Pump with Remote Outdoor Unit-Air-Source) | H5H3V48*K*AAA* |  |  | EVD5X60M24A*+WALLCON | *96CTN1002122B* | 45500 | 20.5 | 8.1 | 52500 | 38000 | 72.38% | 1.9 | 0 | 11.5 |  |  |  | No | R-454B | 3.7917 | Residential & Commercial | Ducted CEE Tier 1
210595871 | Central HP <5.4 tons | KENMORE | HRCU-A-CB (Split System: Heat Pump with Remote Outdoor Unit-Air-Source) | (C,H,T)VH837GKA** |  |  | EHD4X60AAL+WALLCON | *97CMN1002122A* | 33000 | 17 | 8.1 | 32200 | 24800 | 77.02% | 2.02 | 0 | 11.5 |  |  |  | No | R-410A | 2.75 | Residential & Commercial | Ducted CEE Tier 1
210595810 | Central HP <5.4 tons | KENMORE | HRCU-A-CB (Split System: Heat Pump with Remote Outdoor Unit-Air-Source) | (C,H,T)VH837GKA** |  |  | EA*4X60L24A*+WALLCON | *80CSU1002120A* | 32800 | 17 | 8.1 | 32000 | 24800 | 77.5% | 1.96 | 0 | 11 |  |  |  | No | R-410A | 2.7333 | Residential & Commercial | Ducted CEE Tier 1
215940428 | Central HP <5.4 tons | ARCOAIRE | HRCU-A-CB (Split System: Heat Pump with Remote Outdoor Unit-Air-Source) | H5H3V36*K*AAA* |  |  | EVM5X60M21A*+WALLCON | *97CTN0601716A* | 35200 | 21 | 8.5 | 38500 | 29400 | 76.36% | 2.02 | 0 | 11.7 |  |  |  | No | R-454B | 2.9333 | Residential & Commercial | Ducted CEE Tier 1
215940078 | Central HP <5.4 tons | ARCOAIRE | HRCU-A-CB (Split System: Heat Pump with Remote Outdoor Unit-Air-Source) | H5H3V36*K*AAA* |  |  | ESH5X42M12A*+WALLCON | *97CTN1002122A* | 33600 | 19 | 9 | 34600 | 26600 | 76.88% | 1.94 | 0 | 11.5 |  |  |  | No | R-454B | 2.8 | Residential & Commercial | Ducted CEE Tier 1
214849359 | Central HP <5.4 tons | RHEEM | HRCU-A-CB (Split System: Heat Pump with Remote Outdoor Unit-Air-Source) | RD17AZ24AJ3N | ADP |  | H,RE31(1,2)30+TXV | R802V0754A17UHS | 21200 | 17 | 9.45 | 21000 | 16400 | 78.1% | 2.1 | 0 | 10.5 |  |  |  | No | R-410A | 1.7667 | Residential & Commercial | Ducted CEE Tier 1
214849361 | Central HP <5.4 tons | RHEEM | HRCU-A-CB (Split System: Heat Pump with Remote Outdoor Unit-Air-Source) | RD17AZ24AJ3N | ADP |  | H,RE32(1,2)36+TXV | R802V0754A17UHS | 21400 | 17 | 9.5 | 21000 | 16400 | 78.1% | 2.1 | 0 | 10.5 |  |  |  | No | R-410A | 1.7833 | Residential & Commercial | Ducted CEE Tier 1
214849370 | Central HP <5.4 tons | RHEEM | HRCU-A-CB (Split System: Heat Pump with Remote Outdoor Unit-Air-Source) | RD17AZ24AJ3N | ADP |  | H,RE7J936 | R802V1004A17UHS | 21600 | 16 | 9.5 | 21000 | 16400 | 78.1% | 2.1 | 0 | 10.5 |  |  |  | No | R-410A | 1.8 | Residential & Commercial | Ducted CEE Tier 1
215939658 | Central HP <5.4 tons | ARCOAIRE | HRCU-A-CB (Split System: Heat Pump with Remote Outdoor Unit-Air-Source) | H5H3V36*K*AAA* |  |  | EA*5X42M21A*+WALLCON | *80CSU0401712B* | 32800 | 20 | 9.5 | 34800 | 26600 | 76.44% | 2.02 | 0 | 11.5 |  |  |  | No | R-454B | 2.7333 | Residential & Commercial | Ducted CEE Tier 1
210595844 | Central HP <5.4 tons | KENMORE | HRCU-A-CB (Split System: Heat Pump with Remote Outdoor Unit-Air-Source) | (C,H,T)VH837GKA** |  |  | EA*4X61L24A*+WALLCON | *96CTN1202422A* | 33200 | 18 | 8.5 | 32000 | 24800 | 77.5% | 2 | 0 | 12 |  |  |  | No | R-410A | 2.7667 | Residential & Commercial | Ducted CEE Tier 1
210595872 | Central HP <5.4 tons | KENMORE | HRCU-A-CB (Split System: Heat Pump with Remote Outdoor Unit-Air-Source) | (C,H,T)VH837GKA** |  |  | EHD4X60AAL+WALLCON | *97CMN1202422A* | 33000 | 17 | 8.1 | 32200 | 25000 | 77.64% | 2 | 0 | 11 |  |  |  | No | R-410A | 2.75 | Residential & Commercial | Ducted CEE Tier 1
210595892 | Central HP <5.4 tons | KENMORE | HRCU-A-CB (Split System: Heat Pump with Remote Outdoor Unit-Air-Source) | (C,H,T)VH837GKA** |  |  | EN(A,D,W)4X60L24**+WALLCON | *95CSU0802120A* | 32800 | 18 | 8.1 | 32200 | 24600 | 76.4% | 1.98 | 0 | 12 |  |  |  | No | R-410A | 2.7333 | Residential & Commercial | Ducted CEE Tier 1
212596841 | Central HP <5.4 tons | BOSCH | HRCU-A-CB (Split System: Heat Pump with Remote Outdoor Unit-Air-Source) | BOVA-36HDN1-M20G | ADP |  | F,PE*G33925 |  | 23400 | 20 | 9.45 | 22400 | 17200 | 76.79% | 1.98 | 0 | 12.5 |  |  |  | No | R-410A | 1.95 | Residential & Commercial | Ducted CEE Tier 1
214849416 | Central HP <5.4 tons | RHEEM | HRCU-A-CB (Split System: Heat Pump with Remote Outdoor Unit-Air-Source) | RD17AZ36AJ3N | ADP |  | H,RE8J936 | R801V0755A21UHS | 31800 | 17 | 8.1 | 32600 | 29000 | 88.96% | 2 | 0 | 10.5 |  |  |  | No | R-410A | 2.65 | Residential & Commercial | Ducted CEE Tier 1
214233328 | Central HP <5.4 tons | RUSSELL | HRCU-A-CB (Split System: Heat Pump with Remote Outdoor Unit-Air-Source) | RD17AZ36AJ3N |  |  | SH3VZ4821STACN |  | 34200 | 18 | 8.1 | 34200 | 29400 | 85.96% | 2 | 0 | 11.7 |  |  |  | No | R-410A | 2.85 | Residential & Commercial | Ducted CEE Tier 1
215939788 | Central HP <5.4 tons | ARCOAIRE | HRCU-A-CB (Split System: Heat Pump with Remote Outdoor Unit-Air-Source) | H5H3V36*K*AAA* |  |  | EA*5X60M24A*+WALLCON | *96CTN0802120B* | 34000 | 20 | 9.5 | 34200 | 26000 | 76.02% | 2.06 | 0 | 11.7 |  |  |  | No | R-454B | 2.8333 | Residential & Commercial | Ducted CEE Tier 1
215940058 | Central HP <5.4 tons | ARCOAIRE | HRCU-A-CB (Split System: Heat Pump with Remote Outdoor Unit-Air-Source) | H5H3V36*K*AAA* |  |  | ESH5X42M12A*+WALLCON | *97CTN0801716A* | 33400 | 18.5 | 9 | 35200 | 27000 | 76.7% | 1.92 | 0 | 11 |  |  |  | No | R-454B | 2.7833 | Residential & Commercial | Ducted CEE Tier 1
215939628 | Central HP <5.4 tons | ARCOAIRE | HRCU-A-CB (Split System: Heat Pump with Remote Outdoor Unit-Air-Source) | H5H3V36*K*AAA* |  |  | EA*5X36M17A*+WALLCON | *97CTN0601716A* | 32000 | 18.5 | 9 | 35800 | 27600 | 77.09% | 1.88 | 0 | 10.5 |  |  |  | No | R-454B | 2.6667 | Residential & Commercial | Ducted CEE Tier 1
215940648 | Central HP <5.4 tons | ARCOAIRE | HRCU-A-CB (Split System: Heat Pump with Remote Outdoor Unit-Air-Source) | H5H3V36*K*AAA* |  |  | EVD5X42M21A*+WALLCON | *97CTN0601716A* | 34000 | 20 | 8.5 | 39500 | 28800 | 72.91% | 2.02 | 0 | 11 |  |  |  | No | R-454B | 2.8333 | Residential & Commercial | Ducted CEE Tier 1
215940678 | Central HP <5.4 tons | ARCOAIRE | HRCU-A-CB (Split System: Heat Pump with Remote Outdoor Unit-Air-Source) | H5H3V36*K*AAA* |  |  | EVD5X42M21A*+WALLCON | *97CTN1002122A* | 34400 | 21 | 8.5 | 38500 | 28000 | 72.73% | 2.06 | 0 | 12 |  |  |  | No | R-454B | 2.8667 | Residential & Commercial | Ducted CEE Tier 1
215940898 | Central HP <5.4 tons | ARCOAIRE | HRCU-A-CB (Split System: Heat Pump with Remote Outdoor Unit-Air-Source) | H5H3V36*K*AAA* |  |  | EVD5X60M24A*+WALLCON | *97CTN1002122A* | 35600 | 22 | 8.5 | 38000 | 28400 | 74.74% | 2.04 | 0 | 12.5 |  |  |  | No | R-454B | 2.9667 | Residential & Commercial | Ducted CEE Tier 1
215938448 | Central HP <5.4 tons | ARCOAIRE | HRCU-A-CB (Split System: Heat Pump with Remote Outdoor Unit-Air-Source) | H5H3V48*K*AAA* |  |  | EVD5X61M21A*+WALLCON | *80CTL0901716B* | 45000 | 21 | 8.1 | 53500 | 37600 | 70.28% | 1.95 | 0 | 12 |  |  |  | No | R-454B | 3.75 | Residential & Commercial | Ducted CEE Tier 1
215941028 | Central HP <5.4 tons | ARCOAIRE | HRCU-A-CB (Split System: Heat Pump with Remote Outdoor Unit-Air-Source) | H5H3V48*K*AAA* |  |  | EA*5X60M24A*+WALLCON | *97CTN1202422A* | 44500 | 21 | 9.5 | 48000 | 36400 | 75.83% | 2 | 0 | 11 |  |  |  | No | R-454B | 3.7083 | Residential & Commercial | Ducted CEE Tier 1
214568835 | Central HP <5.4 tons | CARRIER | HRCU-A-CB (Split System: Heat Pump with Remote Outdoor Unit-Air-Source) | 25VNA825A*031* | ADP |  | H,PE8J936 | 59TN6B060C17**14 | 23600 | 16 | 8.1 | 19800 | 16300 | 82.32% | 1.94 | 0 | 11 |  |  |  | No | R-410A | 1.9667 | Residential & Commercial | Ducted CEE Tier 1
215940158 | Central HP <5.4 tons | ARCOAIRE | HRCU-A-CB (Split System: Heat Pump with Remote Outdoor Unit-Air-Source) | H5H3V36*K*AAA* |  |  | ESH5X48M12A*+WALLCON | *97CTN1002122A* | 33800 | 19.5 | 9 | 34600 | 26400 | 76.3% | 1.92 | 0 | 11.7 |  |  |  | No | R-454B | 2.8167 | Residential & Commercial | Ducted CEE Tier 1
214849336 | Central HP <5.4 tons | RHEEM | HRCU-A-CB (Split System: Heat Pump with Remote Outdoor Unit-Air-Source) | RD17AZ24AJ3N | ADP |  | H,RE31930 | R801V0754A17UHS | 21200 | 17 | 9.45 | 21000 | 16400 | 78.1% | 2.1 | 0 | 10.5 |  |  |  | No | R-410A | 1.7667 | Residential & Commercial | Ducted CEE Tier 1
214849352 | Central HP <5.4 tons | RHEEM | HRCU-A-CB (Split System: Heat Pump with Remote Outdoor Unit-Air-Source) | RD17AZ24AJ3N | ADP |  | H,RE7J936 | R802V0503A14UHS | 21600 | 16 | 9.5 | 21000 | 16500 | 78.57% | 2 | 0 | 10.5 |  |  |  | No | R-410A | 1.8 | Residential & Commercial | Ducted CEE Tier 1
215940208 | Central HP <5.4 tons | ARCOAIRE | HRCU-A-CB (Split System: Heat Pump with Remote Outdoor Unit-Air-Source) | H5H3V36*K*AAA* |  |  | ESH5X60M12A*+WALLCON | *97CTN0601716A* | 33800 | 18.5 | 9 | 35000 | 26800 | 76.57% | 1.92 | 0 | 11 |  |  |  | No | R-454B | 2.8167 | Residential & Commercial | Ducted CEE Tier 1
215940258 | Central HP <5.4 tons | ARCOAIRE | HRCU-A-CB (Split System: Heat Pump with Remote Outdoor Unit-Air-Source) | H5H3V36*K*AAA* |  |  | EVM5X44M21A*+WALLCON | *96CTN0802120B* | 35600 | 21.5 | 8.5 | 38000 | 28600 | 75.26% | 2.04 | 0 | 12 |  |  |  | No | R-454B | 2.9667 | Residential & Commercial | Ducted CEE Tier 1
215939938 | Central HP <5.4 tons | ARCOAIRE | HRCU-A-CB (Split System: Heat Pump with Remote Outdoor Unit-Air-Source) | H5H3V36*K*AAA* |  |  | ESH5X36M12A*+WALLCON | *96CTN0802120B* | 33200 | 19 | 9 | 35000 | 26800 | 76.57% | 1.92 | 0 | 11 |  |  |  | No | R-454B | 2.7667 | Residential & Commercial | Ducted CEE Tier 1
215939708 | Central HP <5.4 tons | ARCOAIRE | HRCU-A-CB (Split System: Heat Pump with Remote Outdoor Unit-Air-Source) | H5H3V36*K*AAA* |  |  | EA*5X42M21A*+WALLCON | *97CTN1002122A* | 32800 | 20 | 9.5 | 34800 | 26600 | 76.44% | 2 | 0 | 11.5 |  |  |  | No | R-454B | 2.7333 | Residential & Commercial | Ducted CEE Tier 1
215940708 | Central HP <5.4 tons | ARCOAIRE | HRCU-A-CB (Split System: Heat Pump with Remote Outdoor Unit-Air-Source) | H5H3V36*K*AAA* |  |  | EVD5X42M24A*+WALLCON | *97CTN1002122A* | 35600 | 22 | 8.5 | 38000 | 28400 | 74.74% | 2.04 | 0 | 12.5 |  |  |  | No | R-454B | 2.9667 | Residential & Commercial | Ducted CEE Tier 1
215940908 | Central HP <5.4 tons | ARCOAIRE | HRCU-A-CB (Split System: Heat Pump with Remote Outdoor Unit-Air-Source) | H5H3V36*K*AAA* |  |  | EVD5X60M24A*+WALLCON | *97CTN1202422A* | 35600 | 22 | 8.5 | 38000 | 28400 | 74.74% | 2.04 | 0 | 12.5 |  |  |  | No | R-454B | 2.9667 | Residential & Commercial | Ducted CEE Tier 1
215940308 | Central HP <5.4 tons | ARCOAIRE | HRCU-A-CB (Split System: Heat Pump with Remote Outdoor Unit-Air-Source) | H5H3V36*K*AAA* |  |  | EVM5X44M21A*+WALLCON | *97CTN0802120A* | 35600 | 21.5 | 8.5 | 38000 | 28600 | 75.26% | 2.04 | 0 | 12 |  |  |  | No | R-454B | 2.9667 | Residential & Commercial | Ducted CEE Tier 1
210474413 | Central HP <5.4 tons | KENMORE | HRCU-A-CB (Split System: Heat Pump with Remote Outdoor Unit-Air-Source) | (C,H,T)VH825GKA3* |  |  | EHD4X42AAL+WALLCON | *80CTL0701412A* | 24200 | 16.5 | 8.1 | 21200 | 16600 | 78.3% | 2.02 | 0 | 11 |  |  |  | No | R-410A | 2.0167 | Residential & Commercial | Ducted CEE Tier 1
210474336 | Central HP <5.4 tons | KENMORE | HRCU-A-CB (Split System: Heat Pump with Remote Outdoor Unit-Air-Source) | (C,H,T)VH825GKA3* |  |  | EHD4X42AAL+WALLCON | *96CTN0801714A* | 24000 | 16 | 8.1 | 21400 | 16700 | 78.04% | 2 | 0 | 10.5 |  |  |  | No | R-410A | 2 | Residential & Commercial | Ducted CEE Tier 1
210473968 | Central HP <5.4 tons | KENMORE | HRCU-A-CB (Split System: Heat Pump with Remote Outdoor Unit-Air-Source) | (C,H,T)VH825GKA3* |  |  | EN(A,D,W)4X48L21**+WALLCON | *80CTL0701716A* | 24200 | 17 | 8.1 | 21400 | 16600 | 77.57% | 2.02 | 0 | 11 |  |  |  | No | R-410A | 2.0167 | Residential & Commercial | Ducted CEE Tier 1
210473334 | Central HP <5.4 tons | KENMORE | HRCU-A-CB (Split System: Heat Pump with Remote Outdoor Unit-Air-Source) | (C,H,T)VH825GKA3* |  |  | EA*4X48L21A*+WALLCON | *80CTL0451712A* | 24000 | 16.5 | 8.1 | 21000 | 16700 | 79.52% | 2 | 0 | 11 |  |  |  | No | R-410A | 2 | Residential & Commercial | Ducted CEE Tier 1
210473411 | Central HP <5.4 tons | KENMORE | HRCU-A-CB (Split System: Heat Pump with Remote Outdoor Unit-Air-Source) | (C,H,T)VH825GKA3* |  |  | EA*4X48L21A*+WALLCON | *96CTN1002122A* | 24000 | 16.5 | 8.1 | 21000 | 16500 | 78.57% | 2.02 | 0 | 11 |  |  |  | No | R-410A | 2 | Residential & Commercial | Ducted CEE Tier 1
205751007 | Central HP <5.4 tons | KENMORE | HRCU-A-CB (Split System: Heat Pump with Remote Outdoor Unit-Air-Source) | (C,H,T)VH837GKA** |  |  | EA*4X37L21A*+WALLCON | *80CTL0701716A* | 32800 | 17.5 | 8.5 | 33000 | 25200 | 76.36% | 1.98 | 11 | 11.5 |  |  |  | No | R-410A | 2.7333 | Residential & Commercial | Ducted CEE Tier 1
210474633 | Central HP <5.4 tons | KENMORE | HRCU-A-CB (Split System: Heat Pump with Remote Outdoor Unit-Air-Source) | (C,H,T)VH825GKA3* |  |  | EHD4X48AAL+WALLCON | *80CTL0701412A* | 24400 | 17 | 8.1 | 21200 | 16500 | 77.83% | 2.02 | 0 | 11 |  |  |  | No | R-410A | 2.0333 | Residential & Commercial | Ducted CEE Tier 1
210471262 | Central HP <5.4 tons | KEEPRITE | HRCU-A-CB (Split System: Heat Pump with Remote Outdoor Unit-Air-Source) | CVH837GKA2* |  |  | EHD4X60AAL+WALLCON | *97CMN1202422A* | 33000 | 17 | 8.1 | 32200 | 25000 | 77.64% | 2 | 0 | 11 |  |  |  | No | R-410A | 2.75 | Residential & Commercial | Ducted CEE Tier 1
210470349 | Central HP <5.4 tons | KEEPRITE | HRCU-A-CB (Split System: Heat Pump with Remote Outdoor Unit-Air-Source) | CVH837GKA2* |  |  | EA*4X60L24A*+WALLCON | *96CTN1002122A* | 32800 | 17.5 | 8.5 | 31800 | 24800 | 77.99% | 2 | 0 | 11.7 |  |  |  | No | R-410A | 2.7333 | Residential & Commercial | Ducted CEE Tier 1
210470657 | Central HP <5.4 tons | KEEPRITE | HRCU-A-CB (Split System: Heat Pump with Remote Outdoor Unit-Air-Source) | CVH837GKA2* |  |  | EA*4X61L24A*+WALLCON | *97CMN0602120A* | 33000 | 17.5 | 8.5 | 32400 | 25200 | 77.78% | 1.98 | 0 | 11.7 |  |  |  | No | R-410A | 2.75 | Residential & Commercial | Ducted CEE Tier 1
216051181 | Central HP <5.4 tons | RUSSELL | HRCU-A-CB (Split System: Heat Pump with Remote Outdoor Unit-Air-Source) | SP19AY24AJVC |  |  | TCFY2421HEAAM | S951V0403A17UH | 22800 | 21 | 8.5 | 22800 | 18700 | 82.02% | 1.8 | 0 | 13 |  |  |  | No | R-454B | 1.9 | Residential & Commercial | Ducted CEE Tier 1
216051183 | Central HP <5.4 tons | RUSSELL | HRCU-A-CB (Split System: Heat Pump with Remote Outdoor Unit-Air-Source) | SP19AY24AJVC |  |  | TCFY2421HEAAM | S921V0703A17M4 | 22800 | 20 | 8.5 | 22800 | 18600 | 81.58% | 1.8 | 0 | 12 |  |  |  | No | R-454B | 1.9 | Residential & Commercial | Ducted CEE Tier 1
216051216 | Central HP <5.4 tons | RUSSELL | HRCU-A-CB (Split System: Heat Pump with Remote Outdoor Unit-Air-Source) | SP19AY24AJVC |  |  | TCFY2421HEAAM | S801V0504A17UHU | 22800 | 20 | 8.5 | 22800 | 18600 | 81.58% | 1.8 | 0 | 12 |  |  |  | No | R-454B | 1.9 | Residential & Commercial | Ducted CEE Tier 1
210474567 | Central HP <5.4 tons | KENMORE | HRCU-A-CB (Split System: Heat Pump with Remote Outdoor Unit-Air-Source) | (C,H,T)VH825GKA3* |  |  | EHD4X48AAL+WALLCON | *96CTN1202422A* | 24200 | 16.5 | 8.1 | 21200 | 16600 | 78.3% | 2.02 | 0 | 11 |  |  |  | No | R-410A | 2.0167 | Residential & Commercial | Ducted CEE Tier 1
210474501 | Central HP <5.4 tons | KENMORE | HRCU-A-CB (Split System: Heat Pump with Remote Outdoor Unit-Air-Source) | (C,H,T)VH825GKA3* |  |  | EHD4X48AAL+WALLCON | *80CSU1002120A* | 24200 | 16 | 8.1 | 21200 | 16600 | 78.3% | 2 | 0 | 10.5 |  |  |  | No | R-410A | 2.0167 | Residential & Commercial | Ducted CEE Tier 1
210473532 | Central HP <5.4 tons | KENMORE | HRCU-A-CB (Split System: Heat Pump with Remote Outdoor Unit-Air-Source) | (C,H,T)VH825GKA3* |  |  | EA*4X48L24A*+WALLCON | *97CMN0602120A* | 24000 | 16.5 | 8.1 | 21000 | 16600 | 79.05% | 2 | 0 | 11 |  |  |  | No | R-410A | 2 | Residential & Commercial | Ducted CEE Tier 1
210473913 | Central HP <5.4 tons | KENMORE | HRCU-A-CB (Split System: Heat Pump with Remote Outdoor Unit-Air-Source) | (C,H,T)VH825GKA3* |  |  | EN(A,D,W)4X48L21**+WALLCON | *95CSU1002122A* | 24200 | 17 | 8.1 | 21200 | 16600 | 78.3% | 2.02 | 0 | 11.5 |  |  |  | No | R-410A | 2.0167 | Residential & Commercial | Ducted CEE Tier 1
210473345 | Central HP <5.4 tons | KENMORE | HRCU-A-CB (Split System: Heat Pump with Remote Outdoor Unit-Air-Source) | (C,H,T)VH825GKA3* |  |  | EA*4X48L21A*+WALLCON | *80CTL0701716A* | 24000 | 17 | 8.1 | 21000 | 16600 | 79.05% | 2.02 | 0 | 11 |  |  |  | No | R-410A | 2 | Residential & Commercial | Ducted CEE Tier 1
210472927 | Central HP <5.4 tons | KENMORE | HRCU-A-CB (Split System: Heat Pump with Remote Outdoor Unit-Air-Source) | (C,H,T)VH825GKA3* |  |  | EA*4X42L21A*+WALLCON | *97CMN0601714A* | 23600 | 16 | 8.1 | 21600 | 16800 | 77.78% | 1.94 | 0 | 10.5 |  |  |  | No | R-410A | 1.9667 | Residential & Commercial | Ducted CEE Tier 1
214849410 | Central HP <5.4 tons | RHEEM | HRCU-A-CB (Split System: Heat Pump with Remote Outdoor Unit-Air-Source) | RD17AZ36AJ3N | ADP |  | H,RE9J936 | R801V0755A21DZ | 32200 | 16 | 8.1 | 32600 | 29000 | 88.96% | 2 | 0 | 11 |  |  |  | No | R-410A | 2.6833 | Residential & Commercial | Ducted CEE Tier 1
214849418 | Central HP <5.4 tons | RHEEM | HRCU-A-CB (Split System: Heat Pump with Remote Outdoor Unit-Air-Source) | RD17AZ36AJ3N | ADP |  | H,RE9J936 | R801V0755A21UHS | 32200 | 17 | 8.1 | 32600 | 29000 | 88.96% | 2 | 0 | 11 |  |  |  | No | R-410A | 2.6833 | Residential & Commercial | Ducted CEE Tier 1
210595830 | Central HP <5.4 tons | KENMORE | HRCU-A-CB (Split System: Heat Pump with Remote Outdoor Unit-Air-Source) | (C,H,T)VH837GKA** |  |  | EA*4X61L21A*+WALLCON | *95CSU0802120A* | 33200 | 18 | 8.5 | 32000 | 24800 | 77.5% | 2 | 0 | 11.5 |  |  |  | No | R-410A | 2.7667 | Residential & Commercial | Ducted CEE Tier 1
210595855 | Central HP <5.4 tons | KENMORE | HRCU-A-CB (Split System: Heat Pump with Remote Outdoor Unit-Air-Source) | (C,H,T)VH837GKA** |  |  | EHD4X60AAL+WALLCON | *80CSU1002120A* | 32800 | 16.5 | 8.1 | 32200 | 24800 | 77.02% | 1.98 | 0 | 11 |  |  |  | No | R-410A | 2.7333 | Residential & Commercial | Ducted CEE Tier 1
205751071 | Central HP <5.4 tons | KENMORE | HRCU-A-CB (Split System: Heat Pump with Remote Outdoor Unit-Air-Source) | (C,H,T)VH837GKA** |  |  | EA*4X37L21A*+WALLCON | *97CMN1002122A* | 33000 | 17.5 | 8.5 | 33000 | 25200 | 76.36% | 2 | 12 | 11.7 |  |  |  | No | R-410A | 2.75 | Residential & Commercial | Ducted CEE Tier 1
215941748 | Central HP <5.4 tons | ARCOAIRE | HRCU-A-CB (Split System: Heat Pump with Remote Outdoor Unit-Air-Source) | H5H3V48*K*AAA* |  |  | EVD5X60M24A*+WALLCON | *97CTN1002122A* | 45500 | 20.5 | 8.1 | 52500 | 38000 | 72.38% | 1.9 | 0 | 11.5 |  |  |  | No | R-454B | 3.7917 | Residential & Commercial | Ducted CEE Tier 1
210595868 | Central HP <5.4 tons | KENMORE | HRCU-A-CB (Split System: Heat Pump with Remote Outdoor Unit-Air-Source) | (C,H,T)VH837GKA** |  |  | EHD4X60AAL+WALLCON | *97CMN0602120A* | 32800 | 16.5 | 8.1 | 32400 | 25200 | 77.78% | 1.98 | 0 | 11 |  |  |  | No | R-410A | 2.7333 | Residential & Commercial | Ducted CEE Tier 1
215940008 | Central HP <5.4 tons | ARCOAIRE | HRCU-A-CB (Split System: Heat Pump with Remote Outdoor Unit-Air-Source) | H5H3V36*K*AAA* |  |  | ESH5X36M12A*+WALLCON | *97CTN1202422A* | 33400 | 19 | 9 | 34800 | 26600 | 76.44% | 1.92 | 0 | 11 |  |  |  | No | R-454B | 2.7833 | Residential & Commercial | Ducted CEE Tier 1
215939668 | Central HP <5.4 tons | ARCOAIRE | HRCU-A-CB (Split System: Heat Pump with Remote Outdoor Unit-Air-Source) | H5H3V36*K*AAA* |  |  | EA*5X42M21A*+WALLCON | *80CSU0601716B* | 32800 | 20 | 9.5 | 34800 | 26600 | 76.44% | 2 | 0 | 11.5 |  |  |  | No | R-454B | 2.7333 | Residential & Commercial | Ducted CEE Tier 1
215940068 | Central HP <5.4 tons | ARCOAIRE | HRCU-A-CB (Split System: Heat Pump with Remote Outdoor Unit-Air-Source) | H5H3V36*K*AAA* |  |  | ESH5X42M12A*+WALLCON | *97CTN0802120A* | 33600 | 19 | 9 | 34800 | 26600 | 76.44% | 1.92 | 0 | 11.5 |  |  |  | No | R-454B | 2.8 | Residential & Commercial | Ducted CEE Tier 1
215940118 | Central HP <5.4 tons | ARCOAIRE | HRCU-A-CB (Split System: Heat Pump with Remote Outdoor Unit-Air-Source) | H5H3V36*K*AAA* |  |  | ESH5X48M12A*+WALLCON | *80CSU0601716B* | 33800 | 19.5 | 9 | 34600 | 26400 | 76.3% | 1.92 | 0 | 11.7 |  |  |  | No | R-454B | 2.8167 | Residential & Commercial | Ducted CEE Tier 1
215939768 | Central HP <5.4 tons | ARCOAIRE | HRCU-A-CB (Split System: Heat Pump with Remote Outdoor Unit-Air-Source) | H5H3V36*K*AAA* |  |  | EA*5X48M21A*+WALLCON | *97CTN0802120A* | 33400 | 20 | 9.5 | 34600 | 26400 | 76.3% | 2.04 | 0 | 11.5 |  |  |  | No | R-454B | 2.7833 | Residential & Commercial | Ducted CEE Tier 1
214849350 | Central HP <5.4 tons | RHEEM | HRCU-A-CB (Split System: Heat Pump with Remote Outdoor Unit-Air-Source) | RD17AZ24AJ3N | ADP |  | H,RE32936 | R802V0503A14UHS | 21400 | 16 | 9.5 | 21000 | 16500 | 78.57% | 2 | 0 | 10.5 |  |  |  | No | R-410A | 1.7833 | Residential & Commercial | Ducted CEE Tier 1
210595895 | Central HP <5.4 tons | KENMORE | HRCU-A-CB (Split System: Heat Pump with Remote Outdoor Unit-Air-Source) | (C,H,T)VH837GKA** |  |  | EN(A,D,W)4X60L24**+WALLCON | *96CTN1002122A* | 32800 | 18 | 8.1 | 32200 | 24600 | 76.4% | 1.98 | 0 | 12 |  |  |  | No | R-410A | 2.7333 | Residential & Commercial | Ducted CEE Tier 1
215941588 | Central HP <5.4 tons | ARCOAIRE | HRCU-A-CB (Split System: Heat Pump with Remote Outdoor Unit-Air-Source) | H5H3V48*K*AAA* |  |  | EVD5X48M24A*+WALLCON | *96CTN0802120B* | 44500 | 20 | 8.1 | 52000 | 38000 | 73.08% | 1.9 | 0 | 11 |  |  |  | No | R-454B | 3.7083 | Residential & Commercial | Ducted CEE Tier 1
215941618 | Central HP <5.4 tons | ARCOAIRE | HRCU-A-CB (Split System: Heat Pump with Remote Outdoor Unit-Air-Source) | H5H3V48*K*AAA* |  |  | EVD5X48M24A*+WALLCON | *97CTN1202422A* | 45000 | 20.5 | 8.1 | 52000 | 38000 | 73.08% | 1.9 | 0 | 11 |  |  |  | No | R-454B | 3.75 | Residential & Commercial | Ducted CEE Tier 1
210473048 | Central HP <5.4 tons | KENMORE | HRCU-A-CB (Split System: Heat Pump with Remote Outdoor Unit-Air-Source) | (C,H,T)VH825GKA3* |  |  | EA*4X42L24A*+WALLCON | *97CMN1002122A* | 23800 | 16.5 | 8.1 | 21400 | 16600 | 77.57% | 1.96 | 0 | 11 |  |  |  | No | R-410A | 1.9833 | Residential & Commercial | Ducted CEE Tier 1
210473059 | Central HP <5.4 tons | KENMORE | HRCU-A-CB (Split System: Heat Pump with Remote Outdoor Unit-Air-Source) | (C,H,T)VH825GKA3* |  |  | EA*4X42L24A*+WALLCON | *97CMN1202422A* | 23800 | 16.5 | 8.1 | 21400 | 16700 | 78.04% | 1.96 | 0 | 11 |  |  |  | No | R-410A | 1.9833 | Residential & Commercial | Ducted CEE Tier 1
215941118 | Central HP <5.4 tons | ARCOAIRE | HRCU-A-CB (Split System: Heat Pump with Remote Outdoor Unit-Air-Source) | H5H3V48*K*AAA* |  |  | EA*5X61M24A*+WALLCON | *97CTN1002122A* | 45500 | 21.5 | 9.5 | 48500 | 36800 | 75.88% | 2 | 0 | 11 |  |  |  | No | R-454B | 3.7917 | Residential & Commercial | Ducted CEE Tier 1
214849360 | Central HP <5.4 tons | RHEEM | HRCU-A-CB (Split System: Heat Pump with Remote Outdoor Unit-Air-Source) | RD17AZ24AJ3N | ADP |  | H,RE31930 | R802V0754A17UHS | 21200 | 17 | 9.45 | 21000 | 16400 | 78.1% | 2.1 | 0 | 10.5 |  |  |  | No | R-410A | 1.7667 | Residential & Commercial | Ducted CEE Tier 1
215940618 | Central HP <5.4 tons | ARCOAIRE | HRCU-A-CB (Split System: Heat Pump with Remote Outdoor Unit-Air-Source) | H5H3V36*K*AAA* |  |  | EVD5X42M21A*+WALLCON | *96CTN0802120B* | 34400 | 20.5 | 8.5 | 38500 | 28200 | 73.25% | 2.04 | 0 | 11.7 |  |  |  | No | R-454B | 2.8667 | Residential & Commercial | Ducted CEE Tier 1
215940418 | Central HP <5.4 tons | ARCOAIRE | HRCU-A-CB (Split System: Heat Pump with Remote Outdoor Unit-Air-Source) | H5H3V36*K*AAA* |  |  | EVM5X60M21A*+WALLCON | *80CSU0601716B* | 35600 | 22 | 8.5 | 38000 | 28600 | 75.26% | 2.02 | 0 | 12.5 |  |  |  | No | R-454B | 2.9667 | Residential & Commercial | Ducted CEE Tier 1
214849335 | Central HP <5.4 tons | RHEEM | HRCU-A-CB (Split System: Heat Pump with Remote Outdoor Unit-Air-Source) | RD17AZ24AJ3N | ADP |  | H,RE31(1,2)30+TXV | R801V0754A17UHS | 21200 | 17 | 9.45 | 21000 | 16400 | 78.1% | 2.1 | 0 | 10.5 |  |  |  | No | R-410A | 1.7667 | Residential & Commercial | Ducted CEE Tier 1
215940398 | Central HP <5.4 tons | ARCOAIRE | HRCU-A-CB (Split System: Heat Pump with Remote Outdoor Unit-Air-Source) | H5H3V36*K*AAA* |  |  | EVM5X60M21A*+WALLCON | *96CTN0802120B* | 35600 | 21.5 | 8.5 | 38000 | 28600 | 75.26% | 2.04 | 0 | 12 |  |  |  | No | R-454B | 2.9667 | Residential & Commercial | Ducted CEE Tier 1
216051224 | Central HP <5.4 tons | RUSSELL | HRCU-A-CB (Split System: Heat Pump with Remote Outdoor Unit-Air-Source) | SP19AY24AJVC |  |  | TCFY2421HEAAM | S801V0704A17UH | 22800 | 21 | 8.5 | 22800 | 18500 | 81.14% | 1.8 | 0 | 13 |  |  |  | No | R-454B | 1.9 | Residential & Commercial | Ducted CEE Tier 1
206772970 | Central HP <5.4 tons | KEEPRITE | HRCU-A-CB (Split System: Heat Pump with Remote Outdoor Unit-Air-Source) | CVH837GKA2* |  |  | EHD4X48AAL+WALLCON | *97CMN1202422A* | 32600 | 16.5 | 8.1 | 33000 | 25000 | 75.76% | 1.96 | 11.5 | 11 |  |  |  | No | R-410A | 2.7167 | Residential & Commercial | Ducted CEE Tier 1
215940468 | Central HP <5.4 tons | ARCOAIRE | HRCU-A-CB (Split System: Heat Pump with Remote Outdoor Unit-Air-Source) | H5H3V36*K*AAA* |  |  | EVM5X60M24A*+WALLCON | *96CTN0802120B* | 35400 | 21.5 | 8.5 | 38000 | 28600 | 75.26% | 2.04 | 0 | 12 |  |  |  | No | R-454B | 2.95 | Residential & Commercial | Ducted CEE Tier 1
215940548 | Central HP <5.4 tons | ARCOAIRE | HRCU-A-CB (Split System: Heat Pump with Remote Outdoor Unit-Air-Source) | H5H3V36*K*AAA* |  |  | EVD5X36M21A*+WALLCON | *97CTN0801716A* | 34200 | 20.5 | 8.5 | 39000 | 28600 | 73.33% | 2.04 | 0 | 11.5 |  |  |  | No | R-454B | 2.85 | Residential & Commercial | Ducted CEE Tier 1
215940168 | Central HP <5.4 tons | ARCOAIRE | HRCU-A-CB (Split System: Heat Pump with Remote Outdoor Unit-Air-Source) | H5H3V36*K*AAA* |  |  | ESH5X48M12A*+WALLCON | *97CTN1202422A* | 33800 | 19.5 | 9 | 34600 | 26400 | 76.3% | 1.92 | 0 | 11.7 |  |  |  | No | R-454B | 2.8167 | Residential & Commercial | Ducted CEE Tier 1
215942394 | Central HP <5.4 tons | ARCOAIRE | HRCU-A-CB (Split System: Heat Pump with Remote Outdoor Unit-Air-Source) | H5H3V36*K*AAA* |  |  | EVM5X49M21A*+WALLCON | *96CTN0601714B* | 35200 | 21 | 8.5 | 37400 | 28000 | 74.87% | 2.06 | 0 | 11.7 |  |  |  | No | R-454B | 2.9333 | Residential & Commercial | Ducted CEE Tier 1
215942544 | Central HP <5.4 tons | ARCOAIRE | HRCU-A-CB (Split System: Heat Pump with Remote Outdoor Unit-Air-Source) | H5H3V36*K*AAA* |  |  | EVD5X61M21A*+WALLCON | *96CTN1002122B* | 36000 | 22 | 8.5 | 37400 | 28200 | 75.4% | 2.04 | 0 | 12.5 |  |  |  | No | R-454B | 3 | Residential & Commercial | Ducted CEE Tier 1
215940298 | Central HP <5.4 tons | ARCOAIRE | HRCU-A-CB (Split System: Heat Pump with Remote Outdoor Unit-Air-Source) | H5H3V36*K*AAA* |  |  | EVM5X44M21A*+WALLCON | *97CTN0801716A* | 35400 | 21 | 8.5 | 38500 | 29000 | 75.32% | 2.02 | 0 | 12 |  |  |  | No | R-454B | 2.95 | Residential & Commercial | Ducted CEE Tier 1
215939798 | Central HP <5.4 tons | ARCOAIRE | HRCU-A-CB (Split System: Heat Pump with Remote Outdoor Unit-Air-Source) | H5H3V36*K*AAA* |  |  | EA*5X60M24A*+WALLCON | *97CTN0802120A* | 34000 | 20 | 9.5 | 34200 | 26000 | 76.02% | 2.06 | 0 | 11.7 |  |  |  | No | R-454B | 2.8333 | Residential & Commercial | Ducted CEE Tier 1
215939698 | Central HP <5.4 tons | ARCOAIRE | HRCU-A-CB (Split System: Heat Pump with Remote Outdoor Unit-Air-Source) | H5H3V36*K*AAA* |  |  | EA*5X42M21A*+WALLCON | *97CTN0802120A* | 32600 | 19.5 | 9.5 | 34800 | 26800 | 77.01% | 2.02 | 0 | 11.7 |  |  |  | No | R-454B | 2.7167 | Residential & Commercial | Ducted CEE Tier 1
215942454 | Central HP <5.4 tons | ARCOAIRE | HRCU-A-CB (Split System: Heat Pump with Remote Outdoor Unit-Air-Source) | H5H3V36*K*AAA* |  |  | EVD5X60M21A*+WALLCON | *97CMN0601714B* | 35200 | 21 | 8.5 | 37400 | 28000 | 74.87% | 2.06 | 0 | 11.7 |  |  |  | No | R-454B | 2.9333 | Residential & Commercial | Ducted CEE Tier 1
215940568 | Central HP <5.4 tons | ARCOAIRE | HRCU-A-CB (Split System: Heat Pump with Remote Outdoor Unit-Air-Source) | H5H3V36*K*AAA* |  |  | EVD5X36M21A*+WALLCON | *97CTN1002122A* | 34400 | 21 | 8.5 | 38500 | 28000 | 72.73% | 2.06 | 0 | 12 |  |  |  | No | R-454B | 2.8667 | Residential & Commercial | Ducted CEE Tier 1
215942474 | Central HP <5.4 tons | ARCOAIRE | HRCU-A-CB (Split System: Heat Pump with Remote Outdoor Unit-Air-Source) | H5H3V36*K*AAA* |  |  | EVD5X61M21A*+WALLCON | *80CSU0601716A* | 35800 | 22 | 8.5 | 37400 | 28400 | 75.94% | 2.04 | 0 | 12 |  |  |  | No | R-454B | 2.9833 | Residential & Commercial | Ducted CEE Tier 1
215942554 | Central HP <5.4 tons | ARCOAIRE | HRCU-A-CB (Split System: Heat Pump with Remote Outdoor Unit-Air-Source) | H5H3V36*K*AAA* |  |  | EVD5X61M24A*+WALLCON | *80CSU1002120A* | 36000 | 22 | 8.5 | 37400 | 28400 | 75.94% | 2.04 | 0 | 12.5 |  |  |  | No | R-454B | 3 | Residential & Commercial | Ducted CEE Tier 1
215942404 | Central HP <5.4 tons | ARCOAIRE | HRCU-A-CB (Split System: Heat Pump with Remote Outdoor Unit-Air-Source) | H5H3V36*K*AAA* |  |  | EVM5X60M21A*+WALLCON | *97CMN0601714B* | 35200 | 21 | 8.5 | 37400 | 28000 | 74.87% | 2.06 | 0 | 11.7 |  |  |  | No | R-454B | 2.9333 | Residential & Commercial | Ducted CEE Tier 1
205750668 | Central HP <5.4 tons | KEEPRITE | HRCU-A-CB (Split System: Heat Pump with Remote Outdoor Unit-Air-Source) | CVH825GKA2* |  |  | EA*4X37L21A*+WALLCON | *96CTN0601714A* | 24400 | 16.5 | 8.1 | 21200 | 16700 | 78.77% | 2.02 | 11 | 11 |  |  |  | No | R-410A | 2.0333 | Residential & Commercial | Ducted CEE Tier 1
213500939 | Central HP <5.4 tons | PolarWave | HRCU-A-CB (Split System: Heat Pump with Remote Outdoor Unit-Air-Source) | ACIQ-36-HPC |  |  | ACIQ-36-AHB* |  | 35000 | 16.3 | 9.5 | 39000 | 38000 | 97.44% | 1.8 | 0 | 11.7 |  |  |  | No | R-410A | 2.9167 | Residential & Commercial | Ducted CEE Tier 1
204456839 | Central HP <5.4 tons | KEEPRITE | HRCU-A-CB (Split System: Heat Pump with Remote Outdoor Unit-Air-Source) | CVH825GKA2* |  |  | EA*4X37L17A*+WALLCON | *96CTN0601714A* | 24000 | 16 | 8.1 | 21400 | 16800 | 78.5% | 1.98 | 11 | 11 |  |  |  | No | R-410A | 2 | Residential & Commercial | Ducted CEE Tier 1
211245696 | Central HP <5.4 tons | KEEPRITE | HRCU-A-CB (Split System: Heat Pump with Remote Outdoor Unit-Air-Source) | DLCURAH24ABK |  |  | EN(A,D)4X36L21** | *92ESN1002120A* | 24800 | 16.5 | 8.5 | 26800 | 22200 | 82.84% | 1.84 | 0 | 10.5 |  |  |  | No | R-410A | 2.0667 | Residential & Commercial | Ducted CEE Tier 1
213782179 | Central HP <5.4 tons | ARCOAIRE | HRCU-A-CB (Split System: Heat Pump with Remote Outdoor Unit-Air-Source) | HVH837GKA2* |  |  | EHD4X48AAL+WALLCON | *96CTN0801714B* | 32600 | 16.5 | 8.1 | 33000 | 25000 | 75.76% | 1.94 | 0 | 11 |  |  |  | No | R-410A | 2.7167 | Residential & Commercial | Ducted CEE Tier 1
213782229 | Central HP <5.4 tons | ARCOAIRE | HRCU-A-CB (Split System: Heat Pump with Remote Outdoor Unit-Air-Source) | HVH837GKA2* |  |  | EHD4X60AAL+WALLCON | *80CTL0701716B* | 32800 | 16.5 | 8.1 | 32400 | 25000 | 77.16% | 1.98 | 0 | 11 |  |  |  | No | R-410A | 2.7333 | Residential & Commercial | Ducted CEE Tier 1
213781479 | Central HP <5.4 tons | ARCOAIRE | HRCU-A-CB (Split System: Heat Pump with Remote Outdoor Unit-Air-Source) | HVH837GKA2* |  |  | EA*4X60L24A*+WALLCON | *80CTL1102120B* | 32800 | 17.5 | 8.1 | 31800 | 24600 | 77.36% | 1.98 | 0 | 11.5 |  |  |  | No | R-410A | 2.7333 | Residential & Commercial | Ducted CEE Tier 1
213781579 | Central HP <5.4 tons | ARCOAIRE | HRCU-A-CB (Split System: Heat Pump with Remote Outdoor Unit-Air-Source) | HVH837GKA2* |  |  | EA*4X61L21A*+WALLCON | *80CTL1102120B* | 33200 | 17.5 | 8.5 | 32000 | 24800 | 77.5% | 1.98 | 0 | 11.5 |  |  |  | No | R-410A | 2.7667 | Residential & Commercial | Ducted CEE Tier 1
211225802 | Central HP <5.4 tons | CARRIER | HRCU-A-CB (Split System: Heat Pump with Remote Outdoor Unit-Air-Source) | 38MURAQ36AB3* |  |  | CAP**4221AL* | 59SC5B080E21**20 | 36000 | 15.5 | 8.1 | 39500 | 35200 | 89.11% | 1.92 | 0 | 10 |  |  |  | No | R-410A | 3 | Residential & Commercial | Ducted CEE Tier 1
212361462 | Central HP <5.4 tons | BOSCH | HRCU-A-CB (Split System: Heat Pump with Remote Outdoor Unit-Air-Source) | BOVA-60HDN1-M20G | ADP |  | HE36960 | BGH96M080C4A | 41500 | 16 | 8.8 | 42500 | 31000 | 72.94% | 1.9 | 0 | 11.5 |  |  |  | No | R-410A | 3.4583 | Residential & Commercial | Ducted CEE Tier 1
212361581 | Central HP <5.4 tons | BOSCH | HRCU-A-CB (Split System: Heat Pump with Remote Outdoor Unit-Air-Source) | BOVA-60HDN1-M20G | ADP |  | HE48(1,2)60+TXV | BGH96M080B3B | 42500 | 17 | 8.8 | 41500 | 30600 | 73.73% | 1.9 | 0 | 11.7 |  |  |  | No | R-410A | 3.5417 | Residential & Commercial | Ducted CEE Tier 1
213184777 | Central HP <5.4 tons | BOSCH | HRCU-A-CB (Split System: Heat Pump with Remote Outdoor Unit-Air-Source) | BOVA-60HDN1-M20G | ADP |  | H,GE35948+AEFE4B* |  | 44500 | 17 | 9 | 45500 | 33200 | 72.97% | 1.92 | 0 | 11 |  |  |  | No | R-410A | 3.7083 | Residential & Commercial | Ducted CEE Tier 1
213184779 | Central HP <5.4 tons | BOSCH | HRCU-A-CB (Split System: Heat Pump with Remote Outdoor Unit-Air-Source) | BOVA-60HDN1-M20G | ADP |  | H,GE48960+AEFE5* |  | 46000 | 18 | 9.35 | 46000 | 33200 | 72.17% | 1.98 | 0 | 11.7 |  |  |  | No | R-410A | 3.8333 | Residential & Commercial | Ducted CEE Tier 1
215940438 | Central HP <5.4 tons | ARCOAIRE | HRCU-A-CB (Split System: Heat Pump with Remote Outdoor Unit-Air-Source) | H5H3V36*K*AAA* |  |  | EVM5X60M21A*+WALLCON | *97CTN0801716A* | 35400 | 21 | 8.5 | 38500 | 29000 | 75.32% | 2.02 | 0 | 12 |  |  |  | No | R-454B | 2.95 | Residential & Commercial | Ducted CEE Tier 1
215940538 | Central HP <5.4 tons | ARCOAIRE | HRCU-A-CB (Split System: Heat Pump with Remote Outdoor Unit-Air-Source) | H5H3V36*K*AAA* |  |  | EVD5X36M21A*+WALLCON | *97CTN0601716A* | 34000 | 20 | 8.5 | 39500 | 28800 | 72.91% | 2.02 | 0 | 11 |  |  |  | No | R-454B | 2.8333 | Residential & Commercial | Ducted CEE Tier 1
215940738 | Central HP <5.4 tons | ARCOAIRE | HRCU-A-CB (Split System: Heat Pump with Remote Outdoor Unit-Air-Source) | H5H3V36*K*AAA* |  |  | EVD5X48M24A*+WALLCON | *97CTN0802120A* | 35000 | 21 | 8.5 | 38500 | 28400 | 73.77% | 2.04 | 0 | 12 |  |  |  | No | R-454B | 2.9167 | Residential & Commercial | Ducted CEE Tier 1
216010732 | Central HP <5.4 tons | FRASER-JOHNSTON | HRCU-A-CB (Split System: Heat Pump with Remote Outdoor Unit-Air-Source) | HH824E2S11 |  |  | CTM36B5ADS1 | Z8ET080B12LMPS1 | 23000 | 19 | 9.5 | 23000 | 18600 | 80.87% | 2 | 0 | 12 |  |  |  | No | R-454B | 1.9167 | Residential & Commercial | Ducted CEE Tier 1
215936642 | Central HP <5.4 tons | KENMORE | HRCU-A-CB (Split System: Heat Pump with Remote Outdoor Unit-Air-Source) | (C,H,T)5H3V36*K*AAA* |  |  | EVD5X60M21A*+WALLCON | *80CTL1102120B* | 35600 | 22 | 8.5 | 38000 | 28400 | 74.74% | 2.02 | 0 | 12.5 |  |  |  | No | R-454B | 2.9667 | Residential & Commercial | Ducted CEE Tier 1
215936812 | Central HP <5.4 tons | KENMORE | HRCU-A-CB (Split System: Heat Pump with Remote Outdoor Unit-Air-Source) | (C,H,T)5H3V36*K*AAA* |  |  | EVD5X60M24A*+WALLCON | *97CMN0602120B* | 35200 | 21 | 8.5 | 38500 | 28800 | 74.81% | 2.02 | 0 | 12 |  |  |  | No | R-454B | 2.9333 | Residential & Commercial | Ducted CEE Tier 1
215936742 | Central HP <5.4 tons | KENMORE | HRCU-A-CB (Split System: Heat Pump with Remote Outdoor Unit-Air-Source) | (C,H,T)5H3V36*K*AAA* |  |  | EVD5X60M24A*+WALLCON | *80CSU1002120A* | 35400 | 21.5 | 8.5 | 38000 | 28600 | 75.26% | 2.04 | 0 | 12 |  |  |  | No | R-454B | 2.95 | Residential & Commercial | Ducted CEE Tier 1
215936142 | Central HP <5.4 tons | KENMORE | HRCU-A-CB (Split System: Heat Pump with Remote Outdoor Unit-Air-Source) | (C,H,T)5H3V36*K*AAA* |  |  | EVD5X42M21A*+WALLCON | *96CTN1002122B* | 34400 | 21 | 8.5 | 38500 | 28000 | 72.73% | 2.06 | 0 | 12 |  |  |  | No | R-454B | 2.8667 | Residential & Commercial | Ducted CEE Tier 1
215935842 | Central HP <5.4 tons | KENMORE | HRCU-A-CB (Split System: Heat Pump with Remote Outdoor Unit-Air-Source) | (C,H,T)5H3V36*K*AAA* |  |  | EVD5X38M17A*+WALLCON | *80CTL0701412B* | 35200 | 21.5 | 8.5 | 38500 | 29000 | 75.32% | 2.02 | 0 | 11.7 |  |  |  | No | R-454B | 2.9333 | Residential & Commercial | Ducted CEE Tier 1
215935442 | Central HP <5.4 tons | KENMORE | HRCU-A-CB (Split System: Heat Pump with Remote Outdoor Unit-Air-Source) | (C,H,T)5H3V36*K*AAA* |  |  | EVM5X60M24A*+WALLCON | *96CTN1002122B* | 35600 | 22 | 8.5 | 38000 | 28400 | 74.74% | 2.04 | 0 | 12.5 |  |  |  | No | R-454B | 2.9667 | Residential & Commercial | Ducted CEE Tier 1
215935592 | Central HP <5.4 tons | KENMORE | HRCU-A-CB (Split System: Heat Pump with Remote Outdoor Unit-Air-Source) | (C,H,T)5H3V36*K*AAA* |  |  | EVD5X36M21A*+WALLCON | *80CSU0401712A* | 34400 | 21 | 8.5 | 38500 | 28400 | 73.77% | 2.04 | 0 | 11.7 |  |  |  | No | R-454B | 2.8667 | Residential & Commercial | Ducted CEE Tier 1
212361453 | Central HP <5.4 tons | BOSCH | HRCU-A-CB (Split System: Heat Pump with Remote Outdoor Unit-Air-Source) | BOVA-60HDN1-M20G | ADP |  | HE35948 | BGH96M080B3A | 41000 | 16 | 8.8 | 41500 | 30600 | 73.73% | 1.9 | 0 | 11 |  |  |  | No | R-410A | 3.4167 | Residential & Commercial | Ducted CEE Tier 1
212361488 | Central HP <5.4 tons | BOSCH | HRCU-A-CB (Split System: Heat Pump with Remote Outdoor Unit-Air-Source) | BOVA-60HDN1-M20G | ADP |  | HE48960 | BGH96M120D5A | 45500 | 17 | 9 | 45000 | 33000 | 73.33% | 1.9 | 0 | 11.7 |  |  |  | No | R-410A | 3.7917 | Residential & Commercial | Ducted CEE Tier 1
212361589 | Central HP <5.4 tons | BOSCH | HRCU-A-CB (Split System: Heat Pump with Remote Outdoor Unit-Air-Source) | BOVA-60HDN1-M20G | ADP |  | HE48(1,2)60+TXV | BGH96M100C5B | 45000 | 17 | 8.8 | 44500 | 32400 | 72.81% | 1.9 | 0 | 11.7 |  |  |  | No | R-410A | 3.75 | Residential & Commercial | Ducted CEE Tier 1
212361463 | Central HP <5.4 tons | BOSCH | HRCU-A-CB (Split System: Heat Pump with Remote Outdoor Unit-Air-Source) | BOVA-60HDN1-M20G | ADP |  | HE37960 | BGH96M080C4A | 42000 | 17 | 8.8 | 42500 | 31000 | 72.94% | 1.9 | 0 | 11.5 |  |  |  | No | R-410A | 3.5 | Residential & Commercial | Ducted CEE Tier 1
212361478 | Central HP <5.4 tons | BOSCH | HRCU-A-CB (Split System: Heat Pump with Remote Outdoor Unit-Air-Source) | BOVA-60HDN1-M20G | ADP |  | HE36960 | BGH96M100D5A | 45000 | 17 | 9 | 45000 | 32800 | 72.89% | 1.9 | 0 | 11.5 |  |  |  | No | R-410A | 3.75 | Residential & Commercial | Ducted CEE Tier 1
212361596 | Central HP <5.4 tons | BOSCH | HRCU-A-CB (Split System: Heat Pump with Remote Outdoor Unit-Air-Source) | BOVA-60HDN1-M20G | ADP |  | HE35(1,2)48+TXV | BGH96M120D5B | 44500 | 17 | 9 | 45000 | 33000 | 73.33% | 1.9 | 0 | 11.5 |  |  |  | No | R-410A | 3.7083 | Residential & Commercial | Ducted CEE Tier 1
215939988 | Central HP <5.4 tons | ARCOAIRE | HRCU-A-CB (Split System: Heat Pump with Remote Outdoor Unit-Air-Source) | H5H3V36*K*AAA* |  |  | ESH5X36M12A*+WALLCON | *97CTN0802120A* | 33200 | 19 | 9 | 35000 | 26800 | 76.57% | 1.92 | 0 | 11 |  |  |  | No | R-454B | 2.7667 | Residential & Commercial | Ducted CEE Tier 1
215940198 | Central HP <5.4 tons | ARCOAIRE | HRCU-A-CB (Split System: Heat Pump with Remote Outdoor Unit-Air-Source) | H5H3V36*K*AAA* |  |  | ESH5X60M12A*+WALLCON | *80CSU0601716B* | 34200 | 19.5 | 9 | 34200 | 26000 | 76.02% | 1.94 | 0 | 11.7 |  |  |  | No | R-454B | 2.85 | Residential & Commercial | Ducted CEE Tier 1
215939648 | Central HP <5.4 tons | ARCOAIRE | HRCU-A-CB (Split System: Heat Pump with Remote Outdoor Unit-Air-Source) | H5H3V36*K*AAA* |  |  | EA*5X42M21A*+WALLCON | *96CTN0802120B* | 32600 | 19.5 | 9.5 | 34800 | 26800 | 77.01% | 2.02 | 0 | 11.7 |  |  |  | No | R-454B | 2.7167 | Residential & Commercial | Ducted CEE Tier 1
215939948 | Central HP <5.4 tons | ARCOAIRE | HRCU-A-CB (Split System: Heat Pump with Remote Outdoor Unit-Air-Source) | H5H3V36*K*AAA* |  |  | ESH5X36M12A*+WALLCON | *80CSU0401712B* | 33400 | 19 | 9 | 34800 | 26600 | 76.44% | 1.92 | 0 | 11.5 |  |  |  | No | R-454B | 2.7833 | Residential & Commercial | Ducted CEE Tier 1
214849366 | Central HP <5.4 tons | RHEEM | HRCU-A-CB (Split System: Heat Pump with Remote Outdoor Unit-Air-Source) | RD17AZ24AJ3N | ADP |  | H,RE31930 | R802V1004A17UHS | 21200 | 16 | 9.45 | 21000 | 16400 | 78.1% | 2.1 | 0 | 10.5 |  |  |  | No | R-410A | 1.7667 | Residential & Commercial | Ducted CEE Tier 1
215319216 | Central HP <5.4 tons | Grandaire | HRCU-A-CB (Split System: Heat Pump with Remote Outdoor Unit-Air-Source) | D5CSRAH24AAK |  |  | D5FSAAH24XBK |  | 24000 | 19.8 | 9 | 25000 | 18000 | 72% | 2.2 | 0 | 11.7 |  |  |  | No | R-454B | 2 | Residential & Commercial | Ducted CEE Tier 1
213088723 | Central HP <5.4 tons | BOSCH | HRCU-A-CB (Split System: Heat Pump with Remote Outdoor Unit-Air-Source) | BOVA-60HDN1-M20G | ADP |  | V,R48H175P159+AEFE4B* |  | 44500 | 18 | 9.05 | 45500 | 33200 | 72.97% | 1.92 | 0 | 11 |  |  |  | No | R-410A | 3.7083 | Residential & Commercial | Ducted CEE Tier 1
213088737 | Central HP <5.4 tons | BOSCH | HRCU-A-CB (Split System: Heat Pump with Remote Outdoor Unit-Air-Source) | BOVB-60HDN1-M20G | ADP |  | V,R48H175P159+AEFE4B* |  | 44500 | 18 | 9.05 | 45500 | 33200 | 72.97% | 1.92 | 0 | 11 |  |  |  | No | R-410A | 3.7083 | Residential & Commercial | Ducted CEE Tier 1
213307137 | Central HP <5.4 tons | BOSCH | HRCU-A-CB (Split System: Heat Pump with Remote Outdoor Unit-Air-Source) | BOVB-60HDN1-M20G | ADP |  | HG2K948+AEFE5* |  | 45500 | 18 | 9.15 | 46000 | 33200 | 72.17% | 1.94 | 0 | 11.7 |  |  |  | No | R-410A | 3.7917 | Residential & Commercial | Ducted CEE Tier 1
214862378 | Central HP <5.4 tons | BRYANT HEATING AND COOLING SYSTEMS | HRCU-A-CB (Split System: Heat Pump with Remote Outdoor Unit-Air-Source) | 288BNV037*0**A* | ADP |  | H,PG81936 | 987MC66100C21*** | 31800 | 18 | 8.1 | 30600 | 24200 | 79.08% | 1.98 | 0 | 11.7 |  |  |  | No | R-410A | 2.65 | Residential & Commercial | Ducted CEE Tier 1
206771052 | Central HP <5.4 tons | KEEPRITE | HRCU-A-CB (Split System: Heat Pump with Remote Outdoor Unit-Air-Source) | CVH837GKA2* |  |  | EA*4X36L21A*+WALLCON | *80CTL0701716A* | 31400 | 17 | 8.1 | 33400 | 24400 | 73.05% | 1.84 | 11.5 | 11 |  |  |  | No | R-410A | 2.6167 | Residential & Commercial | Ducted CEE Tier 1
215449961 | Central HP <5.4 tons | Proair | HRCU-A-C (Split System: Heat Pump with Remote Outdoor Unit with No Indoor Fan --Air Source) | P30-40HFN1-D |  |  | PAC-36B-HWND1 |  | 35000 | 15.5 | 8.6 | 38000 | 31600 | 83.16% | 1.85 | 0 | 10 |  |  |  | No | R-410A | 2.9167 | Residential & Commercial | Ducted CEE Tier 1
213433286 | Central HP <5.4 tons | PolarWave | HRCU-A-CB (Split System: Heat Pump with Remote Outdoor Unit-Air-Source) | ACIQ-18-HPB |  |  | ACIQ-18W-WM |  | 18000 | 19.3 | 10.8 | 19000 | 18800 | 98.95% | 2.3 | 0 | 12.1 |  |  |  | No | R-410A | 1.5 | Residential & Commercial | Ducted CEE Tier 1
215449958 | Central HP <5.4 tons | Proair | HRCU-A-C (Split System: Heat Pump with Remote Outdoor Unit with No Indoor Fan --Air Source) | P30-24HFN1 |  |  | PAC-24B-HWDN1 |  | 24000 | 16.5 | 9.5 | 25000 | 20000 | 80% | 1.95 | 11 | 10.7 |  |  |  | No | R-410A | 2 | Residential & Commercial | Ducted CEE Tier 1
213369407 | Central HP <5.4 tons | CARRIER | HRCU-A-CB (Split System: Heat Pump with Remote Outdoor Unit-Air-Source) | 38MURAQ24AB3* | ADP |  | H,PG7J936 | 59TP6B080V21**20 | 23000 | 17 | 8.1 | 24200 | 23400 | 96.69% | 1.98 | 0 | 10 |  |  |  | No | R-410A | 1.9167 | Residential & Commercial | Ducted CEE Tier 1
216097085 | Central HP <5.4 tons | Kerr | HRCU-A-CB (Split System: Heat Pump with Remote Outdoor Unit-Air-Source) | A-KXP30TA-1 |  |  | B-KXP30TA-1 |  | 30000 | 16.8 | 10 | 34000 | 32600 | 95.88% | 1.96 | 0 | 11.7 |  |  |  | No | R-454B | 2.5 | Residential & Commercial | Ducted CEE Tier 1
215222804 | Central HP <5.4 tons | RUSSELL | HRCU-A-CB (Split System: Heat Pump with Remote Outdoor Unit-Air-Source) | RD17AZ60AJ3N |  |  | TCFZ6021STAAM | S921T1005A21M4 | 54500 | 17 | 8.1 | 46500 | 34000 | 73.12% | 2.1 | 0 | 10 |  |  |  | No | R-410A | 4.5417 | Residential & Commercial | Ducted CEE Tier 1
213088739 | Central HP <5.4 tons | BOSCH | HRCU-A-CB (Split System: Heat Pump with Remote Outdoor Unit-Air-Source) | BOVB-60HDN1-M20G | ADP |  | V,R60H210P179+AEFE5* |  | 46000 | 18 | 9.3 | 46000 | 33200 | 72.17% | 1.96 | 0 | 11.7 |  |  |  | No | R-410A | 3.8333 | Residential & Commercial | Ducted CEE Tier 1
213184787 | Central HP <5.4 tons | BOSCH | HRCU-A-CB (Split System: Heat Pump with Remote Outdoor Unit-Air-Source) | BOVB-60HDN1-M20G | ADP |  | H,GE48960+AEFE5* |  | 46000 | 18 | 9.35 | 46000 | 33200 | 72.17% | 1.98 | 0 | 11.7 |  |  |  | No | R-410A | 3.8333 | Residential & Commercial | Ducted CEE Tier 1
212380901 | Central HP <5.4 tons | BOSCH | HRCU-A-CB (Split System: Heat Pump with Remote Outdoor Unit-Air-Source) | BOVB-60HDN1-M20G | ADP |  | H,RG50960 | BGH96M080C4B | 42500 | 17 | 8.8 | 42500 | 31000 | 72.94% | 1.9 | 0 | 11.7 |  |  |  | No | R-410A | 3.5417 | Residential & Commercial | Ducted CEE Tier 1
212381092 | Central HP <5.4 tons | BOSCH | HRCU-A-CB (Split System: Heat Pump with Remote Outdoor Unit-Air-Source) | BOVB-60HDN1-M20G | ADP |  | H,RG2K948 | BGH96M080C4A | 42000 | 16 | 8.8 | 42500 | 31000 | 72.94% | 1.9 | 0 | 11.5 |  |  |  | No | R-410A | 3.5 | Residential & Commercial | Ducted CEE Tier 1
213281443 | Central HP <5.4 tons | BOSCH | HRCU-A-CB (Split System: Heat Pump with Remote Outdoor Unit-Air-Source) | BOVA-60HDN1-M20G | ADP |  | V60H210P299+AEFE5* |  | 45500 | 18 | 9.35 | 46000 | 33200 | 72.17% | 1.98 | 0 | 11.7 |  |  |  | No | R-410A | 3.7917 | Residential & Commercial | Ducted CEE Tier 1
212380756 | Central HP <5.4 tons | BOSCH | HRCU-A-CB (Split System: Heat Pump with Remote Outdoor Unit-Air-Source) | BOVA-60HDN1-M20G | ADP |  | H,RG84960 | BGH96M080C4A | 42500 | 17 | 8.8 | 42500 | 31000 | 72.94% | 1.9 | 0 | 11.7 |  |  |  | No | R-410A | 3.5417 | Residential & Commercial | Ducted CEE Tier 1
212394496 | Central HP <5.4 tons | COLEMAN | HRCU-A-CB (Split System: Heat Pump with Remote Outdoor Unit-Air-Source) | HMH72B341 | ADP |  | H,YE35936 | TM9E080B12MP12 | 34000 | 17 | 8.5 | 32200 | 23600 | 73.29% | 2.06 | 0 | 10 |  |  |  | No | R-410A | 2.8333 | Residential & Commercial | Ducted CEE Tier 1
213781999 | Central HP <5.4 tons | ARCOAIRE | HRCU-A-CB (Split System: Heat Pump with Remote Outdoor Unit-Air-Source) | HVH837GKA2* |  |  | EHD4X42AAL+WALLCON | *97CMN1202422B* | 32400 | 16.5 | 8.1 | 32800 | 24800 | 75.61% | 1.94 | 0 | 11 |  |  |  | No | R-410A | 2.7 | Residential & Commercial | Ducted CEE Tier 1
213781129 | Central HP <5.4 tons | ARCOAIRE | HRCU-A-CB (Split System: Heat Pump with Remote Outdoor Unit-Air-Source) | HVH837GKA2* |  |  | EA*4X42L24A*+WALLCON | *97CMN1202422B* | 31800 | 17 | 8.1 | 32800 | 24400 | 74.39% | 1.88 | 0 | 11 |  |  |  | No | R-410A | 2.65 | Residential & Commercial | Ducted CEE Tier 1
213780959 | Central HP <5.4 tons | ARCOAIRE | HRCU-A-CB (Split System: Heat Pump with Remote Outdoor Unit-Air-Source) | HVH837GKA2* |  |  | EA*4X37L21A*+WALLCON | *96CTN1002122B* | 33000 | 17 | 8.5 | 32600 | 25000 | 76.69% | 1.98 | 0 | 11.5 |  |  |  | No | R-410A | 2.75 | Residential & Commercial | Ducted CEE Tier 1
213781029 | Central HP <5.4 tons | ARCOAIRE | HRCU-A-CB (Split System: Heat Pump with Remote Outdoor Unit-Air-Source) | HVH837GKA2* |  |  | EA*4X42L21A*+WALLCON | *97CMN0601714B* | 31600 | 16.5 | 8.1 | 33200 | 24600 | 74.1% | 1.84 | 0 | 10.5 |  |  |  | No | R-410A | 2.6333 | Residential & Commercial | Ducted CEE Tier 1
211245571 | Central HP <5.4 tons | KEEPRITE | HRCU-A-CB (Split System: Heat Pump with Remote Outdoor Unit-Air-Source) | DLCURAH24ABK |  |  | EN(A,D)4X36L21** | *96VTN1002120A* | 23800 | 16.5 | 8.1 | 26000 | 23400 | 90% | 1.94 | 0 | 10.5 |  |  |  | No | R-410A | 1.9833 | Residential & Commercial | Ducted CEE Tier 1
205751215 | Central HP <5.4 tons | KEEPRITE | HRCU-A-CB (Split System: Heat Pump with Remote Outdoor Unit-Air-Source) | CVH837GKA** |  |  | EA*4X43L21A*+WALLCON | *96CTN1002122A* | 33000 | 17.5 | 8.5 | 33000 | 25200 | 76.36% | 2 | 12 | 11.7 |  |  |  | No | R-410A | 2.75 | Residential & Commercial | Ducted CEE Tier 1
214272383 | Central HP <5.4 tons | CARRIER | HRCU-A-CB (Split System: Heat Pump with Remote Outdoor Unit-Air-Source) | 25VNA837A*031* | ADP |  | C36A***L539 | 59TN6C100C21**22 | 32400 | 18 | 8.5 | 30400 | 24400 | 80.26% | 2 | 0 | 11.5 |  |  |  | No | R-410A | 2.7 | Residential & Commercial | Ducted CEE Tier 1
214272382 | Central HP <5.4 tons | CARRIER | HRCU-A-CB (Split System: Heat Pump with Remote Outdoor Unit-Air-Source) | 25VNA837A*031* | ADP |  | PL36H210P299 | 59TN6C100C21**22 | 32400 | 18 | 8.5 | 30400 | 24400 | 80.26% | 2 | 0 | 11.5 |  |  |  | No | R-410A | 2.7 | Residential & Commercial | Ducted CEE Tier 1
215940358 | Central HP <5.4 tons | ARCOAIRE | HRCU-A-CB (Split System: Heat Pump with Remote Outdoor Unit-Air-Source) | H5H3V36*K*AAA* |  |  | EVM5X49M21A*+WALLCON | *97CTN0601716A* | 35200 | 21 | 8.5 | 38500 | 29400 | 76.36% | 2.02 | 0 | 11.7 |  |  |  | No | R-454B | 2.9333 | Residential & Commercial | Ducted CEE Tier 1
215940458 | Central HP <5.4 tons | ARCOAIRE | HRCU-A-CB (Split System: Heat Pump with Remote Outdoor Unit-Air-Source) | H5H3V36*K*AAA* |  |  | EVM5X60M21A*+WALLCON | *97CTN1002122A* | 35600 | 22 | 8.5 | 38000 | 28600 | 75.26% | 2.02 | 0 | 12.5 |  |  |  | No | R-454B | 2.9667 | Residential & Commercial | Ducted CEE Tier 1
215940508 | Central HP <5.4 tons | ARCOAIRE | HRCU-A-CB (Split System: Heat Pump with Remote Outdoor Unit-Air-Source) | H5H3V36*K*AAA* |  |  | EVD5X36M21A*+WALLCON | *96CTN0802120B* | 34400 | 20.5 | 8.5 | 38500 | 28200 | 73.25% | 2.04 | 0 | 11.7 |  |  |  | No | R-454B | 2.8667 | Residential & Commercial | Ducted CEE Tier 1
215939758 | Central HP <5.4 tons | ARCOAIRE | HRCU-A-CB (Split System: Heat Pump with Remote Outdoor Unit-Air-Source) | H5H3V36*K*AAA* |  |  | EA*5X48M21A*+WALLCON | *97CTN0801716A* | 33200 | 19.5 | 9.5 | 35000 | 26800 | 76.57% | 2.02 | 0 | 11 |  |  |  | No | R-454B | 2.7667 | Residential & Commercial | Ducted CEE Tier 1
215939858 | Central HP <5.4 tons | ARCOAIRE | HRCU-A-CB (Split System: Heat Pump with Remote Outdoor Unit-Air-Source) | H5H3V36*K*AAA* |  |  | EA*5X61M21A*+WALLCON | *97CTN0601716A* | 34000 | 19.5 | 9 | 35200 | 26800 | 76.14% | 1.94 | 0 | 11 |  |  |  | No | R-454B | 2.8333 | Residential & Commercial | Ducted CEE Tier 1
214648678 | Central HP <5.4 tons | TEXANAIR | HRCU-A-CB (Split System: Heat Pump with Remote Outdoor Unit-Air-Source) | TEXAN036HHCU2 |  |  | TEXAN036AHU1 |  | 35000 | 16.3 | 9.5 | 39000 | 38000 | 97.44% | 1.8 | 0 | 11.7 |  |  |  | No | R-410A | 2.9167 | Residential & Commercial | Ducted CEE Tier 1
216097084 | Central HP <5.4 tons | Kerr | HRCU-A-CB (Split System: Heat Pump with Remote Outdoor Unit-Air-Source) | A-KXP24TA-1 |  |  | B-KXP24TA-1 |  | 23000 | 18.3 | 10 | 24000 | 21600 | 90% | 1.87 | 0 | 11.7 |  |  |  | No | R-454B | 1.9167 | Residential & Commercial | Ducted CEE Tier 1
214849409 | Central HP <5.4 tons | RHEEM | HRCU-A-CB (Split System: Heat Pump with Remote Outdoor Unit-Air-Source) | RD17AZ36AJ3N | ADP |  | H,RE9J(1,2)36+TXV | R801V0755A21DZ | 32200 | 16 | 8.1 | 32600 | 29000 | 88.96% | 2 | 0 | 11 |  |  |  | No | R-410A | 2.6833 | Residential & Commercial | Ducted CEE Tier 1
215319215 | Central HP <5.4 tons | Grandaire | HRCU-A-CB (Split System: Heat Pump with Remote Outdoor Unit-Air-Source) | D5CSRAH18AAK |  |  | D5FSAAH18XBK |  | 18000 | 18.5 | 9.8 | 18000 | 13000 | 72.22% | 2.3 | 0 | 12.2 |  |  |  | No | R-454B | 1.5 | Residential & Commercial | Ducted CEE Tier 1
214272298 | Central HP <5.4 tons | CARRIER | HRCU-A-CB (Split System: Heat Pump with Remote Outdoor Unit-Air-Source) | 25VNA837A*030* | ADP |  | V,C36H175P159 | 58TN*B090C17**16 | 32200 | 17 | 8.5 | 31000 | 24600 | 79.35% | 1.98 | 0 | 11.7 |  |  |  | No | R-410A | 2.6833 | Residential & Commercial | Ducted CEE Tier 1
216591771 | Central HP <5.4 tons | KENMORE | HRCU-A-CB (Split System: Heat Pump with Remote Outdoor Unit-Air-Source) | HH860E2S11 |  |  | CTM60C5CHS1+JME16C2SN1 |  | 54000 | 19 | 9 | 53500 | 38500 | 71.96% | 2 | 0 | 12 |  |  |  | No | R-454B | 4.5 | Residential & Commercial | Ducted CEE Tier 1
216591787 | Central HP <5.4 tons | KENMORE | HRCU-A-CB (Split System: Heat Pump with Remote Outdoor Unit-Air-Source) | HH860E2S11 |  |  | CTU60C5XGS1+JME16C2SN1+TXV |  | 45000 | 19 | 9 | 45000 | 33000 | 73.33% | 2 | 0 | 12 |  |  |  | No | R-454B | 3.75 | Residential & Commercial | Ducted CEE Tier 1
215937882 | Central HP <5.4 tons | KENMORE | HRCU-A-CB (Split System: Heat Pump with Remote Outdoor Unit-Air-Source) | (C,H,T)5H3V48*K*AAA* |  |  | EVD5X48M24A*+WALLCON | *80CTL0702120B* | 44500 | 20 | 8.1 | 52500 | 38500 | 73.33% | 1.9 | 0 | 11 |  |  |  | No | R-454B | 3.7083 | Residential & Commercial | Ducted CEE Tier 1
215853484 | Central HP <5.4 tons | FRASER-JOHNSTON | HRCU-A-CB (Split System: Heat Pump with Remote Outdoor Unit-Air-Source) | HH860E2S11 |  |  | CTM60D5CJS1 | TM8E130D20MP11 | 53500 | 18 | 9 | 55500 | 39500 | 71.17% | 2 | 0 | 11 |  |  |  | No | R-454B | 4.4583 | Residential & Commercial | Ducted CEE Tier 1
214271588 | Central HP <5.4 tons | CARRIER | HRCU-A-CB (Split System: Heat Pump with Remote Outdoor Unit-Air-Source) | 25VNA424A*031* | ADP |  | PL36H175P159 | 58TN*B045C17**12 | 23400 | 20 | 10.5 | 25000 | 19500 | 78% | 2.42 | 0 | 12.5 |  |  |  | No | R-410A | 1.95 | Residential & Commercial | Ducted CEE Tier 1
213433292 | Central HP <5.4 tons | PolarWave | HRCU-A-CB (Split System: Heat Pump with Remote Outdoor Unit-Air-Source) | ACIQ-30-HPB |  |  | ACIQ-30W-P |  | 28000 | 18.2 | 8.8 | 30000 | 26000 | 86.67% | 1.8 | 0 | 11.7 |  |  |  | No | R-410A | 2.3333 | Residential & Commercial | Ducted CEE Tier 1
214595911 | Central HP <5.4 tons | PAYNE | HRCU-A-C (Split System: Heat Pump with Remote Outdoor Unit with No Indoor Fan --Air Source) | 38MURAQ30AB3 | ADP |  | H,PG8J936+TD |  | 29800 | 15.2 | 9.5 | 31400 | 26600 | 84.71% | 1.82 | 0 | 10.5 |  |  |  | No | R-410A | 2.4833 | Residential & Commercial | Ducted CEE Tier 1
214398019 | Central HP <5.4 tons | FRASER-JOHNSTON | HRCU-A-CB (Split System: Heat Pump with Remote Outdoor Unit-Air-Source) | HH860E2S11 |  |  | CTF60C5CHS1 | TMLE080C20MP11 | 53500 | 19 | 8.5 | 55000 | 39000 | 70.91% | 2 | 0 | 11 |  |  |  | No | R-454B | 4.4583 | Residential & Commercial | Ducted CEE Tier 1
215935792 | Central HP <5.4 tons | KENMORE | HRCU-A-CB (Split System: Heat Pump with Remote Outdoor Unit-Air-Source) | (C,H,T)5H3V36*K*AAA* |  |  | EVD5X37M21A*+WALLCON | *97CMN0601714B* | 34400 | 20.5 | 8.5 | 38000 | 27600 | 72.63% | 2.08 | 0 | 11 |  |  |  | No | R-454B | 2.8667 | Residential & Commercial | Ducted CEE Tier 1
210473102 | Central HP <5.4 tons | KEEPRITE | HRCU-A-CB (Split System: Heat Pump with Remote Outdoor Unit-Air-Source) | CVH825GKA3* |  |  | EA*4X43L21A*+WALLCON | *95CSU0802120A* | 24400 | 17 | 8.5 | 21200 | 16600 | 78.3% | 2.04 | 0 | 11 |  |  |  | No | R-410A | 2.0333 | Residential & Commercial | Ducted CEE Tier 1
210472893 | Central HP <5.4 tons | KEEPRITE | HRCU-A-CB (Split System: Heat Pump with Remote Outdoor Unit-Air-Source) | CVH825GKA3* |  |  | EA*4X42L21A*+WALLCON | *80CTL0701716A* | 23800 | 16.5 | 8.1 | 21400 | 16600 | 77.57% | 1.96 | 0 | 11 |  |  |  | No | R-410A | 1.9833 | Residential & Commercial | Ducted CEE Tier 1
210473300 | Central HP <5.4 tons | KEEPRITE | HRCU-A-CB (Split System: Heat Pump with Remote Outdoor Unit-Air-Source) | CVH825GKA3* |  |  | EA*4X48L21A*+WALLCON | *80CSU0401712A* | 24200 | 17 | 8.1 | 21000 | 16500 | 78.57% | 2.02 | 0 | 11 |  |  |  | No | R-410A | 2.0167 | Residential & Commercial | Ducted CEE Tier 1
210474077 | Central HP <5.4 tons | KEEPRITE | HRCU-A-CB (Split System: Heat Pump with Remote Outdoor Unit-Air-Source) | CVH825GKA3* |  |  | EN(A,D)4X48L24**+WALLCON | *95CSU1002122A* | 24200 | 17 | 8.1 | 21200 | 16600 | 78.3% | 2.02 | 0 | 11.5 |  |  |  | No | R-410A | 2.0167 | Residential & Commercial | Ducted CEE Tier 1
215912240 | Central HP <5.4 tons | FRASER-JOHNSTON | HRCU-A-CB (Split System: Heat Pump with Remote Outdoor Unit-Air-Source) | HH824E2S11 |  |  | CTM36B5ADS1 | TM9Y080B12MP11 | 23000 | 18 | 9.5 | 23000 | 18500 | 80.43% | 2 | 0 | 12 |  |  |  | No | R-454B | 1.9167 | Residential & Commercial | Ducted CEE Tier 1
214651066 | Central HP <5.4 tons | FRASER-JOHNSTON | HRCU-A-CB (Split System: Heat Pump with Remote Outdoor Unit-Air-Source) | HH824E2S11 |  |  | CTU36B5XDS1+TXV | Z8ES080B12SMPS1 | 23000 | 19 | 9.5 | 23000 | 18600 | 80.87% | 2 | 0 | 12 |  |  |  | No | R-454B | 1.9167 | Residential & Commercial | Ducted CEE Tier 1
214272299 | Central HP <5.4 tons | CARRIER | HRCU-A-CB (Split System: Heat Pump with Remote Outdoor Unit-Air-Source) | 25VNA837A*030* | ADP |  | C36A***L539 | 58TN*B090C17**16 | 32400 | 18 | 8.5 | 30400 | 24600 | 80.92% | 2 | 0 | 11.5 |  |  |  | No | R-410A | 2.7 | Residential & Commercial | Ducted CEE Tier 1
214849407 | Central HP <5.4 tons | RHEEM | HRCU-A-CB (Split System: Heat Pump with Remote Outdoor Unit-Air-Source) | RD17AZ36AJ3N | ADP |  | H,RE8J(1,2)36+TXV | R801V0755A21DZ | 31800 | 16 | 8.1 | 32600 | 29000 | 88.96% | 2 | 0 | 10.5 |  |  |  | No | R-410A | 2.65 | Residential & Commercial | Ducted CEE Tier 1
215942534 | Central HP <5.4 tons | ARCOAIRE | HRCU-A-CB (Split System: Heat Pump with Remote Outdoor Unit-Air-Source) | H5H3V36*K*AAA* |  |  | EVD5X61M21A*+WALLCON | *97CMN1002122B* | 36000 | 22 | 8.5 | 37400 | 28200 | 75.4% | 2.04 | 0 | 12.5 |  |  |  | No | R-454B | 3 | Residential & Commercial | Ducted CEE Tier 1
215942584 | Central HP <5.4 tons | ARCOAIRE | HRCU-A-CB (Split System: Heat Pump with Remote Outdoor Unit-Air-Source) | H5H3V36*K*AAA* |  |  | EVD5X61M24A*+WALLCON | *97CMN0802120B* | 36000 | 22 | 8.5 | 37400 | 28200 | 75.4% | 2.04 | 0 | 12.5 |  |  |  | No | R-454B | 3 | Residential & Commercial | Ducted CEE Tier 1
215940038 | Central HP <5.4 tons | ARCOAIRE | HRCU-A-CB (Split System: Heat Pump with Remote Outdoor Unit-Air-Source) | H5H3V36*K*AAA* |  |  | ESH5X42M12A*+WALLCON | *80CSU0601716B* | 33600 | 19.5 | 9 | 34800 | 26600 | 76.44% | 1.94 | 0 | 11.7 |  |  |  | No | R-454B | 2.8 | Residential & Commercial | Ducted CEE Tier 1
215940088 | Central HP <5.4 tons | ARCOAIRE | HRCU-A-CB (Split System: Heat Pump with Remote Outdoor Unit-Air-Source) | H5H3V36*K*AAA* |  |  | ESH5X42M12A*+WALLCON | *97CTN1202422A* | 33600 | 19 | 9 | 34600 | 26600 | 76.88% | 1.94 | 0 | 11.5 |  |  |  | No | R-454B | 2.8 | Residential & Commercial | Ducted CEE Tier 1
215939818 | Central HP <5.4 tons | ARCOAIRE | HRCU-A-CB (Split System: Heat Pump with Remote Outdoor Unit-Air-Source) | H5H3V36*K*AAA* |  |  | EA*5X60M24A*+WALLCON | *97CTN1202422A* | 34000 | 20.5 | 9.5 | 34000 | 26000 | 76.47% | 2.06 | 0 | 12 |  |  |  | No | R-454B | 2.8333 | Residential & Commercial | Ducted CEE Tier 1
211387634 | Central HP <5.4 tons | FRASER-JOHNSTON | HRCU-A-CB (Split System: Heat Pump with Remote Outdoor Unit-Air-Source) | HMH72B341 |  |  | XAFC36DXXN1+TXV | TP9C080C16MP13 | 34000 | 17.5 | 8.1 | 33800 | 23800 | 70.41% | 2.08 | 0 | 10 |  |  |  | No | R-410A | 2.8333 | Residential & Commercial | Ducted CEE Tier 1
215853417 | Central HP <5.4 tons | FRASER-JOHNSTON | HRCU-A-CB (Split System: Heat Pump with Remote Outdoor Unit-Air-Source) | HH836E2S11 |  |  | CTF36B5CDS1 | Z9ES060B12SMPS1 | 33200 | 17 | 8.5 | 31000 | 25400 | 81.94% | 2 | 0 | 11 |  |  |  | No | R-454B | 2.7667 | Residential & Commercial | Ducted CEE Tier 1
213779709 | Central HP <5.4 tons | ARCOAIRE | HRCU-A-CB (Split System: Heat Pump with Remote Outdoor Unit-Air-Source) | HVH837GKA** |  |  | EA*4X61L21A*+WALLCON | *97CMN1002122B* | 33200 | 17.5 | 8.5 | 32000 | 24800 | 77.5% | 1.98 | 0 | 11.7 |  |  |  | No | R-410A | 2.7667 | Residential & Commercial | Ducted CEE Tier 1
213780359 | Central HP <5.4 tons | ARCOAIRE | HRCU-A-CB (Split System: Heat Pump with Remote Outdoor Unit-Air-Source) | HVH837GKA** |  |  | EHD4X60AAL+WALLCON | *80CTL1352422B* | 33000 | 16.5 | 8.1 | 32200 | 24800 | 77.02% | 2 | 0 | 11.5 |  |  |  | No | R-410A | 2.75 | Residential & Commercial | Ducted CEE Tier 1
213779739 | Central HP <5.4 tons | ARCOAIRE | HRCU-A-CB (Split System: Heat Pump with Remote Outdoor Unit-Air-Source) | HVH837GKA** |  |  | EA*4X61L21A*+WALLCON | *96CTN1002122B* | 33200 | 17.5 | 8.5 | 32000 | 24800 | 77.5% | 1.98 | 0 | 11.7 |  |  |  | No | R-410A | 2.7667 | Residential & Commercial | Ducted CEE Tier 1
205750644 | Central HP <5.4 tons | KEEPRITE | HRCU-A-CB (Split System: Heat Pump with Remote Outdoor Unit-Air-Source) | CVH825GKA2* |  |  | EA*4X37L21A*+WALLCON | *80CTL0701716A* | 24400 | 17 | 8.5 | 21200 | 16600 | 78.3% | 2.02 | 11 | 11 |  |  |  | No | R-410A | 2.0333 | Residential & Commercial | Ducted CEE Tier 1
205750724 | Central HP <5.4 tons | KEEPRITE | HRCU-A-CB (Split System: Heat Pump with Remote Outdoor Unit-Air-Source) | CVH825GKA2* |  |  | EA*4X37L21A*+WALLCON | *96CTN1002122A* | 24400 | 16.5 | 8.5 | 21200 | 16600 | 78.3% | 2.04 | 11 | 11 |  |  |  | No | R-410A | 2.0333 | Residential & Commercial | Ducted CEE Tier 1
210596913 | Central HP <5.4 tons | KEEPRITE | HRCU-A-CB (Split System: Heat Pump with Remote Outdoor Unit-Air-Source) | CVH825GKA2* |  |  | EHD4X42AAL+WALLCON | *95CSU1002122A* | 24200 | 16 | 8.1 | 21400 | 16600 | 77.57% | 2 | 0 | 11 |  |  |  | No | R-410A | 2.0167 | Residential & Commercial | Ducted CEE Tier 1
213281366 | Central HP <5.4 tons | BOSCH | HRCU-A-CB (Split System: Heat Pump with Remote Outdoor Unit-Air-Source) | BOVB-36HDN1-M20G | ADP |  | V36H175P789+AEFE4B* |  | 24000 | 20 | 9.5 | 22400 | 17200 | 76.79% | 2 | 0 | 13 |  |  |  | No | R-410A | 2 | Residential & Commercial | Ducted CEE Tier 1
215941038 | Central HP <5.4 tons | ARCOAIRE | HRCU-A-CB (Split System: Heat Pump with Remote Outdoor Unit-Air-Source) | H5H3V48*K*AAA* |  |  | EA*5X61M21A*+WALLCON | *96CTN0802120B* | 45000 | 21 | 9.5 | 48500 | 37000 | 76.29% | 2 | 0 | 11 |  |  |  | No | R-454B | 3.75 | Residential & Commercial | Ducted CEE Tier 1
215941188 | Central HP <5.4 tons | ARCOAIRE | HRCU-A-CB (Split System: Heat Pump with Remote Outdoor Unit-Air-Source) | H5H3V48*K*AAA* |  |  | ESH5X48M12A*+WALLCON | *97CTN1002122A* | 44000 | 20 | 9 | 48500 | 36400 | 75.05% | 1.82 | 0 | 10.5 |  |  |  | No | R-454B | 3.6667 | Residential & Commercial | Ducted CEE Tier 1
215940938 | Central HP <5.4 tons | ARCOAIRE | HRCU-A-CB (Split System: Heat Pump with Remote Outdoor Unit-Air-Source) | H5H3V48*K*AAA* |  |  | EA*5X48M21A*+WALLCON | *96CTN0802120B* | 43500 | 20.5 | 9.5 | 48000 | 36600 | 76.25% | 2 | 0 | 10.5 |  |  |  | No | R-454B | 3.625 | Residential & Commercial | Ducted CEE Tier 1
215938398 | Central HP <5.4 tons | ARCOAIRE | HRCU-A-CB (Split System: Heat Pump with Remote Outdoor Unit-Air-Source) | H5H3V48*K*AAA* |  |  | EVD5X60M24A*+WALLCON | *96CTN1202422B* | 45500 | 20.5 | 8.1 | 52500 | 38000 | 72.38% | 1.95 | 0 | 11.5 |  |  |  | No | R-454B | 3.7917 | Residential & Commercial | Ducted CEE Tier 1
214651268 | Central HP <5.4 tons | FRASER-JOHNSTON | HRCU-A-CB (Split System: Heat Pump with Remote Outdoor Unit-Air-Source) | HH824E2S11 |  |  | CTU36B5XDS1+TXV | TP9C060B12MP13 | 23000 | 18 | 9.5 | 23000 | 18800 | 81.74% | 2 | 0 | 12 |  |  |  | No | R-454B | 1.9167 | Residential & Commercial | Ducted CEE Tier 1
215731283 | Central HP <5.4 tons | COLEMAN | HRCU-A-CB (Split System: Heat Pump with Remote Outdoor Unit-Air-Source) | HH824E2S11 | ADP |  | V,Y36H***P44*+TXV+AEFE3A* |  | 24000 | 19 | 9.5 | 22400 | 16600 | 74.11% | 2.1 | 0 | 12 |  |  |  | No | R-454B | 2 | Residential & Commercial | Ducted CEE Tier 1
215936902 | Central HP <5.4 tons | KENMORE | HRCU-A-CB (Split System: Heat Pump with Remote Outdoor Unit-Air-Source) | (C,H,T)5H3V36*K*AAA* |  |  | EVD5X61M21A*+WALLCON | *97CMN0602120B* | 35600 | 21.5 | 8.5 | 38000 | 28600 | 75.26% | 1.98 | 0 | 12 |  |  |  | No | R-454B | 2.9667 | Residential & Commercial | Ducted CEE Tier 1
216411118 | Central HP <5.4 tons | FRASER-JOHNSTON | HRCU-A-CB (Split System: Heat Pump with Remote Outdoor Unit-Air-Source) | HMH72B341 |  |  | XAHB36DBCN1 | Z9ET080B12SMPS1 | 33200 | 17.5 | 8.5 | 33000 | 23200 | 70.3% | 2 | 0 | 10 |  |  |  | No | R-410A | 2.7667 | Residential & Commercial | Ducted CEE Tier 1
216508738 | Central HP <5.4 tons | FRASER-JOHNSTON | HRCU-A-CB (Split System: Heat Pump with Remote Outdoor Unit-Air-Source) | HH836E2S11 |  |  | CTF30A5ADS1 | TM8E040A12MP11 | 33000 | 18 | 8.5 | 31000 | 25400 | 81.94% | 2 | 0 | 11 |  |  |  | No | R-454B | 2.75 | Residential & Commercial | Ducted CEE Tier 1
215942634 | Central HP <5.4 tons | ARCOAIRE | HRCU-A-CB (Split System: Heat Pump with Remote Outdoor Unit-Air-Source) | H5H3V36*K*AAA* |  |  | EVD5X61M21A*+WALLCON | *97CTN0802120A* | 35800 | 22 | 8.5 | 37400 | 28400 | 75.94% | 2.04 | 0 | 12.5 |  |  |  | No | R-454B | 2.9833 | Residential & Commercial | Ducted CEE Tier 1
215940628 | Central HP <5.4 tons | ARCOAIRE | HRCU-A-CB (Split System: Heat Pump with Remote Outdoor Unit-Air-Source) | H5H3V36*K*AAA* |  |  | EVD5X42M21A*+WALLCON | *80CSU0401712B* | 34600 | 21 | 8.5 | 38500 | 28000 | 72.73% | 2.04 | 0 | 12 |  |  |  | No | R-454B | 2.8833 | Residential & Commercial | Ducted CEE Tier 1
215940698 | Central HP <5.4 tons | ARCOAIRE | HRCU-A-CB (Split System: Heat Pump with Remote Outdoor Unit-Air-Source) | H5H3V36*K*AAA* |  |  | EVD5X42M24A*+WALLCON | *97CTN0802120A* | 35400 | 21.5 | 8.5 | 38000 | 28600 | 75.26% | 2.04 | 0 | 12 |  |  |  | No | R-454B | 2.95 | Residential & Commercial | Ducted CEE Tier 1
215940828 | Central HP <5.4 tons | ARCOAIRE | HRCU-A-CB (Split System: Heat Pump with Remote Outdoor Unit-Air-Source) | H5H3V36*K*AAA* |  |  | EVD5X60M21A*+WALLCON | *80CSU0601716B* | 35600 | 22 | 8.5 | 38000 | 28600 | 75.26% | 2.02 | 0 | 12.5 |  |  |  | No | R-454B | 2.9667 | Residential & Commercial | Ducted CEE Tier 1
215667239 | Central HP <5.4 tons | ARCOAIRE | HRCU-A-CB (Split System: Heat Pump with Remote Outdoor Unit-Air-Source) | H5H0V24*K*AAA* |  |  | EA*5X25M17A*+WALLCON | *97CMN0601714B* | 23800 | 17 | 9 | 23400 | 16500 | 70.51% | 2 | 0 | 10.5 |  |  |  | No | R-454B | 1.9833 | Residential & Commercial | Ducted CEE Tier 1
215667471 | Central HP <5.4 tons | ARCOAIRE | HRCU-A-CB (Split System: Heat Pump with Remote Outdoor Unit-Air-Source) | H5H0V24*K*AAA* |  |  | EA*5X30M17A*+WALLCON | *97CMN0601714B* | 23000 | 16.5 | 8.5 | 24000 | 16800 | 70% | 1.86 | 0 | 10 |  |  |  | No | R-454B | 1.9167 | Residential & Commercial | Ducted CEE Tier 1
215667758 | Central HP <5.4 tons | ARCOAIRE | HRCU-A-CB (Split System: Heat Pump with Remote Outdoor Unit-Air-Source) | H5H0V24*K*AAA* |  |  | EA*5X37M17A*+WALLCON | *80CTL0701716B* | 23800 | 17 | 9 | 23400 | 16500 | 70.51% | 2 | 0 | 10.5 |  |  |  | No | R-454B | 1.9833 | Residential & Commercial | Ducted CEE Tier 1
214849348 | Central HP <5.4 tons | RHEEM | HRCU-A-CB (Split System: Heat Pump with Remote Outdoor Unit-Air-Source) | RD17AZ24AJ3N | ADP |  | H,RE31930 | R802V0503A14UHS | 21200 | 16 | 9.45 | 21000 | 16500 | 78.57% | 2 | 0 | 10.5 |  |  |  | No | R-410A | 1.7667 | Residential & Commercial | Ducted CEE Tier 1
212380758 | Central HP <5.4 tons | BOSCH | HRCU-A-CB (Split System: Heat Pump with Remote Outdoor Unit-Air-Source) | BOVA-60HDN1-M20G | ADP |  | H,RG88960 | BGH96M080C4A | 42500 | 17 | 8.8 | 42500 | 31000 | 72.94% | 1.9 | 0 | 11.7 |  |  |  | No | R-410A | 3.5417 | Residential & Commercial | Ducted CEE Tier 1
212380710 | Central HP <5.4 tons | BOSCH | HRCU-A-CB (Split System: Heat Pump with Remote Outdoor Unit-Air-Source) | BOVB-60HDN1-M20G | ADP |  | PL60H210P179 | BGH96M080C4B | 42500 | 17 | 8.8 | 42500 | 31000 | 72.94% | 1.9 | 0 | 11.7 |  |  |  | No | R-410A | 3.5417 | Residential & Commercial | Ducted CEE Tier 1
211245316 | Central HP <5.4 tons | KEEPRITE | HRCU-A-CB (Split System: Heat Pump with Remote Outdoor Unit-Air-Source) | DLCURAH24ABK |  |  | EN(A,D)4X36L21** | *96VSN0601714A* | 23400 | 16.5 | 8.1 | 25800 | 24000 | 93.02% | 2 | 0 | 10 |  |  |  | No | R-410A | 1.95 | Residential & Commercial | Ducted CEE Tier 1
214279614 | Central HP <5.4 tons | WESTINGHOUSE | HRCU-A-C (Split System: Heat Pump with Remote Outdoor Unit with No Indoor Fan --Air Source) | WHM36SZA21S | ADP |  | H,RE36936+TD |  | 29600 | 15.2 | 9.4 | 28400 | 23800 | 83.8% | 2.08 | 0 | 11 |  |  |  | No | R-410A | 2.4667 | Residential & Commercial | Ducted CEE Tier 1
205751199 | Central HP <5.4 tons | KEEPRITE | HRCU-A-CB (Split System: Heat Pump with Remote Outdoor Unit-Air-Source) | CVH837GKA** |  |  | EA*4X43L21A*+WALLCON | *97CMN1002122A* | 33000 | 17.5 | 8.5 | 33000 | 25200 | 76.36% | 2 | 12 | 11.7 |  |  |  | No | R-410A | 2.75 | Residential & Commercial | Ducted CEE Tier 1
210474067 | Central HP <5.4 tons | KENMORE | HRCU-A-CB (Split System: Heat Pump with Remote Outdoor Unit-Air-Source) | (C,H,T)VH825GKA3* |  |  | EN(A,D)4X48L24**+WALLCON | *95CSU0802120A* | 24200 | 17 | 8.1 | 21200 | 16600 | 78.3% | 2.02 | 0 | 11.5 |  |  |  | No | R-410A | 2.0167 | Residential & Commercial | Ducted CEE Tier 1
210473147 | Central HP <5.4 tons | KENMORE | HRCU-A-CB (Split System: Heat Pump with Remote Outdoor Unit-Air-Source) | (C,H,T)VH825GKA3* |  |  | EA*4X43L21A*+WALLCON | *80CSU1002120A* | 24400 | 16.5 | 8.1 | 21200 | 16600 | 78.3% | 2.02 | 0 | 10.5 |  |  |  | No | R-410A | 2.0333 | Residential & Commercial | Ducted CEE Tier 1
213281156 | Central HP <5.4 tons | BOSCH | HRCU-A-CB (Split System: Heat Pump with Remote Outdoor Unit-Air-Source) | BOVB-36HDN1-M20G | ADP |  | V36H175P159+AEFE4B* |  | 24000 | 20 | 9.5 | 22400 | 17200 | 76.79% | 2 | 0 | 13 |  |  |  | No | R-410A | 2 | Residential & Commercial | Ducted CEE Tier 1
213281360 | Central HP <5.4 tons | BOSCH | HRCU-A-CB (Split System: Heat Pump with Remote Outdoor Unit-Air-Source) | BOVA-36HDN1-M20G | ADP |  | V36H***P429+AEFE3A* |  | 23200 | 19 | 9.35 | 22400 | 17200 | 76.79% | 1.98 | 0 | 12.5 |  |  |  | No | R-410A | 1.9333 | Residential & Commercial | Ducted CEE Tier 1
212361445 | Central HP <5.4 tons | BOSCH | HRCU-A-CB (Split System: Heat Pump with Remote Outdoor Unit-Air-Source) | BOVA-36HDN1-M20G | ADP |  | HE32936 | BGH96M060B3B | 23000 | 18 | 8.8 | 22400 | 17000 | 75.89% | 1.86 | 0 | 11.5 |  |  |  | No | R-410A | 1.9167 | Residential & Commercial | Ducted CEE Tier 1
212361562 | Central HP <5.4 tons | BOSCH | HRCU-A-CB (Split System: Heat Pump with Remote Outdoor Unit-Air-Source) | BOVA-36HDN1-M20G | ADP |  | HE32(1,2)36+TXV | BGH96M060B3B | 23000 | 18 | 8.8 | 22400 | 17000 | 75.89% | 1.86 | 0 | 11.5 |  |  |  | No | R-410A | 1.9167 | Residential & Commercial | Ducted CEE Tier 1
213612173 | Central HP <5.4 tons | BOSCH | HRCU-A-CB (Split System: Heat Pump with Remote Outdoor Unit-Air-Source) | BOVB-36HDN1-M20G | ADP |  | V,T36H175P159+AEFE4B* |  | 24000 | 20 | 9.5 | 22400 | 17200 | 76.79% | 2 | 0 | 13 |  |  |  | No | R-410A | 2 | Residential & Commercial | Ducted CEE Tier 1
213612174 | Central HP <5.4 tons | BOSCH | HRCU-A-CB (Split System: Heat Pump with Remote Outdoor Unit-Air-Source) | BOVB-36HDN1-M20G | ADP |  | V,T36H175P139+AEFE4B* |  | 23600 | 20 | 9.5 | 22400 | 17200 | 76.79% | 2 | 0 | 12.5 |  |  |  | No | R-410A | 1.9667 | Residential & Commercial | Ducted CEE Tier 1
214651172 | Central HP <5.4 tons | FRASER-JOHNSTON | HRCU-A-CB (Split System: Heat Pump with Remote Outdoor Unit-Air-Source) | HH824E2S11 |  |  | CTU36B5XDS1+TXV | TM9E060B12MP12 | 23000 | 18 | 9.5 | 23000 | 19200 | 83.48% | 2 | 0 | 12 |  |  |  | No | R-454B | 1.9167 | Residential & Commercial | Ducted CEE Tier 1
213088725 | Central HP <5.4 tons | BOSCH | HRCU-A-CB (Split System: Heat Pump with Remote Outdoor Unit-Air-Source) | BOVA-60HDN1-M20G | ADP |  | V,R60H210P179+AEFE5* |  | 46000 | 18 | 9.3 | 46000 | 33200 | 72.17% | 1.96 | 0 | 11.7 |  |  |  | No | R-410A | 3.8333 | Residential & Commercial | Ducted CEE Tier 1
213088750 | Central HP <5.4 tons | BOSCH | HRCU-A-CB (Split System: Heat Pump with Remote Outdoor Unit-Air-Source) | BOVB-60HDN1-M20G | ADP |  | H,RG88960+AEFE5* |  | 51500 | 17 | 9.5 | 53000 | 38000 | 71.7% | 2.02 | 0 | 11.7 |  |  |  | No | R-410A | 4.2917 | Residential & Commercial | Ducted CEE Tier 1
212380905 | Central HP <5.4 tons | BOSCH | HRCU-A-CB (Split System: Heat Pump with Remote Outdoor Unit-Air-Source) | BOVB-60HDN1-M20G | ADP |  | V,R60H210P179 | BGH96M100C5A | 45000 | 17 | 8.8 | 44500 | 32400 | 72.81% | 1.9 | 0 | 11.7 |  |  |  | No | R-410A | 3.75 | Residential & Commercial | Ducted CEE Tier 1
212380898 | Central HP <5.4 tons | BOSCH | HRCU-A-CB (Split System: Heat Pump with Remote Outdoor Unit-Air-Source) | BOVB-60HDN1-M20G | ADP |  | H,RG86960 | BGH96M080C4A | 42500 | 17 | 8.8 | 42500 | 31000 | 72.94% | 1.9 | 0 | 11.7 |  |  |  | No | R-410A | 3.5417 | Residential & Commercial | Ducted CEE Tier 1
212927495 | Central HP <5.4 tons | BOSCH | HRCU-A-CB (Split System: Heat Pump with Remote Outdoor Unit-Air-Source) | BOVB-36HDN1-M20G | ADP |  | CE3005C+TXV |  | 23200 | 19 | 9.3 | 22400 | 17200 | 76.79% | 1.96 | 0 | 12.5 |  |  |  | No | R-410A | 1.9333 | Residential & Commercial | Ducted CEE Tier 1
212380730 | Central HP <5.4 tons | BOSCH | HRCU-A-CB (Split System: Heat Pump with Remote Outdoor Unit-Air-Source) | BOVA-36HDN1-M20G | ADP |  | V,R36H175P159 | BGH96M060B3A | 24000 | 18 | 9 | 22400 | 17000 | 75.89% | 1.9 | 0 | 12 |  |  |  | No | R-410A | 2 | Residential & Commercial | Ducted CEE Tier 1
212380748 | Central HP <5.4 tons | BOSCH | HRCU-A-CB (Split System: Heat Pump with Remote Outdoor Unit-Air-Source) | BOVA-36HDN1-M20G | ADP |  | V,R36H175P159 | BGH96M080B3B | 24000 | 18 | 9 | 22400 | 17000 | 75.89% | 1.9 | 0 | 12 |  |  |  | No | R-410A | 2 | Residential & Commercial | Ducted CEE Tier 1
212380867 | Central HP <5.4 tons | BOSCH | HRCU-A-CB (Split System: Heat Pump with Remote Outdoor Unit-Air-Source) | BOVB-36HDN1-M20G | ADP |  | V,R36H175P459 | BGH96M080B3A | 24000 | 18 | 9 | 22400 | 17000 | 75.89% | 1.9 | 0 | 12 |  |  |  | No | R-410A | 2 | Residential & Commercial | Ducted CEE Tier 1
212380682 | Central HP <5.4 tons | BOSCH | HRCU-A-CB (Split System: Heat Pump with Remote Outdoor Unit-Air-Source) | BOVA-36HDN1-M20G | ADP |  | PL36H175P159 | BGH96M080B3A | 24000 | 18 | 9 | 22400 | 17000 | 75.89% | 1.9 | 0 | 12 |  |  |  | No | R-410A | 2 | Residential & Commercial | Ducted CEE Tier 1
212380683 | Central HP <5.4 tons | BOSCH | HRCU-A-CB (Split System: Heat Pump with Remote Outdoor Unit-Air-Source) | BOVA-36HDN1-M20G | ADP |  | PL36H175P459 | BGH96M080B3A | 24000 | 18 | 9 | 22400 | 17000 | 75.89% | 1.9 | 0 | 12 |  |  |  | No | R-410A | 2 | Residential & Commercial | Ducted CEE Tier 1
212381060 | Central HP <5.4 tons | BOSCH | HRCU-A-CB (Split System: Heat Pump with Remote Outdoor Unit-Air-Source) | BOVB-60HDN1-M20G | ADP |  | H,RG3K960 | BGH96M120D5B | 45500 | 17 | 9 | 45000 | 33000 | 73.33% | 1.9 | 0 | 11.7 |  |  |  | No | R-410A | 3.7917 | Residential & Commercial | Ducted CEE Tier 1
213612286 | Central HP <5.4 tons | BOSCH | HRCU-A-CB (Split System: Heat Pump with Remote Outdoor Unit-Air-Source) | BOVB-60HDN1-M20G | ADP |  | H,TG86960+AEFE5* |  | 51500 | 17 | 9.45 | 53000 | 38000 | 71.7% | 2.02 | 0 | 11.7 |  |  |  | No | R-410A | 4.2917 | Residential & Commercial | Ducted CEE Tier 1
212361460 | Central HP <5.4 tons | BOSCH | HRCU-A-CB (Split System: Heat Pump with Remote Outdoor Unit-Air-Source) | BOVA-60HDN1-M20G | ADP |  | HE48960 | BGH96M080B3B | 42500 | 17 | 8.8 | 41500 | 30600 | 73.73% | 1.9 | 0 | 11.7 |  |  |  | No | R-410A | 3.5417 | Residential & Commercial | Ducted CEE Tier 1
212361465 | Central HP <5.4 tons | BOSCH | HRCU-A-CB (Split System: Heat Pump with Remote Outdoor Unit-Air-Source) | BOVA-60HDN1-M20G | ADP |  | HE35948 | BGH96M080C4B | 41000 | 16 | 8.8 | 42500 | 31000 | 72.94% | 1.9 | 0 | 11 |  |  |  | No | R-410A | 3.4167 | Residential & Commercial | Ducted CEE Tier 1
212361474 | Central HP <5.4 tons | BOSCH | HRCU-A-CB (Split System: Heat Pump with Remote Outdoor Unit-Air-Source) | BOVA-60HDN1-M20G | ADP |  | HE36960 | BGH96M100C5B | 44500 | 17 | 8.8 | 44500 | 32400 | 72.81% | 1.9 | 0 | 11.5 |  |  |  | No | R-410A | 3.7083 | Residential & Commercial | Ducted CEE Tier 1
212361476 | Central HP <5.4 tons | BOSCH | HRCU-A-CB (Split System: Heat Pump with Remote Outdoor Unit-Air-Source) | BOVA-60HDN1-M20G | ADP |  | HE48960 | BGH96M100C5B | 45000 | 17 | 8.8 | 44500 | 32400 | 72.81% | 1.9 | 0 | 11.7 |  |  |  | No | R-410A | 3.75 | Residential & Commercial | Ducted CEE Tier 1
213307134 | Central HP <5.4 tons | BOSCH | HRCU-A-CB (Split System: Heat Pump with Remote Outdoor Unit-Air-Source) | BOVA-60HDN1-M20G | ADP |  | HG3K960+AEFE5* |  | 45500 | 18 | 9.25 | 46000 | 33200 | 72.17% | 1.96 | 0 | 11.7 |  |  |  | No | R-410A | 3.7917 | Residential & Commercial | Ducted CEE Tier 1
212380675 | Central HP <5.4 tons | BOSCH | HRCU-A-CB (Split System: Heat Pump with Remote Outdoor Unit-Air-Source) | BOVA-36HDN1-M20G | ADP |  | PL36H175P149 | BGH96M060B3A | 23800 | 18 | 9 | 22400 | 17000 | 75.89% | 1.9 | 0 | 12 |  |  |  | No | R-410A | 1.9833 | Residential & Commercial | Ducted CEE Tier 1
212380741 | Central HP <5.4 tons | BOSCH | HRCU-A-CB (Split System: Heat Pump with Remote Outdoor Unit-Air-Source) | BOVA-36HDN1-M20G | ADP |  | V,R36H175P149 | BGH96M080B3A | 23800 | 18 | 9 | 22400 | 17000 | 75.89% | 1.9 | 0 | 12 |  |  |  | No | R-410A | 1.9833 | Residential & Commercial | Ducted CEE Tier 1
215941648 | Central HP <5.4 tons | ARCOAIRE | HRCU-A-CB (Split System: Heat Pump with Remote Outdoor Unit-Air-Source) | H5H3V48*K*AAA* |  |  | EVD5X49M24A*+WALLCON | *97CTN1002122A* | 45500 | 20.5 | 8.1 | 52500 | 38000 | 72.38% | 1.9 | 0 | 11.5 |  |  |  | No | R-454B | 3.7917 | Residential & Commercial | Ducted CEE Tier 1
215941768 | Central HP <5.4 tons | ARCOAIRE | HRCU-A-CB (Split System: Heat Pump with Remote Outdoor Unit-Air-Source) | H5H3V48*K*AAA* |  |  | EVD5X61M21A*+WALLCON | *96CTN0802120B* | 46000 | 20.5 | 8.1 | 53500 | 38500 | 71.96% | 1.95 | 0 | 11.5 |  |  |  | No | R-454B | 3.8333 | Residential & Commercial | Ducted CEE Tier 1
213782149 | Central HP <5.4 tons | ARCOAIRE | HRCU-A-CB (Split System: Heat Pump with Remote Outdoor Unit-Air-Source) | HVH837GKA2* |  |  | EHD4X48AAL+WALLCON | *97CMN1002122B* | 32600 | 16.5 | 8.1 | 33000 | 24800 | 75.15% | 1.96 | 0 | 11 |  |  |  | No | R-410A | 2.7167 | Residential & Commercial | Ducted CEE Tier 1
214522689 | Central HP <5.4 tons | FRIEDRICH | HRCU-A-C (Split System: Heat Pump with Remote Outdoor Unit with No Indoor Fan --Air Source) | WFPU18Z363C | ASPEN |  | DX36C44+TDR |  | 28400 | 15.5 | 9.2 | 30000 | 24200 | 80.67% | 2.08 | 0 | 11.3 |  |  |  | No | R-410A | 2.3667 | Residential & Commercial | Ducted CEE Tier 1
214807707 | Central HP <5.4 tons | FRASER-JOHNSTON | HRCU-A-CB (Split System: Heat Pump with Remote Outdoor Unit-Air-Source) | HH824E2S11 |  |  | CTU36B5XDS1+JME08B2SN1+TXV |  | 23000 | 19 | 9.5 | 23000 | 18000 | 78.26% | 2 | 0 | 12 |  |  |  | No | R-454B | 1.9167 | Residential & Commercial | Ducted CEE Tier 1
214650094 | Central HP <5.4 tons | FRASER-JOHNSTON | HRCU-A-CB (Split System: Heat Pump with Remote Outdoor Unit-Air-Source) | HH824E2S11 |  |  | CTU30B5XCS1+TXV | Z9ES080B12SMPS1 | 23000 | 17 | 9.5 | 23000 | 18400 | 80% | 2 | 0 | 12 |  |  |  | No | R-454B | 1.9167 | Residential & Commercial | Ducted CEE Tier 1
214651254 | Central HP <5.4 tons | FRASER-JOHNSTON | HRCU-A-CB (Split System: Heat Pump with Remote Outdoor Unit-Air-Source) | HH824E2S11 |  |  | CTU36B5XDS1+TXV | TM9V060B12MP12 | 23000 | 18 | 9.5 | 23000 | 18800 | 81.74% | 2 | 0 | 12 |  |  |  | No | R-454B | 1.9167 | Residential & Commercial | Ducted CEE Tier 1
214651637 | Central HP <5.4 tons | FRASER-JOHNSTON | HRCU-A-CB (Split System: Heat Pump with Remote Outdoor Unit-Air-Source) | HH824E2S11 |  |  | CTU30B5XCS1+TXV | Z8ES080B12SMPS1 | 23000 | 18 | 9.5 | 23000 | 19100 | 83.04% | 2 | 0 | 12 |  |  |  | No | R-454B | 1.9167 | Residential & Commercial | Ducted CEE Tier 1
215936022 | Central HP <5.4 tons | KENMORE | HRCU-A-CB (Split System: Heat Pump with Remote Outdoor Unit-Air-Source) | (C,H,T)5H3V36*K*AAA* |  |  | EVD5X42M21A*+WALLCON | *80CTL0902120B* | 34400 | 21 | 8.5 | 38500 | 28000 | 72.73% | 2.04 | 0 | 12 |  |  |  | No | R-454B | 2.8667 | Residential & Commercial | Ducted CEE Tier 1
215936222 | Central HP <5.4 tons | KENMORE | HRCU-A-CB (Split System: Heat Pump with Remote Outdoor Unit-Air-Source) | (C,H,T)5H3V36*K*AAA* |  |  | EVD5X42M24A*+WALLCON | *97CMN0602120B* | 35200 | 21 | 8.5 | 38500 | 28800 | 74.81% | 2.02 | 0 | 12 |  |  |  | No | R-454B | 2.9333 | Residential & Commercial | Ducted CEE Tier 1
215941048 | Central HP <5.4 tons | ARCOAIRE | HRCU-A-CB (Split System: Heat Pump with Remote Outdoor Unit-Air-Source) | H5H3V48*K*AAA* |  |  | EA*5X61M21A*+WALLCON | *80CSU0401712B* | 45500 | 21.5 | 9.5 | 48500 | 36800 | 75.88% | 2 | 0 | 11.5 |  |  |  | No | R-454B | 3.7917 | Residential & Commercial | Ducted CEE Tier 1
215941148 | Central HP <5.4 tons | ARCOAIRE | HRCU-A-CB (Split System: Heat Pump with Remote Outdoor Unit-Air-Source) | H5H3V48*K*AAA* |  |  | ESH5X48M12A*+WALLCON | *80CSU0401712B* | 44000 | 20 | 9 | 48500 | 36600 | 75.46% | 1.82 | 0 | 11 |  |  |  | No | R-454B | 3.6667 | Residential & Commercial | Ducted CEE Tier 1
215319221 | Central HP <5.4 tons | Grandaire | HRCU-A-CB (Split System: Heat Pump with Remote Outdoor Unit-Air-Source) | D5CLRAH48AAK |  |  | D5FLAAH48XAK |  | 48000 | 17.8 | 10 | 50000 | 35200 | 70.4% | 1.9 | 0 | 10 |  |  |  | No | R-454B | 4 | Residential & Commercial | Ducted CEE Tier 1
213281364 | Central HP <5.4 tons | BOSCH | HRCU-A-CB (Split System: Heat Pump with Remote Outdoor Unit-Air-Source) | BOVA-36HDN1-M20G | ADP |  | V36H175P389+AEFE4B* |  | 24000 | 20 | 9.5 | 22400 | 17200 | 76.79% | 2 | 0 | 13 |  |  |  | No | R-410A | 2 | Residential & Commercial | Ducted CEE Tier 1
213281369 | Central HP <5.4 tons | BOSCH | HRCU-A-CB (Split System: Heat Pump with Remote Outdoor Unit-Air-Source) | BOVB-36HDN1-M20G | ADP |  | V36H175P389+AEFE4B* |  | 24000 | 20 | 9.5 | 22400 | 17200 | 76.79% | 2 | 0 | 13 |  |  |  | No | R-410A | 2 | Residential & Commercial | Ducted CEE Tier 1
212380676 | Central HP <5.4 tons | BOSCH | HRCU-A-CB (Split System: Heat Pump with Remote Outdoor Unit-Air-Source) | BOVA-36HDN1-M20G | ADP |  | PL36H175P159 | BGH96M060B3A | 24000 | 18 | 9 | 22400 | 17000 | 75.89% | 1.9 | 0 | 12 |  |  |  | No | R-410A | 2 | Residential & Commercial | Ducted CEE Tier 1
212380731 | Central HP <5.4 tons | BOSCH | HRCU-A-CB (Split System: Heat Pump with Remote Outdoor Unit-Air-Source) | BOVA-36HDN1-M20G | ADP |  | H,RG8J936 | BGH96M060B3A | 23600 | 18 | 9 | 22400 | 17000 | 75.89% | 1.9 | 0 | 11.7 |  |  |  | No | R-410A | 1.9667 | Residential & Commercial | Ducted CEE Tier 1
212380744 | Central HP <5.4 tons | BOSCH | HRCU-A-CB (Split System: Heat Pump with Remote Outdoor Unit-Air-Source) | BOVA-36HDN1-M20G | ADP |  | V,R36H175P459 | BGH96M080B3A | 24000 | 18 | 9 | 22400 | 17000 | 75.89% | 1.9 | 0 | 12 |  |  |  | No | R-410A | 2 | Residential & Commercial | Ducted CEE Tier 1
212380860 | Central HP <5.4 tons | BOSCH | HRCU-A-CB (Split System: Heat Pump with Remote Outdoor Unit-Air-Source) | BOVB-36HDN1-M20G | ADP |  | H,RG8J936 | BGH96M060B3B | 23600 | 18 | 9 | 22400 | 17000 | 75.89% | 1.9 | 0 | 11.7 |  |  |  | No | R-410A | 1.9667 | Residential & Commercial | Ducted CEE Tier 1
212380871 | Central HP <5.4 tons | BOSCH | HRCU-A-CB (Split System: Heat Pump with Remote Outdoor Unit-Air-Source) | BOVB-36HDN1-M20G | ADP |  | V,R36H175P159 | BGH96M080B3B | 24000 | 18 | 9 | 22400 | 17000 | 75.89% | 1.9 | 0 | 12 |  |  |  | No | R-410A | 2 | Residential & Commercial | Ducted CEE Tier 1
212361567 | Central HP <5.4 tons | BOSCH | HRCU-A-CB (Split System: Heat Pump with Remote Outdoor Unit-Air-Source) | BOVA-36HDN1-M20G | ADP |  | HE31(1,2)30+TXV | BGH96M080B3B | 22800 | 18 | 8.65 | 22200 | 17000 | 76.58% | 1.84 | 0 | 11.5 |  |  |  | No | R-410A | 1.9 | Residential & Commercial | Ducted CEE Tier 1
215213869 | Central HP <5.4 tons | BOSCH | HRCU-A-CB (Split System: Heat Pump with Remote Outdoor Unit-Air-Source) | BOVB-36HDN1-M20G | ADP |  | H,YG9J936+AEFE3A* |  | 23800 | 19 | 9.5 | 22400 | 17200 | 76.79% | 2 | 0 | 13 |  |  |  | No | R-410A | 1.9833 | Residential & Commercial | Ducted CEE Tier 1
204299143 | Central HP <5.4 tons | KENMORE | HRCU-A-CB (Split System: Heat Pump with Remote Outdoor Unit-Air-Source) | (C,H,T)VH837GKA** |  |  | EA*4X42L24A*+WALLCON | *96CTN1002122A* | 31800 | 17.5 | 8.1 | 33000 | 24400 | 73.94% | 1.9 | 12 | 11.5 |  |  |  | No | R-410A | 2.65 | Residential & Commercial | Ducted CEE Tier 1
204298743 | Central HP <5.4 tons | KENMORE | HRCU-A-CB (Split System: Heat Pump with Remote Outdoor Unit-Air-Source) | (C,H,T)VH837GKA** |  |  | EA*4X36L21A*+WALLCON | *97CMN1002122A* | 31600 | 17 | 8.1 | 33200 | 24200 | 72.89% | 1.86 | 11.5 | 11 |  |  |  | No | R-410A | 2.6333 | Residential & Commercial | Ducted CEE Tier 1
215940968 | Central HP <5.4 tons | ARCOAIRE | HRCU-A-CB (Split System: Heat Pump with Remote Outdoor Unit-Air-Source) | H5H3V48*K*AAA* |  |  | EA*5X48M21A*+WALLCON | *97CTN0801716A* | 43000 | 20 | 9.5 | 48500 | 37400 | 77.11% | 2 | 0 | 10.5 |  |  |  | No | R-454B | 3.5833 | Residential & Commercial | Ducted CEE Tier 1
214849408 | Central HP <5.4 tons | RHEEM | HRCU-A-CB (Split System: Heat Pump with Remote Outdoor Unit-Air-Source) | RD17AZ36AJ3N | ADP |  | H,RE8J936 | R801V0755A21DZ | 31800 | 16 | 8.1 | 32600 | 29000 | 88.96% | 2 | 0 | 10.5 |  |  |  | No | R-410A | 2.65 | Residential & Commercial | Ducted CEE Tier 1
216097087 | Central HP <5.4 tons | Kerr | HRCU-A-CB (Split System: Heat Pump with Remote Outdoor Unit-Air-Source) | A-KXP48TA-1 |  |  | B-KXP48TA-1 |  | 48000 | 16.5 | 9.5 | 50000 | 46000 | 92% | 1.9 | 0 | 10.5 |  |  |  | No | R-454B | 4 | Residential & Commercial | Ducted CEE Tier 1
215940148 | Central HP <5.4 tons | ARCOAIRE | HRCU-A-CB (Split System: Heat Pump with Remote Outdoor Unit-Air-Source) | H5H3V36*K*AAA* |  |  | ESH5X48M12A*+WALLCON | *97CTN0802120A* | 33800 | 19.5 | 9 | 34800 | 26600 | 76.44% | 1.94 | 0 | 11.5 |  |  |  | No | R-454B | 2.8167 | Residential & Commercial | Ducted CEE Tier 1
215940248 | Central HP <5.4 tons | ARCOAIRE | HRCU-A-CB (Split System: Heat Pump with Remote Outdoor Unit-Air-Source) | H5H3V36*K*AAA* |  |  | ESH5X60M12A*+WALLCON | *97CTN1202422A* | 34200 | 19.5 | 9 | 34200 | 26000 | 76.02% | 1.94 | 0 | 11.7 |  |  |  | No | R-454B | 2.85 | Residential & Commercial | Ducted CEE Tier 1
215940498 | Central HP <5.4 tons | ARCOAIRE | HRCU-A-CB (Split System: Heat Pump with Remote Outdoor Unit-Air-Source) | H5H3V36*K*AAA* |  |  | EVM5X60M24A*+WALLCON | *97CTN1202422A* | 35600 | 22 | 8.5 | 38000 | 28400 | 74.74% | 2.04 | 0 | 12.5 |  |  |  | No | R-454B | 2.9667 | Residential & Commercial | Ducted CEE Tier 1
215940518 | Central HP <5.4 tons | ARCOAIRE | HRCU-A-CB (Split System: Heat Pump with Remote Outdoor Unit-Air-Source) | H5H3V36*K*AAA* |  |  | EVD5X36M21A*+WALLCON | *80CSU0401712B* | 34600 | 21 | 8.5 | 38500 | 28000 | 72.73% | 2.06 | 0 | 12 |  |  |  | No | R-454B | 2.8833 | Residential & Commercial | Ducted CEE Tier 1
215939848 | Central HP <5.4 tons | ARCOAIRE | HRCU-A-CB (Split System: Heat Pump with Remote Outdoor Unit-Air-Source) | H5H3V36*K*AAA* |  |  | EA*5X61M21A*+WALLCON | *80CSU0601716B* | 34400 | 20.5 | 9.5 | 34400 | 26000 | 75.58% | 2.06 | 0 | 12 |  |  |  | No | R-454B | 2.8667 | Residential & Commercial | Ducted CEE Tier 1
215939898 | Central HP <5.4 tons | ARCOAIRE | HRCU-A-CB (Split System: Heat Pump with Remote Outdoor Unit-Air-Source) | H5H3V36*K*AAA* |  |  | EA*5X61M24A*+WALLCON | *96CTN0802120B* | 34400 | 20.5 | 9.5 | 34400 | 26000 | 75.58% | 2.06 | 0 | 12 |  |  |  | No | R-454B | 2.8667 | Residential & Commercial | Ducted CEE Tier 1
214849347 | Central HP <5.4 tons | RHEEM | HRCU-A-CB (Split System: Heat Pump with Remote Outdoor Unit-Air-Source) | RD17AZ24AJ3N | ADP |  | H,RE31(1,2)30+TXV | R802V0503A14UHS | 21200 | 16 | 9.45 | 21000 | 16500 | 78.57% | 2 | 0 | 10.5 |  |  |  | No | R-410A | 1.7667 | Residential & Commercial | Ducted CEE Tier 1
215936592 | Central HP <5.4 tons | KENMORE | HRCU-A-CB (Split System: Heat Pump with Remote Outdoor Unit-Air-Source) | (C,H,T)5H3V36*K*AAA* |  |  | EVD5X60M21A*+WALLCON | *80CTL0451712B* | 35200 | 21 | 8.5 | 39000 | 29400 | 75.38% | 2 | 0 | 11.7 |  |  |  | No | R-454B | 2.9333 | Residential & Commercial | Ducted CEE Tier 1
215936242 | Central HP <5.4 tons | KENMORE | HRCU-A-CB (Split System: Heat Pump with Remote Outdoor Unit-Air-Source) | (C,H,T)5H3V36*K*AAA* |  |  | EVD5X42M24A*+WALLCON | *97CMN1002122B* | 35600 | 22 | 8.5 | 38000 | 28400 | 74.74% | 2.04 | 0 | 12.5 |  |  |  | No | R-454B | 2.9667 | Residential & Commercial | Ducted CEE Tier 1
214651390 | Central HP <5.4 tons | FRASER-JOHNSTON | HRCU-A-CB (Split System: Heat Pump with Remote Outdoor Unit-Air-Source) | HH824E2S11 |  |  | CTU36B5XDS1+TXV | TM9Y080B12MP11 | 23000 | 18 | 9.5 | 23000 | 18600 | 80.87% | 2 | 0 | 12 |  |  |  | No | R-454B | 1.9167 | Residential & Commercial | Ducted CEE Tier 1
212927485 | Central HP <5.4 tons | BOSCH | HRCU-A-CB (Split System: Heat Pump with Remote Outdoor Unit-Air-Source) | BOVA-36HDN1-M20G | ADP |  | CE3005C+TXV |  | 23200 | 19 | 9.3 | 22400 | 17200 | 76.79% | 1.96 | 0 | 12.5 |  |  |  | No | R-410A | 1.9333 | Residential & Commercial | Ducted CEE Tier 1
213612270 | Central HP <5.4 tons | BOSCH | HRCU-A-CB (Split System: Heat Pump with Remote Outdoor Unit-Air-Source) | BOVB-36HDN1-M20G | ADP |  | H,TG33936+AEFE4B* |  | 23400 | 20 | 9.45 | 22400 | 17200 | 76.79% | 1.98 | 0 | 12.5 |  |  |  | No | R-410A | 1.95 | Residential & Commercial | Ducted CEE Tier 1
212361560 | Central HP <5.4 tons | BOSCH | HRCU-A-CB (Split System: Heat Pump with Remote Outdoor Unit-Air-Source) | BOVA-36HDN1-M20G | ADP |  | HE33(1,2)36+TXV | BGH96M060B3A | 23400 | 18 | 8.95 | 22400 | 17000 | 75.89% | 1.88 | 0 | 11.7 |  |  |  | No | R-410A | 1.95 | Residential & Commercial | Ducted CEE Tier 1
212380733 | Central HP <5.4 tons | BOSCH | HRCU-A-CB (Split System: Heat Pump with Remote Outdoor Unit-Air-Source) | BOVA-36HDN1-M20G | ADP |  | H,RG80936 | BGH96M060B3A | 24000 | 18 | 9 | 22400 | 17000 | 75.89% | 1.9 | 0 | 12 |  |  |  | No | R-410A | 2 | Residential & Commercial | Ducted CEE Tier 1
212380747 | Central HP <5.4 tons | BOSCH | HRCU-A-CB (Split System: Heat Pump with Remote Outdoor Unit-Air-Source) | BOVA-36HDN1-M20G | ADP |  | V,R36H175P149 | BGH96M080B3B | 23800 | 18 | 9 | 22400 | 17000 | 75.89% | 1.9 | 0 | 12 |  |  |  | No | R-410A | 1.9833 | Residential & Commercial | Ducted CEE Tier 1
213145612 | Central HP <5.4 tons | BOSCH | HRCU-A-CB (Split System: Heat Pump with Remote Outdoor Unit-Air-Source) | BOVA-36HDN1-M20G | ADP |  | PL36H175P459+AEFE4B* |  | 24000 | 20 | 9.5 | 22400 | 17200 | 76.79% | 2 | 0 | 13 |  |  |  | No | R-410A | 2 | Residential & Commercial | Ducted CEE Tier 1
214849362 | Central HP <5.4 tons | RHEEM | HRCU-A-CB (Split System: Heat Pump with Remote Outdoor Unit-Air-Source) | RD17AZ24AJ3N | ADP |  | H,RE32936 | R802V0754A17UHS | 21400 | 17 | 9.5 | 21000 | 16400 | 78.1% | 2.1 | 0 | 10.5 |  |  |  | No | R-410A | 1.7833 | Residential & Commercial | Ducted CEE Tier 1
214849363 | Central HP <5.4 tons | RHEEM | HRCU-A-CB (Split System: Heat Pump with Remote Outdoor Unit-Air-Source) | RD17AZ24AJ3N | ADP |  | H,RE7J(1,2)36+TXV | R802V0754A17UHS | 21600 | 17 | 9.5 | 21000 | 16400 | 78.1% | 2.1 | 0 | 10.5 |  |  |  | No | R-410A | 1.8 | Residential & Commercial | Ducted CEE Tier 1
215939748 | Central HP <5.4 tons | ARCOAIRE | HRCU-A-CB (Split System: Heat Pump with Remote Outdoor Unit-Air-Source) | H5H3V36*K*AAA* |  |  | EA*5X48M21A*+WALLCON | *97CTN0601716A* | 33000 | 19 | 9 | 35400 | 27000 | 76.27% | 1.9 | 0 | 11 |  |  |  | No | R-454B | 2.75 | Residential & Commercial | Ducted CEE Tier 1
215940098 | Central HP <5.4 tons | ARCOAIRE | HRCU-A-CB (Split System: Heat Pump with Remote Outdoor Unit-Air-Source) | H5H3V36*K*AAA* |  |  | ESH5X48M12A*+WALLCON | *96CTN0802120B* | 33800 | 19.5 | 9 | 34800 | 26600 | 76.44% | 1.94 | 0 | 11.5 |  |  |  | No | R-454B | 2.8167 | Residential & Commercial | Ducted CEE Tier 1
214849369 | Central HP <5.4 tons | RHEEM | HRCU-A-CB (Split System: Heat Pump with Remote Outdoor Unit-Air-Source) | RD17AZ24AJ3N | ADP |  | H,RE7J(1,2)36+TXV | R802V1004A17UHS | 21600 | 16 | 9.5 | 21000 | 16400 | 78.1% | 2.1 | 0 | 10.5 |  |  |  | No | R-410A | 1.8 | Residential & Commercial | Ducted CEE Tier 1
214849351 | Central HP <5.4 tons | RHEEM | HRCU-A-CB (Split System: Heat Pump with Remote Outdoor Unit-Air-Source) | RD17AZ24AJ3N | ADP |  | H,RE7J(1,2)36+TXV | R802V0503A14UHS | 21600 | 16 | 9.5 | 21000 | 16500 | 78.57% | 2 | 0 | 10.5 |  |  |  | No | R-410A | 1.8 | Residential & Commercial | Ducted CEE Tier 1
215939998 | Central HP <5.4 tons | ARCOAIRE | HRCU-A-CB (Split System: Heat Pump with Remote Outdoor Unit-Air-Source) | H5H3V36*K*AAA* |  |  | ESH5X36M12A*+WALLCON | *97CTN1002122A* | 33400 | 19 | 9 | 34800 | 26600 | 76.44% | 1.92 | 0 | 11 |  |  |  | No | R-454B | 2.7833 | Residential & Commercial | Ducted CEE Tier 1
215940668 | Central HP <5.4 tons | ARCOAIRE | HRCU-A-CB (Split System: Heat Pump with Remote Outdoor Unit-Air-Source) | H5H3V36*K*AAA* |  |  | EVD5X42M21A*+WALLCON | *97CTN0802120A* | 34400 | 20.5 | 8.5 | 38500 | 28200 | 73.25% | 2.04 | 0 | 11.7 |  |  |  | No | R-454B | 2.8667 | Residential & Commercial | Ducted CEE Tier 1
215940268 | Central HP <5.4 tons | ARCOAIRE | HRCU-A-CB (Split System: Heat Pump with Remote Outdoor Unit-Air-Source) | H5H3V36*K*AAA* |  |  | EVM5X44M21A*+WALLCON | *80CSU0401712B* | 35600 | 22 | 8.5 | 38000 | 28600 | 75.26% | 2.02 | 0 | 12.5 |  |  |  | No | R-454B | 2.9667 | Residential & Commercial | Ducted CEE Tier 1
215940318 | Central HP <5.4 tons | ARCOAIRE | HRCU-A-CB (Split System: Heat Pump with Remote Outdoor Unit-Air-Source) | H5H3V36*K*AAA* |  |  | EVM5X44M21A*+WALLCON | *97CTN1002122A* | 35600 | 22 | 8.5 | 38000 | 28600 | 75.26% | 2.02 | 0 | 12.5 |  |  |  | No | R-454B | 2.9667 | Residential & Commercial | Ducted CEE Tier 1
215940348 | Central HP <5.4 tons | ARCOAIRE | HRCU-A-CB (Split System: Heat Pump with Remote Outdoor Unit-Air-Source) | H5H3V36*K*AAA* |  |  | EVM5X49M21A*+WALLCON | *80CSU0601716B* | 35600 | 22 | 8.5 | 38000 | 28600 | 75.26% | 2.02 | 0 | 12.5 |  |  |  | No | R-454B | 2.9667 | Residential & Commercial | Ducted CEE Tier 1
215940918 | Central HP <5.4 tons | ARCOAIRE | HRCU-A-CB (Split System: Heat Pump with Remote Outdoor Unit-Air-Source) | H5H3V36*K*AAA* |  |  | EVD5X61M21A*+WALLCON | *97CTN0801716A* | 35600 | 21.5 | 8.5 | 38000 | 28800 | 75.79% | 2.04 | 0 | 12 |  |  |  | No | R-454B | 2.9667 | Residential & Commercial | Ducted CEE Tier 1
215941268 | Central HP <5.4 tons | ARCOAIRE | HRCU-A-CB (Split System: Heat Pump with Remote Outdoor Unit-Air-Source) | H5H3V48*K*AAA* |  |  | EVM5X48M21A*+WALLCON | *96CTN0802120B* | 44500 | 19.5 | 8.1 | 52000 | 38500 | 74.04% | 1.9 | 0 | 10.5 |  |  |  | No | R-454B | 3.7083 | Residential & Commercial | Ducted CEE Tier 1
210597583 | Central HP <5.4 tons | KEEPRITE | HRCU-A-CB (Split System: Heat Pump with Remote Outdoor Unit-Air-Source) | CVH837GKA** |  |  | EN(A,D)4X48L24**+WALLCON | *95CSU1002122A* | 32400 | 17.5 | 8.1 | 32800 | 24600 | 75% | 1.98 | 0 | 11.7 |  |  |  | No | R-410A | 2.7 | Residential & Commercial | Ducted CEE Tier 1
204300086 | Central HP <5.4 tons | KEEPRITE | HRCU-A-CB (Split System: Heat Pump with Remote Outdoor Unit-Air-Source) | CVH837GKA** |  |  | EHD4X36AAL+WALLCON | *80CTL1352422A* | 32200 | 16.5 | 8.1 | 33200 | 24600 | 74.1% | 1.94 | 11 | 11 |  |  |  | No | R-410A | 2.6833 | Residential & Commercial | Ducted CEE Tier 1
204300206 | Central HP <5.4 tons | KEEPRITE | HRCU-A-CB (Split System: Heat Pump with Remote Outdoor Unit-Air-Source) | CVH837GKA** |  |  | EHD4X36AAL+WALLCON | *80CTL0901716A* | 32400 | 17 | 8.1 | 33200 | 24600 | 74.1% | 1.94 | 12 | 11 |  |  |  | No | R-410A | 2.7 | Residential & Commercial | Ducted CEE Tier 1
213296790 | Central HP <5.4 tons | FRASER-JOHNSTON | HRCU-A-CB (Split System: Heat Pump with Remote Outdoor Unit-Air-Source) | HMH72B341 |  |  | XAHC36DBCN1 | Z9ET100C16SMPS1 | 33600 | 18 | 8.5 | 33000 | 23200 | 70.3% | 2.04 | 0 | 10 |  |  |  | No | R-410A | 2.8 | Residential & Commercial | Ducted CEE Tier 1
213298085 | Central HP <5.4 tons | FRASER-JOHNSTON | HRCU-A-CB (Split System: Heat Pump with Remote Outdoor Unit-Air-Source) | HMH72B341 |  |  | XAUB36DXXN1+TXV | Z8ES040A12LMPS1 | 34000 | 18 | 8.5 | 33400 | 24200 | 72.46% | 2.1 | 0 | 10 |  |  |  | No | R-410A | 2.8333 | Residential & Commercial | Ducted CEE Tier 1
215940868 | Central HP <5.4 tons | ARCOAIRE | HRCU-A-CB (Split System: Heat Pump with Remote Outdoor Unit-Air-Source) | H5H3V36*K*AAA* |  |  | EVD5X60M21A*+WALLCON | *97CTN1002122A* | 35600 | 22 | 8.5 | 38000 | 28600 | 75.26% | 2.02 | 0 | 12.5 |  |  |  | No | R-454B | 2.9667 | Residential & Commercial | Ducted CEE Tier 1
215940718 | Central HP <5.4 tons | ARCOAIRE | HRCU-A-CB (Split System: Heat Pump with Remote Outdoor Unit-Air-Source) | H5H3V36*K*AAA* |  |  | EVD5X42M24A*+WALLCON | *97CTN1202422A* | 35600 | 22 | 8.5 | 38000 | 28400 | 74.74% | 2.04 | 0 | 12.5 |  |  |  | No | R-454B | 2.9667 | Residential & Commercial | Ducted CEE Tier 1
214849349 | Central HP <5.4 tons | RHEEM | HRCU-A-CB (Split System: Heat Pump with Remote Outdoor Unit-Air-Source) | RD17AZ24AJ3N | ADP |  | H,RE32(1,2)36+TXV | R802V0503A14UHS | 21400 | 16 | 9.5 | 21000 | 16500 | 78.57% | 2 | 0 | 10.5 |  |  |  | No | R-410A | 1.7833 | Residential & Commercial | Ducted CEE Tier 1
215942644 | Central HP <5.4 tons | ARCOAIRE | HRCU-A-CB (Split System: Heat Pump with Remote Outdoor Unit-Air-Source) | H5H3V36*K*AAA* |  |  | EVD5X61M21A*+WALLCON | *97CTN1002122A* | 36000 | 22 | 8.5 | 37400 | 28200 | 75.4% | 2.04 | 0 | 12.5 |  |  |  | No | R-454B | 3 | Residential & Commercial | Ducted CEE Tier 1
214849417 | Central HP <5.4 tons | RHEEM | HRCU-A-CB (Split System: Heat Pump with Remote Outdoor Unit-Air-Source) | RD17AZ36AJ3N | ADP |  | H,RE9J(1,2)36+TXV | R801V0755A21UHS | 32200 | 17 | 8.1 | 32600 | 29000 | 88.96% | 2 | 0 | 11 |  |  |  | No | R-410A | 2.6833 | Residential & Commercial | Ducted CEE Tier 1
216051188 | Central HP <5.4 tons | RUSSELL | HRCU-A-CB (Split System: Heat Pump with Remote Outdoor Unit-Air-Source) | SP19AY24AJVC |  |  | TCFY2421HEAAM | S951V0603A17M4 | 22800 | 21 | 8.5 | 22800 | 18600 | 81.58% | 1.8 | 0 | 13 |  |  |  | No | R-454B | 1.9 | Residential & Commercial | Ducted CEE Tier 1
216051222 | Central HP <5.4 tons | RUSSELL | HRCU-A-CB (Split System: Heat Pump with Remote Outdoor Unit-Air-Source) | SP19AY24AJVC |  |  | TCFY2421HEAAM | S802V0504A17UH | 22800 | 20 | 8.5 | 22800 | 18500 | 81.14% | 1.8 | 0 | 12 |  |  |  | No | R-454B | 1.9 | Residential & Commercial | Ducted CEE Tier 1
214849415 | Central HP <5.4 tons | RHEEM | HRCU-A-CB (Split System: Heat Pump with Remote Outdoor Unit-Air-Source) | RD17AZ36AJ3N | ADP |  | H,RE8J(1,2)36+TXV | R801V0755A21UHS | 31800 | 17 | 8.1 | 32600 | 29000 | 88.96% | 2 | 0 | 10.5 |  |  |  | No | R-410A | 2.65 | Residential & Commercial | Ducted CEE Tier 1
214568837 | Central HP <5.4 tons | CARRIER | HRCU-A-CB (Split System: Heat Pump with Remote Outdoor Unit-Air-Source) | 25VNA825A*031* | ADP |  | H,PE8J936 | 59TN6B080C17**14 | 23600 | 16 | 8.1 | 19800 | 16300 | 82.32% | 1.94 | 0 | 11 |  |  |  | No | R-410A | 1.9667 | Residential & Commercial | Ducted CEE Tier 1
212969989 | Central HP <5.4 tons | ARCOAIRE | HRCU-A-CB (Split System: Heat Pump with Remote Outdoor Unit-Air-Source) | DLCURAH18ABK |  |  | EA*4X25L17A* | *80VSL0701716B* | 17800 | 16.5 | 8.1 | 17700 | 17700 | 100% | 2.14 | 0 | 10.5 |  |  |  | No | R-410A | 1.4833 | Residential & Commercial | Ducted CEE Tier 1
214271857 | Central HP <5.4 tons | CARRIER | HRCU-A-CB (Split System: Heat Pump with Remote Outdoor Unit-Air-Source) | 25VNA825A*031* | ADP |  | V,C36H175P159 | 58TN*B045C17**12 | 23800 | 16 | 8.1 | 19400 | 16200 | 83.51% | 2 | 0 | 10.5 |  |  |  | No | R-410A | 1.9833 | Residential & Commercial | Ducted CEE Tier 1
214271872 | Central HP <5.4 tons | CARRIER | HRCU-A-CB (Split System: Heat Pump with Remote Outdoor Unit-Air-Source) | 25VNA825A*031* | ADP |  | V,C36H***P219 | 58TN*B070C14**12 | 23400 | 16 | 8.1 | 20000 | 16300 | 81.5% | 1.92 | 0 | 11 |  |  |  | No | R-410A | 1.95 | Residential & Commercial | Ducted CEE Tier 1
214272323 | Central HP <5.4 tons | CARRIER | HRCU-A-CB (Split System: Heat Pump with Remote Outdoor Unit-Air-Source) | 25VNA837A*030* | ADP |  | PL36H210P299 | 59MN7C100C21**22 | 32400 | 18 | 8.5 | 30400 | 24400 | 80.26% | 2 | 0 | 11.5 |  |  |  | No | R-410A | 2.7 | Residential & Commercial | Ducted CEE Tier 1
214279629 | Central HP <5.4 tons | WESTINGHOUSE | HRCU-A-C (Split System: Heat Pump with Remote Outdoor Unit with No Indoor Fan --Air Source) | WHM48SZA21S | ADP |  | M48E499+TD |  | 39500 | 15.2 | 8.55 | 40000 | 34200 | 85.5% | 1.94 | 0 | 11 |  |  |  | No | R-410A | 3.2917 | Residential & Commercial | Ducted CEE Tier 1
214440937 | Central HP <5.4 tons | CARRIER | HRCU-A-CB (Split System: Heat Pump with Remote Outdoor Unit-Air-Source) | 25VNA424A*031* | ADP |  | H,PG9J936 | 59TN6C060C17**14 | 23400 | 20 | 10.5 | 25000 | 19500 | 78% | 2.44 | 0 | 12.5 |  |  |  | No | R-410A | 1.95 | Residential & Commercial | Ducted CEE Tier 1
210470841 | Central HP <5.4 tons | KENMORE | HRCU-A-CB (Split System: Heat Pump with Remote Outdoor Unit-Air-Source) | (C,H,T)VH837GKA2* |  |  | EN(A,D)4X48L24**+WALLCON | *95CSU0802120A* | 32400 | 17.5 | 8.1 | 32800 | 24800 | 75.61% | 1.96 | 0 | 11.7 |  |  |  | No | R-410A | 2.7 | Residential & Commercial | Ducted CEE Tier 1
215449952 | Central HP <5.4 tons | Proair | HRCU-A-CB (Split System: Heat Pump with Remote Outdoor Unit-Air-Source) | P30-30HFN1-S |  |  | PAH-30HWFN1 |  | 30000 | 16.2 | 8.9 | 33000 | 24000 | 72.73% | 1.8 | 11 | 10 |  |  |  | No | R-410A | 2.5 | Residential & Commercial | Ducted CEE Tier 1
210470394 | Central HP <5.4 tons | KENMORE | HRCU-A-CB (Split System: Heat Pump with Remote Outdoor Unit-Air-Source) | (C,H,T)VH837GKA2* |  |  | EA*4X61L21A*+WALLCON | *95CSU1002122A* | 33200 | 18 | 8.5 | 32000 | 24800 | 77.5% | 2 | 0 | 11.5 |  |  |  | No | R-410A | 2.7667 | Residential & Commercial | Ducted CEE Tier 1
214569324 | Central HP <5.4 tons | CARRIER | HRCU-A-CB (Split System: Heat Pump with Remote Outdoor Unit-Air-Source) | 25VNA424A*031* |  |  | CAP**3721AL*+UI | 58TN*B070C21**20 | 24200 | 20.5 | 11 | 26400 | 19700 | 74.62% | 2.54 | 0 | 13 |  |  |  | No | R-410A | 2.0167 | Residential & Commercial | Ducted CEE Tier 1
213369390 | Central HP <5.4 tons | CARRIER | HRCU-A-CB (Split System: Heat Pump with Remote Outdoor Unit-Air-Source) | 38MURAQ18AB3* | ADP |  | H,PG7J936 | 59TP6C060V17**16 | 17200 | 16 | 8.5 | 16800 | 19100 | 113.7% | 2.34 | 0 | 10 |  |  |  | No | R-410A | 1.4333 | Residential & Commercial | Ducted CEE Tier 1
213184693 | Central HP <5.4 tons | BOSCH | HRCU-A-CB (Split System: Heat Pump with Remote Outdoor Unit-Air-Source) | BOVB-60HDN1-M20G | ADP |  | PL60H210P169+AEFE5* |  | 45000 | 18 | 9.1 | 45500 | 33200 | 72.97% | 1.94 | 0 | 11.5 |  |  |  | No | R-410A | 3.75 | Residential & Commercial | Ducted CEE Tier 1
215224766 | Central HP <5.4 tons | CARRIER | HRCU-A-CB (Split System: Heat Pump with Remote Outdoor Unit-Air-Source) | 25VNA448A*031* | ADP |  | H,PG48960 | 59MN7C100C21**22 | 44500 | 21 | 9.5 | 44000 | 35800 | 81.36% | 2.26 | 0 | 12 |  |  |  | No | R-410A | 3.7083 | Residential & Commercial | Ducted CEE Tier 1
211206972 | Central HP <5.4 tons | FRASER-JOHNSTON | HRCU-A-CB (Split System: Heat Pump with Remote Outdoor Unit-Air-Source) | HL20B4821 |  |  | XAMC48HE3N1+CC | TPLC120C20MP13 | 43500 | 19 | 9 | 44500 | 36200 | 81.35% | 2.14 | 0 | 12 |  |  |  | No | R-410A | 3.625 | Residential & Commercial | Ducted CEE Tier 1
214271790 | Central HP <5.4 tons | CARRIER | HRCU-A-CB (Split System: Heat Pump with Remote Outdoor Unit-Air-Source) | 25VNA448A*031* | ADP |  | C60A***L199 | 58TN*B110C21**20 | 45000 | 21 | 9.5 | 43500 | 35600 | 81.84% | 2.36 | 0 | 12 |  |  |  | No | R-410A | 3.75 | Residential & Commercial | Ducted CEE Tier 1
214442623 | Central HP <5.4 tons | CARRIER | HRCU-A-CB (Split System: Heat Pump with Remote Outdoor Unit-Air-Source) | 25VNA448A*031* | ADP |  | H,PG48960 | 59TN6C100C21**22 | 44500 | 21 | 9.5 | 44000 | 35800 | 81.36% | 2.34 | 0 | 11.7 |  |  |  | No | R-410A | 3.7083 | Residential & Commercial | Ducted CEE Tier 1
216487652 | Central HP <5.4 tons | BRYANT HEATING AND COOLING SYSTEMS | HRCU-A-CB (Split System: Heat Pump with Remote Outdoor Unit-Air-Source) | 293VAN048**AA* | ADP |  | CE(P,V)6021G48*+TXV | 88*TB48090C17*** | 44000 | 20 | 9 | 47000 | 35400 | 75.32% | 1.86 | 0 | 11.5 |  |  |  | No | R-454B | 3.6667 | Residential & Commercial | Ducted CEE Tier 1
211206933 | Central HP <5.4 tons | FRASER-JOHNSTON | HRCU-A-CB (Split System: Heat Pump with Remote Outdoor Unit-Air-Source) | HL20B4821 |  |  | XAMC48HE3N1+CC | TP9C100C16MP13 | 43500 | 19 | 9 | 44000 | 36200 | 82.27% | 2.14 | 0 | 12 |  |  |  | No | R-410A | 3.625 | Residential & Commercial | Ducted CEE Tier 1
214568838 | Central HP <5.4 tons | CARRIER | HRCU-A-CB (Split System: Heat Pump with Remote Outdoor Unit-Air-Source) | 25VNA837A*031* | ADP |  | H,PE9J936 | 59TN6B080C17**14 | 31600 | 17 | 8.1 | 31800 | 24400 | 76.73% | 1.86 | 0 | 11 |  |  |  | No | R-410A | 2.6333 | Residential & Commercial | Ducted CEE Tier 1
215933230 | Central HP <5.4 tons | DAY & NIGHT | HRCU-A-CB (Split System: Heat Pump with Remote Outdoor Unit-Air-Source) | C5H3V36*K*AAA* |  |  | ESH5X36M12A*+WALLCON | *96CTN0401410B* | 31800 | 17 | 9 | 34000 | 26200 | 77.06% | 1.94 | 0 | 10.5 |  |  |  | No | R-454B | 2.65 | Residential & Commercial | Ducted CEE Tier 1
210471166 | Central HP <5.4 tons | CARRIER | HRCU-A-CB (Split System: Heat Pump with Remote Outdoor Unit-Air-Source) | 25VNA837A*031* |  |  | CSPH*6012AL*+UI | 58TN*A070C17**16 | 32800 | 17 | 8.1 | 32400 | 25000 | 77.16% | 2 | 0 | 11 |  |  |  | No | R-410A | 2.7333 | Residential & Commercial | Ducted CEE Tier 1
215934960 | Central HP <5.4 tons | DAY & NIGHT | HRCU-A-CB (Split System: Heat Pump with Remote Outdoor Unit-Air-Source) | C5H3V36*K*AAA* |  |  | EVM5X48M21A*+WALLCON | *97CMN0601714B* | 34400 | 20.5 | 8.5 | 38000 | 27600 | 72.63% | 2.08 | 0 | 11 |  |  |  | No | R-454B | 2.8667 | Residential & Commercial | Ducted CEE Tier 1
215941018 | Central HP <5.4 tons | ARCOAIRE | HRCU-A-CB (Split System: Heat Pump with Remote Outdoor Unit-Air-Source) | H5H3V48*K*AAA* |  |  | EA*5X60M24A*+WALLCON | *97CTN1002122A* | 44500 | 21 | 9.5 | 48000 | 36400 | 75.83% | 2 | 0 | 11 |  |  |  | No | R-454B | 3.7083 | Residential & Commercial | Ducted CEE Tier 1
215937838 | Central HP <5.4 tons | ARCOAIRE | HRCU-A-CB (Split System: Heat Pump with Remote Outdoor Unit-Air-Source) | H5H3V48*K*AAA* |  |  | EVD5X48M21A*+WALLCON | *97CMN1002122B* | 44500 | 20 | 8.1 | 52000 | 38500 | 74.04% | 2 | 0 | 11 |  |  |  | No | R-454B | 3.7083 | Residential & Commercial | Ducted CEE Tier 1
215937488 | Central HP <5.4 tons | ARCOAIRE | HRCU-A-CB (Split System: Heat Pump with Remote Outdoor Unit-Air-Source) | H5H3V48*K*AAA* |  |  | EVM5X60M24A*+WALLCON | *80CTL1352422B* | 45500 | 21 | 8.1 | 52500 | 38000 | 72.38% | 1.95 | 0 | 11.5 |  |  |  | No | R-454B | 3.7917 | Residential & Commercial | Ducted CEE Tier 1
213088361 | Central HP <5.4 tons | BOSCH | HRCU-A-CB (Split System: Heat Pump with Remote Outdoor Unit-Air-Source) | BOVA-36HDN1-M20G | ADP |  | V,R36H175P149+AEFE4B* |  | 23800 | 20 | 9.5 | 22400 | 17200 | 76.79% | 2 | 0 | 13 |  |  |  | No | R-410A | 1.9833 | Residential & Commercial | Ducted CEE Tier 1
213088362 | Central HP <5.4 tons | BOSCH | HRCU-A-CB (Split System: Heat Pump with Remote Outdoor Unit-Air-Source) | BOVA-36HDN1-M20G | ADP |  | V,R36H175P159+AEFE4B* |  | 24000 | 20 | 9.5 | 22400 | 17200 | 76.79% | 2 | 0 | 13 |  |  |  | No | R-410A | 2 | Residential & Commercial | Ducted CEE Tier 1
213088363 | Central HP <5.4 tons | BOSCH | HRCU-A-CB (Split System: Heat Pump with Remote Outdoor Unit-Air-Source) | BOVA-36HDN1-M20G | ADP |  | V,R36H***P449+AEFE3A* |  | 23800 | 19 | 9.5 | 22400 | 17200 | 76.79% | 2 | 0 | 13 |  |  |  | No | R-410A | 1.9833 | Residential & Commercial | Ducted CEE Tier 1
213184692 | Central HP <5.4 tons | BOSCH | HRCU-A-CB (Split System: Heat Pump with Remote Outdoor Unit-Air-Source) | BOVA-60HDN1-M20G | ADP |  | PL60H210P169+AEFE5* |  | 45000 | 18 | 9.1 | 45500 | 33200 | 72.97% | 1.94 | 0 | 11.5 |  |  |  | No | R-410A | 3.75 | Residential & Commercial | Ducted CEE Tier 1
213088746 | Central HP <5.4 tons | BOSCH | HRCU-A-CB (Split System: Heat Pump with Remote Outdoor Unit-Air-Source) | BOVB-60HDN1-M20G | ADP |  | V,R60H210P199+AEFE5* |  | 51500 | 17 | 9.45 | 53000 | 38000 | 71.7% | 2.02 | 0 | 11.7 |  |  |  | No | R-410A | 4.2917 | Residential & Commercial | Ducted CEE Tier 1
213088749 | Central HP <5.4 tons | BOSCH | HRCU-A-CB (Split System: Heat Pump with Remote Outdoor Unit-Air-Source) | BOVB-60HDN1-M20G | ADP |  | H,RG86960+AEFE5* |  | 51500 | 17 | 9.45 | 53000 | 38000 | 71.7% | 2.02 | 0 | 11.7 |  |  |  | No | R-410A | 4.2917 | Residential & Commercial | Ducted CEE Tier 1
212381056 | Central HP <5.4 tons | BOSCH | HRCU-A-CB (Split System: Heat Pump with Remote Outdoor Unit-Air-Source) | BOVB-60HDN1-M20G | ADP |  | H,RG3K960 | BGH96M100D5B | 45500 | 17 | 9 | 45000 | 32800 | 72.89% | 1.9 | 0 | 11.7 |  |  |  | No | R-410A | 3.7917 | Residential & Commercial | Ducted CEE Tier 1
212381058 | Central HP <5.4 tons | BOSCH | HRCU-A-CB (Split System: Heat Pump with Remote Outdoor Unit-Air-Source) | BOVB-60HDN1-M20G | ADP |  | H,RG3K960 | BGH96M120D5A | 45500 | 17 | 9 | 45000 | 33000 | 73.33% | 1.9 | 0 | 11.7 |  |  |  | No | R-410A | 3.7917 | Residential & Commercial | Ducted CEE Tier 1
213307131 | Central HP <5.4 tons | BOSCH | HRCU-A-CB (Split System: Heat Pump with Remote Outdoor Unit-Air-Source) | BOVA-60HDN1-M20G | ADP |  | V48H175P469+AEFE4B* |  | 46500 | 18 | 9.5 | 46000 | 33200 | 72.17% | 2 | 0 | 11.7 |  |  |  | No | R-410A | 3.875 | Residential & Commercial | Ducted CEE Tier 1
212380739 | Central HP <5.4 tons | BOSCH | HRCU-A-CB (Split System: Heat Pump with Remote Outdoor Unit-Air-Source) | BOVA-36HDN1-M20G | ADP |  | H,RG80936 | BGH96M060B3B | 24000 | 18 | 9 | 22400 | 17000 | 75.89% | 1.9 | 0 | 12 |  |  |  | No | R-410A | 2 | Residential & Commercial | Ducted CEE Tier 1
212380735 | Central HP <5.4 tons | BOSCH | HRCU-A-CB (Split System: Heat Pump with Remote Outdoor Unit-Air-Source) | BOVA-36HDN1-M20G | ADP |  | V,R36H175P149 | BGH96M060B3B | 23800 | 18 | 9 | 22400 | 17000 | 75.89% | 1.9 | 0 | 12 |  |  |  | No | R-410A | 1.9833 | Residential & Commercial | Ducted CEE Tier 1
212380746 | Central HP <5.4 tons | BOSCH | HRCU-A-CB (Split System: Heat Pump with Remote Outdoor Unit-Air-Source) | BOVA-36HDN1-M20G | ADP |  | H,RG82936 | BGH96M080B3A | 24000 | 18 | 9 | 22400 | 17000 | 75.89% | 1.9 | 0 | 12 |  |  |  | No | R-410A | 2 | Residential & Commercial | Ducted CEE Tier 1
213252934 | Central HP <5.4 tons | BOSCH | HRCU-A-CB (Split System: Heat Pump with Remote Outdoor Unit-Air-Source) | BOVB-36HDN1-M20G | ADP |  | HG32924+AEFE3A* |  | 23200 | 20 | 9.3 | 22400 | 17200 | 76.79% | 1.96 | 0 | 12.5 |  |  |  | No | R-410A | 1.9333 | Residential & Commercial | Ducted CEE Tier 1
212380872 | Central HP <5.4 tons | BOSCH | HRCU-A-CB (Split System: Heat Pump with Remote Outdoor Unit-Air-Source) | BOVB-36HDN1-M20G | ADP |  | H,RG8J936 | BGH96M080B3B | 23600 | 18 | 9 | 22400 | 17000 | 75.89% | 1.9 | 0 | 11.7 |  |  |  | No | R-410A | 1.9667 | Residential & Commercial | Ducted CEE Tier 1
215933860 | Central HP <5.4 tons | DAY & NIGHT | HRCU-A-CB (Split System: Heat Pump with Remote Outdoor Unit-Air-Source) | C5H3V36*K*AAA* |  |  | ESH5X60M12A*+WALLCON | *97CMN0601714B* | 33800 | 19 | 9 | 33800 | 25800 | 76.33% | 1.96 | 0 | 11 |  |  |  | No | R-454B | 2.8167 | Residential & Commercial | Ducted CEE Tier 1
211389888 | Central HP <5.4 tons | FRASER-JOHNSTON | HRCU-A-CB (Split System: Heat Pump with Remote Outdoor Unit-Air-Source) | HMH72B341 |  |  | XAFB30CXXN1+TXV | TM8Y060A12MP11 | 32600 | 17.5 | 8.1 | 33400 | 23400 | 70.06% | 2.02 | 0 | 10 |  |  |  | No | R-410A | 2.7167 | Residential & Commercial | Ducted CEE Tier 1
214862836 | Central HP <5.4 tons | CHAMPION HEATING AND COOLING | HRCU-A-CB (Split System: Heat Pump with Remote Outdoor Unit-Air-Source) | HH836E2S11 | ADP |  | H,YG80*36+TXV | Z8ES080C16SMPS1 | 34000 | 19 | 8.5 | 30200 | 25000 | 82.78% | 2 | 0 | 11 |  |  |  | No | R-454B | 2.8333 | Residential & Commercial | Ducted CEE Tier 1
216411143 | Central HP <5.4 tons | FRASER-JOHNSTON | HRCU-A-CB (Split System: Heat Pump with Remote Outdoor Unit-Air-Source) | HMH72B341 |  |  | XAFC36DBCN1 | Z9ET100C20SMPS1 | 34000 | 17 | 8.5 | 32400 | 22800 | 70.37% | 2.02 | 0 | 10 |  |  |  | No | R-410A | 2.8333 | Residential & Commercial | Ducted CEE Tier 1
214807715 | Central HP <5.4 tons | COLEMAN | HRCU-A-CB (Split System: Heat Pump with Remote Outdoor Unit-Air-Source) | HH824E2S11 |  |  | CTU36B5XDS1+JME12B2SN1+TXV |  | 23000 | 19 | 9.5 | 23000 | 18500 | 80.43% | 2 | 0 | 12 |  |  |  | No | R-454B | 1.9167 | Residential & Commercial | Ducted CEE Tier 1
214649769 | Central HP <5.4 tons | COLEMAN | HRCU-A-CB (Split System: Heat Pump with Remote Outdoor Unit-Air-Source) | HH824E2S11 |  |  | CTU30B5XCS1+TXV | TMLE100B12MP11 | 23000 | 17 | 9.5 | 23000 | 18400 | 80% | 2 | 0 | 12 |  |  |  | No | R-454B | 1.9167 | Residential & Commercial | Ducted CEE Tier 1
214649864 | Central HP <5.4 tons | COLEMAN | HRCU-A-CB (Split System: Heat Pump with Remote Outdoor Unit-Air-Source) | HH824E2S11 |  |  | CTU30B5XCS1+TXV | TM8V080B12MP12 | 23000 | 17 | 9.5 | 23000 | 17900 | 77.83% | 2 | 0 | 12 |  |  |  | No | R-454B | 1.9167 | Residential & Commercial | Ducted CEE Tier 1
215933670 | Central HP <5.4 tons | DAY & NIGHT | HRCU-A-CB (Split System: Heat Pump with Remote Outdoor Unit-Air-Source) | C5H3V36*K*AAA* |  |  | ESH5X48M12A*+WALLCON | *97CMN0802120B* | 33800 | 19.5 | 9 | 34800 | 26600 | 76.44% | 1.94 | 0 | 11.5 |  |  |  | No | R-454B | 2.8167 | Residential & Commercial | Ducted CEE Tier 1
215934860 | Central HP <5.4 tons | DAY & NIGHT | HRCU-A-CB (Split System: Heat Pump with Remote Outdoor Unit-Air-Source) | C5H3V36*K*AAA* |  |  | EVM5X44M21A*+WALLCON | *80CTL1102120B* | 35600 | 22 | 8.5 | 38000 | 28400 | 74.74% | 2.02 | 0 | 12.5 |  |  |  | No | R-454B | 2.9667 | Residential & Commercial | Ducted CEE Tier 1
215935060 | Central HP <5.4 tons | DAY & NIGHT | HRCU-A-CB (Split System: Heat Pump with Remote Outdoor Unit-Air-Source) | C5H3V36*K*AAA* |  |  | EVM5X49M21A*+WALLCON | *95CSU0601716B* | 35400 | 21.5 | 8.5 | 38500 | 29000 | 75.32% | 2.02 | 0 | 12 |  |  |  | No | R-454B | 2.95 | Residential & Commercial | Ducted CEE Tier 1
214271606 | Central HP <5.4 tons | CARRIER | HRCU-A-CB (Split System: Heat Pump with Remote Outdoor Unit-Air-Source) | 25VNA424A*031* | ADP |  | V,C36H***P429 | 58TN*B070C14**12 | 23400 | 20 | 10.5 | 25000 | 19500 | 78% | 2.42 | 0 | 13 |  |  |  | No | R-410A | 1.95 | Residential & Commercial | Ducted CEE Tier 1
214595909 | Central HP <5.4 tons | PAYNE | HRCU-A-C (Split System: Heat Pump with Remote Outdoor Unit with No Indoor Fan --Air Source) | 38MURAQ30AB3 | ADP |  | H,PG33936+TD |  | 29400 | 15.2 | 9.35 | 31200 | 26600 | 85.26% | 1.8 | 0 | 10 |  |  |  | No | R-410A | 2.45 | Residential & Commercial | Ducted CEE Tier 1
206997840 | Central HP <5.4 tons | KENMORE | HRCU-A-CB (Split System: Heat Pump with Remote Outdoor Unit-Air-Source) | (C,H,T)VH837GKA2* |  |  | EHD4X48AAL+WALLCON | *80CTL1352422A* | 32600 | 17 | 8.1 | 33000 | 24800 | 75.15% | 1.98 | 11 | 11 |  |  |  | No | R-410A | 2.7167 | Residential & Commercial | Ducted CEE Tier 1
206997854 | Central HP <5.4 tons | KENMORE | HRCU-A-CB (Split System: Heat Pump with Remote Outdoor Unit-Air-Source) | (C,H,T)VH837GKA2* |  |  | EHD4X48AAL+WALLCON | *97CMN0602120A* | 32400 | 16.5 | 8.1 | 33200 | 25200 | 75.9% | 1.94 | 11.5 | 11 |  |  |  | No | R-410A | 2.7 | Residential & Commercial | Ducted CEE Tier 1
206997889 | Central HP <5.4 tons | KENMORE | HRCU-A-CB (Split System: Heat Pump with Remote Outdoor Unit-Air-Source) | (C,H,T)VH837GKA2* |  |  | EHD4X42AAL+WALLCON | *80CSU0601716A* | 32400 | 16.5 | 8.1 | 33200 | 24800 | 74.7% | 1.94 | 11.5 | 11 |  |  |  | No | R-410A | 2.7 | Residential & Commercial | Ducted CEE Tier 1
206997906 | Central HP <5.4 tons | KENMORE | HRCU-A-CB (Split System: Heat Pump with Remote Outdoor Unit-Air-Source) | (C,H,T)VH837GKA2* |  |  | EA*4X43L21A*+WALLCON | *95CSU1002122A* | 33000 | 17.5 | 8.5 | 32800 | 25000 | 76.22% | 2 | 12 | 11.5 |  |  |  | No | R-410A | 2.75 | Residential & Commercial | Ducted CEE Tier 1
211225851 | Central HP <5.4 tons | CARRIER | HRCU-A-CB (Split System: Heat Pump with Remote Outdoor Unit-Air-Source) | 38MURAQ36AB3* |  |  | CAP**4224AL* | 59SP6A100V21**20 | 35600 | 16 | 8.1 | 38500 | 35000 | 90.91% | 1.9 | 0 | 10 |  |  |  | No | R-410A | 2.9667 | Residential & Commercial | Ducted CEE Tier 1
211225868 | Central HP <5.4 tons | CARRIER | HRCU-A-CB (Split System: Heat Pump with Remote Outdoor Unit-Air-Source) | 38MURAQ36AB3* |  |  | CAP**4321AL* | 58S(B,C)*A070E17**12 | 36400 | 15.5 | 8.5 | 38500 | 34800 | 90.39% | 2.08 | 0 | 10 |  |  |  | No | R-410A | 3.0333 | Residential & Commercial | Ducted CEE Tier 1
211225885 | Central HP <5.4 tons | CARRIER | HRCU-A-CB (Split System: Heat Pump with Remote Outdoor Unit-Air-Source) | 38MURAQ36AB3* |  |  | CAP**4321AL* | 58TP*A110V21**22 | 37200 | 15.5 | 8.5 | 38500 | 34800 | 90.39% | 2.12 | 0 | 10 |  |  |  | No | R-410A | 3.1 | Residential & Commercial | Ducted CEE Tier 1
211225900 | Central HP <5.4 tons | CARRIER | HRCU-A-CB (Split System: Heat Pump with Remote Outdoor Unit-Air-Source) | 38MURAQ36AB3* |  |  | CAP**4321AL* | 59SP6A100V21**20 | 36400 | 16 | 8.5 | 38500 | 34800 | 90.39% | 2.08 | 0 | 10 |  |  |  | No | R-410A | 3.0333 | Residential & Commercial | Ducted CEE Tier 1
211225919 | Central HP <5.4 tons | CARRIER | HRCU-A-CB (Split System: Heat Pump with Remote Outdoor Unit-Air-Source) | 38MURAQ36AB3* |  |  | CAP**4821AL* | 58S(B,C)*A090E17**14 | 36400 | 16 | 8.5 | 38500 | 34800 | 90.39% | 2.08 | 0 | 10 |  |  |  | No | R-410A | 3.0333 | Residential & Commercial | Ducted CEE Tier 1
211225933 | Central HP <5.4 tons | CARRIER | HRCU-A-CB (Split System: Heat Pump with Remote Outdoor Unit-Air-Source) | 38MURAQ36AB3* |  |  | CAP**4821AL* | 58TP*A090V21**20 | 35400 | 16 | 8.1 | 37800 | 34600 | 91.53% | 2.02 | 0 | 10 |  |  |  | No | R-410A | 2.95 | Residential & Commercial | Ducted CEE Tier 1
210596922 | Central HP <5.4 tons | KEEPRITE | HRCU-A-CB (Split System: Heat Pump with Remote Outdoor Unit-Air-Source) | CVH825GKA2* |  |  | EHD4X42AAL+WALLCON | *96CTN1002122A* | 24200 | 16 | 8.1 | 21400 | 16600 | 77.57% | 2 | 0 | 10.5 |  |  |  | No | R-410A | 2.0167 | Residential & Commercial | Ducted CEE Tier 1
210597021 | Central HP <5.4 tons | KEEPRITE | HRCU-A-CB (Split System: Heat Pump with Remote Outdoor Unit-Air-Source) | CVH825GKA2* |  |  | EN(A,D)4X48L24**+WALLCON | *97CMN0602120A* | 24000 | 16.5 | 8.1 | 21400 | 16700 | 78.04% | 2 | 0 | 11 |  |  |  | No | R-410A | 2 | Residential & Commercial | Ducted CEE Tier 1
210597105 | Central HP <5.4 tons | KEEPRITE | HRCU-A-CB (Split System: Heat Pump with Remote Outdoor Unit-Air-Source) | CVH825GKA2* |  |  | EN(A,D,W)4X48L21**+WALLCON | *96CTN0601714A* | 24000 | 16.5 | 8.1 | 21400 | 16700 | 78.04% | 2 | 0 | 11 |  |  |  | No | R-410A | 2 | Residential & Commercial | Ducted CEE Tier 1
204456604 | Central HP <5.4 tons | KEEPRITE | HRCU-A-CB (Split System: Heat Pump with Remote Outdoor Unit-Air-Source) | CVH825GKA2* |  |  | EA*4X36L17A*+WALLCON | *80CTL0701716A* | 23600 | 16.5 | 8.1 | 21400 | 16700 | 78.04% | 1.94 | 11.5 | 11 |  |  |  | No | R-410A | 1.9667 | Residential & Commercial | Ducted CEE Tier 1
210596724 | Central HP <5.4 tons | KEEPRITE | HRCU-A-CB (Split System: Heat Pump with Remote Outdoor Unit-Air-Source) | CVH825GKA2* |  |  | EA*4X42L24A*+WALLCON | *95CSU0802120A* | 23800 | 17 | 8.1 | 21400 | 16600 | 77.57% | 1.96 | 0 | 11 |  |  |  | No | R-410A | 1.9833 | Residential & Commercial | Ducted CEE Tier 1
210596740 | Central HP <5.4 tons | KEEPRITE | HRCU-A-CB (Split System: Heat Pump with Remote Outdoor Unit-Air-Source) | CVH825GKA2* |  |  | EA*4X42L24A*+WALLCON | *97CMN0602120A* | 23600 | 16.5 | 8.1 | 21400 | 16700 | 78.04% | 1.96 | 0 | 11 |  |  |  | No | R-410A | 1.9667 | Residential & Commercial | Ducted CEE Tier 1
205751023 | Central HP <5.4 tons | KENMORE | HRCU-A-CB (Split System: Heat Pump with Remote Outdoor Unit-Air-Source) | (C,H,T)VH837GKA** |  |  | EA*4X37L21A*+WALLCON | *80CTL0902120A* | 32800 | 17.5 | 8.5 | 33000 | 25200 | 76.36% | 1.98 | 12 | 11.7 |  |  |  | No | R-410A | 2.7333 | Residential & Commercial | Ducted CEE Tier 1
206998291 | Central HP <5.4 tons | KENMORE | HRCU-A-CB (Split System: Heat Pump with Remote Outdoor Unit-Air-Source) | (C,H,T)VH825GKA3* |  |  | EA*4X24L14A*+WALLCON | *80CTL0701412A* | 23400 | 17 | 8.1 | 22000 | 16800 | 76.36% | 1.9 | 11 | 10.5 |  |  |  | No | R-410A | 1.95 | Residential & Commercial | Ducted CEE Tier 1
206998339 | Central HP <5.4 tons | KENMORE | HRCU-A-CB (Split System: Heat Pump with Remote Outdoor Unit-Air-Source) | (C,H,T)VH825GKA3* |  |  | EA*4X36L21A*+WALLCON | *97CMN0602120A* | 23600 | 16 | 8.1 | 21600 | 16700 | 77.31% | 1.92 | 11 | 10.5 |  |  |  | No | R-410A | 1.9667 | Residential & Commercial | Ducted CEE Tier 1
206998340 | Central HP <5.4 tons | KENMORE | HRCU-A-CB (Split System: Heat Pump with Remote Outdoor Unit-Air-Source) | (C,H,T)VH825GKA3* |  |  | EA*4X37L17A*+WALLCON | *80CTL0451712A* | 24000 | 16 | 8.1 | 21600 | 16800 | 77.78% | 1.98 | 11 | 10.5 |  |  |  | No | R-410A | 2 | Residential & Commercial | Ducted CEE Tier 1
206998492 | Central HP <5.4 tons | KENMORE | HRCU-A-CB (Split System: Heat Pump with Remote Outdoor Unit-Air-Source) | (C,H,T)VH825GKA3* |  |  | EA*4X37L21A*+WALLCON | *80CSU0601716A* | 24400 | 17 | 8.1 | 21200 | 16600 | 78.3% | 2.02 | 11.5 | 11 |  |  |  | No | R-410A | 2.0333 | Residential & Commercial | Ducted CEE Tier 1
210627720 | Central HP <5.4 tons | TGM | HRCU-A-CB (Split System: Heat Pump with Remote Outdoor Unit-Air-Source) | GTS18HN036A |  |  | GTA18H024A |  | 24000 | 17 | 9 | 24000 | 22000 | 91.67% | 1.8 | 12.5 | 12 |  |  |  | No | R-410A | 2 | Residential & Commercial | Ducted CEE Tier 1
204299002 | Central HP <5.4 tons | KEEPRITE | HRCU-A-CB (Split System: Heat Pump with Remote Outdoor Unit-Air-Source) | CVH837GKA** |  |  | EA*4X42L21A*+WALLCON | *97CMN1002122A* | 31800 | 17 | 8.1 | 33000 | 24400 | 73.94% | 1.9 | 11.5 | 11.5 |  |  |  | No | R-410A | 2.65 | Residential & Commercial | Ducted CEE Tier 1
210597397 | Central HP <5.4 tons | KEEPRITE | HRCU-A-CB (Split System: Heat Pump with Remote Outdoor Unit-Air-Source) | CVH837GKA** |  |  | EA*4X60L24A*+WALLCON | *97CMN0602120A* | 32600 | 17 | 8.1 | 32200 | 25000 | 77.64% | 1.96 | 0 | 11.5 |  |  |  | No | R-410A | 2.7167 | Residential & Commercial | Ducted CEE Tier 1
210597499 | Central HP <5.4 tons | KEEPRITE | HRCU-A-CB (Split System: Heat Pump with Remote Outdoor Unit-Air-Source) | CVH837GKA** |  |  | EHD4X60AAL+WALLCON | *80CSU0401712A* | 33000 | 17 | 8.1 | 32200 | 24800 | 77.02% | 1.98 | 0 | 11 |  |  |  | No | R-410A | 2.75 | Residential & Commercial | Ducted CEE Tier 1
210597526 | Central HP <5.4 tons | KEEPRITE | HRCU-A-CB (Split System: Heat Pump with Remote Outdoor Unit-Air-Source) | CVH837GKA** |  |  | EHD4X60AAL+WALLCON | *95CSU0802120A* | 33000 | 17 | 8.1 | 32200 | 24800 | 77.02% | 2.02 | 0 | 11.5 |  |  |  | No | R-410A | 2.75 | Residential & Commercial | Ducted CEE Tier 1
206136171 | Central HP <5.4 tons | KEEPRITE | HRCU-A-CB (Split System: Heat Pump with Remote Outdoor Unit-Air-Source) | CVH837GKA** |  |  | EA*4X48L21A*+WALLCON | *95CSU0802120A* | 32400 | 17.5 | 8.5 | 32600 | 25000 | 76.69% | 1.98 | 12 | 11.5 |  |  |  | No | R-410A | 2.7 | Residential & Commercial | Ducted CEE Tier 1
214279612 | Central HP <5.4 tons | WESTINGHOUSE | HRCU-A-C (Split System: Heat Pump with Remote Outdoor Unit with No Indoor Fan --Air Source) | WHM36SZA21S | ADP |  | M36E359+TD |  | 28200 | 15.2 | 9.4 | 28400 | 23800 | 83.8% | 2.08 | 0 | 11 |  |  |  | No | R-410A | 2.35 | Residential & Commercial | Ducted CEE Tier 1
216487685 | Central HP <5.4 tons | BRYANT HEATING AND COOLING SYSTEMS | HRCU-A-CB (Split System: Heat Pump with Remote Outdoor Unit-Air-Source) | 293VAN048**AA* | ADP |  | CE(P,V)6021G48*+TXV | 88*TB66135C24*** | 45000 | 21 | 9.5 | 46000 | 35800 | 77.83% | 2 | 0 | 11.5 |  |  |  | No | R-454B | 3.75 | Residential & Commercial | Ducted CEE Tier 1
214648701 | Central HP <5.4 tons | TEXANAIR | HRCU-A-CB (Split System: Heat Pump with Remote Outdoor Unit-Air-Source) | TEXAN024STCU1 |  |  | TEXANWM24A1 |  | 24000 | 17 | 10.2 | 26000 | 19400 | 74.62% | 2.33 | 0 | 10.5 |  |  |  | No | R-410A | 2 | Residential & Commercial | Ducted CEE Tier 1
214807766 | Central HP <5.4 tons | COLEMAN | HRCU-A-CB (Split System: Heat Pump with Remote Outdoor Unit-Air-Source) | HH836E2S11 |  |  | CTU36B5XDS1+JME12B2SN1+TXV |  | 33400 | 19 | 9 | 30400 | 24800 | 81.58% | 2 | 0 | 12 |  |  |  | No | R-454B | 2.7833 | Residential & Commercial | Ducted CEE Tier 1
214440988 | Central HP <5.4 tons | CARRIER | HRCU-A-CB (Split System: Heat Pump with Remote Outdoor Unit-Air-Source) | 25VNA436A*031* | ADP |  | H,PG34936 | 59TN6C120C24**22 | 32600 | 20 | 9 | 34800 | 27200 | 78.16% | 2.04 | 0 | 12 |  |  |  | No | R-410A | 2.7167 | Residential & Commercial | Ducted CEE Tier 1
214271638 | Central HP <5.4 tons | CARRIER | HRCU-A-CB (Split System: Heat Pump with Remote Outdoor Unit-Air-Source) | 25VNA436A*031* | ADP |  | C36A***L159 | 58TN*B045C17**12 | 32600 | 19 | 9 | 35200 | 27400 | 77.84% | 2.02 | 0 | 11.7 |  |  |  | No | R-410A | 2.7167 | Residential & Commercial | Ducted CEE Tier 1
208106494 | Central HP <5.4 tons | BOSCH | HRCU-A-CB (Split System: Heat Pump with Remote Outdoor Unit-Air-Source) | BOVA-60HDN1-M20G | ADP |  | PL60H210P199 | BGH96M080C4A | 42500 | 17 | 8.8 | 42500 | 31000 | 72.94% | 1.9 | 12 | 11.7 |  |  |  | No | R-410A | 3.5417 | Residential & Commercial | Ducted CEE Tier 1
212367403 | Central HP <5.4 tons | BOSCH | HRCU-A-CB (Split System: Heat Pump with Remote Outdoor Unit-Air-Source) | BOVA-60HDN1-M20G | ADP |  | HG88960 | BGH96M080C4B | 42500 | 17 | 8.8 | 42500 | 31000 | 72.94% | 1.9 | 0 | 11.7 |  |  |  | No | R-410A | 3.5417 | Residential & Commercial | Ducted CEE Tier 1
212367506 | Central HP <5.4 tons | BOSCH | HRCU-A-CB (Split System: Heat Pump with Remote Outdoor Unit-Air-Source) | BOVB-60HDN1-M20G | ADP |  | H,RG84948 | BGH96M080C4B | 42500 | 17 | 8.8 | 42500 | 31000 | 72.94% | 1.9 | 0 | 11.7 |  |  |  | No | R-410A | 3.5417 | Residential & Commercial | Ducted CEE Tier 1
212407315 | Central HP <5.4 tons | BRYANT HEATING AND COOLING SYSTEMS | HRCU-A-CB (Split System: Heat Pump with Remote Outdoor Unit-Air-Source) | 284ANV036*0**B* | ADP |  | C36A***C129 | 88*TA36070C14*** | 32200 | 19 | 9 | 33800 | 25800 | 76.33% | 2 | 0 | 11.5 |  |  |  | No | R-410A | 2.6833 | Residential & Commercial | Ducted CEE Tier 1
210106943 | Central HP <5.4 tons | RUSSELL | HRCU-A-CB (Split System: Heat Pump with Remote Outdoor Unit-Air-Source) | SP18AZ36AJVC |  |  | TCFZ6021SEAAM | S962V1005A21M4S | 34200 | 18 | 8.5 | 34200 | 43000 | 125.7% | 2.2 | 0 | 12.5 |  |  |  | No | R-410A | 2.85 | Residential & Commercial | Ducted CEE Tier 1
215934490 | Central HP <5.4 tons | DAY & NIGHT | HRCU-A-CB (Split System: Heat Pump with Remote Outdoor Unit-Air-Source) | C5H3V48*K*AAA* |  |  | ESH5X48M12A*+WALLCON | *97CMN0802120B* | 44000 | 20 | 9 | 48500 | 36600 | 75.46% | 1.8 | 0 | 10.5 |  |  |  | No | R-454B | 3.6667 | Residential & Commercial | Ducted CEE Tier 1
206998522 | Central HP <5.4 tons | KENMORE | HRCU-A-CB (Split System: Heat Pump with Remote Outdoor Unit-Air-Source) | (C,H,T)VH825GKA3* |  |  | EA*4X25L17A*+WALLCON | *95CSU0601716A* | 24200 | 16.5 | 8.1 | 21400 | 16700 | 78.04% | 2 | 11 | 10.5 |  |  |  | No | R-410A | 2.0167 | Residential & Commercial | Ducted CEE Tier 1
206998525 | Central HP <5.4 tons | KENMORE | HRCU-A-CB (Split System: Heat Pump with Remote Outdoor Unit-Air-Source) | (C,H,T)VH825GKA3* |  |  | EA*4X36L21A*+WALLCON | *95CSU0601716A* | 23600 | 16.5 | 8.1 | 21600 | 16700 | 77.31% | 1.92 | 11 | 10.5 |  |  |  | No | R-410A | 1.9667 | Residential & Commercial | Ducted CEE Tier 1
206136092 | Central HP <5.4 tons | KENMORE | HRCU-A-CB (Split System: Heat Pump with Remote Outdoor Unit-Air-Source) | (C,H,T)VH837GKA** |  |  | EA*4X37L21A*+WALLCON | *95CSU1002122A* | 33000 | 17.5 | 8.5 | 32800 | 25000 | 76.22% | 2 | 12 | 11.5 |  |  |  | No | R-410A | 2.75 | Residential & Commercial | Ducted CEE Tier 1
206136192 | Central HP <5.4 tons | KENMORE | HRCU-A-CB (Split System: Heat Pump with Remote Outdoor Unit-Air-Source) | (C,H,T)VH837GKA** |  |  | EA*4X48L24A*+WALLCON | *95CSU0802120A* | 32400 | 17.5 | 8.5 | 32400 | 24800 | 76.54% | 2 | 12 | 11.5 |  |  |  | No | R-410A | 2.7 | Residential & Commercial | Ducted CEE Tier 1
213355911 | Central HP <5.4 tons | COLEMAN | HRCU-A-CB (Split System: Heat Pump with Remote Outdoor Unit-Air-Source) | HMH72B341 | ADP |  | H,YG81936+AEFE3A* |  | 34000 | 18 | 8.7 | 31600 | 22800 | 72.15% | 2.1 | 0 | 10.5 |  |  |  | No | R-410A | 2.8333 | Residential & Commercial | Ducted CEE Tier 1
206997672 | Central HP <5.4 tons | KENMORE | HRCU-A-CB (Split System: Heat Pump with Remote Outdoor Unit-Air-Source) | (C,H,T)VH837GKA2* |  |  | EA*4X42L21A*+WALLCON | *80CTL0701716A* | 31800 | 17 | 8.1 | 33200 | 24600 | 74.1% | 1.88 | 11 | 11 |  |  |  | No | R-410A | 2.65 | Residential & Commercial | Ducted CEE Tier 1
206997689 | Central HP <5.4 tons | KENMORE | HRCU-A-CB (Split System: Heat Pump with Remote Outdoor Unit-Air-Source) | (C,H,T)VH837GKA2* |  |  | EA*4X42L24A*+WALLCON | *96CTN1202422A* | 31800 | 17.5 | 8.1 | 33000 | 24400 | 73.94% | 1.9 | 11 | 11.5 |  |  |  | No | R-410A | 2.65 | Residential & Commercial | Ducted CEE Tier 1
206997773 | Central HP <5.4 tons | KENMORE | HRCU-A-CB (Split System: Heat Pump with Remote Outdoor Unit-Air-Source) | (C,H,T)VH837GKA2* |  |  | EN(A,D,W)4X48L21**+WALLCON | *97CMN1002122A* | 32400 | 17.5 | 8.1 | 33000 | 24800 | 75.15% | 1.96 | 12 | 11.7 |  |  |  | No | R-410A | 2.7 | Residential & Commercial | Ducted CEE Tier 1
206997837 | Central HP <5.4 tons | KENMORE | HRCU-A-CB (Split System: Heat Pump with Remote Outdoor Unit-Air-Source) | (C,H,T)VH837GKA2* |  |  | EHD4X48AAL+WALLCON | *80CTL0701716A* | 32600 | 17 | 8.1 | 33200 | 25000 | 75.3% | 1.96 | 11.5 | 11 |  |  |  | No | R-410A | 2.7167 | Residential & Commercial | Ducted CEE Tier 1
214807842 | Central HP <5.4 tons | LUXAIRE | HRCU-A-CB (Split System: Heat Pump with Remote Outdoor Unit-Air-Source) | HH860E2S11 |  |  | CTU60D5XHS1+JMC20D2SN1+TXV |  | 53000 | 19 | 8.5 | 53000 | 38000 | 71.7% | 2 | 0 | 12 |  |  |  | No | R-454B | 4.4167 | Residential & Commercial | Ducted CEE Tier 1
215853479 | Central HP <5.4 tons | FRASER-JOHNSTON | HRCU-A-CB (Split System: Heat Pump with Remote Outdoor Unit-Air-Source) | HH860E2S11 |  |  | JHE60C5CH2SS1 |  | 54000 | 19 | 9 | 53500 | 38500 | 71.96% | 2 | 0 | 11.7 |  |  |  | No | R-454B | 4.5 | Residential & Commercial | Ducted CEE Tier 1
215937032 | Central HP <5.4 tons | KENMORE | HRCU-A-CB (Split System: Heat Pump with Remote Outdoor Unit-Air-Source) | (C,H,T)5H3V48*K*AAA* |  |  | EVM5X48M21A*+WALLCON | *80CTL1102120B* | 44500 | 20 | 8.1 | 52000 | 38000 | 73.08% | 1.9 | 0 | 11 |  |  |  | No | R-454B | 3.7083 | Residential & Commercial | Ducted CEE Tier 1
215937852 | Central HP <5.4 tons | KENMORE | HRCU-A-CB (Split System: Heat Pump with Remote Outdoor Unit-Air-Source) | (C,H,T)5H3V48*K*AAA* |  |  | EVD5X48M21A*+WALLCON | *96CTN0801714B* | 43000 | 19 | 8.1 | 53000 | 37600 | 70.94% | 2 | 0 | 11 |  |  |  | No | R-454B | 3.5833 | Residential & Commercial | Ducted CEE Tier 1
214649779 | Central HP <5.4 tons | COLEMAN | HRCU-A-CB (Split System: Heat Pump with Remote Outdoor Unit-Air-Source) | HH860E2S11 |  |  | CTU60D5XGS1+TXV | TP9C120D20MP13 | 44000 | 18 | 9 | 44500 | 33400 | 75.06% | 2 | 0 | 11.7 |  |  |  | No | R-454B | 3.6667 | Residential & Commercial | Ducted CEE Tier 1
213492159 | Central HP <5.4 tons | PolarWave | HRCU-A-C (Split System: Heat Pump with Remote Outdoor Unit with No Indoor Fan --Air Source) | ACIQ-30-HPB |  |  | ACIQ-36-ACL-17 |  | 29000 | 15.2 | 8.5 | 31000 | 22600 | 72.9% | 1.8 | 0 | 10 |  |  |  | No | R-410A | 2.4167 | Residential & Commercial | Ducted CEE Tier 1
206133783 | Central HP <5.4 tons | KEEPRITE | HRCU-A-CB (Split System: Heat Pump with Remote Outdoor Unit-Air-Source) | CVH825GKA2* |  |  | EA*4X36L21A*+WALLCON | *95CSU0802120A* | 23600 | 16.5 | 8.1 | 21400 | 16600 | 77.57% | 1.94 | 11 | 11 |  |  |  | No | R-410A | 1.9667 | Residential & Commercial | Ducted CEE Tier 1
206133381 | Central HP <5.4 tons | KEEPRITE | HRCU-A-CB (Split System: Heat Pump with Remote Outdoor Unit-Air-Source) | CVH825GKA2* |  |  | EA*4X36L21A*+WALLCON | *80CSU0401712A* | 23600 | 17 | 8.1 | 21400 | 16600 | 77.57% | 1.94 | 11.5 | 11 |  |  |  | No | R-410A | 1.9667 | Residential & Commercial | Ducted CEE Tier 1
214807705 | Central HP <5.4 tons | COLEMAN | HRCU-A-CB (Split System: Heat Pump with Remote Outdoor Unit-Air-Source) | HH824E2S11 |  |  | CTU36B5XDS1+JME08B2SN1+TXV |  | 23000 | 19 | 9.5 | 23000 | 18000 | 78.26% | 2 | 0 | 12 |  |  |  | No | R-454B | 1.9167 | Residential & Commercial | Ducted CEE Tier 1
214807739 | Central HP <5.4 tons | COLEMAN | HRCU-A-CB (Split System: Heat Pump with Remote Outdoor Unit-Air-Source) | HH824E2S11 |  |  | CTM36B5ADS1 | TP9C080B12MP13 | 23000 | 18 | 9.5 | 23000 | 18500 | 80.43% | 2 | 0 | 12 |  |  |  | No | R-454B | 1.9167 | Residential & Commercial | Ducted CEE Tier 1
211226561 | Central HP <5.4 tons | ARCOAIRE | HRCU-A-CB (Split System: Heat Pump with Remote Outdoor Unit-Air-Source) | DLCURAH36ABK |  |  | EA*4X37L17A* | *80VSL0701716A* | 36200 | 15.2 | 8.1 | 38500 | 35000 | 90.91% | 2.02 | 0 | 10 |  |  |  | No | R-410A | 3.0167 | Residential & Commercial | Ducted CEE Tier 1
211226829 | Central HP <5.4 tons | ARCOAIRE | HRCU-A-CB (Split System: Heat Pump with Remote Outdoor Unit-Air-Source) | DLCURAH36ABK |  |  | EA*4X37L21A* | *80ES(N,L)0902116A* | 36600 | 16 | 8.5 | 38500 | 34800 | 90.39% | 2.1 | 0 | 10 |  |  |  | No | R-410A | 3.05 | Residential & Commercial | Ducted CEE Tier 1
206773105 | Central HP <5.4 tons | KEEPRITE | HRCU-A-CB (Split System: Heat Pump with Remote Outdoor Unit-Air-Source) | CVH837GKA2* |  |  | EA*4X43L21A*+WALLCON | *80CSU0401712A* | 33000 | 17.5 | 8.5 | 33000 | 25000 | 75.76% | 1.98 | 12 | 11 |  |  |  | No | R-410A | 2.75 | Residential & Commercial | Ducted CEE Tier 1
206772556 | Central HP <5.4 tons | KEEPRITE | HRCU-A-CB (Split System: Heat Pump with Remote Outdoor Unit-Air-Source) | CVH837GKA2* |  |  | EHD4X36AAL+WALLCON | *80CTL1352422A* | 32200 | 16.5 | 8.1 | 33200 | 24600 | 74.1% | 1.94 | 11 | 11 |  |  |  | No | R-410A | 2.6833 | Residential & Commercial | Ducted CEE Tier 1
216581437 | Central HP <5.4 tons | BRYANT HEATING AND COOLING SYSTEMS | HRCU-A-CB (Split System: Heat Pump with Remote Outdoor Unit-Air-Source) | 284ANV048*0**B* |  |  | CAP**4821AL*+UI | 987TA42080C17*** | 42500 | 20 | 9 | 46500 | 36600 | 78.71% | 2 | 0 | 10.5 |  |  |  | No | R-410A | 3.5417 | Residential & Commercial | Ducted CEE Tier 1
214648697 | Central HP <5.4 tons | TEXANAIR | HRCU-A-C (Split System: Heat Pump with Remote Outdoor Unit with No Indoor Fan --Air Source) | TEXAN036HHCU2 |  |  | TEXANDF36B1 |  | 35000 | 15.2 | 8.5 | 36000 | 30000 | 83.33% | 1.8 | 0 | 10 |  |  |  | No | R-410A | 2.9167 | Residential & Commercial | Ducted CEE Tier 1
213770892 | Central HP <5.4 tons | KEEPRITE | HRCU-A-CB (Split System: Heat Pump with Remote Outdoor Unit-Air-Source) | CVH825GKA2* |  |  | EA*4X36L17A*+WALLCON | *96CTN0601714B* | 23400 | 16 | 8.1 | 21600 | 16700 | 77.31% | 1.92 | 0 | 10.5 |  |  |  | No | R-410A | 1.95 | Residential & Commercial | Ducted CEE Tier 1
213771642 | Central HP <5.4 tons | KEEPRITE | HRCU-A-CB (Split System: Heat Pump with Remote Outdoor Unit-Air-Source) | CVH825GKA2* |  |  | EA*4X48L21A*+WALLCON | *97CMN1002122B* | 24000 | 16.5 | 8.1 | 21000 | 16500 | 78.57% | 2.02 | 0 | 11 |  |  |  | No | R-410A | 2 | Residential & Commercial | Ducted CEE Tier 1
213771092 | Central HP <5.4 tons | KEEPRITE | HRCU-A-CB (Split System: Heat Pump with Remote Outdoor Unit-Air-Source) | CVH825GKA2* |  |  | EA*4X37L17A*+WALLCON | *97CMN0801714B* | 24200 | 16 | 8.1 | 21400 | 16700 | 78.04% | 2 | 0 | 11 |  |  |  | No | R-410A | 2.0167 | Residential & Commercial | Ducted CEE Tier 1
213770742 | Central HP <5.4 tons | KEEPRITE | HRCU-A-CB (Split System: Heat Pump with Remote Outdoor Unit-Air-Source) | CVH825GKA2* |  |  | EA*4X30L17A*+WALLCON | *80CTL0901716B* | 23600 | 16.5 | 8.1 | 21400 | 16700 | 78.04% | 1.92 | 0 | 11 |  |  |  | No | R-410A | 1.9667 | Residential & Commercial | Ducted CEE Tier 1
213770472 | Central HP <5.4 tons | KEEPRITE | HRCU-A-CB (Split System: Heat Pump with Remote Outdoor Unit-Air-Source) | CVH825GKA2* |  |  | EA*4X24L14A*+WALLCON | *80CTL0701412B* | 23400 | 16.5 | 8.1 | 22000 | 16800 | 76.36% | 1.9 | 0 | 10.5 |  |  |  | No | R-410A | 1.95 | Residential & Commercial | Ducted CEE Tier 1
213770592 | Central HP <5.4 tons | KEEPRITE | HRCU-A-CB (Split System: Heat Pump with Remote Outdoor Unit-Air-Source) | CVH825GKA2* |  |  | EA*4X25L17A*+WALLCON | *80CTL0451712B* | 24200 | 16.5 | 8.1 | 21400 | 16800 | 78.5% | 2 | 0 | 11 |  |  |  | No | R-410A | 2.0167 | Residential & Commercial | Ducted CEE Tier 1
215681854 | Central HP <5.4 tons | BRYANT HEATING AND COOLING SYSTEMS | HRCU-A-CB (Split System: Heat Pump with Remote Outdoor Unit-Air-Source) | 290VAN048**AA* |  |  | CVAMA4921XMA*+UI | 83*CB60100C21*** | 48000 | 18.5 | 9 | 50000 | 36600 | 73.2% | 2 | 0 | 10 |  |  |  | No | R-454B | 4 | Residential & Commercial | Ducted CEE Tier 1
216411117 | Central HP <5.4 tons | LUXAIRE | HRCU-A-CB (Split System: Heat Pump with Remote Outdoor Unit-Air-Source) | HMH72B341 |  |  | XAHB36DBCN1 | Z9ET080B12SMPS1 | 33200 | 17.5 | 8.5 | 33000 | 23200 | 70.3% | 2 | 0 | 10 |  |  |  | No | R-410A | 2.7667 | Residential & Commercial | Ducted CEE Tier 1
215682354 | Central HP <5.4 tons | BRYANT HEATING AND COOLING SYSTEMS | HRCU-A-CB (Split System: Heat Pump with Remote Outdoor Unit-Air-Source) | 290VAN048**AA* |  |  | CVAVA6021XMA*+UI | 987TA60080C21*** | 48000 | 19 | 9 | 50000 | 36800 | 73.6% | 2 | 0 | 10 |  |  |  | No | R-454B | 4 | Residential & Commercial | Ducted CEE Tier 1
215682454 | Central HP <5.4 tons | BRYANT HEATING AND COOLING SYSTEMS | HRCU-A-CB (Split System: Heat Pump with Remote Outdoor Unit-Air-Source) | 290VAN048**AA* |  |  | CVAVA6121XMA*+UI | 83*CB48060C17*** | 48500 | 19 | 9 | 50000 | 36800 | 73.6% | 2.1 | 0 | 10 |  |  |  | No | R-454B | 4.0417 | Residential & Commercial | Ducted CEE Tier 1
214720017 | Central HP <5.4 tons | LUXAIRE | HRCU-A-CB (Split System: Heat Pump with Remote Outdoor Unit-Air-Source) | HH836E2S11 |  |  | CTU48C5XFS1+TXV | Z8ES120C20SMPS1 | 34200 | 19 | 9 | 32000 | 25400 | 79.38% | 2 | 0 | 11 |  |  |  | No | R-454B | 2.85 | Residential & Commercial | Ducted CEE Tier 1
214720083 | Central HP <5.4 tons | LUXAIRE | HRCU-A-CB (Split System: Heat Pump with Remote Outdoor Unit-Air-Source) | HH836E2S11 |  |  | CTU48C5XFS1+TXV | TM9V100C20MP12 | 34200 | 18 | 9 | 32600 | 25800 | 79.14% | 2 | 0 | 11 |  |  |  | No | R-454B | 2.85 | Residential & Commercial | Ducted CEE Tier 1
214720217 | Central HP <5.4 tons | LUXAIRE | HRCU-A-CB (Split System: Heat Pump with Remote Outdoor Unit-Air-Source) | HH836E2S11 |  |  | CTU48C5XFS1+TXV | Z8ES080C16SMPS1 | 34400 | 19 | 9 | 32200 | 25400 | 78.88% | 2 | 0 | 11 |  |  |  | No | R-454B | 2.8667 | Residential & Commercial | Ducted CEE Tier 1
214594990 | Central HP <5.4 tons | LUXAIRE | HRCU-A-CB (Split System: Heat Pump with Remote Outdoor Unit-Air-Source) | HH836E2S11 |  |  | CTF48C5CFS1 | Z8ES120C20SMPS1 | 34200 | 19 | 9 | 32000 | 25400 | 79.38% | 2 | 0 | 11 |  |  |  | No | R-454B | 2.85 | Residential & Commercial | Ducted CEE Tier 1
214595025 | Central HP <5.4 tons | LUXAIRE | HRCU-A-CB (Split System: Heat Pump with Remote Outdoor Unit-Air-Source) | HH836E2S11 |  |  | CTM48C5CFS1 | Z8ES100C20SMPS1 | 34400 | 19 | 9 | 32000 | 25400 | 79.38% | 2 | 0 | 11 |  |  |  | No | R-454B | 2.8667 | Residential & Commercial | Ducted CEE Tier 1
214569336 | Central HP <5.4 tons | CARRIER | HRCU-A-CB (Split System: Heat Pump with Remote Outdoor Unit-Air-Source) | 25VNA424A*031* |  |  | CAP**4221AL*+UI | 59CU5B100C21**22 | 23400 | 20.5 | 11 | 26600 | 19700 | 74.06% | 2.48 | 0 | 13 |  |  |  | No | R-410A | 1.95 | Residential & Commercial | Ducted CEE Tier 1
214569366 | Central HP <5.4 tons | CARRIER | HRCU-A-CB (Split System: Heat Pump with Remote Outdoor Unit-Air-Source) | 25VNA424A*031* |  |  | CSPH*3612AL*+UI | 59CU5B080C21**20 | 23800 | 19.5 | 10.5 | 26600 | 19700 | 74.06% | 2.5 | 0 | 13 |  |  |  | No | R-410A | 1.9833 | Residential & Commercial | Ducted CEE Tier 1
214569384 | Central HP <5.4 tons | CARRIER | HRCU-A-CB (Split System: Heat Pump with Remote Outdoor Unit-Air-Source) | 25VNA424A*031* |  |  | CNPV*3621AL*+UI | 59CU5B100C21**22 | 23200 | 20 | 10 | 26600 | 19900 | 74.81% | 2.4 | 0 | 13 |  |  |  | No | R-410A | 1.9333 | Residential & Commercial | Ducted CEE Tier 1
214809187 | Central HP <5.4 tons | COLEMAN | HRCU-A-CB (Split System: Heat Pump with Remote Outdoor Unit-Air-Source) | HH860E2S11 |  |  | CTU60C5XGS1+TXV | TPLC100C16MP13 | 43500 | 18 | 9 | 44000 | 33400 | 75.91% | 2 | 0 | 11.7 |  |  |  | No | R-454B | 3.625 | Residential & Commercial | Ducted CEE Tier 1
214809020 | Central HP <5.4 tons | COLEMAN | HRCU-A-CB (Split System: Heat Pump with Remote Outdoor Unit-Air-Source) | HH860E2S11 |  |  | CTU60D5XGS1+JMET18DS2N1+TXV |  | 45500 | 19 | 9.5 | 45500 | 33800 | 74.29% | 2 | 0 | 12 |  |  |  | No | R-454B | 3.7917 | Residential & Commercial | Ducted CEE Tier 1
214809152 | Central HP <5.4 tons | COLEMAN | HRCU-A-CB (Split System: Heat Pump with Remote Outdoor Unit-Air-Source) | HH860E2S11 |  |  | CTU60D5XGS1+JMC20D2SN1+TXV |  | 46000 | 19 | 9.5 | 46000 | 34000 | 73.91% | 2 | 0 | 12 |  |  |  | No | R-454B | 3.8333 | Residential & Commercial | Ducted CEE Tier 1
215937492 | Central HP <5.4 tons | KENMORE | HRCU-A-CB (Split System: Heat Pump with Remote Outdoor Unit-Air-Source) | (C,H,T)5H3V48*K*AAA* |  |  | EVM5X60M24A*+WALLCON | *80CTL1352422B* | 45500 | 21 | 8.1 | 52500 | 38000 | 72.38% | 1.95 | 0 | 11.5 |  |  |  | No | R-454B | 3.7917 | Residential & Commercial | Ducted CEE Tier 1
214862430 | Central HP <5.4 tons | CHAMPION HEATING AND COOLING | HRCU-A-CB (Split System: Heat Pump with Remote Outdoor Unit-Air-Source) | HH860E2S11 | ADP |  | H,YG84*60+TXV | Z8ES080C16SMPS1 | 44500 | 18 | 8.5 | 42500 | 33000 | 77.65% | 2 | 0 | 12 |  |  |  | No | R-454B | 3.7083 | Residential & Commercial | Ducted CEE Tier 1
214569326 | Central HP <5.4 tons | CARRIER | HRCU-A-CB (Split System: Heat Pump with Remote Outdoor Unit-Air-Source) | 25VNA424A*031* |  |  | CAP**3721AL*+UI | 59CU5B080C21**20 | 24200 | 20 | 11 | 26400 | 19700 | 74.62% | 2.54 | 0 | 13 |  |  |  | No | R-410A | 2.0167 | Residential & Commercial | Ducted CEE Tier 1
214569360 | Central HP <5.4 tons | CARRIER | HRCU-A-CB (Split System: Heat Pump with Remote Outdoor Unit-Air-Source) | 25VNA424A*031* |  |  | CSPH*3012AL*+UI | 59CU5B100C21**22 | 23400 | 19 | 10.5 | 26800 | 19900 | 74.25% | 2.46 | 0 | 12.5 |  |  |  | No | R-410A | 1.95 | Residential & Commercial | Ducted CEE Tier 1
215937992 | Central HP <5.4 tons | KENMORE | HRCU-A-CB (Split System: Heat Pump with Remote Outdoor Unit-Air-Source) | (C,H,T)5H3V48*K*AAA* |  |  | EVD5X48M24A*+WALLCON | *96CTN1202422B* | 45000 | 20.5 | 8.1 | 52000 | 38000 | 73.08% | 1.9 | 0 | 11 |  |  |  | No | R-454B | 3.75 | Residential & Commercial | Ducted CEE Tier 1
215938092 | Central HP <5.4 tons | KENMORE | HRCU-A-CB (Split System: Heat Pump with Remote Outdoor Unit-Air-Source) | (C,H,T)5H3V48*K*AAA* |  |  | EVD5X49M24A*+WALLCON | *97CMN1002122B* | 45500 | 20.5 | 8.1 | 52500 | 38000 | 72.38% | 1.9 | 0 | 11.5 |  |  |  | No | R-454B | 3.7917 | Residential & Commercial | Ducted CEE Tier 1
215912254 | Central HP <5.4 tons | FRASER-JOHNSTON | HRCU-A-CB (Split System: Heat Pump with Remote Outdoor Unit-Air-Source) | HH860E2S11 |  |  | JSE48D5CG2SS1 |  | 45000 | 19 | 9 | 45000 | 33600 | 74.67% | 2 | 0 | 12 |  |  |  | No | R-454B | 3.75 | Residential & Commercial | Ducted CEE Tier 1
214569558 | Central HP <5.4 tons | CARRIER | HRCU-A-CB (Split System: Heat Pump with Remote Outdoor Unit-Air-Source) | 25VNA436A*031* |  |  | CAP**4321AL*+UI | 59TN6C080C21**20 | 34600 | 19.5 | 9.5 | 36400 | 25600 | 70.33% | 2.06 | 0 | 12 |  |  |  | No | R-410A | 2.8833 | Residential & Commercial | Ducted CEE Tier 1
214569658 | Central HP <5.4 tons | CARRIER | HRCU-A-CB (Split System: Heat Pump with Remote Outdoor Unit-Air-Source) | 25VNA436A*031* |  |  | CSPH*6012AL*+UI | 59CU5B080C21**20 | 34400 | 18.5 | 9 | 36000 | 25400 | 70.56% | 2.04 | 0 | 12 |  |  |  | No | R-410A | 2.8667 | Residential & Commercial | Ducted CEE Tier 1
211391969 | Central HP <5.4 tons | FRASER-JOHNSTON | HRCU-A-CB (Split System: Heat Pump with Remote Outdoor Unit-Air-Source) | HMH72B341 |  |  | XAHC36DXXN1+TXV | TM8E080C16MP11 | 33600 | 17.5 | 8.1 | 32800 | 23200 | 70.73% | 2.04 | 0 | 10 |  |  |  | No | R-410A | 2.8 | Residential & Commercial | Ducted CEE Tier 1
214569400 | Central HP <5.4 tons | CARRIER | HRCU-A-CB (Split System: Heat Pump with Remote Outdoor Unit-Air-Source) | 25VNA448A*031* |  |  | CAP**4821AL*+UI | 59CU5B100C21**22 | 44000 | 21 | 9.5 | 46500 | 36200 | 77.85% | 2.28 | 0 | 11.5 |  |  |  | No | R-410A | 3.6667 | Residential & Commercial | Ducted CEE Tier 1
214569442 | Central HP <5.4 tons | CARRIER | HRCU-A-CB (Split System: Heat Pump with Remote Outdoor Unit-Air-Source) | 25VNA448A*031* |  |  | CAP**6121AL*+UI | 59TN6C080C21**20 | 45500 | 21.5 | 10 | 46000 | 36200 | 78.7% | 2.36 | 0 | 12 |  |  |  | No | R-410A | 3.7917 | Residential & Commercial | Ducted CEE Tier 1
214569444 | Central HP <5.4 tons | CARRIER | HRCU-A-CB (Split System: Heat Pump with Remote Outdoor Unit-Air-Source) | 25VNA448A*031* |  |  | CAP**6124AL*+UI | 58TN*B070C21**20 | 45000 | 21 | 10 | 46000 | 36400 | 79.13% | 2.34 | 0 | 11.5 |  |  |  | No | R-410A | 3.75 | Residential & Commercial | Ducted CEE Tier 1
214569342 | Central HP <5.4 tons | CARRIER | HRCU-A-CB (Split System: Heat Pump with Remote Outdoor Unit-Air-Source) | 25VNA424A*031* |  |  | CAP**4224AL*+UI | 59CU5B080C21**20 | 23400 | 20.5 | 10.5 | 26600 | 19700 | 74.06% | 2.46 | 0 | 13 |  |  |  | No | R-410A | 1.95 | Residential & Commercial | Ducted CEE Tier 1
215937122 | Central HP <5.4 tons | KENMORE | HRCU-A-CB (Split System: Heat Pump with Remote Outdoor Unit-Air-Source) | (C,H,T)5H3V48*K*AAA* |  |  | EVM5X48M21A*+WALLCON | *96CTN1002122B* | 44500 | 20 | 8.1 | 52000 | 38500 | 74.04% | 2 | 0 | 11 |  |  |  | No | R-454B | 3.7083 | Residential & Commercial | Ducted CEE Tier 1
214807839 | Central HP <5.4 tons | CHAMPION HEATING AND COOLING | HRCU-A-CB (Split System: Heat Pump with Remote Outdoor Unit-Air-Source) | HH860E2S11 |  |  | CTU60D5XHS1+JMVT20DC2N1+TXV |  | 54500 | 19 | 9 | 53500 | 38500 | 71.96% | 2 | 0 | 12 |  |  |  | No | R-454B | 4.5417 | Residential & Commercial | Ducted CEE Tier 1
214809023 | Central HP <5.4 tons | CHAMPION HEATING AND COOLING | HRCU-A-CB (Split System: Heat Pump with Remote Outdoor Unit-Air-Source) | HH860E2S11 |  |  | CTU60D5XGS1+JMET18DS2N1+TXV |  | 45500 | 19 | 9.5 | 45500 | 33800 | 74.29% | 2 | 0 | 12 |  |  |  | No | R-454B | 3.7917 | Residential & Commercial | Ducted CEE Tier 1
214809273 | Central HP <5.4 tons | CHAMPION HEATING AND COOLING | HRCU-A-CB (Split System: Heat Pump with Remote Outdoor Unit-Air-Source) | HH860E2S11 |  |  | CTU60C5XGS1+TXV | Z9ES080C16SMPS1 | 44500 | 18 | 9 | 46000 | 33800 | 73.48% | 2 | 0 | 11.7 |  |  |  | No | R-454B | 3.7083 | Residential & Commercial | Ducted CEE Tier 1
214808996 | Central HP <5.4 tons | CHAMPION HEATING AND COOLING | HRCU-A-CB (Split System: Heat Pump with Remote Outdoor Unit-Air-Source) | HH860E2S11 |  |  | CTU60C5XGS1+JMET16CS2N1+TXV |  | 45500 | 19 | 9 | 45500 | 34200 | 75.16% | 2 | 0 | 11.7 |  |  |  | No | R-454B | 3.7917 | Residential & Commercial | Ducted CEE Tier 1
214809180 | Central HP <5.4 tons | CHAMPION HEATING AND COOLING | HRCU-A-CB (Split System: Heat Pump with Remote Outdoor Unit-Air-Source) | HH860E2S11 |  |  | CTU60C5XGS1+TXV | TMLV100C16MP12 | 43500 | 18 | 9 | 44000 | 33400 | 75.91% | 2 | 0 | 11.7 |  |  |  | No | R-454B | 3.625 | Residential & Commercial | Ducted CEE Tier 1
209862132 | Central HP <5.4 tons | Grandaire | HRCU-A-CB (Split System: Heat Pump with Remote Outdoor Unit-Air-Source) | WDLCURAH24AAK |  |  | WDLFUAAH24XAK |  | 24000 | 17 | 9.2 | 26000 | 19400 | 74.62% | 2.1 | 11.3 | 10.5 |  |  |  | No | R-410A | 2 | Residential & Commercial | Ducted CEE Tier 1
214569418 | Central HP <5.4 tons | CARRIER | HRCU-A-CB (Split System: Heat Pump with Remote Outdoor Unit-Air-Source) | 25VNA448A*031* |  |  | CAP**4824AL*+UI | 59TN6C080C21**20 | 44000 | 21 | 9.5 | 46500 | 36200 | 77.85% | 2.28 | 0 | 11.5 |  |  |  | No | R-410A | 3.6667 | Residential & Commercial | Ducted CEE Tier 1
214569434 | Central HP <5.4 tons | CARRIER | HRCU-A-CB (Split System: Heat Pump with Remote Outdoor Unit-Air-Source) | 25VNA448A*031* |  |  | CAP**6121AL*+UI | 59CU5B080C21**20 | 45000 | 21 | 10 | 46000 | 36600 | 79.57% | 2.34 | 0 | 11.5 |  |  |  | No | R-410A | 3.75 | Residential & Commercial | Ducted CEE Tier 1
212498317 | Central HP <5.4 tons | PAYNE HEATING AND COOLING | HRCU-A-CB (Split System: Heat Pump with Remote Outdoor Unit-Air-Source) | 38MURAQ24AB3* | ADP |  | CP2903A+TXV+TD |  | 23000 | 16 | 8.5 | 24800 | 22600 | 91.13% | 1.84 | 0 | 10 |  |  |  | No | R-410A | 1.9167 | Residential & Commercial | Ducted CEE Tier 1
214862356 | Central HP <5.4 tons | BRYANT HEATING AND COOLING SYSTEMS | HRCU-A-CB (Split System: Heat Pump with Remote Outdoor Unit-Air-Source) | 288BNV037*0**A* | ADP |  | H,CD16936 | 987MC42080C17*** | 32000 | 17 | 8.1 | 31400 | 24600 | 78.34% | 1.94 | 0 | 11.5 |  |  |  | No | R-410A | 2.6667 | Residential & Commercial | Ducted CEE Tier 1
214862375 | Central HP <5.4 tons | BRYANT HEATING AND COOLING SYSTEMS | HRCU-A-CB (Split System: Heat Pump with Remote Outdoor Unit-Air-Source) | 288BNV037*0**A* | ADP |  | H,PG48936 | 987MC66100C21*** | 32000 | 18 | 8.1 | 30600 | 24200 | 79.08% | 1.98 | 0 | 11.7 |  |  |  | No | R-410A | 2.6667 | Residential & Commercial | Ducted CEE Tier 1
214053840 | Central HP <5.4 tons | BOSCH | HRCU-A-C (Split System: Heat Pump with Remote Outdoor Unit with No Indoor Fan --Air Source) | BOVD-36HDN1-M20G |  |  | BMAC4248CNTF |  | 32400 | 15.2 | 9 | 34200 | 24000 | 70.18% | 1.86 | 0 | 11.5 |  |  |  | No | R-410A | 2.7 | Residential & Commercial | Ducted CEE Tier 1
214053831 | Central HP <5.4 tons | BOSCH | HRCU-A-CB (Split System: Heat Pump with Remote Outdoor Unit-Air-Source) | BOVD-36HDN1-M20G |  |  | BMAC3036BNTD | BGH96M060B3B | 33600 | 17.5 | 9 | 34200 | 24000 | 70.18% | 1.88 | 0 | 11 |  |  |  | No | R-410A | 2.8 | Residential & Commercial | Ducted CEE Tier 1
214053836 | Central HP <5.4 tons | BOSCH | HRCU-A-CB (Split System: Heat Pump with Remote Outdoor Unit-Air-Source) | BOVD-36HDN1-M20G |  |  | BMAC4248CNTF | BGH96M100C5B | 33000 | 18.5 | 9 | 34200 | 24200 | 70.76% | 1.9 | 0 | 12 |  |  |  | No | R-410A | 2.75 | Residential & Commercial | Ducted CEE Tier 1
214862380 | Central HP <5.4 tons | BRYANT HEATING AND COOLING SYSTEMS | HRCU-A-CB (Split System: Heat Pump with Remote Outdoor Unit-Air-Source) | 288BNV037*0**A* | ADP |  | H,CD16936 | 987MC66120C24*** | 31400 | 18 | 8.1 | 30600 | 24400 | 79.74% | 1.98 | 0 | 11 |  |  |  | No | R-410A | 2.6167 | Residential & Commercial | Ducted CEE Tier 1
214862382 | Central HP <5.4 tons | BRYANT HEATING AND COOLING SYSTEMS | HRCU-A-CB (Split System: Heat Pump with Remote Outdoor Unit-Air-Source) | 288BNV037*0**A* | ADP |  | H,PE9J936 | 987MC66120C24*** | 30800 | 18 | 8.1 | 30600 | 24400 | 79.74% | 1.98 | 0 | 11 |  |  |  | No | R-410A | 2.5667 | Residential & Commercial | Ducted CEE Tier 1
214862384 | Central HP <5.4 tons | BRYANT HEATING AND COOLING SYSTEMS | HRCU-A-CB (Split System: Heat Pump with Remote Outdoor Unit-Air-Source) | 288BNV037*0**A* | ADP |  | H,PG81936 | 987MC66120C24*** | 31800 | 18 | 8.1 | 30600 | 24400 | 79.74% | 1.98 | 0 | 11 |  |  |  | No | R-410A | 2.65 | Residential & Commercial | Ducted CEE Tier 1
215675461 | Central HP <5.4 tons | KENMORE | HRCU-A-CB (Split System: Heat Pump with Remote Outdoor Unit-Air-Source) | (C,H,T)5H0V48*K*AAA* |  |  | EVM5X48M21A*+WALLCON | *97CMN1002122B* | 47000 | 18.5 | 9 | 50000 | 36400 | 72.8% | 2 | 0 | 10 |  |  |  | No | R-454B | 3.9167 | Residential & Commercial | Ducted CEE Tier 1
211391386 | Central HP <5.4 tons | FRASER-JOHNSTON | HRCU-A-CB (Split System: Heat Pump with Remote Outdoor Unit-Air-Source) | HMH72B341 |  |  | XAFC30CXXN1+TXV | TMLE120C16MP11 | 33200 | 18 | 8.5 | 33000 | 23200 | 70.3% | 2.06 | 0 | 10 |  |  |  | No | R-410A | 2.7667 | Residential & Commercial | Ducted CEE Tier 1
211390285 | Central HP <5.4 tons | FRASER-JOHNSTON | HRCU-A-CB (Split System: Heat Pump with Remote Outdoor Unit-Air-Source) | HMH72B341 |  |  | XAFC36DBCN1 | TPLC080C16MP13 | 34000 | 17.5 | 8.5 | 33800 | 23800 | 70.41% | 2.08 | 0 | 10 |  |  |  | No | R-410A | 2.8333 | Residential & Commercial | Ducted CEE Tier 1
216441213 | Central HP <5.4 tons | CHAMPION HEATING AND COOLING | HRCU-A-CB (Split System: Heat Pump with Remote Outdoor Unit-Air-Source) | HH824E2S11 | ADP |  | SM6*31+TXV |  | 23000 | 19 | 9.5 | 22400 | 16600 | 74.11% | 2.1 | 0 | 12 |  |  |  | No | R-454B | 1.9167 | Residential & Commercial | Ducted CEE Tier 1
216441208 | Central HP <5.4 tons | CHAMPION HEATING AND COOLING | HRCU-A-CB (Split System: Heat Pump with Remote Outdoor Unit-Air-Source) | HH824E2S11 | ADP |  | FE*G33*25+TXV |  | 24000 | 19 | 9.5 | 22400 | 16600 | 74.11% | 2.1 | 0 | 12 |  |  |  | No | R-454B | 2 | Residential & Commercial | Ducted CEE Tier 1
216411169 | Central HP <5.4 tons | LUXAIRE | HRCU-A-CB (Split System: Heat Pump with Remote Outdoor Unit-Air-Source) | HH824E2S11 |  |  | CTF30A5ADS1 | Z9ET040A10SMPS1 | 23000 | 18 | 9 | 23000 | 17700 | 76.96% | 2 | 0 | 12 |  |  |  | No | R-454B | 1.9167 | Residential & Commercial | Ducted CEE Tier 1
212498318 | Central HP <5.4 tons | PAYNE HEATING AND COOLING | HRCU-A-CB (Split System: Heat Pump with Remote Outdoor Unit-Air-Source) | 38MURAQ24AB3* | ADP |  | CP2505A+TXV+TD |  | 23200 | 16 | 8.55 | 24800 | 22600 | 91.13% | 1.84 | 0 | 10 |  |  |  | No | R-410A | 1.9333 | Residential & Commercial | Ducted CEE Tier 1
213369412 | Central HP <5.4 tons | CARRIER | HRCU-A-CB (Split System: Heat Pump with Remote Outdoor Unit-Air-Source) | 38MURAQ24AB3* | ADP |  | H,PG7J936 | 59TP6C060V17**16 | 23200 | 16 | 8.5 | 25200 | 26200 | 104% | 2.26 | 0 | 10 |  |  |  | No | R-410A | 1.9333 | Residential & Commercial | Ducted CEE Tier 1
212407335 | Central HP <5.4 tons | PAYNE HEATING AND COOLING | HRCU-A-CB (Split System: Heat Pump with Remote Outdoor Unit-Air-Source) | 38MURAQ24AB3* | ADP |  | H,PG7J936 | PG92ESAA48080B** | 24000 | 17 | 8.1 | 24600 | 22400 | 91.06% | 1.88 | 0 | 10.5 |  |  |  | No | R-410A | 2 | Residential & Commercial | Ducted CEE Tier 1
215934660 | Central HP <5.4 tons | DAY & NIGHT | HRCU-A-CB (Split System: Heat Pump with Remote Outdoor Unit-Air-Source) | C5H3V36*K*AAA* |  |  | EVM5X30M17A*+WALLCON | *96CTN0601714B* | 34000 | 20 | 8.1 | 38000 | 27200 | 71.58% | 2 | 0 | 11 |  |  |  | No | R-454B | 2.8333 | Residential & Commercial | Ducted CEE Tier 1
210474236 | Central HP <5.4 tons | KEEPRITE | HRCU-A-CB (Split System: Heat Pump with Remote Outdoor Unit-Air-Source) | CVH825GKA3* |  |  | EHD4X42AAL+WALLCON | *95CSU0802120A* | 24200 | 16 | 8.1 | 21400 | 16600 | 77.57% | 2 | 0 | 11 |  |  |  | No | R-410A | 2.0167 | Residential & Commercial | Ducted CEE Tier 1
210473245 | Central HP <5.4 tons | KEEPRITE | HRCU-A-CB (Split System: Heat Pump with Remote Outdoor Unit-Air-Source) | CVH825GKA3* |  |  | EA*4X43L21A*+WALLCON | *80CTL0901716A* | 24600 | 17.5 | 8.5 | 21000 | 16500 | 78.57% | 2.04 | 0 | 11.7 |  |  |  | No | R-410A | 2.05 | Residential & Commercial | Ducted CEE Tier 1
204300547 | Central HP <5.4 tons | KENMORE | HRCU-A-CB (Split System: Heat Pump with Remote Outdoor Unit-Air-Source) | (C,H,T)VH837GKA** |  |  | EHD4X48AAL+WALLCON | *97CMN1202422A* | 32600 | 16.5 | 8.1 | 33000 | 25000 | 75.76% | 1.96 | 11.5 | 11 |  |  |  | No | R-410A | 2.7167 | Residential & Commercial | Ducted CEE Tier 1
204299893 | Central HP <5.4 tons | KENMORE | HRCU-A-CB (Split System: Heat Pump with Remote Outdoor Unit-Air-Source) | (C,H,T)VH837GKA** |  |  | EN(A,D)4X48L24**+WALLCON | *80CTL1352422A* | 32400 | 17.5 | 8.1 | 32800 | 24800 | 75.61% | 1.98 | 12 | 11.7 |  |  |  | No | R-410A | 2.7 | Residential & Commercial | Ducted CEE Tier 1
204299293 | Central HP <5.4 tons | KENMORE | HRCU-A-CB (Split System: Heat Pump with Remote Outdoor Unit-Air-Source) | (C,H,T)VH837GKA** |  |  | EA*4X48L21A*+WALLCON | *97CMN1002122A* | 32400 | 17.5 | 8.5 | 32600 | 25000 | 76.69% | 1.98 | 12 | 11.7 |  |  |  | No | R-410A | 2.7 | Residential & Commercial | Ducted CEE Tier 1
215670493 | Central HP <5.4 tons | KEEPRITE | HRCU-A-CB (Split System: Heat Pump with Remote Outdoor Unit-Air-Source) | C5H0V36*K*AAA* |  |  | ESH5X60M12A*+WALLCON | *95CSU1002122B* | 34600 | 17 | 8.5 | 34600 | 24800 | 71.68% | 1.92 | 0 | 10 |  |  |  | No | R-454B | 2.8833 | Residential & Commercial | Ducted CEE Tier 1
215670543 | Central HP <5.4 tons | KEEPRITE | HRCU-A-CB (Split System: Heat Pump with Remote Outdoor Unit-Air-Source) | C5H0V36*K*AAA* |  |  | ESH5X60M12A*+WALLCON | *97CMN1002122B* | 34600 | 17 | 8.5 | 34600 | 24800 | 71.68% | 1.92 | 0 | 10 |  |  |  | No | R-454B | 2.8833 | Residential & Commercial | Ducted CEE Tier 1
213782102 | Central HP <5.4 tons | KEEPRITE | HRCU-A-CB (Split System: Heat Pump with Remote Outdoor Unit-Air-Source) | CVH837GKA2* |  |  | EHD4X48AAL+WALLCON | *80CTL1102120B* | 32600 | 16.5 | 8.1 | 32800 | 24800 | 75.61% | 1.96 | 0 | 11 |  |  |  | No | R-410A | 2.7167 | Residential & Commercial | Ducted CEE Tier 1
214569468 | Central HP <5.4 tons | CARRIER | HRCU-A-CB (Split System: Heat Pump with Remote Outdoor Unit-Air-Source) | 25VNA448A*031* |  |  | CSPH*6012AL*+UI | 58TN*B070C21**20 | 45000 | 20.5 | 9.5 | 46500 | 36400 | 78.28% | 2.34 | 0 | 11.5 |  |  |  | No | R-410A | 3.75 | Residential & Commercial | Ducted CEE Tier 1
214569458 | Central HP <5.4 tons | CARRIER | HRCU-A-CB (Split System: Heat Pump with Remote Outdoor Unit-Air-Source) | 25VNA448A*031* |  |  | CSPH*4812AL*+UI | 59CU5B080C21**20 | 44000 | 20 | 9.5 | 47000 | 36600 | 77.87% | 2.2 | 0 | 11 |  |  |  | No | R-410A | 3.6667 | Residential & Commercial | Ducted CEE Tier 1
210473047 | Central HP <5.4 tons | KEEPRITE | HRCU-A-CB (Split System: Heat Pump with Remote Outdoor Unit-Air-Source) | CVH825GKA3* |  |  | EA*4X42L24A*+WALLCON | *97CMN1002122A* | 23800 | 16.5 | 8.1 | 21400 | 16600 | 77.57% | 1.96 | 0 | 11 |  |  |  | No | R-410A | 1.9833 | Residential & Commercial | Ducted CEE Tier 1
210473014 | Central HP <5.4 tons | KEEPRITE | HRCU-A-CB (Split System: Heat Pump with Remote Outdoor Unit-Air-Source) | CVH825GKA3* |  |  | EA*4X42L24A*+WALLCON | *80CSU1002120A* | 23800 | 16.5 | 8.1 | 21400 | 16600 | 77.57% | 1.94 | 0 | 10.5 |  |  |  | No | R-410A | 1.9833 | Residential & Commercial | Ducted CEE Tier 1
213773172 | Central HP <5.4 tons | KEEPRITE | HRCU-A-CB (Split System: Heat Pump with Remote Outdoor Unit-Air-Source) | CVH825GKA3* |  |  | EA*4X37L17A*+WALLCON | *80CTL0701412B* | 24200 | 16.5 | 8.1 | 21400 | 16700 | 78.04% | 2 | 0 | 10.5 |  |  |  | No | R-410A | 2.0167 | Residential & Commercial | Ducted CEE Tier 1
213774672 | Central HP <5.4 tons | KEEPRITE | HRCU-A-CB (Split System: Heat Pump with Remote Outdoor Unit-Air-Source) | CVH825GKA3* |  |  | EHD4X48AAL+WALLCON | *97CMN1202422B* | 24200 | 16 | 8.1 | 21200 | 16600 | 78.3% | 2 | 0 | 10.5 |  |  |  | No | R-410A | 2.0167 | Residential & Commercial | Ducted CEE Tier 1
213773802 | Central HP <5.4 tons | KEEPRITE | HRCU-A-CB (Split System: Heat Pump with Remote Outdoor Unit-Air-Source) | CVH825GKA3* |  |  | EA*4X48L21A*+WALLCON | *96CTN1002122B* | 24000 | 16.5 | 8.1 | 21000 | 16500 | 78.57% | 2.02 | 0 | 11 |  |  |  | No | R-410A | 2 | Residential & Commercial | Ducted CEE Tier 1
213773822 | Central HP <5.4 tons | KEEPRITE | HRCU-A-CB (Split System: Heat Pump with Remote Outdoor Unit-Air-Source) | CVH825GKA3* |  |  | EA*4X48L24A*+WALLCON | *80CTL1102120B* | 24200 | 17 | 8.1 | 21000 | 16500 | 78.57% | 2.02 | 0 | 11 |  |  |  | No | R-410A | 2.0167 | Residential & Commercial | Ducted CEE Tier 1
214837899 | Central HP <5.4 tons | RHEEM | HRCU-A-CB (Split System: Heat Pump with Remote Outdoor Unit-Air-Source) | RD17AZ48AJ3N | ADP |  | F,PE*UU1960 |  | 45500 | 17 | 8.1 | 43500 | 39500 | 90.8% | 2.1 | 0 | 11.7 |  |  |  | No | R-410A | 3.7917 | Residential & Commercial | Ducted CEE Tier 1
210473072 | Central HP <5.4 tons | CARRIER | HRCU-A-CB (Split System: Heat Pump with Remote Outdoor Unit-Air-Source) | 25VNA825A*032* |  |  | CAP**4224AL*+UI | 59MN7B060C21**20 | 23600 | 16.5 | 8.1 | 21400 | 16700 | 78.04% | 1.96 | 0 | 11 |  |  |  | No | R-410A | 1.9667 | Residential & Commercial | Ducted CEE Tier 1
210473105 | Central HP <5.4 tons | CARRIER | HRCU-A-CB (Split System: Heat Pump with Remote Outdoor Unit-Air-Source) | 25VNA825A*032* |  |  | CAP**4321AL*+UI | 59CU5A100C21**22 | 24400 | 17 | 8.5 | 21200 | 16600 | 78.3% | 2.04 | 0 | 11 |  |  |  | No | R-410A | 2.0333 | Residential & Commercial | Ducted CEE Tier 1
214807730 | Central HP <5.4 tons | CHAMPION HEATING AND COOLING | HRCU-A-CB (Split System: Heat Pump with Remote Outdoor Unit-Air-Source) | HH824E2S11 |  |  | CTM36B5ADS1 | TP9C060B12MP13 | 23000 | 17 | 9 | 23000 | 17600 | 76.52% | 2 | 0 | 12 |  |  |  | No | R-454B | 1.9167 | Residential & Commercial | Ducted CEE Tier 1
211245027 | Central HP <5.4 tons | ARCOAIRE | HRCU-A-CB (Split System: Heat Pump with Remote Outdoor Unit-Air-Source) | DLCURAH24ABK |  |  | EN(A,D,W)4X36L17** | *80VTL0701716A* | 24200 | 17 | 8.1 | 26200 | 23000 | 87.79% | 1.9 | 0 | 10.5 |  |  |  | No | R-410A | 2.0167 | Residential & Commercial | Ducted CEE Tier 1
211244812 | Central HP <5.4 tons | ARCOAIRE | HRCU-A-CB (Split System: Heat Pump with Remote Outdoor Unit-Air-Source) | DLCURAH24ABK |  |  | EN(A,D)4X30L17** | *80ESU0601716A | 24800 | 16.5 | 8.5 | 26600 | 22200 | 83.46% | 1.84 | 0 | 10.5 |  |  |  | No | R-410A | 2.0667 | Residential & Commercial | Ducted CEE Tier 1
211244458 | Central HP <5.4 tons | ARCOAIRE | HRCU-A-CB (Split System: Heat Pump with Remote Outdoor Unit-Air-Source) | DLCURAH24ABK |  |  | EN(A,D)4X30L17** | *96VSN0601412A* | 23600 | 16.5 | 8.1 | 25800 | 23800 | 92.25% | 1.98 | 0 | 10 |  |  |  | No | R-410A | 1.9667 | Residential & Commercial | Ducted CEE Tier 1
211244477 | Central HP <5.4 tons | ARCOAIRE | HRCU-A-CB (Split System: Heat Pump with Remote Outdoor Unit-Air-Source) | DLCURAH24ABK |  |  | EN(A,D)4X30L17** | *95ESU0401712A* | 23600 | 16.5 | 8.1 | 25800 | 23600 | 91.47% | 1.96 | 0 | 10 |  |  |  | No | R-410A | 1.9667 | Residential & Commercial | Ducted CEE Tier 1
211243942 | Central HP <5.4 tons | ARCOAIRE | HRCU-A-CB (Split System: Heat Pump with Remote Outdoor Unit-Air-Source) | DLCURAH24ABK |  |  | EN(A,D)4X24L17** | *80VSL0451716A* | 23800 | 16 | 8.5 | 26800 | 23400 | 87.31% | 1.92 | 0 | 10 |  |  |  | No | R-410A | 1.9833 | Residential & Commercial | Ducted CEE Tier 1
211244091 | Central HP <5.4 tons | ARCOAIRE | HRCU-A-CB (Split System: Heat Pump with Remote Outdoor Unit-Air-Source) | DLCURAH24ABK |  |  | EN(A,D)4X24L17** | *96VTN0601714A* | 23400 | 16 | 8.5 | 26600 | 23800 | 89.47% | 1.96 | 0 | 10 |  |  |  | No | R-410A | 1.95 | Residential & Commercial | Ducted CEE Tier 1
211243238 | Central HP <5.4 tons | ARCOAIRE | HRCU-A-CB (Split System: Heat Pump with Remote Outdoor Unit-Air-Source) | DLCURAH24ABK |  |  | EA*4X37L21A* | *96VSN1002120A* | 24400 | 17 | 8.5 | 25200 | 21200 | 84.13% | 1.78 | 0 | 10.5 |  |  |  | No | R-410A | 2.0333 | Residential & Commercial | Ducted CEE Tier 1
214649777 | Central HP <5.4 tons | CHAMPION HEATING AND COOLING | HRCU-A-CB (Split System: Heat Pump with Remote Outdoor Unit-Air-Source) | HH860E2S11 |  |  | CTU60D5XGS1+TXV | TM9V120D20MP12 | 44000 | 18 | 9 | 44500 | 33400 | 75.06% | 2 | 0 | 11.7 |  |  |  | No | R-454B | 3.6667 | Residential & Commercial | Ducted CEE Tier 1
214649911 | Central HP <5.4 tons | CHAMPION HEATING AND COOLING | HRCU-A-CB (Split System: Heat Pump with Remote Outdoor Unit-Air-Source) | HH860E2S11 |  |  | CTU60D5XGS1+TXV | TM9E120D20MP12 | 45000 | 17 | 9 | 47000 | 35000 | 74.47% | 2 | 0 | 11 |  |  |  | No | R-454B | 3.75 | Residential & Commercial | Ducted CEE Tier 1
214719976 | Central HP <5.4 tons | COLEMAN | HRCU-A-CB (Split System: Heat Pump with Remote Outdoor Unit-Air-Source) | HH860E2S11 |  |  | CTU60C5XGS1+TXV | TM9E100C16MP12 | 44500 | 18 | 9 | 46000 | 34400 | 74.78% | 2 | 0 | 11 |  |  |  | No | R-454B | 3.7083 | Residential & Commercial | Ducted CEE Tier 1
215912247 | Central HP <5.4 tons | FRASER-JOHNSTON | HRCU-A-CB (Split System: Heat Pump with Remote Outdoor Unit-Air-Source) | HH860E2S11 |  |  | JSC48D5CG2SS1 |  | 45000 | 19 | 9 | 45000 | 33600 | 74.67% | 2 | 0 | 12 |  |  |  | No | R-454B | 3.75 | Residential & Commercial | Ducted CEE Tier 1
214720179 | Central HP <5.4 tons | COLEMAN | HRCU-A-CB (Split System: Heat Pump with Remote Outdoor Unit-Air-Source) | HH860E2S11 |  |  | CTU60C5XGS1+TXV | TMLE120C16MP11 | 44500 | 18 | 9 | 45500 | 34200 | 75.16% | 2 | 0 | 11 |  |  |  | No | R-454B | 3.7083 | Residential & Commercial | Ducted CEE Tier 1
215935598 | Central HP <5.4 tons | ARCOAIRE | HRCU-A-CB (Split System: Heat Pump with Remote Outdoor Unit-Air-Source) | H5H3V36*K*AAA* |  |  | EVD5X36M21A*+WALLCON | *80CSU0601716A* | 34400 | 21 | 8.5 | 38500 | 28200 | 73.25% | 2.04 | 0 | 11.7 |  |  |  | No | R-454B | 2.8667 | Residential & Commercial | Ducted CEE Tier 1
215935798 | Central HP <5.4 tons | ARCOAIRE | HRCU-A-CB (Split System: Heat Pump with Remote Outdoor Unit-Air-Source) | H5H3V36*K*AAA* |  |  | EVD5X37M21A*+WALLCON | *96CTN0601714B* | 34600 | 20.5 | 8.5 | 38000 | 27600 | 72.63% | 2.06 | 0 | 11.5 |  |  |  | No | R-454B | 2.8833 | Residential & Commercial | Ducted CEE Tier 1
214849364 | Central HP <5.4 tons | RHEEM | HRCU-A-CB (Split System: Heat Pump with Remote Outdoor Unit-Air-Source) | RD17AZ24AJ3N | ADP |  | H,RE7J936 | R802V0754A17UHS | 21600 | 17 | 9.5 | 21000 | 16400 | 78.1% | 2.1 | 0 | 10.5 |  |  |  | No | R-410A | 1.8 | Residential & Commercial | Ducted CEE Tier 1
211393048 | Central HP <5.4 tons | FRASER-JOHNSTON | HRCU-A-CB (Split System: Heat Pump with Remote Outdoor Unit-Air-Source) | HMH72B341 |  |  | XAFC30CXXN1+TXV | TL9E100C20UH11 | 33400 | 17 | 8.5 | 33400 | 23400 | 70.06% | 2.06 | 0 | 10 |  |  |  | No | R-410A | 2.7833 | Residential & Commercial | Ducted CEE Tier 1
214807789 | Central HP <5.4 tons | CHAMPION HEATING AND COOLING | HRCU-A-CB (Split System: Heat Pump with Remote Outdoor Unit-Air-Source) | HH836E2S11 |  |  | CTU48C5XFS1+JMC17C2SN1+TXV |  | 34400 | 19 | 9 | 32000 | 25200 | 78.75% | 2 | 0 | 11.7 |  |  |  | No | R-454B | 2.8667 | Residential & Commercial | Ducted CEE Tier 1
213772756 | Central HP <5.4 tons | BRYANT HEATING AND COOLING SYSTEMS | HRCU-A-CB (Split System: Heat Pump with Remote Outdoor Unit-Air-Source) | 288BNV025*0**C* |  |  | CAP**2517AL*+UI | 935CB48060C17*** | 24200 | 16.5 | 8.1 | 21400 | 16700 | 78.04% | 2 | 0 | 10.5 |  |  |  | No | R-410A | 2.0167 | Residential & Commercial | Ducted CEE Tier 1
213772956 | Central HP <5.4 tons | BRYANT HEATING AND COOLING SYSTEMS | HRCU-A-CB (Split System: Heat Pump with Remote Outdoor Unit-Air-Source) | 288BNV025*0**C* |  |  | CAP**3617AL*+UI | 88*TB48070C17*** | 23600 | 16.5 | 8.1 | 21400 | 16700 | 78.04% | 1.92 | 0 | 10.5 |  |  |  | No | R-410A | 1.9667 | Residential & Commercial | Ducted CEE Tier 1
213773206 | Central HP <5.4 tons | BRYANT HEATING AND COOLING SYSTEMS | HRCU-A-CB (Split System: Heat Pump with Remote Outdoor Unit-Air-Source) | 288BNV025*0**C* |  |  | CAP**3717AL*+UI | 987MC42060C17*** | 24000 | 16 | 8.1 | 21600 | 16800 | 77.78% | 1.98 | 0 | 10.5 |  |  |  | No | R-410A | 2 | Residential & Commercial | Ducted CEE Tier 1
213773706 | Central HP <5.4 tons | BRYANT HEATING AND COOLING SYSTEMS | HRCU-A-CB (Split System: Heat Pump with Remote Outdoor Unit-Air-Source) | 288BNV025*0**C* |  |  | CAP**4821AL*+UI | 88*TB48090C17*** | 24200 | 17 | 8.1 | 20800 | 16600 | 79.81% | 2.02 | 0 | 11 |  |  |  | No | R-410A | 2.0167 | Residential & Commercial | Ducted CEE Tier 1
213773142 | Central HP <5.4 tons | KEEPRITE | HRCU-A-CB (Split System: Heat Pump with Remote Outdoor Unit-Air-Source) | CVH825GKA3* |  |  | EA*4X36L21A*+WALLCON | *96CTN0801714B* | 23600 | 16.5 | 8.1 | 21400 | 16700 | 78.04% | 1.92 | 0 | 10.5 |  |  |  | No | R-410A | 1.9667 | Residential & Commercial | Ducted CEE Tier 1
213773042 | Central HP <5.4 tons | KEEPRITE | HRCU-A-CB (Split System: Heat Pump with Remote Outdoor Unit-Air-Source) | CVH825GKA3* |  |  | EA*4X36L21A*+WALLCON | *80CTL0451712B* | 23400 | 16 | 8.1 | 21600 | 16700 | 77.31% | 1.92 | 0 | 10.5 |  |  |  | No | R-410A | 1.95 | Residential & Commercial | Ducted CEE Tier 1
213774502 | Central HP <5.4 tons | KEEPRITE | HRCU-A-CB (Split System: Heat Pump with Remote Outdoor Unit-Air-Source) | CVH825GKA3* |  |  | EHD4X42AAL+WALLCON | *97CMN1202422B* | 24200 | 16 | 8.1 | 21400 | 16600 | 77.57% | 2 | 0 | 10.5 |  |  |  | No | R-410A | 2.0167 | Residential & Commercial | Ducted CEE Tier 1
213773582 | Central HP <5.4 tons | KEEPRITE | HRCU-A-CB (Split System: Heat Pump with Remote Outdoor Unit-Air-Source) | CVH825GKA3* |  |  | EA*4X43L21A*+WALLCON | *80CTL0701716B* | 24400 | 17 | 8.1 | 21200 | 16600 | 78.3% | 2.02 | 0 | 11 |  |  |  | No | R-410A | 2.0333 | Residential & Commercial | Ducted CEE Tier 1
212978282 | Central HP <5.4 tons | CARRIER | HRCU-A-CB (Split System: Heat Pump with Remote Outdoor Unit-Air-Source) | 38MURAQ18AB3* |  |  | CAP**3017AL* | 58S(B,C)*B070M14**12 | 17400 | 16.5 | 8.5 | 17900 | 18700 | 104.5% | 2.24 | 0 | 10.5 |  |  |  | No | R-410A | 1.45 | Residential & Commercial | Ducted CEE Tier 1
211225736 | Central HP <5.4 tons | CARRIER | HRCU-A-CB (Split System: Heat Pump with Remote Outdoor Unit-Air-Source) | 38MURAQ36AB3* |  |  | CAP**3721AL* | 58SP*A070V21**20 | 36200 | 16 | 8.5 | 38500 | 34800 | 90.39% | 2.06 | 0 | 10 |  |  |  | No | R-410A | 3.0167 | Residential & Commercial | Ducted CEE Tier 1
211225797 | Central HP <5.4 tons | CARRIER | HRCU-A-CB (Split System: Heat Pump with Remote Outdoor Unit-Air-Source) | 38MURAQ36AB3* |  |  | CAP**4221AL* | 59SC2D080E17**16 | 35400 | 16 | 8.1 | 38500 | 35000 | 90.91% | 1.88 | 0 | 10 |  |  |  | No | R-410A | 2.95 | Residential & Commercial | Ducted CEE Tier 1
211225950 | Central HP <5.4 tons | CARRIER | HRCU-A-CB (Split System: Heat Pump with Remote Outdoor Unit-Air-Source) | 38MURAQ36AB3* |  |  | CAP**4821AL* | 59SP6A080V17**16 | 35600 | 16 | 8.1 | 38500 | 34600 | 89.87% | 2.04 | 0 | 10 |  |  |  | No | R-410A | 2.9667 | Residential & Commercial | Ducted CEE Tier 1
211225968 | Central HP <5.4 tons | CARRIER | HRCU-A-CB (Split System: Heat Pump with Remote Outdoor Unit-Air-Source) | 38MURAQ36AB3* |  |  | CAP**4824AL* | 58S(B,C)*A090E21**16 | 36400 | 16 | 8.5 | 38500 | 34600 | 89.87% | 2.08 | 0 | 10 |  |  |  | No | R-410A | 3.0333 | Residential & Commercial | Ducted CEE Tier 1
214569396 | Central HP <5.4 tons | CARRIER | HRCU-A-CB (Split System: Heat Pump with Remote Outdoor Unit-Air-Source) | 25VNA448A*031* |  |  | CAP**4821AL*+UI | 58TN*B070C21**20 | 43500 | 20.5 | 9.5 | 46500 | 36600 | 78.71% | 2.26 | 0 | 11 |  |  |  | No | R-410A | 3.625 | Residential & Commercial | Ducted CEE Tier 1
214569398 | Central HP <5.4 tons | CARRIER | HRCU-A-CB (Split System: Heat Pump with Remote Outdoor Unit-Air-Source) | 25VNA448A*031* |  |  | CAP**4821AL*+UI | 59CU5B080C21**20 | 43500 | 20.5 | 9.5 | 46500 | 36600 | 78.71% | 2.26 | 0 | 11 |  |  |  | No | R-410A | 3.625 | Residential & Commercial | Ducted CEE Tier 1
214569430 | Central HP <5.4 tons | CARRIER | HRCU-A-CB (Split System: Heat Pump with Remote Outdoor Unit-Air-Source) | 25VNA448A*031* |  |  | CAP**6024AL*+UI | 59TN6C080C21**20 | 44500 | 21.5 | 10 | 45500 | 36200 | 79.56% | 2.36 | 0 | 12 |  |  |  | No | R-410A | 3.7083 | Residential & Commercial | Ducted CEE Tier 1
214569432 | Central HP <5.4 tons | CARRIER | HRCU-A-CB (Split System: Heat Pump with Remote Outdoor Unit-Air-Source) | 25VNA448A*031* |  |  | CAP**6121AL*+UI | 58TN*B070C21**20 | 45000 | 21 | 10 | 46000 | 36600 | 79.57% | 2.34 | 0 | 11.5 |  |  |  | No | R-410A | 3.75 | Residential & Commercial | Ducted CEE Tier 1
215939618 | Central HP <5.4 tons | ARCOAIRE | HRCU-A-CB (Split System: Heat Pump with Remote Outdoor Unit-Air-Source) | H5H3V36*K*AAA* |  |  | EA*5X36M17A*+WALLCON | *80CSU0601716B* | 32400 | 19.5 | 9.5 | 35000 | 27000 | 77.14% | 2 | 0 | 11 |  |  |  | No | R-454B | 2.7 | Residential & Commercial | Ducted CEE Tier 1
215939718 | Central HP <5.4 tons | ARCOAIRE | HRCU-A-CB (Split System: Heat Pump with Remote Outdoor Unit-Air-Source) | H5H3V36*K*AAA* |  |  | EA*5X48M21A*+WALLCON | *96CTN0802120B* | 33400 | 20 | 9.5 | 34600 | 26400 | 76.3% | 2.04 | 0 | 11.5 |  |  |  | No | R-454B | 2.7833 | Residential & Commercial | Ducted CEE Tier 1
214849338 | Central HP <5.4 tons | RHEEM | HRCU-A-CB (Split System: Heat Pump with Remote Outdoor Unit-Air-Source) | RD17AZ24AJ3N | ADP |  | H,RE32936 | R801V0754A17UHS | 21400 | 17 | 9.5 | 21000 | 16400 | 78.1% | 2.1 | 0 | 10.5 |  |  |  | No | R-410A | 1.7833 | Residential & Commercial | Ducted CEE Tier 1
212383272 | Central HP <5.4 tons | KEEPRITE | HRCU-A-CB (Split System: Heat Pump with Remote Outdoor Unit-Air-Source) | DLCURAH36ABK |  |  | EA*4X36L21A* | *80VTL1102122A* | 36000 | 15.5 | 8.1 | 39500 | 35200 | 89.11% | 1.84 | 0 | 10 |  |  |  | No | R-410A | 3 | Residential & Commercial | Ducted CEE Tier 1
204299093 | Central HP <5.4 tons | KENMORE | HRCU-A-CB (Split System: Heat Pump with Remote Outdoor Unit-Air-Source) | (C,H,T)VH837GKA** |  |  | EA*4X42L24A*+WALLCON | *96CTN1202422A* | 31800 | 17.5 | 8.1 | 33000 | 24400 | 73.94% | 1.9 | 11 | 11.5 |  |  |  | No | R-410A | 2.65 | Residential & Commercial | Ducted CEE Tier 1
215934030 | Central HP <5.4 tons | DAY & NIGHT | HRCU-A-CB (Split System: Heat Pump with Remote Outdoor Unit-Air-Source) | C5H3V48*K*AAA* |  |  | EA*5X48M21A*+WALLCON | *95CSU0802120B* | 43500 | 20.5 | 9 | 48000 | 36600 | 76.25% | 2 | 0 | 10.5 |  |  |  | No | R-454B | 3.625 | Residential & Commercial | Ducted CEE Tier 1
215934160 | Central HP <5.4 tons | DAY & NIGHT | HRCU-A-CB (Split System: Heat Pump with Remote Outdoor Unit-Air-Source) | C5H3V48*K*AAA* |  |  | EA*5X61M21A*+WALLCON | *80CTL0701716B* | 44500 | 20.5 | 9 | 49000 | 37400 | 76.33% | 2 | 0 | 11 |  |  |  | No | R-454B | 3.7083 | Residential & Commercial | Ducted CEE Tier 1
215934260 | Central HP <5.4 tons | DAY & NIGHT | HRCU-A-CB (Split System: Heat Pump with Remote Outdoor Unit-Air-Source) | C5H3V48*K*AAA* |  |  | EA*5X61M21A*+WALLCON | *97CMN0802120B* | 45000 | 21 | 9.5 | 48500 | 37000 | 76.29% | 2 | 0 | 11 |  |  |  | No | R-454B | 3.75 | Residential & Commercial | Ducted CEE Tier 1
215912238 | Central HP <5.4 tons | FRASER-JOHNSTON | HRCU-A-CB (Split System: Heat Pump with Remote Outdoor Unit-Air-Source) | HH824E2S11 |  |  | CTM36B5ADS1 | TM9Y060B12MP11 | 23000 | 17 | 9 | 23000 | 18000 | 78.26% | 2 | 0 | 12 |  |  |  | No | R-454B | 1.9167 | Residential & Commercial | Ducted CEE Tier 1
214807814 | Central HP <5.4 tons | CHAMPION HEATING AND COOLING | HRCU-A-CB (Split System: Heat Pump with Remote Outdoor Unit-Air-Source) | HH824E2S11 |  |  | CTU30B5XCS1+JMVT12BC2N1+TXV |  | 23000 | 18 | 9.5 | 23000 | 19000 | 82.61% | 2 | 0 | 12 |  |  |  | No | R-454B | 1.9167 | Residential & Commercial | Ducted CEE Tier 1
214650923 | Central HP <5.4 tons | CHAMPION HEATING AND COOLING | HRCU-A-CB (Split System: Heat Pump with Remote Outdoor Unit-Air-Source) | HH824E2S11 |  |  | CTU36B5XDS1+TXV | TM8E080B12MP11 | 23000 | 18 | 9.5 | 23000 | 18700 | 81.3% | 2 | 0 | 12 |  |  |  | No | R-454B | 1.9167 | Residential & Commercial | Ducted CEE Tier 1
210473204 | Central HP <5.4 tons | CARRIER | HRCU-A-CB (Split System: Heat Pump with Remote Outdoor Unit-Air-Source) | 25VNA825A*032* |  |  | CAP**4321AL*+UI | 59MN7B080C17**14 | 24400 | 16.5 | 8.1 | 21200 | 16700 | 78.77% | 2.02 | 0 | 11 |  |  |  | No | R-410A | 2.0333 | Residential & Commercial | Ducted CEE Tier 1
210473237 | Central HP <5.4 tons | CARRIER | HRCU-A-CB (Split System: Heat Pump with Remote Outdoor Unit-Air-Source) | 25VNA825A*032* |  |  | CAP**4321AL*+UI | 58TN*A090C17**16 | 24600 | 17.5 | 8.5 | 21000 | 16500 | 78.57% | 2.04 | 0 | 11.7 |  |  |  | No | R-410A | 2.05 | Residential & Commercial | Ducted CEE Tier 1
210473270 | Central HP <5.4 tons | CARRIER | HRCU-A-CB (Split System: Heat Pump with Remote Outdoor Unit-Air-Source) | 25VNA825A*032* |  |  | CAP**4821AL*+UI | 59CU5A080C21**20 | 24200 | 17 | 8.1 | 21000 | 16500 | 78.57% | 2.02 | 0 | 11 |  |  |  | No | R-410A | 2.0167 | Residential & Commercial | Ducted CEE Tier 1
210474025 | Central HP <5.4 tons | CARRIER | HRCU-A-CB (Split System: Heat Pump with Remote Outdoor Unit-Air-Source) | 25VNA825A*032* |  |  | CNPV*4821AL*+UI | 59TN6B100C21**22 | 24200 | 17 | 8.1 | 21400 | 16600 | 77.57% | 2.02 | 0 | 11.5 |  |  |  | No | R-410A | 2.0167 | Residential & Commercial | Ducted CEE Tier 1
216051254 | Central HP <5.4 tons | RUSSELL | HRCU-A-CB (Split System: Heat Pump with Remote Outdoor Unit-Air-Source) | SP19AY48AJVC |  |  | TCFY4821SEAAM | S802V1005A21DZ | 45500 | 19 | 10 | 45500 | 41500 | 91.21% | 2.1 | 0 | 12 |  |  |  | No | R-454B | 3.7917 | Residential & Commercial | Ducted CEE Tier 1
213782152 | Central HP <5.4 tons | KEEPRITE | HRCU-A-CB (Split System: Heat Pump with Remote Outdoor Unit-Air-Source) | CVH837GKA2* |  |  | EHD4X48AAL+WALLCON | *97CMN1002122B* | 32600 | 16.5 | 8.1 | 33000 | 24800 | 75.15% | 1.96 | 0 | 11 |  |  |  | No | R-410A | 2.7167 | Residential & Commercial | Ducted CEE Tier 1
213781502 | Central HP <5.4 tons | KEEPRITE | HRCU-A-CB (Split System: Heat Pump with Remote Outdoor Unit-Air-Source) | CVH837GKA2* |  |  | EA*4X60L24A*+WALLCON | *97CMN1002122B* | 32800 | 17.5 | 8.1 | 31800 | 24600 | 77.36% | 1.98 | 0 | 11.5 |  |  |  | No | R-410A | 2.7333 | Residential & Commercial | Ducted CEE Tier 1
213781552 | Central HP <5.4 tons | KEEPRITE | HRCU-A-CB (Split System: Heat Pump with Remote Outdoor Unit-Air-Source) | CVH837GKA2* |  |  | EA*4X61L21A*+WALLCON | *80CTL0701716B* | 32800 | 17 | 8.1 | 32200 | 25000 | 77.64% | 1.96 | 0 | 11 |  |  |  | No | R-410A | 2.7333 | Residential & Commercial | Ducted CEE Tier 1
213781652 | Central HP <5.4 tons | KEEPRITE | HRCU-A-CB (Split System: Heat Pump with Remote Outdoor Unit-Air-Source) | CVH837GKA2* |  |  | EA*4X61L21A*+WALLCON | *96CTN1002122B* | 33200 | 17.5 | 8.5 | 32000 | 24800 | 77.5% | 1.98 | 0 | 11.7 |  |  |  | No | R-410A | 2.7667 | Residential & Commercial | Ducted CEE Tier 1
214570458 | Central HP <5.4 tons | CARRIER | HRCU-A-CB (Split System: Heat Pump with Remote Outdoor Unit-Air-Source) | 25VNA825A*032* |  |  | CAP**3721AL*+UI | 59MN7C060C21**20 | 24400 | 16.5 | 8.5 | 21200 | 16700 | 78.77% | 2.02 | 0 | 11 |  |  |  | No | R-410A | 2.0333 | Residential & Commercial | Ducted CEE Tier 1
214570508 | Central HP <5.4 tons | CARRIER | HRCU-A-CB (Split System: Heat Pump with Remote Outdoor Unit-Air-Source) | 25VNA825A*032* |  |  | CAP**4221AL*+UI | 59CU5B100C21**22 | 23800 | 16.5 | 8.1 | 21400 | 16600 | 77.57% | 1.96 | 0 | 11 |  |  |  | No | R-410A | 1.9833 | Residential & Commercial | Ducted CEE Tier 1
215932292 | Central HP <5.4 tons | KENMORE | HRCU-A-CB (Split System: Heat Pump with Remote Outdoor Unit-Air-Source) | (C,H,T)5H3V36*K*AAA* |  |  | EA*5X42M21A*+WALLCON | *97CMN0601714B* | 32400 | 19 | 9.5 | 34400 | 26400 | 76.74% | 2.04 | 0 | 10.5 |  |  |  | No | R-454B | 2.7 | Residential & Commercial | Ducted CEE Tier 1
215932442 | Central HP <5.4 tons | KENMORE | HRCU-A-CB (Split System: Heat Pump with Remote Outdoor Unit-Air-Source) | (C,H,T)5H3V36*K*AAA* |  |  | EA*5X48M21A*+WALLCON | *80CTL0902120B* | 33400 | 20 | 9.5 | 34600 | 26400 | 76.3% | 2.04 | 0 | 11.7 |  |  |  | No | R-454B | 2.7833 | Residential & Commercial | Ducted CEE Tier 1
215932122 | Central HP <5.4 tons | KENMORE | HRCU-A-CB (Split System: Heat Pump with Remote Outdoor Unit-Air-Source) | (C,H,T)5H3V36*K*AAA* |  |  | EA*5X36M17A*+WALLCON | *96CTN0601714B* | 32000 | 19 | 9.5 | 34600 | 26600 | 76.88% | 2.02 | 0 | 10.5 |  |  |  | No | R-454B | 2.6667 | Residential & Commercial | Ducted CEE Tier 1
214570658 | Central HP <5.4 tons | CARRIER | HRCU-A-CB (Split System: Heat Pump with Remote Outdoor Unit-Air-Source) | 25VNA825A*032* |  |  | CAP**4321AL*+UI | 59TN6C080C21**20 | 24400 | 17 | 8.5 | 21200 | 16600 | 78.3% | 2.04 | 0 | 11 |  |  |  | No | R-410A | 2.0333 | Residential & Commercial | Ducted CEE Tier 1
215933910 | Central HP <5.4 tons | DAY & NIGHT | HRCU-A-CB (Split System: Heat Pump with Remote Outdoor Unit-Air-Source) | C5H3V36*K*AAA* |  |  | ESH5X60M12A*+WALLCON | *96CTN0401410B* | 32600 | 17.5 | 8.5 | 33400 | 25600 | 76.65% | 1.86 | 0 | 10.5 |  |  |  | No | R-454B | 2.7167 | Residential & Commercial | Ducted CEE Tier 1
215933960 | Central HP <5.4 tons | DAY & NIGHT | HRCU-A-CB (Split System: Heat Pump with Remote Outdoor Unit-Air-Source) | C5H3V36*K*AAA* |  |  | FCMA5B36L0C*+WALLCON |  | 33000 | 20.5 | 9.5 | 34800 | 26800 | 77.01% | 2 | 0 | 11.7 |  |  |  | No | R-454B | 2.75 | Residential & Commercial | Ducted CEE Tier 1
215933120 | Central HP <5.4 tons | DAY & NIGHT | HRCU-A-CB (Split System: Heat Pump with Remote Outdoor Unit-Air-Source) | C5H3V36*K*AAA* |  |  | ESH5X36M12A*+WALLCON | *80CTL1102120B* | 33400 | 19 | 9 | 34800 | 26600 | 76.44% | 1.92 | 0 | 11.5 |  |  |  | No | R-454B | 2.7833 | Residential & Commercial | Ducted CEE Tier 1
215933290 | Central HP <5.4 tons | DAY & NIGHT | HRCU-A-CB (Split System: Heat Pump with Remote Outdoor Unit-Air-Source) | C5H3V36*K*AAA* |  |  | ESH5X42M12A*+WALLCON | *80CSU1002120A* | 33600 | 19 | 9 | 35000 | 26600 | 76% | 1.92 | 0 | 11 |  |  |  | No | R-454B | 2.8 | Residential & Commercial | Ducted CEE Tier 1
215933340 | Central HP <5.4 tons | DAY & NIGHT | HRCU-A-CB (Split System: Heat Pump with Remote Outdoor Unit-Air-Source) | C5H3V36*K*AAA* |  |  | ESH5X42M12A*+WALLCON | *80CTL0901716B* | 33600 | 19 | 9 | 34800 | 26600 | 76.44% | 1.92 | 0 | 11 |  |  |  | No | R-454B | 2.8 | Residential & Commercial | Ducted CEE Tier 1
215934710 | Central HP <5.4 tons | DAY & NIGHT | HRCU-A-CB (Split System: Heat Pump with Remote Outdoor Unit-Air-Source) | C5H3V36*K*AAA* |  |  | EVM5X32M17A*+WALLCON | *96CTN0601714B* | 35200 | 21 | 8.5 | 38000 | 28000 | 73.68% | 2.06 | 0 | 11.7 |  |  |  | No | R-454B | 2.9333 | Residential & Commercial | Ducted CEE Tier 1
215934810 | Central HP <5.4 tons | DAY & NIGHT | HRCU-A-CB (Split System: Heat Pump with Remote Outdoor Unit-Air-Source) | C5H3V36*K*AAA* |  |  | EVM5X44M21A*+WALLCON | *80CTL0451712B* | 35200 | 21 | 8.5 | 39000 | 29400 | 75.38% | 2 | 0 | 11.7 |  |  |  | No | R-454B | 2.9333 | Residential & Commercial | Ducted CEE Tier 1
215933170 | Central HP <5.4 tons | DAY & NIGHT | HRCU-A-CB (Split System: Heat Pump with Remote Outdoor Unit-Air-Source) | C5H3V36*K*AAA* |  |  | ESH5X36M12A*+WALLCON | *97CMN0601714B* | 33000 | 18.5 | 9 | 34400 | 26200 | 76.16% | 1.92 | 0 | 10.5 |  |  |  | No | R-454B | 2.75 | Residential & Commercial | Ducted CEE Tier 1
215933270 | Central HP <5.4 tons | DAY & NIGHT | HRCU-A-CB (Split System: Heat Pump with Remote Outdoor Unit-Air-Source) | C5H3V36*K*AAA* |  |  | ESH5X36M12A*+WALLCON | *96CTN1202422B* | 33400 | 19 | 9 | 34800 | 26600 | 76.44% | 1.92 | 0 | 11 |  |  |  | No | R-454B | 2.7833 | Residential & Commercial | Ducted CEE Tier 1
215934920 | Central HP <5.4 tons | DAY & NIGHT | HRCU-A-CB (Split System: Heat Pump with Remote Outdoor Unit-Air-Source) | C5H3V36*K*AAA* |  |  | EVM5X44M21A*+WALLCON | *97CMN0802120B* | 35600 | 21.5 | 8.5 | 38000 | 28600 | 75.26% | 2.02 | 0 | 12 |  |  |  | No | R-454B | 2.9667 | Residential & Commercial | Ducted CEE Tier 1
215935000 | Central HP <5.4 tons | DAY & NIGHT | HRCU-A-CB (Split System: Heat Pump with Remote Outdoor Unit-Air-Source) | C5H3V36*K*AAA* |  |  | EVM5X49M21A*+WALLCON | *80CTL0451712B* | 35200 | 21 | 8.5 | 39000 | 29400 | 75.38% | 2 | 0 | 11.7 |  |  |  | No | R-454B | 2.9333 | Residential & Commercial | Ducted CEE Tier 1
215935100 | Central HP <5.4 tons | DAY & NIGHT | HRCU-A-CB (Split System: Heat Pump with Remote Outdoor Unit-Air-Source) | C5H3V36*K*AAA* |  |  | EVM5X49M21A*+WALLCON | *97CMN0801714B* | 35400 | 21.5 | 8.5 | 38500 | 29000 | 75.32% | 2.02 | 0 | 12 |  |  |  | No | R-454B | 2.95 | Residential & Commercial | Ducted CEE Tier 1
216411148 | Central HP <5.4 tons | FRASER-JOHNSTON | HRCU-A-CB (Split System: Heat Pump with Remote Outdoor Unit-Air-Source) | HMH72B341 |  |  | XAHC36DBCN1 | Z9ET080B12SMPS1 | 33200 | 18 | 8.5 | 33000 | 23200 | 70.3% | 2 | 0 | 10 |  |  |  | No | R-410A | 2.7667 | Residential & Commercial | Ducted CEE Tier 1
214569516 | Central HP <5.4 tons | CARRIER | HRCU-A-CB (Split System: Heat Pump with Remote Outdoor Unit-Air-Source) | 25VNA436A*031* |  |  | CAP**3721AL*+UI | 58TN*B070C21**20 | 34400 | 19 | 9.5 | 36400 | 25800 | 70.88% | 2.04 | 0 | 12 |  |  |  | No | R-410A | 2.8667 | Residential & Commercial | Ducted CEE Tier 1
211388899 | Central HP <5.4 tons | FRASER-JOHNSTON | HRCU-A-CB (Split System: Heat Pump with Remote Outdoor Unit-Air-Source) | HMH72B341 |  |  | XAUB36DXXN1+TXV | TM9E080B12MP12 | 34000 | 17.5 | 8.1 | 33800 | 24000 | 71.01% | 2.06 | 0 | 10 |  |  |  | No | R-410A | 2.8333 | Residential & Commercial | Ducted CEE Tier 1
211225996 | Central HP <5.4 tons | CARRIER | HRCU-A-CB (Split System: Heat Pump with Remote Outdoor Unit-Air-Source) | 38MURAQ36AB3* |  |  | CAP**4824AL* | 59SP6A100V21**20 | 36000 | 16 | 8.5 | 38500 | 34600 | 89.87% | 2.06 | 0 | 10 |  |  |  | No | R-410A | 3 | Residential & Commercial | Ducted CEE Tier 1
211226005 | Central HP <5.4 tons | CARRIER | HRCU-A-CB (Split System: Heat Pump with Remote Outdoor Unit-Air-Source) | 38MURAQ36AB3* |  |  | CAP**4824AL* | OVLAAB048112 | 35800 | 15.5 | 8.5 | 38500 | 34800 | 90.39% | 2.04 | 0 | 10 |  |  |  | No | R-410A | 2.9833 | Residential & Commercial | Ducted CEE Tier 1
211226037 | Central HP <5.4 tons | CARRIER | HRCU-A-CB (Split System: Heat Pump with Remote Outdoor Unit-Air-Source) | 38MURAQ36AB3* |  |  | CNPV*4821AL* | 58S(B,C)*A090E21**20 | 36600 | 16 | 8.1 | 39500 | 34800 | 88.1% | 2.04 | 0 | 10.5 |  |  |  | No | R-410A | 3.05 | Residential & Commercial | Ducted CEE Tier 1
211226046 | Central HP <5.4 tons | CARRIER | HRCU-A-CB (Split System: Heat Pump with Remote Outdoor Unit-Air-Source) | 38MURAQ36AB3* |  |  | CNPV*4821AL* | 58TP*A070V17**16 | 36000 | 16 | 8.1 | 38500 | 34800 | 90.39% | 2.02 | 0 | 10 |  |  |  | No | R-410A | 3 | Residential & Commercial | Ducted CEE Tier 1
213927548 | Central HP <5.4 tons | ARMSTRONG AIR | HRCU-A-CB (Split System: Heat Pump with Remote Outdoor Unit-Air-Source) | 4SHP22LX124P-**A | ADP |  | V,A,D36H175D159+AEFE4B* |  | 23400 | 21 | 8.7 | 20600 | 15700 | 76.21% | 2.26 | 0 | 13.5 |  |  |  | No | R-410A | 1.95 | Residential & Commercial | Ducted CEE Tier 1
211225708 | Central HP <5.4 tons | CARRIER | HRCU-A-CB (Split System: Heat Pump with Remote Outdoor Unit-Air-Source) | 38MURAQ36AB3* |  |  | CAP**3717AL* | 58TP*A090V17**16 | 36000 | 15.5 | 8.1 | 38500 | 35000 | 90.91% | 2.02 | 0 | 10 |  |  |  | No | R-410A | 3 | Residential & Commercial | Ducted CEE Tier 1
211225742 | Central HP <5.4 tons | CARRIER | HRCU-A-CB (Split System: Heat Pump with Remote Outdoor Unit-Air-Source) | 38MURAQ36AB3* |  |  | CAP**3721AL* | 58TP*A090V17**16 | 36600 | 16 | 8.5 | 38500 | 34800 | 90.39% | 2.08 | 0 | 10 |  |  |  | No | R-410A | 3.05 | Residential & Commercial | Ducted CEE Tier 1
211225759 | Central HP <5.4 tons | CARRIER | HRCU-A-CB (Split System: Heat Pump with Remote Outdoor Unit-Air-Source) | 38MURAQ36AB3* |  |  | CAP**3721AL* | 59SU5A100E21**20 | 36600 | 16 | 8.5 | 38500 | 34800 | 90.39% | 2.1 | 0 | 10 |  |  |  | No | R-410A | 3.05 | Residential & Commercial | Ducted CEE Tier 1
214849365 | Central HP <5.4 tons | RHEEM | HRCU-A-CB (Split System: Heat Pump with Remote Outdoor Unit-Air-Source) | RD17AZ24AJ3N | ADP |  | H,RE31(1,2)30+TXV | R802V1004A17UHS | 21200 | 16 | 9.45 | 21000 | 16400 | 78.1% | 2.1 | 0 | 10.5 |  |  |  | No | R-410A | 1.7667 | Residential & Commercial | Ducted CEE Tier 1
214849367 | Central HP <5.4 tons | RHEEM | HRCU-A-CB (Split System: Heat Pump with Remote Outdoor Unit-Air-Source) | RD17AZ24AJ3N | ADP |  | H,RE32(1,2)36+TXV | R802V1004A17UHS | 21400 | 16 | 9.5 | 21000 | 16400 | 78.1% | 2.1 | 0 | 10.5 |  |  |  | No | R-410A | 1.7833 | Residential & Commercial | Ducted CEE Tier 1
215935270 | Central HP <5.4 tons | DAY & NIGHT | HRCU-A-CB (Split System: Heat Pump with Remote Outdoor Unit-Air-Source) | C5H3V36*K*AAA* |  |  | EVM5X60M21A*+WALLCON | *97CMN0602120B* | 35400 | 21 | 8.5 | 38500 | 29000 | 75.32% | 2.02 | 0 | 12 |  |  |  | No | R-454B | 2.95 | Residential & Commercial | Ducted CEE Tier 1
215933320 | Central HP <5.4 tons | DAY & NIGHT | HRCU-A-CB (Split System: Heat Pump with Remote Outdoor Unit-Air-Source) | C5H3V36*K*AAA* |  |  | ESH5X42M12A*+WALLCON | *80CTL0701716B* | 33400 | 19 | 9 | 35200 | 26800 | 76.14% | 1.9 | 0 | 11 |  |  |  | No | R-454B | 2.7833 | Residential & Commercial | Ducted CEE Tier 1
215933370 | Central HP <5.4 tons | DAY & NIGHT | HRCU-A-CB (Split System: Heat Pump with Remote Outdoor Unit-Air-Source) | C5H3V36*K*AAA* |  |  | ESH5X42M12A*+WALLCON | *95CSU0601716B* | 33400 | 18.5 | 9 | 35200 | 27000 | 76.7% | 1.92 | 0 | 11 |  |  |  | No | R-454B | 2.7833 | Residential & Commercial | Ducted CEE Tier 1
215933590 | Central HP <5.4 tons | DAY & NIGHT | HRCU-A-CB (Split System: Heat Pump with Remote Outdoor Unit-Air-Source) | C5H3V36*K*AAA* |  |  | ESH5X48M12A*+WALLCON | *80CTL0902120B* | 33800 | 19.5 | 9 | 34600 | 26400 | 76.3% | 1.94 | 0 | 11.7 |  |  |  | No | R-454B | 2.8167 | Residential & Commercial | Ducted CEE Tier 1
215933640 | Central HP <5.4 tons | DAY & NIGHT | HRCU-A-CB (Split System: Heat Pump with Remote Outdoor Unit-Air-Source) | C5H3V36*K*AAA* |  |  | ESH5X48M12A*+WALLCON | *97CMN0601714B* | 33400 | 19 | 9 | 34200 | 26200 | 76.61% | 1.96 | 0 | 10.5 |  |  |  | No | R-454B | 2.7833 | Residential & Commercial | Ducted CEE Tier 1
215933920 | Central HP <5.4 tons | DAY & NIGHT | HRCU-A-CB (Split System: Heat Pump with Remote Outdoor Unit-Air-Source) | C5H3V36*K*AAA* |  |  | ESH5X60M12A*+WALLCON | *96CTN0601714B* | 33800 | 19 | 9 | 33800 | 25600 | 75.74% | 1.94 | 0 | 11 |  |  |  | No | R-454B | 2.8167 | Residential & Commercial | Ducted CEE Tier 1
215933300 | Central HP <5.4 tons | DAY & NIGHT | HRCU-A-CB (Split System: Heat Pump with Remote Outdoor Unit-Air-Source) | C5H3V36*K*AAA* |  |  | ESH5X42M12A*+WALLCON | *80CTL0451712B* | 33200 | 18.5 | 9 | 35600 | 27400 | 76.97% | 1.9 | 0 | 10.5 |  |  |  | No | R-454B | 2.7667 | Residential & Commercial | Ducted CEE Tier 1
215933520 | Central HP <5.4 tons | DAY & NIGHT | HRCU-A-CB (Split System: Heat Pump with Remote Outdoor Unit-Air-Source) | C5H3V36*K*AAA* |  |  | ESH5X48M12A*+WALLCON | *80CSU0601716A* | 33600 | 19.5 | 9 | 34800 | 26600 | 76.44% | 1.92 | 0 | 11 |  |  |  | No | R-454B | 2.8 | Residential & Commercial | Ducted CEE Tier 1
215933600 | Central HP <5.4 tons | DAY & NIGHT | HRCU-A-CB (Split System: Heat Pump with Remote Outdoor Unit-Air-Source) | C5H3V36*K*AAA* |  |  | ESH5X48M12A*+WALLCON | *80CTL1352422B* | 33800 | 19.5 | 9 | 34600 | 26400 | 76.3% | 1.94 | 0 | 11.7 |  |  |  | No | R-454B | 2.8167 | Residential & Commercial | Ducted CEE Tier 1
215933720 | Central HP <5.4 tons | DAY & NIGHT | HRCU-A-CB (Split System: Heat Pump with Remote Outdoor Unit-Air-Source) | C5H3V36*K*AAA* |  |  | ESH5X60M12A*+WALLCON | *80CSU0401712A* | 34200 | 20 | 9 | 34400 | 26200 | 76.16% | 1.94 | 0 | 11.7 |  |  |  | No | R-454B | 2.85 | Residential & Commercial | Ducted CEE Tier 1
215932950 | Central HP <5.4 tons | DAY & NIGHT | HRCU-A-CB (Split System: Heat Pump with Remote Outdoor Unit-Air-Source) | C5H3V36*K*AAA* |  |  | EA*5X61M24A*+WALLCON | *96CTN1002122B* | 34400 | 20.5 | 9.5 | 34200 | 26000 | 76.02% | 2.08 | 0 | 12 |  |  |  | No | R-454B | 2.8667 | Residential & Commercial | Ducted CEE Tier 1
215933050 | Central HP <5.4 tons | DAY & NIGHT | HRCU-A-CB (Split System: Heat Pump with Remote Outdoor Unit-Air-Source) | C5H3V36*K*AAA* |  |  | ESH5X36M12A*+WALLCON | *80CSU1002120A* | 33200 | 18.5 | 9 | 35000 | 26800 | 76.57% | 1.92 | 0 | 11 |  |  |  | No | R-454B | 2.7667 | Residential & Commercial | Ducted CEE Tier 1
215933620 | Central HP <5.4 tons | DAY & NIGHT | HRCU-A-CB (Split System: Heat Pump with Remote Outdoor Unit-Air-Source) | C5H3V36*K*AAA* |  |  | ESH5X48M12A*+WALLCON | *95CSU0802120B* | 33600 | 19 | 9 | 34800 | 26600 | 76.44% | 1.94 | 0 | 11.5 |  |  |  | No | R-454B | 2.8 | Residential & Commercial | Ducted CEE Tier 1
215934910 | Central HP <5.4 tons | DAY & NIGHT | HRCU-A-CB (Split System: Heat Pump with Remote Outdoor Unit-Air-Source) | C5H3V36*K*AAA* |  |  | EVM5X44M21A*+WALLCON | *97CMN0801714B* | 35400 | 21.5 | 8.5 | 38500 | 29000 | 75.32% | 2.02 | 0 | 12 |  |  |  | No | R-454B | 2.95 | Residential & Commercial | Ducted CEE Tier 1
215934510 | Central HP <5.4 tons | DAY & NIGHT | HRCU-A-CB (Split System: Heat Pump with Remote Outdoor Unit-Air-Source) | C5H3V48*K*AAA* |  |  | ESH5X48M12A*+WALLCON | *97CMN1202422B* | 44000 | 20 | 9 | 48500 | 36600 | 75.46% | 1.82 | 0 | 10.5 |  |  |  | No | R-454B | 3.6667 | Residential & Commercial | Ducted CEE Tier 1
215934610 | Central HP <5.4 tons | DAY & NIGHT | HRCU-A-CB (Split System: Heat Pump with Remote Outdoor Unit-Air-Source) | C5H3V48*K*AAA* |  |  | ESH5X60M12A*+WALLCON | *96CTN0801714B* | 43500 | 19.5 | 9 | 49000 | 35600 | 72.65% | 1.92 | 0 | 11.5 |  |  |  | No | R-454B | 3.625 | Residential & Commercial | Ducted CEE Tier 1
215934040 | Central HP <5.4 tons | DAY & NIGHT | HRCU-A-CB (Split System: Heat Pump with Remote Outdoor Unit-Air-Source) | C5H3V48*K*AAA* |  |  | EA*5X48M21A*+WALLCON | *95CSU1002122B* | 44000 | 21 | 9.5 | 48000 | 36200 | 75.42% | 2 | 0 | 11 |  |  |  | No | R-454B | 3.6667 | Residential & Commercial | Ducted CEE Tier 1
215934090 | Central HP <5.4 tons | DAY & NIGHT | HRCU-A-CB (Split System: Heat Pump with Remote Outdoor Unit-Air-Source) | C5H3V48*K*AAA* |  |  | EA*5X60M24A*+WALLCON | *80CSU1002120A* | 44500 | 21 | 9.5 | 48500 | 36400 | 75.05% | 2 | 0 | 11 |  |  |  | No | R-454B | 3.7083 | Residential & Commercial | Ducted CEE Tier 1
215942594 | Central HP <5.4 tons | ARCOAIRE | HRCU-A-CB (Split System: Heat Pump with Remote Outdoor Unit-Air-Source) | H5H3V48*K*AAA* |  |  | EVD5X61M21A*+WALLCON | *96CTN0801714B* | 44500 | 20 | 8.1 | 54000 | 37800 | 70% | 1.95 | 0 | 11.5 |  |  |  | No | R-454B | 3.7083 | Residential & Commercial | Ducted CEE Tier 1
215941138 | Central HP <5.4 tons | ARCOAIRE | HRCU-A-CB (Split System: Heat Pump with Remote Outdoor Unit-Air-Source) | H5H3V48*K*AAA* |  |  | ESH5X48M12A*+WALLCON | *96CTN0802120B* | 44000 | 20 | 9 | 48500 | 36600 | 75.46% | 1.8 | 0 | 10.5 |  |  |  | No | R-454B | 3.6667 | Residential & Commercial | Ducted CEE Tier 1
215941238 | Central HP <5.4 tons | ARCOAIRE | HRCU-A-CB (Split System: Heat Pump with Remote Outdoor Unit-Air-Source) | H5H3V48*K*AAA* |  |  | ESH5X60M12A*+WALLCON | *97CTN0802120A* | 45000 | 20 | 9 | 48500 | 36600 | 75.46% | 1.82 | 0 | 11 |  |  |  | No | R-454B | 3.75 | Residential & Commercial | Ducted CEE Tier 1
216051179 | Central HP <5.4 tons | RUSSELL | HRCU-A-CB (Split System: Heat Pump with Remote Outdoor Unit-Air-Source) | SP19AY24AJVC |  |  | TCFY2421HEAAM | S921V0403A17M4 | 22800 | 21 | 8.5 | 22800 | 18500 | 81.14% | 1.8 | 0 | 13 |  |  |  | No | R-454B | 1.9 | Residential & Commercial | Ducted CEE Tier 1
214569578 | Central HP <5.4 tons | CARRIER | HRCU-A-CB (Split System: Heat Pump with Remote Outdoor Unit-Air-Source) | 25VNA436A*031* |  |  | CAP**4824AL*+UI | 59MN7C060C21**20 | 33600 | 19 | 9.5 | 36600 | 25800 | 70.49% | 2.02 | 0 | 11.5 |  |  |  | No | R-410A | 2.8 | Residential & Commercial | Ducted CEE Tier 1
214397701 | Central HP <5.4 tons | FRASER-JOHNSTON | HRCU-A-CB (Split System: Heat Pump with Remote Outdoor Unit-Air-Source) | HH836E2S11 |  |  | CTF36C5CDS1 | TMLE100C16MP11 | 34000 | 18 | 8.5 | 31600 | 25800 | 81.65% | 2 | 0 | 11 |  |  |  | No | R-454B | 2.8333 | Residential & Commercial | Ducted CEE Tier 1
213296784 | Central HP <5.4 tons | LUXAIRE | HRCU-A-CB (Split System: Heat Pump with Remote Outdoor Unit-Air-Source) | HMH72B341 |  |  | XAHC36DXXN1+TXV | Z9ET100C16SMPS1 | 33000 | 17.5 | 8.1 | 32200 | 22800 | 70.81% | 2 | 0 | 10 |  |  |  | No | R-410A | 2.75 | Residential & Commercial | Ducted CEE Tier 1
213297429 | Central HP <5.4 tons | LUXAIRE | HRCU-A-CB (Split System: Heat Pump with Remote Outdoor Unit-Air-Source) | HMH72B341 |  |  | XAHB30CXXN1+JMET12BS2N1+TXV |  | 32400 | 18 | 8.1 | 32400 | 22800 | 70.37% | 2.02 | 0 | 10 |  |  |  | No | R-410A | 2.7 | Residential & Commercial | Ducted CEE Tier 1
214720011 | Central HP <5.4 tons | COLEMAN | HRCU-A-CB (Split System: Heat Pump with Remote Outdoor Unit-Air-Source) | HH836E2S11 |  |  | CTU48C5XFS1+TXV | Z9ES100C16SMPS1 | 35000 | 18 | 9 | 32600 | 25800 | 79.14% | 2 | 0 | 11 |  |  |  | No | R-454B | 2.9167 | Residential & Commercial | Ducted CEE Tier 1
214720094 | Central HP <5.4 tons | COLEMAN | HRCU-A-CB (Split System: Heat Pump with Remote Outdoor Unit-Air-Source) | HH836E2S11 |  |  | CTU48C5XFS1+TXV | TL8E080C16UH11 | 33200 | 18 | 9 | 31400 | 25400 | 80.89% | 2 | 0 | 11 |  |  |  | No | R-454B | 2.7667 | Residential & Commercial | Ducted CEE Tier 1
211393446 | Central HP <5.4 tons | FRASER-JOHNSTON | HRCU-A-CB (Split System: Heat Pump with Remote Outdoor Unit-Air-Source) | HMH72B341 |  |  | XAFC36DXXN1+TXV | TL8E080C16UH11 | 34000 | 17.5 | 8.1 | 34000 | 24200 | 71.18% | 2.1 | 0 | 10 |  |  |  | No | R-410A | 2.8333 | Residential & Commercial | Ducted CEE Tier 1
214569550 | Central HP <5.4 tons | CARRIER | HRCU-A-CB (Split System: Heat Pump with Remote Outdoor Unit-Air-Source) | 25VNA436A*031* |  |  | CAP**4321AL*+UI | 59CU5B080C21**20 | 34400 | 19 | 9.5 | 36400 | 25600 | 70.33% | 2.04 | 0 | 12 |  |  |  | No | R-410A | 2.8667 | Residential & Commercial | Ducted CEE Tier 1
212381031 | Central HP <5.4 tons | BOSCH | HRCU-A-CB (Split System: Heat Pump with Remote Outdoor Unit-Air-Source) | BOVA-60HDN1-M20G | ADP |  | H,RG3K960 | BGH96M080C4B | 42000 | 17 | 8.8 | 42500 | 31000 | 72.94% | 1.9 | 0 | 11.5 |  |  |  | No | R-410A | 3.5 | Residential & Commercial | Ducted CEE Tier 1
211225760 | Central HP <5.4 tons | CARRIER | HRCU-A-CB (Split System: Heat Pump with Remote Outdoor Unit-Air-Source) | 38MURAQ36AB3* |  |  | CAP**3721AL* | 59SU5A100E21**22 | 37600 | 15.5 | 8.5 | 39500 | 35000 | 88.61% | 2.14 | 0 | 10 |  |  |  | No | R-410A | 3.1333 | Residential & Commercial | Ducted CEE Tier 1
211225844 | Central HP <5.4 tons | CARRIER | HRCU-A-CB (Split System: Heat Pump with Remote Outdoor Unit-Air-Source) | 38MURAQ36AB3* |  |  | CAP**4224AL* | 59SC2D120E24**20 | 35800 | 16 | 8.1 | 38500 | 35000 | 90.91% | 1.9 | 0 | 10 |  |  |  | No | R-410A | 2.9833 | Residential & Commercial | Ducted CEE Tier 1
211226094 | Central HP <5.4 tons | CARRIER | HRCU-A-CB (Split System: Heat Pump with Remote Outdoor Unit-Air-Source) | 38MURAQ36AB3* |  |  | CNPV*4824AL* | 58SU*A100E21**20 | 36200 | 16 | 8.1 | 38500 | 34800 | 90.39% | 2.02 | 0 | 10 |  |  |  | No | R-410A | 3.0167 | Residential & Commercial | Ducted CEE Tier 1
211226141 | Central HP <5.4 tons | CARRIER | HRCU-A-CB (Split System: Heat Pump with Remote Outdoor Unit-Air-Source) | 38MURAQ36AB3* |  |  | CAP**4824AL* | OVLAAB060154 | 37400 | 15.2 | 8.5 | 39000 | 35000 | 89.74% | 2.14 | 0 | 10 |  |  |  | No | R-410A | 3.1167 | Residential & Commercial | Ducted CEE Tier 1
215933890 | Central HP <5.4 tons | DAY & NIGHT | HRCU-A-CB (Split System: Heat Pump with Remote Outdoor Unit-Air-Source) | C5H3V36*K*AAA* |  |  | ESH5X60M12A*+WALLCON | *97CMN0802120B* | 34200 | 19.5 | 9 | 34400 | 26000 | 75.58% | 1.94 | 0 | 11.7 |  |  |  | No | R-454B | 2.85 | Residential & Commercial | Ducted CEE Tier 1
215933940 | Central HP <5.4 tons | DAY & NIGHT | HRCU-A-CB (Split System: Heat Pump with Remote Outdoor Unit-Air-Source) | C5H3V36*K*AAA* |  |  | ESH5X60M12A*+WALLCON | *96CTN1002122B* | 34200 | 19.5 | 9 | 34200 | 26000 | 76.02% | 1.94 | 0 | 11.7 |  |  |  | No | R-454B | 2.85 | Residential & Commercial | Ducted CEE Tier 1
215932970 | Central HP <5.4 tons | DAY & NIGHT | HRCU-A-CB (Split System: Heat Pump with Remote Outdoor Unit-Air-Source) | C5H3V36*K*AAA* |  |  | ESH5X24M12A*+WALLCON | *97CMN0601714B* | 32000 | 17.5 | 9 | 35000 | 27000 | 77.14% | 1.9 | 0 | 10 |  |  |  | No | R-454B | 2.6667 | Residential & Commercial | Ducted CEE Tier 1
215935260 | Central HP <5.4 tons | DAY & NIGHT | HRCU-A-CB (Split System: Heat Pump with Remote Outdoor Unit-Air-Source) | C5H3V36*K*AAA* |  |  | EVM5X60M21A*+WALLCON | *95CSU1002122B* | 35600 | 22 | 8.5 | 38000 | 28400 | 74.74% | 2.02 | 0 | 12.5 |  |  |  | No | R-454B | 2.9667 | Residential & Commercial | Ducted CEE Tier 1
215933540 | Central HP <5.4 tons | DAY & NIGHT | HRCU-A-CB (Split System: Heat Pump with Remote Outdoor Unit-Air-Source) | C5H3V36*K*AAA* |  |  | ESH5X48M12A*+WALLCON | *80CTL0451712B* | 33400 | 18.5 | 9 | 35600 | 27400 | 76.97% | 1.9 | 0 | 10.5 |  |  |  | No | R-454B | 2.7833 | Residential & Commercial | Ducted CEE Tier 1
214849368 | Central HP <5.4 tons | RHEEM | HRCU-A-CB (Split System: Heat Pump with Remote Outdoor Unit-Air-Source) | RD17AZ24AJ3N | ADP |  | H,RE32936 | R802V1004A17UHS | 21400 | 16 | 9.5 | 21000 | 16400 | 78.1% | 2.1 | 0 | 10.5 |  |  |  | No | R-410A | 1.7833 | Residential & Commercial | Ducted CEE Tier 1
213841886 | Central HP <5.4 tons | ARMSTRONG AIR | HRCU-A-CB (Split System: Heat Pump with Remote Outdoor Unit-Air-Source) | 4SHP22LX124P-**A | ADP |  | V,A,D36H***P449 | A80UH1E045A12 | 23400 | 21 | 8.5 | 21200 | 14900 | 70.28% | 1.86 | 0 | 13.5 |  |  |  | No | R-410A | 1.95 | Residential & Commercial | Ducted CEE Tier 1
212438154 | Central HP <5.4 tons | ARMSTRONG AIR | HRCU-A-CB (Split System: Heat Pump with Remote Outdoor Unit-Air-Source) | 4SHP22LX124P-**A | ADP |  | 36DX** | A96US2V070B12 | 23800 | 21 | 8.5 | 22000 | 15400 | 70% | 1.92 | 0 | 13.5 |  |  |  | No | R-410A | 1.9833 | Residential & Commercial | Ducted CEE Tier 1
212438157 | Central HP <5.4 tons | ARMSTRONG AIR | HRCU-A-CB (Split System: Heat Pump with Remote Outdoor Unit-Air-Source) | 4SHP22LX124P-**A | ADP |  | 36DX** | A97US2V060B12X | 23800 | 20 | 8.5 | 22000 | 15400 | 70% | 1.9 | 0 | 13.5 |  |  |  | No | R-410A | 1.9833 | Residential & Commercial | Ducted CEE Tier 1
212159700 | Central HP <5.4 tons | ARMSTRONG AIR | HRCU-A-CB (Split System: Heat Pump with Remote Outdoor Unit-Air-Source) | 4SHP22LX124P-**A | ADP |  | H,A,DE32936 | A80UH2E070A12 | 23800 | 21 | 8.45 | 22000 | 15400 | 70% | 1.9 | 0 | 13 |  |  |  | No | R-410A | 1.9833 | Residential & Commercial | Ducted CEE Tier 1
212160204 | Central HP <5.4 tons | ARMSTRONG AIR | HRCU-A-CB (Split System: Heat Pump with Remote Outdoor Unit-Air-Source) | 4SHP22LX124P-**A | ADP |  | PL36H210P299 | A97USMV070B12 | 23800 | 21 | 8.5 | 22000 | 15400 | 70% | 1.92 | 0 | 13.5 |  |  |  | No | R-410A | 1.9833 | Residential & Commercial | Ducted CEE Tier 1
211226055 | Central HP <5.4 tons | CARRIER | HRCU-A-CB (Split System: Heat Pump with Remote Outdoor Unit-Air-Source) | 38MURAQ36AB3* |  |  | CNPV*4821AL* | 59SC2D100E21**20 | 35800 | 16.5 | 8.1 | 38500 | 34800 | 90.39% | 2 | 0 | 10 |  |  |  | No | R-410A | 2.9833 | Residential & Commercial | Ducted CEE Tier 1
211226089 | Central HP <5.4 tons | CARRIER | HRCU-A-CB (Split System: Heat Pump with Remote Outdoor Unit-Air-Source) | 38MURAQ36AB3* |  |  | CNPV*4824AL* | 58S(B,C)*A155E24**20 | 37200 | 16 | 8.1 | 39500 | 35000 | 88.61% | 2.08 | 0 | 10.5 |  |  |  | No | R-410A | 3.1 | Residential & Commercial | Ducted CEE Tier 1
211226132 | Central HP <5.4 tons | CARRIER | HRCU-A-CB (Split System: Heat Pump with Remote Outdoor Unit-Air-Source) | 38MURAQ36AB3* |  |  | FV4CN(B,F)005L |  | 36200 | 17 | 8.5 | 37600 | 34400 | 91.49% | 2.06 | 0 | 10 |  |  |  | No | R-410A | 3.0167 | Residential & Commercial | Ducted CEE Tier 1
213311187 | Central HP <5.4 tons | PAYNE HEATING AND COOLING | HRCU-A-CB (Split System: Heat Pump with Remote Outdoor Unit-Air-Source) | 38MURAQ36AB3* | ADP |  | V36H175P159+CBPE4B* |  | 37000 | 16 | 8.1 | 36800 | 34400 | 93.48% | 2 | 0 | 10 |  |  |  | No | R-410A | 3.0833 | Residential & Commercial | Ducted CEE Tier 1
211225859 | Central HP <5.4 tons | CARRIER | HRCU-A-CB (Split System: Heat Pump with Remote Outdoor Unit-Air-Source) | 38MURAQ36AB3* |  |  | CAP**4224AL* | 59TP6B120V24**22 | 35600 | 16 | 8.1 | 38500 | 35000 | 90.91% | 1.88 | 0 | 10 |  |  |  | No | R-410A | 2.9667 | Residential & Commercial | Ducted CEE Tier 1
212159483 | Central HP <5.4 tons | ARMSTRONG AIR | HRCU-A-CB (Split System: Heat Pump with Remote Outdoor Unit-Air-Source) | 4SHP22LX124P-**A | ADP |  | H,A,DE32936 | A80UH1E045A12 | 23200 | 20 | 8.45 | 21200 | 14900 | 70.28% | 1.84 | 0 | 13 |  |  |  | No | R-410A | 1.9333 | Residential & Commercial | Ducted CEE Tier 1
212159684 | Central HP <5.4 tons | ARMSTRONG AIR | HRCU-A-CB (Split System: Heat Pump with Remote Outdoor Unit-Air-Source) | 4SHP22LX124P-**A | ADP |  | PL36H175P159 | A80UH2E045A12 | 23600 | 21 | 8.5 | 21400 | 15000 | 70.09% | 1.9 | 0 | 13.5 |  |  |  | No | R-410A | 1.9667 | Residential & Commercial | Ducted CEE Tier 1
212160119 | Central HP <5.4 tons | ARMSTRONG AIR | HRCU-A-CB (Split System: Heat Pump with Remote Outdoor Unit-Air-Source) | 4SHP22LX124P-**A | ADP |  | PL36H210P299 | A96US2V070B12 | 23800 | 21 | 8.5 | 22000 | 15400 | 70% | 1.92 | 0 | 13.5 |  |  |  | No | R-410A | 1.9833 | Residential & Commercial | Ducted CEE Tier 1
212160169 | Central HP <5.4 tons | ARMSTRONG AIR | HRCU-A-CB (Split System: Heat Pump with Remote Outdoor Unit-Air-Source) | 4SHP22LX124P-**A | ADP |  | H,A,DE34936 | A97US2V040B12X | 23800 | 21 | 8.5 | 22000 | 15400 | 70% | 1.92 | 0 | 13.5 |  |  |  | No | R-410A | 1.9833 | Residential & Commercial | Ducted CEE Tier 1
212160186 | Central HP <5.4 tons | ARMSTRONG AIR | HRCU-A-CB (Split System: Heat Pump with Remote Outdoor Unit-Air-Source) | 4SHP22LX124P-**A | ADP |  | PL36H175P149 | A97US2V060B12X | 23800 | 20 | 8.5 | 22000 | 15400 | 70% | 1.9 | 0 | 13.5 |  |  |  | No | R-410A | 1.9833 | Residential & Commercial | Ducted CEE Tier 1
212159495 | Central HP <5.4 tons | ARMSTRONG AIR | HRCU-A-CB (Split System: Heat Pump with Remote Outdoor Unit-Air-Source) | 4SHP22LX124P-**A | ADP |  | PL36H175P159 | A80UH1E045A12 | 23400 | 21 | 8.5 | 21200 | 14900 | 70.28% | 1.86 | 0 | 13.5 |  |  |  | No | R-410A | 1.95 | Residential & Commercial | Ducted CEE Tier 1
212159688 | Central HP <5.4 tons | ARMSTRONG AIR | HRCU-A-CB (Split System: Heat Pump with Remote Outdoor Unit-Air-Source) | 4SHP22LX124P-**A | ADP |  | H,A,DE34936 | A80UH2E045A12 | 23600 | 21 | 8.5 | 21400 | 15000 | 70.09% | 1.9 | 0 | 13.5 |  |  |  | No | R-410A | 1.9667 | Residential & Commercial | Ducted CEE Tier 1
212160133 | Central HP <5.4 tons | ARMSTRONG AIR | HRCU-A-CB (Split System: Heat Pump with Remote Outdoor Unit-Air-Source) | 4SHP22LX124P-**A | ADP |  | V,A,D36H175D149 | A96US2V070B12 | 23800 | 21 | 8.5 | 22000 | 15400 | 70% | 1.92 | 0 | 13.5 |  |  |  | No | R-410A | 1.9833 | Residential & Commercial | Ducted CEE Tier 1
212159714 | Central HP <5.4 tons | ARMSTRONG AIR | HRCU-A-CB (Split System: Heat Pump with Remote Outdoor Unit-Air-Source) | 4SHP22LX124P-**A | ADP |  | PL36H175P159 | A80UH2E070A12 | 24000 | 21 | 8.5 | 22000 | 15400 | 70% | 1.92 | 0 | 13.5 |  |  |  | No | R-410A | 2 | Residential & Commercial | Ducted CEE Tier 1
212159748 | Central HP <5.4 tons | ARMSTRONG AIR | HRCU-A-CB (Split System: Heat Pump with Remote Outdoor Unit-Air-Source) | 4SHP22LX124P-**A | ADP |  | V,A,D36H175D149 | A80UH2E090B12 | 24000 | 21 | 8.5 | 22000 | 15400 | 70% | 1.92 | 0 | 13.5 |  |  |  | No | R-410A | 2 | Residential & Commercial | Ducted CEE Tier 1
214650532 | Central HP <5.4 tons | COLEMAN | HRCU-A-CB (Split System: Heat Pump with Remote Outdoor Unit-Air-Source) | HH860E2S11 |  |  | CTU60D5XHS1+TXV | CP9C120D20MP13 | 54000 | 19 | 9 | 54500 | 39500 | 72.48% | 2 | 0 | 11 |  |  |  | No | R-454B | 4.5 | Residential & Commercial | Ducted CEE Tier 1
214808991 | Central HP <5.4 tons | CHAMPION HEATING AND COOLING | HRCU-A-CB (Split System: Heat Pump with Remote Outdoor Unit-Air-Source) | HH860E2S11 |  |  | CTU60C5XGS1+TXV | TL8E100C20UH11 | 45000 | 18 | 9 | 45000 | 33400 | 74.22% | 2 | 0 | 11.7 |  |  |  | No | R-454B | 3.75 | Residential & Commercial | Ducted CEE Tier 1
214569348 | Central HP <5.4 tons | CARRIER | HRCU-A-CB (Split System: Heat Pump with Remote Outdoor Unit-Air-Source) | 25VNA424A*031* |  |  | CAP**4321AL*+UI | 58TN*B070C21**20 | 24200 | 20.5 | 11 | 26400 | 19700 | 74.62% | 2.56 | 0 | 13 |  |  |  | No | R-410A | 2.0167 | Residential & Commercial | Ducted CEE Tier 1
214808988 | Central HP <5.4 tons | COLEMAN | HRCU-A-CB (Split System: Heat Pump with Remote Outdoor Unit-Air-Source) | HH860E2S11 |  |  | CTU60C5XGS1+TXV | TL8E100C20UH11 | 45000 | 18 | 9 | 45000 | 33400 | 74.22% | 2 | 0 | 11.7 |  |  |  | No | R-454B | 3.75 | Residential & Commercial | Ducted CEE Tier 1
214809175 | Central HP <5.4 tons | CHAMPION HEATING AND COOLING | HRCU-A-CB (Split System: Heat Pump with Remote Outdoor Unit-Air-Source) | HH860E2S11 |  |  | CTU60C5XGS1+TXV | TM8V080C16MP12 | 43500 | 18 | 9 | 44000 | 33400 | 75.91% | 2 | 0 | 11.7 |  |  |  | No | R-454B | 3.625 | Residential & Commercial | Ducted CEE Tier 1
214569448 | Central HP <5.4 tons | CARRIER | HRCU-A-CB (Split System: Heat Pump with Remote Outdoor Unit-Air-Source) | 25VNA448A*031* |  |  | CAP**6124AL*+UI | 59CU5B100C21**22 | 45500 | 21.5 | 10 | 46000 | 36200 | 78.7% | 2.38 | 0 | 12 |  |  |  | No | R-410A | 3.7917 | Residential & Commercial | Ducted CEE Tier 1
214569410 | Central HP <5.4 tons | CARRIER | HRCU-A-CB (Split System: Heat Pump with Remote Outdoor Unit-Air-Source) | 25VNA448A*031* |  |  | CAP**4824AL*+UI | 59CU5B080C21**20 | 43500 | 20.5 | 9.5 | 46500 | 36400 | 78.28% | 2.26 | 0 | 11.5 |  |  |  | No | R-410A | 3.625 | Residential & Commercial | Ducted CEE Tier 1
214569424 | Central HP <5.4 tons | CARRIER | HRCU-A-CB (Split System: Heat Pump with Remote Outdoor Unit-Air-Source) | 25VNA448A*031* |  |  | CAP**6024AL*+UI | 59CU5B100C21**22 | 45000 | 21 | 10 | 45500 | 36000 | 79.12% | 2.36 | 0 | 12 |  |  |  | No | R-410A | 3.75 | Residential & Commercial | Ducted CEE Tier 1
215939728 | Central HP <5.4 tons | ARCOAIRE | HRCU-A-CB (Split System: Heat Pump with Remote Outdoor Unit-Air-Source) | H5H3V36*K*AAA* |  |  | EA*5X48M21A*+WALLCON | *80CSU0401712B* | 33400 | 20.5 | 9.5 | 34400 | 26200 | 76.16% | 2.04 | 0 | 11.7 |  |  |  | No | R-454B | 2.7833 | Residential & Commercial | Ducted CEE Tier 1
215678291 | Central HP <5.4 tons | KENMORE | HRCU-A-CB (Split System: Heat Pump with Remote Outdoor Unit-Air-Source) | (C,H,T)5H0V24*K*AAA* |  |  | EA*5X30M17A*+WALLCON | *97CTN0601716A* | 23000 | 16.5 | 9 | 24000 | 16800 | 70% | 1.86 | 0 | 10 |  |  |  | No | R-454B | 1.9167 | Residential & Commercial | Ducted CEE Tier 1
212159664 | Central HP <5.4 tons | ARMSTRONG AIR | HRCU-A-CB (Split System: Heat Pump with Remote Outdoor Unit-Air-Source) | 4SHP22LX124P-**A | ADP |  | V,A,D36H***D129 | A80UH2E045A12 | 23600 | 21 | 8.45 | 21400 | 15000 | 70.09% | 1.9 | 0 | 13.5 |  |  |  | No | R-410A | 1.9667 | Residential & Commercial | Ducted CEE Tier 1
212594778 | Central HP <5.4 tons | ARMSTRONG AIR | HRCU-A-CB (Split System: Heat Pump with Remote Outdoor Unit-Air-Source) | 4SHP22LX124P-**A | ADP |  | H,A,DD14936 | A97USMV070B12 | 23800 | 21 | 8.5 | 22000 | 15400 | 70% | 1.92 | 0 | 13.5 |  |  |  | No | R-410A | 1.9833 | Residential & Commercial | Ducted CEE Tier 1
212437547 | Central HP <5.4 tons | ARMSTRONG AIR | HRCU-A-CB (Split System: Heat Pump with Remote Outdoor Unit-Air-Source) | 4SHP22LX124P-**A | ADP |  | 36AX** | A80UH1E045A12 | 23400 | 21 | 8.5 | 21200 | 14900 | 70.28% | 1.86 | 0 | 13.5 |  |  |  | No | R-410A | 1.95 | Residential & Commercial | Ducted CEE Tier 1
215667842 | Central HP <5.4 tons | KENMORE | HRCU-A-CB (Split System: Heat Pump with Remote Outdoor Unit-Air-Source) | (C,H,T)5H0V24*K*AAA* |  |  | EA*5X37M21A*+WALLCON | *80CTL0701716B* | 24000 | 17.5 | 9 | 23400 | 16400 | 70.09% | 2.02 | 0 | 10.5 |  |  |  | No | R-454B | 2 | Residential & Commercial | Ducted CEE Tier 1
215678321 | Central HP <5.4 tons | KENMORE | HRCU-A-CB (Split System: Heat Pump with Remote Outdoor Unit-Air-Source) | (C,H,T)5H0V24*K*AAA* |  |  | EA*5X36M17A*+WALLCON | *80CSU0601716B* | 23200 | 17 | 8.5 | 23400 | 16500 | 70.51% | 1.98 | 0 | 10 |  |  |  | No | R-454B | 1.9333 | Residential & Commercial | Ducted CEE Tier 1
215667157 | Central HP <5.4 tons | KENMORE | HRCU-A-CB (Split System: Heat Pump with Remote Outdoor Unit-Air-Source) | (C,H,T)5H0V24*K*AAA* |  |  | EA*5X25M17A*+WALLCON | *80CSU0401712A* | 24000 | 17.5 | 9 | 23400 | 16400 | 70.09% | 2.02 | 0 | 10.5 |  |  |  | No | R-454B | 2 | Residential & Commercial | Ducted CEE Tier 1
214796662 | Central HP <5.4 tons | NAPOLEON | HRCU-A-C (Split System: Heat Pump with Remote Outdoor Unit with No Indoor Fan --Air Source) | WSEHV2436RA1-N | ADP |  | H,DE9J(1,2)36+TXV+TD |  | 22800 | 15.2 | 8.5 | 22400 | 21200 | 94.64% | 1.8 | 0 | 11 |  |  |  | No | R-410A | 1.9 | Residential & Commercial | Ducted CEE Tier 1
211752355 | Central HP <5.4 tons | ARMSTRONG AIR | HRCU-A-CB (Split System: Heat Pump with Remote Outdoor Unit-Air-Source) | 4SHP22LX124P-**A | ADP |  | H,A,DE33936 | A97USMV070B12 | 23800 | 21 | 8.5 | 22000 | 15400 | 70% | 1.92 | 0 | 13.5 |  |  |  | No | R-410A | 1.9833 | Residential & Commercial | Ducted CEE Tier 1
212437661 | Central HP <5.4 tons | ARMSTRONG AIR | HRCU-A-CB (Split System: Heat Pump with Remote Outdoor Unit-Air-Source) | 4SHP22LX124P-**A | ADP |  | 36AX** | A97USMV070B12 | 23800 | 21 | 8.5 | 22000 | 15400 | 70% | 1.92 | 0 | 13.5 |  |  |  | No | R-410A | 1.9833 | Residential & Commercial | Ducted CEE Tier 1
212159499 | Central HP <5.4 tons | ARMSTRONG AIR | HRCU-A-CB (Split System: Heat Pump with Remote Outdoor Unit-Air-Source) | 4SHP22LX124P-**A | ADP |  | H,A,DE34936 | A80UH1E045A12 | 23400 | 21 | 8.5 | 21200 | 14900 | 70.28% | 1.86 | 0 | 13.5 |  |  |  | No | R-410A | 1.95 | Residential & Commercial | Ducted CEE Tier 1
214264154 | Central HP <5.4 tons | ARMSTRONG AIR | HRCU-A-CB (Split System: Heat Pump with Remote Outdoor Unit-Air-Source) | 4SHP22LX124P-**A | ADP |  | H,A,DG9J(1,2)36+TXV | A80UH2E045A12 | 23600 | 21 | 8.5 | 21400 | 15000 | 70.09% | 1.9 | 0 | 13.5 |  |  |  | No | R-410A | 1.9667 | Residential & Commercial | Ducted CEE Tier 1
215667722 | Central HP <5.4 tons | KENMORE | HRCU-A-CB (Split System: Heat Pump with Remote Outdoor Unit-Air-Source) | (C,H,T)5H0V24*K*AAA* |  |  | EA*5X36M17A*+WALLCON | *96CTN0801714B* | 23200 | 17 | 9 | 23600 | 16600 | 70.34% | 1.98 | 0 | 10 |  |  |  | No | R-454B | 1.9333 | Residential & Commercial | Ducted CEE Tier 1
213796566 | Central HP <5.4 tons | PAYNE HEATING AND COOLING | HRCU-A-CB (Split System: Heat Pump with Remote Outdoor Unit-Air-Source) | 38MURAQ18AB3* | ADP |  | V,C36H***P219+CBPE3A* |  | 17800 | 15.5 | 9 | 17100 | 19400 | 113.5% | 2.4 | 0 | 10.5 |  |  |  | No | R-410A | 1.4833 | Residential & Commercial | Ducted CEE Tier 1
212498324 | Central HP <5.4 tons | PAYNE HEATING AND COOLING | HRCU-A-CB (Split System: Heat Pump with Remote Outdoor Unit-Air-Source) | 38MURAQ18AB3* | ADP |  | CE2403C+TXV |  | 17700 | 17 | 8.7 | 17000 | 19400 | 114.1% | 2.32 | 0 | 11 |  |  |  | No | R-410A | 1.475 | Residential & Commercial | Ducted CEE Tier 1
213780982 | Central HP <5.4 tons | KEEPRITE | HRCU-A-CB (Split System: Heat Pump with Remote Outdoor Unit-Air-Source) | CVH837GKA2* |  |  | EA*4X42L21A*+WALLCON | *80CTL0701716B* | 31400 | 17 | 8.1 | 33200 | 24400 | 73.49% | 1.86 | 0 | 10.5 |  |  |  | No | R-410A | 2.6167 | Residential & Commercial | Ducted CEE Tier 1
213781032 | Central HP <5.4 tons | KEEPRITE | HRCU-A-CB (Split System: Heat Pump with Remote Outdoor Unit-Air-Source) | CVH837GKA2* |  |  | EA*4X42L21A*+WALLCON | *97CMN0601714B* | 31600 | 16.5 | 8.1 | 33200 | 24600 | 74.1% | 1.84 | 0 | 10.5 |  |  |  | No | R-410A | 2.6333 | Residential & Commercial | Ducted CEE Tier 1
215678381 | Central HP <5.4 tons | KENMORE | HRCU-A-CB (Split System: Heat Pump with Remote Outdoor Unit-Air-Source) | (C,H,T)5H0V24*K*AAA* |  |  | EA*5X37M17A*+WALLCON | *97CTN0801716A* | 23800 | 17 | 9 | 23400 | 16500 | 70.51% | 2 | 0 | 10 |  |  |  | No | R-454B | 1.9833 | Residential & Commercial | Ducted CEE Tier 1
215678431 | Central HP <5.4 tons | KENMORE | HRCU-A-CB (Split System: Heat Pump with Remote Outdoor Unit-Air-Source) | (C,H,T)5H0V24*K*AAA* |  |  | EA*5X37M21A*+WALLCON | *97CTN1002122A* | 24000 | 17.5 | 9 | 23200 | 16300 | 70.26% | 2.02 | 0 | 10.5 |  |  |  | No | R-454B | 2 | Residential & Commercial | Ducted CEE Tier 1
215678231 | Central HP <5.4 tons | KENMORE | HRCU-A-CB (Split System: Heat Pump with Remote Outdoor Unit-Air-Source) | (C,H,T)5H0V24*K*AAA* |  |  | EA*5X25M17A*+WALLCON | *80CSU0401712B* | 24000 | 17 | 9 | 23200 | 16300 | 70.26% | 2.02 | 0 | 10.5 |  |  |  | No | R-454B | 2 | Residential & Commercial | Ducted CEE Tier 1
215678351 | Central HP <5.4 tons | KENMORE | HRCU-A-CB (Split System: Heat Pump with Remote Outdoor Unit-Air-Source) | (C,H,T)5H0V24*K*AAA* |  |  | EA*5X37M17A*+WALLCON | *80CSU0401712B* | 23800 | 17 | 9 | 23400 | 16400 | 70.09% | 2 | 0 | 10 |  |  |  | No | R-454B | 1.9833 | Residential & Commercial | Ducted CEE Tier 1
215678221 | Central HP <5.4 tons | KENMORE | HRCU-A-CB (Split System: Heat Pump with Remote Outdoor Unit-Air-Source) | (C,H,T)5H0V24*K*AAA* |  |  | EA*5X24M17A*+WALLCON | *97CTN0801716A* | 22800 | 16.5 | 9 | 24000 | 16900 | 70.42% | 1.94 | 0 | 10 |  |  |  | No | R-454B | 1.9 | Residential & Commercial | Ducted CEE Tier 1
214807801 | Central HP <5.4 tons | COLEMAN | HRCU-A-CB (Split System: Heat Pump with Remote Outdoor Unit-Air-Source) | HH824E2S11 |  |  | CTU30B5XCS1+JME08B2SN1+TXV |  | 23000 | 19 | 9.5 | 23000 | 18500 | 80.43% | 2 | 0 | 12 |  |  |  | No | R-454B | 1.9167 | Residential & Commercial | Ducted CEE Tier 1
214649816 | Central HP <5.4 tons | CHAMPION HEATING AND COOLING | HRCU-A-CB (Split System: Heat Pump with Remote Outdoor Unit-Air-Source) | HH824E2S11 |  |  | CTU30B5XCS1+TXV | TMLE080B12MP11 | 23000 | 17 | 9.5 | 23000 | 18400 | 80% | 2 | 0 | 12 |  |  |  | No | R-454B | 1.9167 | Residential & Commercial | Ducted CEE Tier 1
214807698 | Central HP <5.4 tons | CHAMPION HEATING AND COOLING | HRCU-A-CB (Split System: Heat Pump with Remote Outdoor Unit-Air-Source) | HH824E2S11 |  |  | CTU36B5XDS1+JMVT12BC2N1+TXV |  | 23000 | 19 | 9.5 | 23000 | 18500 | 80.43% | 2 | 0 | 12 |  |  |  | No | R-454B | 1.9167 | Residential & Commercial | Ducted CEE Tier 1
214807718 | Central HP <5.4 tons | CHAMPION HEATING AND COOLING | HRCU-A-CB (Split System: Heat Pump with Remote Outdoor Unit-Air-Source) | HH824E2S11 |  |  | CTU36B5XDS1+JME12B2SN1+TXV |  | 23000 | 19 | 9.5 | 23000 | 18500 | 80.43% | 2 | 0 | 12 |  |  |  | No | R-454B | 1.9167 | Residential & Commercial | Ducted CEE Tier 1
215678271 | Central HP <5.4 tons | KENMORE | HRCU-A-CB (Split System: Heat Pump with Remote Outdoor Unit-Air-Source) | (C,H,T)5H0V24*K*AAA* |  |  | EA*5X30M17A*+WALLCON | *80CSU0401712B* | 23200 | 17 | 8.5 | 23600 | 16600 | 70.34% | 1.98 | 0 | 10 |  |  |  | No | R-454B | 1.9333 | Residential & Commercial | Ducted CEE Tier 1
212437656 | Central HP <5.4 tons | ARMSTRONG AIR | HRCU-A-CB (Split System: Heat Pump with Remote Outdoor Unit-Air-Source) | 4SHP22LX124P-**A | ADP |  | 36BX** | A97US2V040B12X | 23800 | 21 | 8.5 | 22000 | 15400 | 70% | 1.92 | 0 | 13.5 |  |  |  | No | R-410A | 1.9833 | Residential & Commercial | Ducted CEE Tier 1
212437570 | Central HP <5.4 tons | ARMSTRONG AIR | HRCU-A-CB (Split System: Heat Pump with Remote Outdoor Unit-Air-Source) | 4SHP22LX124P-**A | ADP |  | 36CX** | A80UH2E070A12 | 24000 | 21 | 8.5 | 22000 | 15400 | 70% | 1.92 | 0 | 13.5 |  |  |  | No | R-410A | 2 | Residential & Commercial | Ducted CEE Tier 1
215678341 | Central HP <5.4 tons | KENMORE | HRCU-A-CB (Split System: Heat Pump with Remote Outdoor Unit-Air-Source) | (C,H,T)5H0V24*K*AAA* |  |  | EA*5X36M17A*+WALLCON | *97CTN0801716A* | 23000 | 17 | 9 | 23800 | 16700 | 70.17% | 1.98 | 0 | 10 |  |  |  | No | R-454B | 1.9167 | Residential & Commercial | Ducted CEE Tier 1
215678191 | Central HP <5.4 tons | KENMORE | HRCU-A-CB (Split System: Heat Pump with Remote Outdoor Unit-Air-Source) | (C,H,T)5H0V24*K*AAA* |  |  | EA*5X24M17A*+WALLCON | *80CSU0401712B* | 23000 | 16.5 | 8.5 | 24000 | 16800 | 70% | 1.98 | 0 | 10 |  |  |  | No | R-454B | 1.9167 | Residential & Commercial | Ducted CEE Tier 1
211226100 | Central HP <5.4 tons | CARRIER | HRCU-A-CB (Split System: Heat Pump with Remote Outdoor Unit-Air-Source) | 38MURAQ36AB3* |  |  | CNPV*4824AL* | 59SC2D080E21**20 | 35800 | 16.5 | 8.1 | 38500 | 34800 | 90.39% | 2.02 | 0 | 10.5 |  |  |  | No | R-410A | 2.9833 | Residential & Commercial | Ducted CEE Tier 1
211226103 | Central HP <5.4 tons | CARRIER | HRCU-A-CB (Split System: Heat Pump with Remote Outdoor Unit-Air-Source) | 38MURAQ36AB3* |  |  | CNPV*4824AL* | 59SC2D120E24**20 | 36400 | 16 | 8.1 | 38500 | 34800 | 90.39% | 2.04 | 0 | 10.5 |  |  |  | No | R-410A | 3.0333 | Residential & Commercial | Ducted CEE Tier 1
211226118 | Central HP <5.4 tons | CARRIER | HRCU-A-CB (Split System: Heat Pump with Remote Outdoor Unit-Air-Source) | 38MURAQ36AB3* |  |  | CNPV*4824AL* | 59TP6B120V24**22 | 36200 | 16 | 8.1 | 38500 | 34800 | 90.39% | 2.02 | 0 | 10 |  |  |  | No | R-410A | 3.0167 | Residential & Commercial | Ducted CEE Tier 1
215678281 | Central HP <5.4 tons | KENMORE | HRCU-A-CB (Split System: Heat Pump with Remote Outdoor Unit-Air-Source) | (C,H,T)5H0V24*K*AAA* |  |  | EA*5X30M17A*+WALLCON | *80CSU0601716B* | 23200 | 17 | 8.5 | 23600 | 16600 | 70.34% | 1.98 | 0 | 10 |  |  |  | No | R-454B | 1.9333 | Residential & Commercial | Ducted CEE Tier 1
212437569 | Central HP <5.4 tons | ARMSTRONG AIR | HRCU-A-CB (Split System: Heat Pump with Remote Outdoor Unit-Air-Source) | 4SHP22LX124P-**A | ADP |  | 36BX** | A80UH2E070A12 | 24000 | 21 | 8.5 | 22000 | 15400 | 70% | 1.92 | 0 | 13.5 |  |  |  | No | R-410A | 2 | Residential & Commercial | Ducted CEE Tier 1
212437573 | Central HP <5.4 tons | ARMSTRONG AIR | HRCU-A-CB (Split System: Heat Pump with Remote Outdoor Unit-Air-Source) | 4SHP22LX124P-**A | ADP |  | 36CX** | A80UH2E090B12 | 24000 | 21 | 8.5 | 22000 | 15400 | 70% | 1.92 | 0 | 13.5 |  |  |  | No | R-410A | 2 | Residential & Commercial | Ducted CEE Tier 1
212159491 | Central HP <5.4 tons | ARMSTRONG AIR | HRCU-A-CB (Split System: Heat Pump with Remote Outdoor Unit-Air-Source) | 4SHP22LX124P-**A | ADP |  | PL36H175P149 | A80UH1E045A12 | 23400 | 21 | 8.5 | 21200 | 14900 | 70.28% | 1.86 | 0 | 13.5 |  |  |  | No | R-410A | 1.95 | Residential & Commercial | Ducted CEE Tier 1
212159758 | Central HP <5.4 tons | ARMSTRONG AIR | HRCU-A-CB (Split System: Heat Pump with Remote Outdoor Unit-Air-Source) | 4SHP22LX124P-**A | ADP |  | H,A,DE34936 | A80UH2E090B12 | 24000 | 21 | 8.5 | 22000 | 15400 | 70% | 1.92 | 0 | 13.5 |  |  |  | No | R-410A | 2 | Residential & Commercial | Ducted CEE Tier 1
212437655 | Central HP <5.4 tons | ARMSTRONG AIR | HRCU-A-CB (Split System: Heat Pump with Remote Outdoor Unit-Air-Source) | 4SHP22LX124P-**A | ADP |  | 36AX** | A97US2V040B12X | 23800 | 21 | 8.5 | 22000 | 15400 | 70% | 1.92 | 0 | 13.5 |  |  |  | No | R-410A | 1.9833 | Residential & Commercial | Ducted CEE Tier 1
213770172 | Central HP <5.4 tons | ARMSTRONG AIR | HRCU-A-CB (Split System: Heat Pump with Remote Outdoor Unit-Air-Source) | 4SHP22LX124P-**A | ADP |  | H,A,DG80936 | A96US2V070B12 | 23800 | 21 | 8.5 | 22000 | 15400 | 70% | 1.92 | 0 | 13.5 |  |  |  | No | R-410A | 1.9833 | Residential & Commercial | Ducted CEE Tier 1
212159675 | Central HP <5.4 tons | ARMSTRONG AIR | HRCU-A-CB (Split System: Heat Pump with Remote Outdoor Unit-Air-Source) | 4SHP22LX124P-**A | ADP |  | H,A,DE33936 | A80UH2E045A12 | 23600 | 21 | 8.5 | 21400 | 15000 | 70.09% | 1.9 | 0 | 13.5 |  |  |  | No | R-410A | 1.9667 | Residential & Commercial | Ducted CEE Tier 1
212159743 | Central HP <5.4 tons | ARMSTRONG AIR | HRCU-A-CB (Split System: Heat Pump with Remote Outdoor Unit-Air-Source) | 4SHP22LX124P-**A | ADP |  | PL36H175P149 | A80UH2E090B12 | 24000 | 21 | 8.5 | 22000 | 15400 | 70% | 1.92 | 0 | 13.5 |  |  |  | No | R-410A | 2 | Residential & Commercial | Ducted CEE Tier 1
212498322 | Central HP <5.4 tons | PAYNE HEATING AND COOLING | HRCU-A-CB (Split System: Heat Pump with Remote Outdoor Unit-Air-Source) | 38MURAQ18AB3* | ADP |  | CE1801C+TXV |  | 17400 | 17 | 8.6 | 17000 | 19300 | 113.5% | 2.3 | 0 | 10.5 |  |  |  | No | R-410A | 1.45 | Residential & Commercial | Ducted CEE Tier 1
215676941 | Central HP <5.4 tons | KENMORE | HRCU-A-CB (Split System: Heat Pump with Remote Outdoor Unit-Air-Source) | (C,H,T)5H0V48*K*AAA* |  |  | EVD5X61M24A*+WALLCON | *97CMN1202422B* | 48500 | 19.5 | 9.5 | 50000 | 36800 | 73.6% | 2.12 | 0 | 10.5 |  |  |  | No | R-454B | 4.0417 | Residential & Commercial | Ducted CEE Tier 1
215676671 | Central HP <5.4 tons | KENMORE | HRCU-A-CB (Split System: Heat Pump with Remote Outdoor Unit-Air-Source) | (C,H,T)5H0V48*K*AAA* |  |  | EVD5X60M24A*+WALLCON | *97CMN1202422B* | 48000 | 19 | 9 | 50000 | 36600 | 73.2% | 2 | 0 | 10 |  |  |  | No | R-454B | 4 | Residential & Commercial | Ducted CEE Tier 1
215676841 | Central HP <5.4 tons | KENMORE | HRCU-A-CB (Split System: Heat Pump with Remote Outdoor Unit-Air-Source) | (C,H,T)5H0V48*K*AAA* |  |  | EVD5X61M21A*+WALLCON | *96CTN1002122B* | 48500 | 19.5 | 9.5 | 50000 | 36800 | 73.6% | 2.12 | 0 | 10.5 |  |  |  | No | R-454B | 4.0417 | Residential & Commercial | Ducted CEE Tier 1
212437571 | Central HP <5.4 tons | ARMSTRONG AIR | HRCU-A-CB (Split System: Heat Pump with Remote Outdoor Unit-Air-Source) | 4SHP22LX124P-**A | ADP |  | 36AX** | A80UH2E090B12 | 24000 | 21 | 8.5 | 22000 | 15400 | 70% | 1.92 | 0 | 13.5 |  |  |  | No | R-410A | 2 | Residential & Commercial | Ducted CEE Tier 1
212160182 | Central HP <5.4 tons | ARMSTRONG AIR | HRCU-A-CB (Split System: Heat Pump with Remote Outdoor Unit-Air-Source) | 4SHP22LX124P-**A | ADP |  | H,A,DE33936 | A97US2V060B12X | 23800 | 20 | 8.5 | 22000 | 15400 | 70% | 1.9 | 0 | 13.5 |  |  |  | No | R-410A | 1.9833 | Residential & Commercial | Ducted CEE Tier 1
214796623 | Central HP <5.4 tons | NAPOLEON | HRCU-A-C (Split System: Heat Pump with Remote Outdoor Unit with No Indoor Fan --Air Source) | WSEHV2436RA1-N | ADP |  | H,DE33(1,2)36+TXV+TD |  | 22400 | 15.2 | 8.4 | 22400 | 21200 | 94.64% | 1.78 | 0 | 10.5 |  |  |  | No | R-410A | 1.8667 | Residential & Commercial | Ducted CEE Tier 1
215942374 | Central HP <5.4 tons | ARCOAIRE | HRCU-A-CB (Split System: Heat Pump with Remote Outdoor Unit-Air-Source) | H5H3V36*K*AAA* |  |  | EVM5X44M21A*+WALLCON | *96CTN0601714B* | 35200 | 21 | 8.5 | 37400 | 28000 | 74.87% | 2.06 | 0 | 11.7 |  |  |  | No | R-454B | 2.9333 | Residential & Commercial | Ducted CEE Tier 1
213161302 | Central HP <5.4 tons | ARMSTRONG AIR | HRCU-A-CB (Split System: Heat Pump with Remote Outdoor Unit-Air-Source) | 4SHP22LX124P-**A | ADP |  | PL36H175P159+AEFE4B* |  | 23400 | 21 | 8.7 | 20600 | 15700 | 76.21% | 2.26 | 0 | 13.5 |  |  |  | No | R-410A | 1.95 | Residential & Commercial | Ducted CEE Tier 1
214784534 | Central HP <5.4 tons | BRYANT HEATING AND COOLING SYSTEMS | HRCU-A-CB (Split System: Heat Pump with Remote Outdoor Unit-Air-Source) | 38MURAQ18AB3* | ADP |  | SM3925 |  | 16800 | 15.5 | 8.75 | 17000 | 19400 | 114.1% | 2.34 | 0 | 10.5 |  |  |  | No | R-410A | 1.4 | Residential & Commercial | Ducted CEE Tier 1
212437649 | Central HP <5.4 tons | ARMSTRONG AIR | HRCU-A-CB (Split System: Heat Pump with Remote Outdoor Unit-Air-Source) | 4SHP22LX124P-**A | ADP |  | 36AX** | A96US2V070B12 | 23800 | 21 | 8.5 | 22000 | 15400 | 70% | 1.92 | 0 | 13.5 |  |  |  | No | R-410A | 1.9833 | Residential & Commercial | Ducted CEE Tier 1
212159670 | Central HP <5.4 tons | ARMSTRONG AIR | HRCU-A-CB (Split System: Heat Pump with Remote Outdoor Unit-Air-Source) | 4SHP22LX124P-**A | ADP |  | H,A,DE32936 | A80UH2E045A12 | 23400 | 21 | 8.45 | 21400 | 15000 | 70.09% | 1.88 | 0 | 13 |  |  |  | No | R-410A | 1.95 | Residential & Commercial | Ducted CEE Tier 1
212438156 | Central HP <5.4 tons | ARMSTRONG AIR | HRCU-A-CB (Split System: Heat Pump with Remote Outdoor Unit-Air-Source) | 4SHP22LX124P-**A | ADP |  | 36DX** | A97US2V040B12X | 23800 | 21 | 8.5 | 22000 | 15400 | 70% | 1.92 | 0 | 13.5 |  |  |  | No | R-410A | 1.9833 | Residential & Commercial | Ducted CEE Tier 1
214569702 | Central HP <5.4 tons | CARRIER | HRCU-A-CB (Split System: Heat Pump with Remote Outdoor Unit-Air-Source) | 25VNA436A*031* |  |  | CNPV*6024AL*+UI | 59MN7C060C21**20 | 34000 | 19.5 | 9 | 36400 | 25600 | 70.33% | 2 | 0 | 12 |  |  |  | No | R-410A | 2.8333 | Residential & Commercial | Ducted CEE Tier 1
214595060 | Central HP <5.4 tons | LUXAIRE | HRCU-A-CB (Split System: Heat Pump with Remote Outdoor Unit-Air-Source) | HH836E2S11 |  |  | CTF36C5CDS1 | Z8ES080C20SMPS1 | 35000 | 19 | 8.5 | 32800 | 27000 | 82.32% | 2 | 0 | 11 |  |  |  | No | R-454B | 2.9167 | Residential & Commercial | Ducted CEE Tier 1
216374586 | Central HP <5.4 tons | LUXAIRE | HRCU-A-CB (Split System: Heat Pump with Remote Outdoor Unit-Air-Source) | HH836E2S11 |  |  | CTM36C5CDS1 | Z9ET100C16SMPS1 | 33800 | 19 | 8.5 | 31400 | 24000 | 76.43% | 2 | 0 | 11 |  |  |  | No | R-454B | 2.8167 | Residential & Commercial | Ducted CEE Tier 1
216374637 | Central HP <5.4 tons | LUXAIRE | HRCU-A-CB (Split System: Heat Pump with Remote Outdoor Unit-Air-Source) | HH836E2S11 |  |  | CTF48C5CFS1 | Z9ET080C16SMPS1 | 33800 | 19 | 9.5 | 32400 | 24200 | 74.69% | 2 | 0 | 11 |  |  |  | No | R-454B | 2.8167 | Residential & Commercial | Ducted CEE Tier 1
214809209 | Central HP <5.4 tons | CHAMPION HEATING AND COOLING | HRCU-A-CB (Split System: Heat Pump with Remote Outdoor Unit-Air-Source) | HH860E2S11 |  |  | CTU60C5XGS1+TXV | TL8E080C16UH11 | 44000 | 18 | 9 | 44500 | 33600 | 75.51% | 2 | 0 | 11.7 |  |  |  | No | R-454B | 3.6667 | Residential & Commercial | Ducted CEE Tier 1
214720197 | Central HP <5.4 tons | CHAMPION HEATING AND COOLING | HRCU-A-CB (Split System: Heat Pump with Remote Outdoor Unit-Air-Source) | HH860E2S11 |  |  | CTU60C5XGS1+TXV | TM9V100C20MP12 | 44000 | 18 | 9 | 45000 | 33800 | 75.11% | 2 | 0 | 11 |  |  |  | No | R-454B | 3.6667 | Residential & Commercial | Ducted CEE Tier 1
214720204 | Central HP <5.4 tons | CHAMPION HEATING AND COOLING | HRCU-A-CB (Split System: Heat Pump with Remote Outdoor Unit-Air-Source) | HH860E2S11 |  |  | CTU60C5XGS1+TXV | TP9C100C20MP13 | 44000 | 18 | 9 | 45000 | 33800 | 75.11% | 2 | 0 | 11 |  |  |  | No | R-454B | 3.6667 | Residential & Commercial | Ducted CEE Tier 1
214720170 | Central HP <5.4 tons | LUXAIRE | HRCU-A-CB (Split System: Heat Pump with Remote Outdoor Unit-Air-Source) | HH860E2S11 |  |  | CTU60C5XGS1+TXV | TM9Y100C20MP11 | 44500 | 17 | 9 | 46000 | 34000 | 73.91% | 2 | 0 | 11 |  |  |  | No | R-454B | 3.7083 | Residential & Commercial | Ducted CEE Tier 1
214720200 | Central HP <5.4 tons | LUXAIRE | HRCU-A-CB (Split System: Heat Pump with Remote Outdoor Unit-Air-Source) | HH860E2S11 |  |  | CTU60C5XGS1+TXV | LP9C100C20MP13 | 44000 | 18 | 9 | 45000 | 33800 | 75.11% | 2 | 0 | 11 |  |  |  | No | R-454B | 3.6667 | Residential & Commercial | Ducted CEE Tier 1
216374687 | Central HP <5.4 tons | LUXAIRE | HRCU-A-CB (Split System: Heat Pump with Remote Outdoor Unit-Air-Source) | HH860E2S11 |  |  | CTU60C5XGS1+TXV | Z9ET080C16SMPS1 | 44000 | 18 | 9 | 45000 | 32800 | 72.89% | 2 | 0 | 11 |  |  |  | No | R-454B | 3.6667 | Residential & Commercial | Ducted CEE Tier 1
216374769 | Central HP <5.4 tons | LUXAIRE | HRCU-A-CB (Split System: Heat Pump with Remote Outdoor Unit-Air-Source) | HH860E2S11 |  |  | CTF60D5CGS1 | Z9ET120D20SMPS1 | 44500 | 17 | 9 | 45000 | 32600 | 72.44% | 2 | 0 | 11.7 |  |  |  | No | R-454B | 3.7083 | Residential & Commercial | Ducted CEE Tier 1
214396313 | Central HP <5.4 tons | LUXAIRE | HRCU-A-CB (Split System: Heat Pump with Remote Outdoor Unit-Air-Source) | HH860E2S11 |  |  | CTM60D5CHS1 | TM9Y120D20MP11 | 53500 | 19 | 8.5 | 54500 | 39500 | 72.48% | 2 | 0 | 11 |  |  |  | No | R-454B | 4.4583 | Residential & Commercial | Ducted CEE Tier 1
216581453 | Central HP <5.4 tons | BRYANT HEATING AND COOLING SYSTEMS | HRCU-A-CB (Split System: Heat Pump with Remote Outdoor Unit-Air-Source) | 284ANV048*0**B* |  |  | CAP**6121AL*+UI | 987TA66100C21*** | 45000 | 21 | 9.5 | 46000 | 36000 | 78.26% | 2 | 0 | 11 |  |  |  | No | R-410A | 3.75 | Residential & Commercial | Ducted CEE Tier 1
215669203 | Central HP <5.4 tons | BRYANT HEATING AND COOLING SYSTEMS | HRCU-A-CB (Split System: Heat Pump with Remote Outdoor Unit-Air-Source) | 290VAN036**AA* |  |  | CAA**4821AM*+UI | 935CB66100C21*** | 33800 | 18 | 9 | 35000 | 25000 | 71.43% | 1.9 | 0 | 10 |  |  |  | No | R-454B | 2.8167 | Residential & Commercial | Ducted CEE Tier 1
213773826 | Central HP <5.4 tons | BRYANT HEATING AND COOLING SYSTEMS | HRCU-A-CB (Split System: Heat Pump with Remote Outdoor Unit-Air-Source) | 288BNV025*0**C* |  |  | CAP**4824AL*+UI | 88*TB66135C24*** | 24200 | 17 | 8.1 | 21000 | 16500 | 78.57% | 2.02 | 0 | 11 |  |  |  | No | R-410A | 2.0167 | Residential & Commercial | Ducted CEE Tier 1
213774426 | Central HP <5.4 tons | BRYANT HEATING AND COOLING SYSTEMS | HRCU-A-CB (Split System: Heat Pump with Remote Outdoor Unit-Air-Source) | 288BNV025*0**C* |  |  | CSPH*4212AL*+UI | 88*TB60090C21*** | 24200 | 16 | 8.1 | 21400 | 16600 | 77.57% | 2 | 0 | 10.5 |  |  |  | No | R-410A | 2.0167 | Residential & Commercial | Ducted CEE Tier 1
214573699 | Central HP <5.4 tons | BRYANT HEATING AND COOLING SYSTEMS | HRCU-A-CB (Split System: Heat Pump with Remote Outdoor Unit-Air-Source) | 288BNV037*0**B* |  |  | CAP**3721AL*+UI | 987MC60060C21*** | 32800 | 17 | 8.5 | 33000 | 25400 | 76.97% | 1.98 | 0 | 11 |  |  |  | No | R-410A | 2.7333 | Residential & Commercial | Ducted CEE Tier 1
214573919 | Central HP <5.4 tons | BRYANT HEATING AND COOLING SYSTEMS | HRCU-A-CB (Split System: Heat Pump with Remote Outdoor Unit-Air-Source) | 288BNV037*0**B* |  |  | CAP**4821AL*+UI | 935CB60080C21*** | 32200 | 17.5 | 8.5 | 32400 | 25000 | 77.16% | 1.98 | 0 | 11 |  |  |  | No | R-410A | 2.6833 | Residential & Commercial | Ducted CEE Tier 1
210106975 | Central HP <5.4 tons | RUSSELL | HRCU-A-CB (Split System: Heat Pump with Remote Outdoor Unit-Air-Source) | SP18AZ48AJVC |  |  | TCFZ6021SEAAM | S97MV1005A21DHS | 44500 | 19 | 8.1 | 43500 | 45000 | 103.4% | 2 | 0 | 10 |  |  |  | No | R-410A | 3.7083 | Residential & Commercial | Ducted CEE Tier 1
210106907 | Central HP <5.4 tons | RUSSELL | HRCU-A-CB (Split System: Heat Pump with Remote Outdoor Unit-Air-Source) | SP18AZ60AJVC |  |  | SHMVZ6021SEACA |  | 53000 | 18 | 8.5 | 48500 | 45500 | 93.81% | 1.8 | 0 | 10.5 |  |  |  | No | R-410A | 4.4167 | Residential & Commercial | Ducted CEE Tier 1
213779456 | Central HP <5.4 tons | BRYANT HEATING AND COOLING SYSTEMS | HRCU-A-CB (Split System: Heat Pump with Remote Outdoor Unit-Air-Source) | 288BNV037*0**A* |  |  | CAP**4821AL*+UI | 986TD42060C17*** | 32200 | 17 | 8.1 | 32600 | 25200 | 77.3% | 1.94 | 0 | 11 |  |  |  | No | R-410A | 2.6833 | Residential & Commercial | Ducted CEE Tier 1
213779676 | Central HP <5.4 tons | BRYANT HEATING AND COOLING SYSTEMS | HRCU-A-CB (Split System: Heat Pump with Remote Outdoor Unit-Air-Source) | 288BNV037*0**A* |  |  | CAP**6121AL*+UI | 935CB48060C17*** | 33000 | 17 | 8.1 | 32200 | 25000 | 77.64% | 1.96 | 0 | 11 |  |  |  | No | R-410A | 2.75 | Residential & Commercial | Ducted CEE Tier 1
213779706 | Central HP <5.4 tons | BRYANT HEATING AND COOLING SYSTEMS | HRCU-A-CB (Split System: Heat Pump with Remote Outdoor Unit-Air-Source) | 288BNV037*0**A* |  |  | CAP**6121AL*+UI | 987MC66100C21*** | 33200 | 17.5 | 8.5 | 32000 | 24800 | 77.5% | 1.98 | 0 | 11.7 |  |  |  | No | R-410A | 2.7667 | Residential & Commercial | Ducted CEE Tier 1
213780276 | Central HP <5.4 tons | BRYANT HEATING AND COOLING SYSTEMS | HRCU-A-CB (Split System: Heat Pump with Remote Outdoor Unit-Air-Source) | 288BNV037*0**A* |  |  | CSPH*4812AL*+UI | 986TD66100C21*** | 32600 | 16.5 | 8.1 | 33000 | 24800 | 75.15% | 1.96 | 0 | 11 |  |  |  | No | R-410A | 2.7167 | Residential & Commercial | Ducted CEE Tier 1
213780326 | Central HP <5.4 tons | BRYANT HEATING AND COOLING SYSTEMS | HRCU-A-CB (Split System: Heat Pump with Remote Outdoor Unit-Air-Source) | 288BNV037*0**A* |  |  | CSPH*6012AL*+UI | 88*TB48090C17*** | 33000 | 16.5 | 8.1 | 32200 | 24800 | 77.02% | 1.98 | 0 | 11 |  |  |  | No | R-410A | 2.75 | Residential & Commercial | Ducted CEE Tier 1
215669403 | Central HP <5.4 tons | BRYANT HEATING AND COOLING SYSTEMS | HRCU-A-CB (Split System: Heat Pump with Remote Outdoor Unit-Air-Source) | 290VAN036**AA* |  |  | CAA**6024AM*+UI | 986TD66100C21*** | 34400 | 18 | 9 | 34200 | 24800 | 72.51% | 1.9 | 0 | 10.5 |  |  |  | No | R-454B | 2.8667 | Residential & Commercial | Ducted CEE Tier 1
215669603 | Central HP <5.4 tons | BRYANT HEATING AND COOLING SYSTEMS | HRCU-A-CB (Split System: Heat Pump with Remote Outdoor Unit-Air-Source) | 290VAN036**AA* |  |  | CAA**6121AM*+UI | 986TD66100C21*** | 34800 | 18.5 | 9 | 34400 | 24800 | 72.09% | 1.92 | 0 | 10.5 |  |  |  | No | R-454B | 2.9 | Residential & Commercial | Ducted CEE Tier 1
214396397 | Central HP <5.4 tons | LUXAIRE | HRCU-A-CB (Split System: Heat Pump with Remote Outdoor Unit-Air-Source) | HH836E2S11 |  |  | CTF36C5CDS1+JMC17C2SN1 |  | 34400 | 19 | 9 | 31600 | 25400 | 80.38% | 2 | 0 | 11.7 |  |  |  | No | R-454B | 2.8667 | Residential & Commercial | Ducted CEE Tier 1
214396781 | Central HP <5.4 tons | LUXAIRE | HRCU-A-CB (Split System: Heat Pump with Remote Outdoor Unit-Air-Source) | HH836E2S11 |  |  | CTF48C5CFS1 | TM9Y100C16MP11 | 33200 | 19 | 9 | 31400 | 25400 | 80.89% | 2 | 0 | 11 |  |  |  | No | R-454B | 2.7667 | Residential & Commercial | Ducted CEE Tier 1
214396967 | Central HP <5.4 tons | LUXAIRE | HRCU-A-CB (Split System: Heat Pump with Remote Outdoor Unit-Air-Source) | HH836E2S11 |  |  | CTF48C5CFS1 | TM8V100C16MP12 | 33400 | 18 | 9 | 31600 | 25400 | 80.38% | 2 | 0 | 11 |  |  |  | No | R-454B | 2.7833 | Residential & Commercial | Ducted CEE Tier 1
214397001 | Central HP <5.4 tons | LUXAIRE | HRCU-A-CB (Split System: Heat Pump with Remote Outdoor Unit-Air-Source) | HH836E2S11 |  |  | CTM48C5CFS1 | TM9E080C20MP12 | 34400 | 17 | 8.5 | 32400 | 25800 | 79.63% | 2 | 0 | 11 |  |  |  | No | R-454B | 2.8667 | Residential & Commercial | Ducted CEE Tier 1
214397282 | Central HP <5.4 tons | LUXAIRE | HRCU-A-CB (Split System: Heat Pump with Remote Outdoor Unit-Air-Source) | HH836E2S11 |  |  | CTM36C5CDS1 | TL8E100C20UH11 | 33600 | 17 | 8.5 | 31000 | 25400 | 81.94% | 2 | 0 | 11.7 |  |  |  | No | R-454B | 2.8 | Residential & Commercial | Ducted CEE Tier 1
213297409 | Central HP <5.4 tons | LUXAIRE | HRCU-A-CB (Split System: Heat Pump with Remote Outdoor Unit-Air-Source) | HMH72B341 |  |  | XAHB30CXXN1+TXV | Z8ES040A12LMPS1 | 31800 | 17 | 8.1 | 32200 | 22600 | 70.19% | 2 | 0 | 10 |  |  |  | No | R-410A | 2.65 | Residential & Commercial | Ducted CEE Tier 1
213780846 | Central HP <5.4 tons | BRYANT HEATING AND COOLING SYSTEMS | HRCU-A-CB (Split System: Heat Pump with Remote Outdoor Unit-Air-Source) | 288BNV037*0**B* |  |  | CAP**3721AL*+UI | 88*TB36045C17*** | 32600 | 16.5 | 8.1 | 33200 | 25400 | 76.51% | 1.94 | 0 | 10.5 |  |  |  | No | R-410A | 2.7167 | Residential & Commercial | Ducted CEE Tier 1
213781096 | Central HP <5.4 tons | BRYANT HEATING AND COOLING SYSTEMS | HRCU-A-CB (Split System: Heat Pump with Remote Outdoor Unit-Air-Source) | 288BNV037*0**B* |  |  | CAP**4224AL*+UI | 88*TB60110C21*** | 31800 | 17 | 8.1 | 32800 | 24200 | 73.78% | 1.88 | 0 | 11 |  |  |  | No | R-410A | 2.65 | Residential & Commercial | Ducted CEE Tier 1
213781196 | Central HP <5.4 tons | BRYANT HEATING AND COOLING SYSTEMS | HRCU-A-CB (Split System: Heat Pump with Remote Outdoor Unit-Air-Source) | 288BNV037*0**B* |  |  | CAP**4321AL*+UI | 88*TB60110C21*** | 33000 | 17 | 8.5 | 32600 | 25000 | 76.69% | 1.98 | 0 | 11.5 |  |  |  | No | R-410A | 2.75 | Residential & Commercial | Ducted CEE Tier 1
213781246 | Central HP <5.4 tons | BRYANT HEATING AND COOLING SYSTEMS | HRCU-A-CB (Split System: Heat Pump with Remote Outdoor Unit-Air-Source) | 288BNV037*0**B* |  |  | CAP**4321AL*+UI | 986TD42060C17*** | 32800 | 17 | 8.1 | 33000 | 25400 | 76.97% | 1.96 | 0 | 11 |  |  |  | No | R-410A | 2.7333 | Residential & Commercial | Ducted CEE Tier 1
213781496 | Central HP <5.4 tons | BRYANT HEATING AND COOLING SYSTEMS | HRCU-A-CB (Split System: Heat Pump with Remote Outdoor Unit-Air-Source) | 288BNV037*0**B* |  |  | CAP**6024AL*+UI | 987MC66100C21*** | 32800 | 17.5 | 8.1 | 31800 | 24600 | 77.36% | 1.98 | 0 | 11.5 |  |  |  | No | R-410A | 2.7333 | Residential & Commercial | Ducted CEE Tier 1
213781596 | Central HP <5.4 tons | BRYANT HEATING AND COOLING SYSTEMS | HRCU-A-CB (Split System: Heat Pump with Remote Outdoor Unit-Air-Source) | 288BNV037*0**B* |  |  | CAP**6121AL*+UI | 987MC42060C17*** | 33000 | 17 | 8.1 | 32200 | 25200 | 78.26% | 1.94 | 0 | 11 |  |  |  | No | R-410A | 2.75 | Residential & Commercial | Ducted CEE Tier 1
213781946 | Central HP <5.4 tons | BRYANT HEATING AND COOLING SYSTEMS | HRCU-A-CB (Split System: Heat Pump with Remote Outdoor Unit-Air-Source) | 288BNV037*0**B* |  |  | CSPH*4212AL*+UI | 88*TB66135C24*** | 32600 | 16.5 | 8.1 | 33000 | 24600 | 74.55% | 1.96 | 0 | 11 |  |  |  | No | R-410A | 2.7167 | Residential & Commercial | Ducted CEE Tier 1
214807807 | Central HP <5.4 tons | LUXAIRE | HRCU-A-CB (Split System: Heat Pump with Remote Outdoor Unit-Air-Source) | HH824E2S11 |  |  | CTU30B5XCS1+JMET08BS2N1+TXV |  | 23000 | 18 | 9.5 | 23000 | 18200 | 79.13% | 2 | 0 | 12 |  |  |  | No | R-454B | 1.9167 | Residential & Commercial | Ducted CEE Tier 1
214807827 | Central HP <5.4 tons | LUXAIRE | HRCU-A-CB (Split System: Heat Pump with Remote Outdoor Unit-Air-Source) | HH824E2S11 |  |  | CTU30B5XCS1+JMET12BS2N1+TXV |  | 23000 | 18 | 9.5 | 23000 | 18500 | 80.43% | 2 | 0 | 12 |  |  |  | No | R-454B | 1.9167 | Residential & Commercial | Ducted CEE Tier 1
214609216 | Central HP <5.4 tons | LUXAIRE | HRCU-A-CB (Split System: Heat Pump with Remote Outdoor Unit-Air-Source) | HH824E2S11 |  |  | CTM36B5ADS1 | Z9ES080B12SMPS1 | 23000 | 18 | 9.5 | 23000 | 18600 | 80.87% | 2 | 0 | 12 |  |  |  | No | R-454B | 1.9167 | Residential & Commercial | Ducted CEE Tier 1
214396699 | Central HP <5.4 tons | LUXAIRE | HRCU-A-CB (Split System: Heat Pump with Remote Outdoor Unit-Air-Source) | HH824E2S11 |  |  | CTF30B5ACS1 | TM9Y080B12MP11 | 23000 | 17 | 9.5 | 23000 | 18500 | 80.43% | 2 | 0 | 11.7 |  |  |  | No | R-454B | 1.9167 | Residential & Commercial | Ducted CEE Tier 1
214396714 | Central HP <5.4 tons | LUXAIRE | HRCU-A-CB (Split System: Heat Pump with Remote Outdoor Unit-Air-Source) | HH824E2S11 |  |  | CTM30B5ACS1 | TM9V060B12MP12 | 23000 | 17 | 9.5 | 23000 | 18000 | 78.26% | 2 | 0 | 12 |  |  |  | No | R-454B | 1.9167 | Residential & Commercial | Ducted CEE Tier 1
214397116 | Central HP <5.4 tons | LUXAIRE | HRCU-A-CB (Split System: Heat Pump with Remote Outdoor Unit-Air-Source) | HH824E2S11 |  |  | CTF30A5ADS1 | TM9E026A08MP12 | 23000 | 17 | 9 | 23000 | 18300 | 79.57% | 2 | 0 | 12 |  |  |  | No | R-454B | 1.9167 | Residential & Commercial | Ducted CEE Tier 1
214397131 | Central HP <5.4 tons | LUXAIRE | HRCU-A-CB (Split System: Heat Pump with Remote Outdoor Unit-Air-Source) | HH824E2S11 |  |  | CTF30B5ACS1 | TM9Y060B12MP11 | 23000 | 17 | 9.5 | 23000 | 18400 | 80% | 2 | 0 | 11.7 |  |  |  | No | R-454B | 1.9167 | Residential & Commercial | Ducted CEE Tier 1
214397934 | Central HP <5.4 tons | LUXAIRE | HRCU-A-CB (Split System: Heat Pump with Remote Outdoor Unit-Air-Source) | HH824E2S11 |  |  | CTF30A5ADS1 | TM9E060A10MP12 | 23000 | 17 | 9 | 23000 | 18100 | 78.7% | 2 | 0 | 12 |  |  |  | No | R-454B | 1.9167 | Residential & Commercial | Ducted CEE Tier 1
213296994 | Central HP <5.4 tons | LUXAIRE | HRCU-A-CB (Split System: Heat Pump with Remote Outdoor Unit-Air-Source) | HMH72B341 |  |  | XAFB36DBCN1 | Z8ES080B12LMPS1 | 34000 | 18 | 8.1 | 33400 | 24000 | 71.86% | 2.08 | 0 | 10 |  |  |  | No | R-410A | 2.8333 | Residential & Commercial | Ducted CEE Tier 1
214397786 | Central HP <5.4 tons | LUXAIRE | HRCU-A-CB (Split System: Heat Pump with Remote Outdoor Unit-Air-Source) | HH836E2S11 |  |  | CTF48C5CFS1 | TP9C080C16MP13 | 33200 | 18 | 9 | 31600 | 25400 | 80.38% | 2 | 0 | 11 |  |  |  | No | R-454B | 2.7667 | Residential & Commercial | Ducted CEE Tier 1
214397803 | Central HP <5.4 tons | LUXAIRE | HRCU-A-CB (Split System: Heat Pump with Remote Outdoor Unit-Air-Source) | HH836E2S11 |  |  | CTM48C5CFS1 | TM9Y100C16MP11 | 32800 | 19 | 9 | 31000 | 25200 | 81.29% | 2 | 0 | 11 |  |  |  | No | R-454B | 2.7333 | Residential & Commercial | Ducted CEE Tier 1
214398153 | Central HP <5.4 tons | LUXAIRE | HRCU-A-CB (Split System: Heat Pump with Remote Outdoor Unit-Air-Source) | HH836E2S11 |  |  | CTM36C5CDS1 | TP9C080C16MP13 | 33800 | 17 | 8.5 | 31800 | 26000 | 81.76% | 2 | 0 | 11 |  |  |  | No | R-454B | 2.8167 | Residential & Commercial | Ducted CEE Tier 1
214398170 | Central HP <5.4 tons | LUXAIRE | HRCU-A-CB (Split System: Heat Pump with Remote Outdoor Unit-Air-Source) | HH836E2S11 |  |  | CTM36C5CDS1 | LP9C100C16MP13 | 33800 | 18 | 8.5 | 31400 | 25800 | 82.17% | 2 | 0 | 11 |  |  |  | No | R-454B | 2.8167 | Residential & Commercial | Ducted CEE Tier 1
214398603 | Central HP <5.4 tons | LUXAIRE | HRCU-A-CB (Split System: Heat Pump with Remote Outdoor Unit-Air-Source) | HH836E2S11 |  |  | CTF48C5CFS1 | TL9E080C16UH11 | 33400 | 18 | 9 | 31400 | 25400 | 80.89% | 2 | 0 | 11 |  |  |  | No | R-454B | 2.7833 | Residential & Commercial | Ducted CEE Tier 1
215935020 | Central HP <5.4 tons | DAY & NIGHT | HRCU-A-CB (Split System: Heat Pump with Remote Outdoor Unit-Air-Source) | C5H3V36*K*AAA* |  |  | EVM5X49M21A*+WALLCON | *80CTL0702120B* | 35600 | 21.5 | 8.5 | 38000 | 28600 | 75.26% | 2.02 | 0 | 12 |  |  |  | No | R-454B | 2.9667 | Residential & Commercial | Ducted CEE Tier 1
215935120 | Central HP <5.4 tons | DAY & NIGHT | HRCU-A-CB (Split System: Heat Pump with Remote Outdoor Unit-Air-Source) | C5H3V36*K*AAA* |  |  | EVM5X49M21A*+WALLCON | *97CMN1002122B* | 35600 | 22 | 8.5 | 38000 | 28600 | 75.26% | 2.02 | 0 | 12.5 |  |  |  | No | R-454B | 2.9667 | Residential & Commercial | Ducted CEE Tier 1
215935150 | Central HP <5.4 tons | DAY & NIGHT | HRCU-A-CB (Split System: Heat Pump with Remote Outdoor Unit-Air-Source) | C5H3V36*K*AAA* |  |  | EVM5X60M21A*+WALLCON | *80CSU0401712A* | 35600 | 22 | 8.5 | 38000 | 28800 | 75.79% | 2.02 | 0 | 12 |  |  |  | No | R-454B | 2.9667 | Residential & Commercial | Ducted CEE Tier 1
215933730 | Central HP <5.4 tons | DAY & NIGHT | HRCU-A-CB (Split System: Heat Pump with Remote Outdoor Unit-Air-Source) | C5H3V36*K*AAA* |  |  | ESH5X60M12A*+WALLCON | *80CSU0601716A* | 34000 | 19.5 | 9 | 34400 | 26000 | 75.58% | 1.94 | 0 | 11.7 |  |  |  | No | R-454B | 2.8333 | Residential & Commercial | Ducted CEE Tier 1
215934880 | Central HP <5.4 tons | DAY & NIGHT | HRCU-A-CB (Split System: Heat Pump with Remote Outdoor Unit-Air-Source) | C5H3V36*K*AAA* |  |  | EVM5X44M21A*+WALLCON | *95CSU0802120B* | 35600 | 21.5 | 8.5 | 38000 | 28600 | 75.26% | 2.04 | 0 | 12 |  |  |  | No | R-454B | 2.9667 | Residential & Commercial | Ducted CEE Tier 1
213250280 | Central HP <5.4 tons | NAPOLEON | HRCU-A-C (Split System: Heat Pump with Remote Outdoor Unit with No Indoor Fan --Air Source) | WSEHV4860RA1-N | ADP |  | *G52960+TD |  | 47000 | 15.2 | 8.5 | 46000 | 33200 | 72.17% | 1.8 | 0 | 10 |  |  |  | No | R-410A | 3.9167 | Residential & Commercial | Ducted CEE Tier 1
212159728 | Central HP <5.4 tons | ARMSTRONG AIR | HRCU-A-CB (Split System: Heat Pump with Remote Outdoor Unit-Air-Source) | 4SHP22LX124P-**A | ADP |  | PL36H210P299 | A80UH2E090B12 | 24000 | 21 | 8.5 | 22000 | 15400 | 70% | 1.92 | 0 | 13.5 |  |  |  | No | R-410A | 2 | Residential & Commercial | Ducted CEE Tier 1
211225845 | Central HP <5.4 tons | CARRIER | HRCU-A-CB (Split System: Heat Pump with Remote Outdoor Unit-Air-Source) | 38MURAQ36AB3* |  |  | CAP**4224AL* | 59SC5B080E21**20 | 36200 | 15.5 | 8.1 | 39500 | 35200 | 89.11% | 1.92 | 0 | 10 |  |  |  | No | R-410A | 3.0167 | Residential & Commercial | Ducted CEE Tier 1
213785006 | Central HP <5.4 tons | BRYANT HEATING AND COOLING SYSTEMS | HRCU-A-CB (Split System: Heat Pump with Remote Outdoor Unit-Air-Source) | 284ANV024*0**B* |  |  | CAP**2414AL*+UI | 88*TB36070C14*** | 23000 | 19.5 | 10 | 27000 | 20200 | 74.81% | 2.28 | 0 | 12.5 |  |  |  | No | R-410A | 1.9167 | Residential & Commercial | Ducted CEE Tier 1
213785072 | Central HP <5.4 tons | BRYANT HEATING AND COOLING SYSTEMS | HRCU-A-CB (Split System: Heat Pump with Remote Outdoor Unit-Air-Source) | 284ANV024*0**B* |  |  | CAP**3617AL*+UI | 88*TB48070C17*** | 23200 | 20 | 10 | 26600 | 19900 | 74.81% | 2.4 | 0 | 12.5 |  |  |  | No | R-410A | 1.9333 | Residential & Commercial | Ducted CEE Tier 1
213785074 | Central HP <5.4 tons | BRYANT HEATING AND COOLING SYSTEMS | HRCU-A-CB (Split System: Heat Pump with Remote Outdoor Unit-Air-Source) | 284ANV024*0**B* |  |  | CAP**3617AL*+UI | 88*TB48090C17*** | 23000 | 20 | 10 | 26600 | 19900 | 74.81% | 2.4 | 0 | 12.5 |  |  |  | No | R-410A | 1.9167 | Residential & Commercial | Ducted CEE Tier 1
213785088 | Central HP <5.4 tons | BRYANT HEATING AND COOLING SYSTEMS | HRCU-A-CB (Split System: Heat Pump with Remote Outdoor Unit-Air-Source) | 284ANV024*0**B* |  |  | CAP**3621AL*+UI | 88*TB48070C17*** | 23000 | 20 | 10 | 26600 | 19900 | 74.81% | 2.4 | 0 | 12.5 |  |  |  | No | R-410A | 1.9167 | Residential & Commercial | Ducted CEE Tier 1
213369379 | Central HP <5.4 tons | NAPOLEON | HRCU-A-C (Split System: Heat Pump with Remote Outdoor Unit with No Indoor Fan --Air Source) | WSEHV2436RA1-N | ADP |  | H,A,DE7J936 |  | 22200 | 15.2 | 8.4 | 22400 | 21200 | 94.64% | 1.78 | 0 | 10.5 |  |  |  | No | R-410A | 1.85 | Residential & Commercial | Ducted CEE Tier 1
213607915 | Central HP <5.4 tons | NAPOLEON | HRCU-A-C (Split System: Heat Pump with Remote Outdoor Unit with No Indoor Fan --Air Source) | WSEHV2436RA1-N | ADP |  | *G34936+TD |  | 22800 | 15.2 | 8.5 | 22400 | 21200 | 94.64% | 1.8 | 0 | 11 |  |  |  | No | R-410A | 1.9 | Residential & Commercial | Ducted CEE Tier 1
211244293 | Central HP <5.4 tons | ARCOAIRE | HRCU-A-CB (Split System: Heat Pump with Remote Outdoor Unit-Air-Source) | DLCURAH24ABK |  |  | EN(A,D)4X30L14** | *96VSN0601412A* | 23400 | 16.5 | 8.1 | 25800 | 24000 | 93.02% | 1.98 | 0 | 10 |  |  |  | No | R-410A | 1.95 | Residential & Commercial | Ducted CEE Tier 1
206136357 | Central HP <5.4 tons | KEEPRITE | HRCU-A-CB (Split System: Heat Pump with Remote Outdoor Unit-Air-Source) | CVH837GKA** |  |  | EHD4X48AAL+WALLCON | *95CSU0802120A* | 32600 | 17 | 8.1 | 33000 | 24800 | 75.15% | 1.98 | 11.5 | 11 |  |  |  | No | R-410A | 2.7167 | Residential & Commercial | Ducted CEE Tier 1
213780376 | Central HP <5.4 tons | BRYANT HEATING AND COOLING SYSTEMS | HRCU-A-CB (Split System: Heat Pump with Remote Outdoor Unit-Air-Source) | 288BNV037*0**A* |  |  | CSPH*6012AL*+UI | 987MC42060C17*** | 32800 | 16 | 8.1 | 32400 | 25200 | 77.78% | 1.96 | 0 | 11 |  |  |  | No | R-410A | 2.7333 | Residential & Commercial | Ducted CEE Tier 1
215676371 | Central HP <5.4 tons | KENMORE | HRCU-A-CB (Split System: Heat Pump with Remote Outdoor Unit-Air-Source) | (C,H,T)5H0V48*K*AAA* |  |  | EVD5X49M24A*+WALLCON | *97CMN1002122B* | 48000 | 19 | 9 | 50000 | 36600 | 73.2% | 2 | 0 | 10 |  |  |  | No | R-454B | 4 | Residential & Commercial | Ducted CEE Tier 1
215676491 | Central HP <5.4 tons | KENMORE | HRCU-A-CB (Split System: Heat Pump with Remote Outdoor Unit-Air-Source) | (C,H,T)5H0V48*K*AAA* |  |  | EVD5X60M21A*+WALLCON | *80CTL1102120B* | 48000 | 19 | 9.5 | 50000 | 36600 | 73.2% | 2.1 | 0 | 10.5 |  |  |  | No | R-454B | 4 | Residential & Commercial | Ducted CEE Tier 1
215676541 | Central HP <5.4 tons | KENMORE | HRCU-A-CB (Split System: Heat Pump with Remote Outdoor Unit-Air-Source) | (C,H,T)5H0V48*K*AAA* |  |  | EVD5X60M21A*+WALLCON | *97CMN0801714B* | 47500 | 18.5 | 9 | 50000 | 37400 | 74.8% | 1.98 | 0 | 10 |  |  |  | No | R-454B | 3.9583 | Residential & Commercial | Ducted CEE Tier 1
215675971 | Central HP <5.4 tons | KENMORE | HRCU-A-CB (Split System: Heat Pump with Remote Outdoor Unit-Air-Source) | (C,H,T)5H0V48*K*AAA* |  |  | EVM5X61M24A*+WALLCON | *80CSU1002120A* | 48500 | 19 | 9 | 50000 | 36800 | 73.6% | 2.1 | 0 | 10 |  |  |  | No | R-454B | 4.0417 | Residential & Commercial | Ducted CEE Tier 1
215676801 | Central HP <5.4 tons | KENMORE | HRCU-A-CB (Split System: Heat Pump with Remote Outdoor Unit-Air-Source) | (C,H,T)5H0V48*K*AAA* |  |  | EVD5X61M21A*+WALLCON | *97CMN0602120B* | 48000 | 18.5 | 9 | 50000 | 37400 | 74.8% | 2 | 0 | 10 |  |  |  | No | R-454B | 4 | Residential & Commercial | Ducted CEE Tier 1
213785138 | Central HP <5.4 tons | BRYANT HEATING AND COOLING SYSTEMS | HRCU-A-CB (Split System: Heat Pump with Remote Outdoor Unit-Air-Source) | 284ANV024*0**B* |  |  | CAP**4221AL*+UI | 88*TB60110C21*** | 23400 | 20 | 10 | 26600 | 19700 | 74.06% | 2.46 | 0 | 13 |  |  |  | No | R-410A | 1.95 | Residential & Commercial | Ducted CEE Tier 1
213297044 | Central HP <5.4 tons | LUXAIRE | HRCU-A-CB (Split System: Heat Pump with Remote Outdoor Unit-Air-Source) | HMH72B341 |  |  | XAHC36DBCN1 | Z9ES080B12SMPS1 | 33200 | 17 | 8.5 | 32000 | 22400 | 70% | 1.8 | 0 | 10 |  |  |  | No | R-410A | 2.7667 | Residential & Commercial | Ducted CEE Tier 1
211225861 | Central HP <5.4 tons | CARRIER | HRCU-A-CB (Split System: Heat Pump with Remote Outdoor Unit-Air-Source) | 38MURAQ36AB3* |  |  | CAP**4224AL* | OVLAAB060154 | 37000 | 15.2 | 8.5 | 40000 | 35400 | 88.5% | 1.96 | 0 | 10 |  |  |  | No | R-410A | 3.0833 | Residential & Commercial | Ducted CEE Tier 1
211225920 | Central HP <5.4 tons | CARRIER | HRCU-A-CB (Split System: Heat Pump with Remote Outdoor Unit-Air-Source) | 38MURAQ36AB3* |  |  | CAP**4821AL* | 58S(B,C)*A090E21**16 | 36200 | 16 | 8.5 | 38500 | 34600 | 89.87% | 2.08 | 0 | 10 |  |  |  | No | R-410A | 3.0167 | Residential & Commercial | Ducted CEE Tier 1
211225931 | Central HP <5.4 tons | CARRIER | HRCU-A-CB (Split System: Heat Pump with Remote Outdoor Unit-Air-Source) | 38MURAQ36AB3* |  |  | CAP**4821AL* | 58TP*A070V17**16 | 35800 | 16 | 8.5 | 38500 | 34600 | 89.87% | 2.04 | 0 | 10 |  |  |  | No | R-410A | 2.9833 | Residential & Commercial | Ducted CEE Tier 1
211225938 | Central HP <5.4 tons | CARRIER | HRCU-A-CB (Split System: Heat Pump with Remote Outdoor Unit-Air-Source) | 38MURAQ36AB3* |  |  | CAP**4821AL* | 59SC2D060E17**14 | 36000 | 16 | 8.5 | 38500 | 34600 | 89.87% | 2.06 | 0 | 10 |  |  |  | No | R-410A | 3 | Residential & Commercial | Ducted CEE Tier 1
211226004 | Central HP <5.4 tons | CARRIER | HRCU-A-CB (Split System: Heat Pump with Remote Outdoor Unit-Air-Source) | 38MURAQ36AB3* |  |  | CAP**4824AL* | 59TP6B120V24**22 | 36000 | 16 | 8.5 | 38500 | 34600 | 89.87% | 2.06 | 0 | 10 |  |  |  | No | R-410A | 3 | Residential & Commercial | Ducted CEE Tier 1
211226006 | Central HP <5.4 tons | CARRIER | HRCU-A-CB (Split System: Heat Pump with Remote Outdoor Unit-Air-Source) | 38MURAQ36AB3* |  |  | CAP**4824AL* | OVMAAB060154 | 36800 | 16 | 8.5 | 38500 | 34800 | 90.39% | 2.1 | 0 | 10 |  |  |  | No | R-410A | 3.0667 | Residential & Commercial | Ducted CEE Tier 1
215941388 | Central HP <5.4 tons | ARCOAIRE | HRCU-A-CB (Split System: Heat Pump with Remote Outdoor Unit-Air-Source) | H5H3V48*K*AAA* |  |  | EVM5X60M21A*+WALLCON | *96CTN0802120B* | 45500 | 20.5 | 8.1 | 53000 | 38500 | 72.64% | 1.95 | 0 | 11 |  |  |  | No | R-454B | 3.7917 | Residential & Commercial | Ducted CEE Tier 1
210473180 | Central HP <5.4 tons | KENMORE | HRCU-A-CB (Split System: Heat Pump with Remote Outdoor Unit-Air-Source) | (C,H,T)VH825GKA3* |  |  | EA*4X43L21A*+WALLCON | *96CTN0601714A* | 24400 | 16.5 | 8.1 | 21200 | 16700 | 78.77% | 2.02 | 0 | 11 |  |  |  | No | R-410A | 2.0333 | Residential & Commercial | Ducted CEE Tier 1
210473246 | Central HP <5.4 tons | KENMORE | HRCU-A-CB (Split System: Heat Pump with Remote Outdoor Unit-Air-Source) | (C,H,T)VH825GKA3* |  |  | EA*4X43L21A*+WALLCON | *80CTL0901716A* | 24600 | 17.5 | 8.5 | 21000 | 16500 | 78.57% | 2.04 | 0 | 11.7 |  |  |  | No | R-410A | 2.05 | Residential & Commercial | Ducted CEE Tier 1
210473279 | Central HP <5.4 tons | KENMORE | HRCU-A-CB (Split System: Heat Pump with Remote Outdoor Unit-Air-Source) | (C,H,T)VH825GKA3* |  |  | EA*4X48L21A*+WALLCON | *95CSU0802120A* | 24200 | 17 | 8.1 | 21000 | 16500 | 78.57% | 2.02 | 0 | 11 |  |  |  | No | R-410A | 2.0167 | Residential & Commercial | Ducted CEE Tier 1
215934530 | Central HP <5.4 tons | DAY & NIGHT | HRCU-A-CB (Split System: Heat Pump with Remote Outdoor Unit-Air-Source) | C5H3V48*K*AAA* |  |  | ESH5X48M12A*+WALLCON | *96CTN1002122B* | 44000 | 20 | 9 | 48500 | 36400 | 75.05% | 1.82 | 0 | 10.5 |  |  |  | No | R-454B | 3.6667 | Residential & Commercial | Ducted CEE Tier 1
215934440 | Central HP <5.4 tons | DAY & NIGHT | HRCU-A-CB (Split System: Heat Pump with Remote Outdoor Unit-Air-Source) | C5H3V48*K*AAA* |  |  | ESH5X48M12A*+WALLCON | *80CTL0701412B* | 43000 | 19.5 | 8.5 | 49000 | 35400 | 72.24% | 1.8 | 0 | 11 |  |  |  | No | R-454B | 3.5833 | Residential & Commercial | Ducted CEE Tier 1
214396630 | Central HP <5.4 tons | LUXAIRE | HRCU-A-CB (Split System: Heat Pump with Remote Outdoor Unit-Air-Source) | HH860E2S11 |  |  | CTM60C5CGS1 | TM8V100C16MP12 | 44000 | 18 | 9 | 44500 | 33600 | 75.51% | 2 | 0 | 11.7 |  |  |  | No | R-454B | 3.6667 | Residential & Commercial | Ducted CEE Tier 1
214397066 | Central HP <5.4 tons | LUXAIRE | HRCU-A-CB (Split System: Heat Pump with Remote Outdoor Unit-Air-Source) | HH860E2S11 |  |  | CTM60C5CGS1 | TM9E080C16MP12 | 44500 | 18 | 9 | 45500 | 34400 | 75.6% | 2 | 0 | 11 |  |  |  | No | R-454B | 3.7083 | Residential & Commercial | Ducted CEE Tier 1
214397168 | Central HP <5.4 tons | LUXAIRE | HRCU-A-CB (Split System: Heat Pump with Remote Outdoor Unit-Air-Source) | HH860E2S11 |  |  | CTF60D5CHS1+JMC20D2SN1 |  | 53000 | 19 | 8.5 | 53000 | 38000 | 71.7% | 2 | 0 | 12 |  |  |  | No | R-454B | 4.4167 | Residential & Commercial | Ducted CEE Tier 1
214397200 | Central HP <5.4 tons | LUXAIRE | HRCU-A-CB (Split System: Heat Pump with Remote Outdoor Unit-Air-Source) | HH860E2S11 |  |  | JHE60D5CH2SS1 |  | 54000 | 19 | 9 | 53500 | 38500 | 71.96% | 2 | 0 | 12 |  |  |  | No | R-454B | 4.5 | Residential & Commercial | Ducted CEE Tier 1
214398053 | Central HP <5.4 tons | LUXAIRE | HRCU-A-CB (Split System: Heat Pump with Remote Outdoor Unit-Air-Source) | HH860E2S11 |  |  | CTM60C5CHS1 | TPLC120C20MP13 | 53500 | 19 | 9 | 54000 | 39000 | 72.22% | 2 | 0 | 11 |  |  |  | No | R-454B | 4.4583 | Residential & Commercial | Ducted CEE Tier 1
214398284 | Central HP <5.4 tons | LUXAIRE | HRCU-A-CB (Split System: Heat Pump with Remote Outdoor Unit-Air-Source) | HH860E2S11 |  |  | CTF60C5CGS1 | LPLC120C20MP13 | 44500 | 18 | 9 | 45000 | 33800 | 75.11% | 2 | 0 | 11 |  |  |  | No | R-454B | 3.7083 | Residential & Commercial | Ducted CEE Tier 1
214398301 | Central HP <5.4 tons | LUXAIRE | HRCU-A-CB (Split System: Heat Pump with Remote Outdoor Unit-Air-Source) | HH860E2S11 |  |  | CTF60C5CGS1 | TM8E080C20MP11 | 44500 | 17 | 9 | 45000 | 33800 | 75.11% | 2 | 0 | 11.7 |  |  |  | No | R-454B | 3.7083 | Residential & Commercial | Ducted CEE Tier 1
214398338 | Central HP <5.4 tons | LUXAIRE | HRCU-A-CB (Split System: Heat Pump with Remote Outdoor Unit-Air-Source) | HH860E2S11 |  |  | CTF60C5CGS1 | TM8Y100C16MP11 | 44000 | 18 | 9 | 44000 | 33400 | 75.91% | 2 | 0 | 11.7 |  |  |  | No | R-454B | 3.6667 | Residential & Commercial | Ducted CEE Tier 1
213785172 | Central HP <5.4 tons | BRYANT HEATING AND COOLING SYSTEMS | HRCU-A-CB (Split System: Heat Pump with Remote Outdoor Unit-Air-Source) | 284ANV024*0**B* |  |  | CAP**4321AL*+UI | 88*TB60110C21*** | 24200 | 20 | 10.5 | 26400 | 19700 | 74.62% | 2.54 | 0 | 13 |  |  |  | No | R-410A | 2.0167 | Residential & Commercial | Ducted CEE Tier 1
213298019 | Central HP <5.4 tons | LUXAIRE | HRCU-A-CB (Split System: Heat Pump with Remote Outdoor Unit-Air-Source) | HMH72B341 |  |  | XAFC36DXXN1+TXV | Z8ES080C16SMPS1 | 34000 | 18 | 8.5 | 33400 | 24200 | 72.46% | 2.14 | 0 | 10 |  |  |  | No | R-410A | 2.8333 | Residential & Commercial | Ducted CEE Tier 1
211387904 | Central HP <5.4 tons | LUXAIRE | HRCU-A-CB (Split System: Heat Pump with Remote Outdoor Unit-Air-Source) | HMH72B341 |  |  | XAFB36DXXN1+TXV | LP9C080B12MP13 | 33600 | 17.5 | 8.5 | 33400 | 23400 | 70.06% | 2.04 | 0 | 10 |  |  |  | No | R-410A | 2.8 | Residential & Commercial | Ducted CEE Tier 1
215932575 | Central HP <5.4 tons | BRYANT HEATING AND COOLING SYSTEMS | HRCU-A-CB (Split System: Heat Pump with Remote Outdoor Unit-Air-Source) | 293VAN036**AA* |  |  | CAA**6024AM*+UI | 935CB60080C21*** | 34000 | 20 | 9 | 34200 | 26000 | 76.02% | 1.94 | 0 | 11.7 |  |  |  | No | R-454B | 2.8333 | Residential & Commercial | Ducted CEE Tier 1
215932675 | Central HP <5.4 tons | BRYANT HEATING AND COOLING SYSTEMS | HRCU-A-CB (Split System: Heat Pump with Remote Outdoor Unit-Air-Source) | 293VAN036**AA* |  |  | CAA**6121AM*+UI | 83*CA60100C21*** | 34400 | 20 | 9 | 34600 | 26200 | 75.72% | 1.94 | 0 | 11.7 |  |  |  | No | R-454B | 2.8667 | Residential & Commercial | Ducted CEE Tier 1
215932725 | Central HP <5.4 tons | BRYANT HEATING AND COOLING SYSTEMS | HRCU-A-CB (Split System: Heat Pump with Remote Outdoor Unit-Air-Source) | 293VAN036**AA* |  |  | CAA**6121AM*+UI | 88*TB60090C21*** | 34400 | 20.5 | 9.5 | 34200 | 26000 | 76.02% | 2.06 | 0 | 12 |  |  |  | No | R-454B | 2.8667 | Residential & Commercial | Ducted CEE Tier 1
215932925 | Central HP <5.4 tons | BRYANT HEATING AND COOLING SYSTEMS | HRCU-A-CB (Split System: Heat Pump with Remote Outdoor Unit-Air-Source) | 293VAN036**AA* |  |  | CAA**6124AM*+UI | 987MC66100C21*** | 34400 | 20.5 | 9.5 | 34200 | 26000 | 76.02% | 2.08 | 0 | 12 |  |  |  | No | R-454B | 2.8667 | Residential & Commercial | Ducted CEE Tier 1
215933375 | Central HP <5.4 tons | BRYANT HEATING AND COOLING SYSTEMS | HRCU-A-CB (Split System: Heat Pump with Remote Outdoor Unit-Air-Source) | 293VAN036**AA* |  |  | CSAH*4212AM*+UI | 935CB60080C21*** | 33600 | 19 | 9 | 34800 | 26600 | 76.44% | 1.92 | 0 | 11 |  |  |  | No | R-454B | 2.8 | Residential & Commercial | Ducted CEE Tier 1
215933445 | Central HP <5.4 tons | BRYANT HEATING AND COOLING SYSTEMS | HRCU-A-CB (Split System: Heat Pump with Remote Outdoor Unit-Air-Source) | 293VAN036**AA* |  |  | CSAH*4212AM*+UI | 987MC66120C24*** | 33600 | 19 | 9 | 34800 | 26600 | 76.44% | 1.94 | 0 | 11.5 |  |  |  | No | R-454B | 2.8 | Residential & Commercial | Ducted CEE Tier 1
215933745 | Central HP <5.4 tons | BRYANT HEATING AND COOLING SYSTEMS | HRCU-A-CB (Split System: Heat Pump with Remote Outdoor Unit-Air-Source) | 293VAN036**AA* |  |  | CSAH*6012AM*+UI | 88*TB36045C17*** | 33800 | 19 | 9 | 35200 | 26800 | 76.14% | 1.92 | 0 | 11 |  |  |  | No | R-454B | 2.8167 | Residential & Commercial | Ducted CEE Tier 1
214569426 | Central HP <5.4 tons | CARRIER | HRCU-A-CB (Split System: Heat Pump with Remote Outdoor Unit-Air-Source) | 25VNA448A*031* |  |  | CAP**6024AL*+UI | 59MN7C060C21**20 | 44000 | 20.5 | 9.5 | 46000 | 36800 | 80% | 2.28 | 0 | 11 |  |  |  | No | R-410A | 3.6667 | Residential & Commercial | Ducted CEE Tier 1
214569474 | Central HP <5.4 tons | CARRIER | HRCU-A-CB (Split System: Heat Pump with Remote Outdoor Unit-Air-Source) | 25VNA448A*031* |  |  | CSPH*6012AL*+UI | 59MN7C060C21**20 | 44500 | 19.5 | 9.5 | 46500 | 36800 | 79.14% | 2.3 | 0 | 11 |  |  |  | No | R-410A | 3.7083 | Residential & Commercial | Ducted CEE Tier 1
206136121 | Central HP <5.4 tons | KEEPRITE | HRCU-A-CB (Split System: Heat Pump with Remote Outdoor Unit-Air-Source) | CVH837GKA** |  |  | EA*4X42L24A*+WALLCON | *95CSU0802120A* | 31800 | 17.5 | 8.1 | 33000 | 24400 | 73.94% | 1.9 | 11.5 | 11 |  |  |  | No | R-410A | 2.65 | Residential & Commercial | Ducted CEE Tier 1
214279615 | Central HP <5.4 tons | WESTINGHOUSE | HRCU-A-C (Split System: Heat Pump with Remote Outdoor Unit with No Indoor Fan --Air Source) | WHM36SZA21S | ADP |  | M36E36(1,2)+TXV+TD |  | 28200 | 15.2 | 9.4 | 28400 | 23800 | 83.8% | 2.08 | 0 | 11 |  |  |  | No | R-410A | 2.35 | Residential & Commercial | Ducted CEE Tier 1
213779302 | Central HP <5.4 tons | KEEPRITE | HRCU-A-CB (Split System: Heat Pump with Remote Outdoor Unit-Air-Source) | CVH837GKA** |  |  | EA*4X43L21A*+WALLCON | *95CSU0601716B* | 32800 | 17 | 8.5 | 33000 | 25200 | 76.36% | 1.96 | 0 | 11 |  |  |  | No | R-410A | 2.7333 | Residential & Commercial | Ducted CEE Tier 1
215935130 | Central HP <5.4 tons | DAY & NIGHT | HRCU-A-CB (Split System: Heat Pump with Remote Outdoor Unit-Air-Source) | C5H3V36*K*AAA* |  |  | EVM5X49M21A*+WALLCON | *96CTN0801714B* | 35400 | 21.5 | 8.5 | 38500 | 28800 | 74.81% | 2.02 | 0 | 12 |  |  |  | No | R-454B | 2.95 | Residential & Commercial | Ducted CEE Tier 1
215933430 | Central HP <5.4 tons | DAY & NIGHT | HRCU-A-CB (Split System: Heat Pump with Remote Outdoor Unit-Air-Source) | C5H3V36*K*AAA* |  |  | ESH5X42M12A*+WALLCON | *97CMN0802120B* | 33600 | 19 | 9 | 34800 | 26600 | 76.44% | 1.94 | 0 | 11.5 |  |  |  | No | R-454B | 2.8 | Residential & Commercial | Ducted CEE Tier 1
215933950 | Central HP <5.4 tons | DAY & NIGHT | HRCU-A-CB (Split System: Heat Pump with Remote Outdoor Unit-Air-Source) | C5H3V36*K*AAA* |  |  | ESH5X60M12A*+WALLCON | *96CTN1202422B* | 34200 | 19.5 | 9 | 34200 | 26000 | 76.02% | 1.94 | 0 | 11.7 |  |  |  | No | R-454B | 2.85 | Residential & Commercial | Ducted CEE Tier 1
215932980 | Central HP <5.4 tons | DAY & NIGHT | HRCU-A-CB (Split System: Heat Pump with Remote Outdoor Unit-Air-Source) | C5H3V36*K*AAA* |  |  | ESH5X24M12A*+WALLCON | *96CTN0401410B* | 31200 | 16 | 9 | 34800 | 26600 | 76.44% | 1.92 | 0 | 10 |  |  |  | No | R-454B | 2.6 | Residential & Commercial | Ducted CEE Tier 1
215933080 | Central HP <5.4 tons | DAY & NIGHT | HRCU-A-CB (Split System: Heat Pump with Remote Outdoor Unit-Air-Source) | C5H3V36*K*AAA* |  |  | ESH5X36M12A*+WALLCON | *80CTL0701716B* | 33200 | 18.5 | 9 | 35200 | 27000 | 76.7% | 1.92 | 0 | 11 |  |  |  | No | R-454B | 2.7667 | Residential & Commercial | Ducted CEE Tier 1
215931487 | Central HP <5.4 tons | BRYANT HEATING AND COOLING SYSTEMS | HRCU-A-CB (Split System: Heat Pump with Remote Outdoor Unit-Air-Source) | 293VAN060**AA* |  |  | FE5BNBD60L*+UI |  | 58000 | 20 | 8.5 | 60000 | 44500 | 74.17% | 2.06 | 0 | 12.5 |  |  |  | No | R-454B | 4.8333 | Residential & Commercial | Ducted CEE Tier 1
215931655 | Central HP <5.4 tons | BRYANT HEATING AND COOLING SYSTEMS | HRCU-A-CB (Split System: Heat Pump with Remote Outdoor Unit-Air-Source) | 293VAN060**AA* |  |  | CAA**6121AM*+UI | 88*TB48070C17*** | 56000 | 18 | 8.5 | 61000 | 45500 | 74.59% | 2.1 | 0 | 11 |  |  |  | No | R-454B | 4.6667 | Residential & Commercial | Ducted CEE Tier 1
214796661 | Central HP <5.4 tons | NAPOLEON | HRCU-A-C (Split System: Heat Pump with Remote Outdoor Unit with No Indoor Fan --Air Source) | WSEHV2436RA1-N | ADP |  | H,DE7J(1,2)36+TXV+TD |  | 22200 | 15.2 | 8.4 | 22400 | 21200 | 94.64% | 1.78 | 0 | 10.5 |  |  |  | No | R-410A | 1.85 | Residential & Commercial | Ducted CEE Tier 1
212978198 | Central HP <5.4 tons | CARRIER | HRCU-A-CB (Split System: Heat Pump with Remote Outdoor Unit-Air-Source) | 38MURAQ24AB3* |  |  | CNPV*3017AL* | 58S(B,C)*B070M14**12 | 23600 | 17 | 8.1 | 26000 | 24000 | 92.31% | 2 | 0 | 10.5 |  |  |  | No | R-410A | 1.9667 | Residential & Commercial | Ducted CEE Tier 1
212407334 | Central HP <5.4 tons | PAYNE HEATING AND COOLING | HRCU-A-CB (Split System: Heat Pump with Remote Outdoor Unit-Air-Source) | 38MURAQ24AB3* | ADP |  | H,PG81936 | PG92ESAA42060B** | 24600 | 17 | 8.5 | 24000 | 21000 | 87.5% | 1.8 | 0 | 10.5 |  |  |  | No | R-410A | 2.05 | Residential & Commercial | Ducted CEE Tier 1
212407336 | Central HP <5.4 tons | PAYNE HEATING AND COOLING | HRCU-A-CB (Split System: Heat Pump with Remote Outdoor Unit-Air-Source) | 38MURAQ24AB3* | ADP |  | H,PG81936 | PG92ESAA48080B** | 24600 | 17 | 8.5 | 24000 | 21000 | 87.5% | 1.8 | 0 | 10.5 |  |  |  | No | R-410A | 2.05 | Residential & Commercial | Ducted CEE Tier 1
212979227 | Central HP <5.4 tons | CARRIER | HRCU-A-CB (Split System: Heat Pump with Remote Outdoor Unit-Air-Source) | 38MURAQ24AB3* |  |  | CNPV*3617AL* | 58S(B,C)*B070M17**16 | 23600 | 17 | 8.5 | 26400 | 24400 | 92.42% | 2.02 | 0 | 10.5 |  |  |  | No | R-410A | 1.9667 | Residential & Commercial | Ducted CEE Tier 1
212979511 | Central HP <5.4 tons | CARRIER | HRCU-A-CB (Split System: Heat Pump with Remote Outdoor Unit-Air-Source) | 38MURAQ24AB3* |  |  | CNPV*3621AL* | 58S(B,C)*B070M21**16 | 23800 | 17 | 8.5 | 26400 | 24000 | 90.91% | 2 | 0 | 10.5 |  |  |  | No | R-410A | 1.9833 | Residential & Commercial | Ducted CEE Tier 1
212979893 | Central HP <5.4 tons | CARRIER | HRCU-A-CB (Split System: Heat Pump with Remote Outdoor Unit-Air-Source) | 38MURAQ24AB3* |  |  | CNPV*2417AL* | 58S(B,C)*B090M17**14 | 23400 | 16.5 | 8.5 | 27000 | 24400 | 90.37% | 2.02 | 0 | 10 |  |  |  | No | R-410A | 1.95 | Residential & Commercial | Ducted CEE Tier 1
214807713 | Central HP <5.4 tons | CHAMPION HEATING AND COOLING | HRCU-A-CB (Split System: Heat Pump with Remote Outdoor Unit-Air-Source) | HH824E2S11 |  |  | CTU36B5XDS1+JMET12BS2N1+TXV |  | 23000 | 19 | 9.5 | 23000 | 18100 | 78.7% | 2 | 0 | 12 |  |  |  | No | R-454B | 1.9167 | Residential & Commercial | Ducted CEE Tier 1
214398368 | Central HP <5.4 tons | LUXAIRE | HRCU-A-CB (Split System: Heat Pump with Remote Outdoor Unit-Air-Source) | HH824E2S11 |  |  | CTF36B5ADS1 | LP9C080B12MP13 | 23000 | 18 | 9.5 | 23000 | 18400 | 80% | 2 | 0 | 12 |  |  |  | No | R-454B | 1.9167 | Residential & Commercial | Ducted CEE Tier 1
214398370 | Central HP <5.4 tons | LUXAIRE | HRCU-A-CB (Split System: Heat Pump with Remote Outdoor Unit-Air-Source) | HH824E2S11 |  |  | CTM30B5ACS1+JME08B2SN1 |  | 23000 | 19 | 9.5 | 23000 | 18400 | 80% | 2 | 0 | 12 |  |  |  | No | R-454B | 1.9167 | Residential & Commercial | Ducted CEE Tier 1
214810230 | Central HP <5.4 tons | LUXAIRE | HRCU-A-CB (Split System: Heat Pump with Remote Outdoor Unit-Air-Source) | HH824E2S11 |  |  | CTM36B5ADS1 | TM8E080B12MP11 | 23000 | 18 | 9.5 | 23000 | 18600 | 80.87% | 2 | 0 | 12 |  |  |  | No | R-454B | 1.9167 | Residential & Commercial | Ducted CEE Tier 1
215588098 | Central HP <5.4 tons | BRYANT HEATING AND COOLING SYSTEMS | HRCU-A-CB (Split System: Heat Pump with Remote Outdoor Unit-Air-Source) | 291VAN054**AA* |  |  | CAA**6024AM*+UI | 88*TB66135C24*** | 49500 | 19.5 | 10.5 | 52000 | 53000 | 101.9% | 1.98 | 0 | 11.5 |  |  |  | No | R-454B | 4.125 | Residential & Commercial | Ducted CEE Tier 1
215588114 | Central HP <5.4 tons | BRYANT HEATING AND COOLING SYSTEMS | HRCU-A-CB (Split System: Heat Pump with Remote Outdoor Unit-Air-Source) | 291VAN054**AA* |  |  | CAA**6121AM*+UI | 88*TB36045C17*** | 48500 | 18 | 10 | 52500 | 52000 | 99.05% | 2 | 0 | 11 |  |  |  | No | R-454B | 4.0417 | Residential & Commercial | Ducted CEE Tier 1
215588132 | Central HP <5.4 tons | BRYANT HEATING AND COOLING SYSTEMS | HRCU-A-CB (Split System: Heat Pump with Remote Outdoor Unit-Air-Source) | 291VAN054**AA* |  |  | CAA**6124AM*+UI | 987MC60080C21*** | 50000 | 19 | 10.5 | 53000 | 52500 | 99.06% | 1.92 | 0 | 11 |  |  |  | No | R-454B | 4.1667 | Residential & Commercial | Ducted CEE Tier 1
215588162 | Central HP <5.4 tons | BRYANT HEATING AND COOLING SYSTEMS | HRCU-A-CB (Split System: Heat Pump with Remote Outdoor Unit-Air-Source) | 291VAN054**AA* |  |  | CSAH*6012AM*+UI | 88*TB60070C21*** | 49500 | 18 | 10.5 | 52500 | 54000 | 102.9% | 1.88 | 0 | 11 |  |  |  | No | R-454B | 4.125 | Residential & Commercial | Ducted CEE Tier 1
215588282 | Central HP <5.4 tons | BRYANT HEATING AND COOLING SYSTEMS | HRCU-A-CB (Split System: Heat Pump with Remote Outdoor Unit-Air-Source) | 291VAN054**AA* |  |  | CVAMA6124XMA*+UI | 987MC60080C21*** | 52500 | 19.5 | 8.1 | 53500 | 45500 | 85.05% | 1.86 | 0 | 12 |  |  |  | No | R-454B | 4.375 | Residential & Commercial | Ducted CEE Tier 1
215588332 | Central HP <5.4 tons | BRYANT HEATING AND COOLING SYSTEMS | HRCU-A-CB (Split System: Heat Pump with Remote Outdoor Unit-Air-Source) | 291VAN054**AA* |  |  | CVAVA4924XMA*+UI | 986TD66100C21*** | 52000 | 19 | 8.1 | 52500 | 46500 | 88.57% | 1.84 | 0 | 11.5 |  |  |  | No | R-454B | 4.3333 | Residential & Commercial | Ducted CEE Tier 1
215588346 | Central HP <5.4 tons | BRYANT HEATING AND COOLING SYSTEMS | HRCU-A-CB (Split System: Heat Pump with Remote Outdoor Unit-Air-Source) | 291VAN054**AA* |  |  | CVAVA6021XMA*+UI | 987MC60080C21*** | 52000 | 19 | 8.1 | 53500 | 45500 | 85.05% | 1.88 | 0 | 11.5 |  |  |  | No | R-454B | 4.3333 | Residential & Commercial | Ducted CEE Tier 1
215588446 | Central HP <5.4 tons | BRYANT HEATING AND COOLING SYSTEMS | HRCU-A-CB (Split System: Heat Pump with Remote Outdoor Unit-Air-Source) | 291VAN054**AA* |  |  | CSAH*4812AM*+UI | 987TA42080C17*** | 47500 | 17 | 11.5 | 52000 | 51000 | 98.08% | 1.92 | 0 | 11 |  |  |  | No | R-454B | 3.9583 | Residential & Commercial | Ducted CEE Tier 1
215934665 | Central HP <5.4 tons | BRYANT HEATING AND COOLING SYSTEMS | HRCU-A-CB (Split System: Heat Pump with Remote Outdoor Unit-Air-Source) | 293VAN036**AA* |  |  | CVAMA3117XMA*+UI | 987MC42060C17*** | 34800 | 20.5 | 8.5 | 38000 | 28000 | 73.68% | 2.08 | 0 | 11.5 |  |  |  | No | R-454B | 2.9 | Residential & Commercial | Ducted CEE Tier 1
215934795 | Central HP <5.4 tons | BRYANT HEATING AND COOLING SYSTEMS | HRCU-A-CB (Split System: Heat Pump with Remote Outdoor Unit-Air-Source) | 293VAN036**AA* |  |  | CVAMA4421XMA*+UI | 83*CA60100C21*** | 35600 | 21.5 | 8.5 | 38000 | 28800 | 75.79% | 2.02 | 0 | 12 |  |  |  | No | R-454B | 2.9667 | Residential & Commercial | Ducted CEE Tier 1
215934845 | Central HP <5.4 tons | BRYANT HEATING AND COOLING SYSTEMS | HRCU-A-CB (Split System: Heat Pump with Remote Outdoor Unit-Air-Source) | 293VAN036**AA* |  |  | CVAMA4421XMA*+UI | 88*TB60090C21*** | 35600 | 22 | 8.5 | 38000 | 28400 | 74.74% | 2.02 | 0 | 12.5 |  |  |  | No | R-454B | 2.9667 | Residential & Commercial | Ducted CEE Tier 1
211226038 | Central HP <5.4 tons | CARRIER | HRCU-A-CB (Split System: Heat Pump with Remote Outdoor Unit-Air-Source) | 38MURAQ36AB3* |  |  | CNPV*4821AL* | 58S(B,C)*A110E21**20 | 36200 | 16.5 | 8.1 | 38500 | 34800 | 90.39% | 2.02 | 0 | 10.5 |  |  |  | No | R-410A | 3.0167 | Residential & Commercial | Ducted CEE Tier 1
211226063 | Central HP <5.4 tons | CARRIER | HRCU-A-CB (Split System: Heat Pump with Remote Outdoor Unit-Air-Source) | 38MURAQ36AB3* |  |  | CNPV*4821AL* | 59SP6A060V17**14 | 35600 | 15.5 | 8.1 | 38500 | 35000 | 90.91% | 2 | 0 | 10 |  |  |  | No | R-410A | 2.9667 | Residential & Commercial | Ducted CEE Tier 1
211226113 | Central HP <5.4 tons | CARRIER | HRCU-A-CB (Split System: Heat Pump with Remote Outdoor Unit-Air-Source) | 38MURAQ36AB3* |  |  | CNPV*4824AL* | 59SU5A100E21**20 | 36400 | 16 | 8.1 | 38500 | 34800 | 90.39% | 2.04 | 0 | 10.5 |  |  |  | No | R-410A | 3.0333 | Residential & Commercial | Ducted CEE Tier 1
215683892 | Central HP <5.4 tons | BRYANT HEATING AND COOLING SYSTEMS | HRCU-A-CB (Split System: Heat Pump with Remote Outdoor Unit-Air-Source) | 290VAN036**AA* |  |  | CAA**3721AM*+UI | 83*CA36040C17*** | 34400 | 18 | 9 | 35200 | 25200 | 71.59% | 1.88 | 0 | 10 |  |  |  | No | R-454B | 2.8667 | Residential & Commercial | Ducted CEE Tier 1
215683928 | Central HP <5.4 tons | BRYANT HEATING AND COOLING SYSTEMS | HRCU-A-CB (Split System: Heat Pump with Remote Outdoor Unit-Air-Source) | 290VAN036**AA* |  |  | CAA**3721AM*+UI | 986TD42080C17*** | 34400 | 18 | 9 | 35400 | 25200 | 71.19% | 1.9 | 0 | 10 |  |  |  | No | R-454B | 2.8667 | Residential & Commercial | Ducted CEE Tier 1
215683626 | Central HP <5.4 tons | BRYANT HEATING AND COOLING SYSTEMS | HRCU-A-CB (Split System: Heat Pump with Remote Outdoor Unit-Air-Source) | 290VAN024**AA* |  |  | CAA**3017AM*+UI | 88*TB36045C17*** | 23000 | 16.5 | 8.5 | 24000 | 16800 | 70% | 1.86 | 0 | 10 |  |  |  | No | R-454B | 1.9167 | Residential & Commercial | Ducted CEE Tier 1
215683676 | Central HP <5.4 tons | BRYANT HEATING AND COOLING SYSTEMS | HRCU-A-CB (Split System: Heat Pump with Remote Outdoor Unit-Air-Source) | 290VAN024**AA* |  |  | CAA**3717AM*+UI | 88*TB48090C17*** | 23800 | 17 | 9 | 23400 | 16500 | 70.51% | 2 | 0 | 10.5 |  |  |  | No | R-454B | 1.9833 | Residential & Commercial | Ducted CEE Tier 1
215683694 | Central HP <5.4 tons | BRYANT HEATING AND COOLING SYSTEMS | HRCU-A-CB (Split System: Heat Pump with Remote Outdoor Unit-Air-Source) | 290VAN024**AA* |  |  | CAA**3721AM*+UI | 88*TB48070C17*** | 24000 | 17.5 | 9 | 23400 | 16400 | 70.09% | 2.02 | 0 | 10.5 |  |  |  | No | R-454B | 2 | Residential & Commercial | Ducted CEE Tier 1
215683710 | Central HP <5.4 tons | BRYANT HEATING AND COOLING SYSTEMS | HRCU-A-CB (Split System: Heat Pump with Remote Outdoor Unit-Air-Source) | 290VAN024**AA* |  |  | CAA**3721AM*+UI | 987MC42080C17*** | 24000 | 17.5 | 9 | 23400 | 16400 | 70.09% | 2 | 0 | 10.5 |  |  |  | No | R-454B | 2 | Residential & Commercial | Ducted CEE Tier 1
215933360 | Central HP <5.4 tons | DAY & NIGHT | HRCU-A-CB (Split System: Heat Pump with Remote Outdoor Unit-Air-Source) | C5H3V36*K*AAA* |  |  | ESH5X42M12A*+WALLCON | *80CTL1352422B* | 33600 | 19.5 | 9 | 34600 | 26400 | 76.3% | 1.92 | 0 | 11.7 |  |  |  | No | R-454B | 2.8 | Residential & Commercial | Ducted CEE Tier 1
215933660 | Central HP <5.4 tons | DAY & NIGHT | HRCU-A-CB (Split System: Heat Pump with Remote Outdoor Unit-Air-Source) | C5H3V36*K*AAA* |  |  | ESH5X48M12A*+WALLCON | *97CMN0801714B* | 33400 | 19 | 9 | 35200 | 27000 | 76.7% | 1.92 | 0 | 11 |  |  |  | No | R-454B | 2.7833 | Residential & Commercial | Ducted CEE Tier 1
215933710 | Central HP <5.4 tons | DAY & NIGHT | HRCU-A-CB (Split System: Heat Pump with Remote Outdoor Unit-Air-Source) | C5H3V36*K*AAA* |  |  | ESH5X48M12A*+WALLCON | *96CTN1202422B* | 33800 | 19.5 | 9 | 34600 | 26400 | 76.3% | 1.92 | 0 | 11.7 |  |  |  | No | R-454B | 2.8167 | Residential & Commercial | Ducted CEE Tier 1
215932940 | Central HP <5.4 tons | DAY & NIGHT | HRCU-A-CB (Split System: Heat Pump with Remote Outdoor Unit-Air-Source) | C5H3V36*K*AAA* |  |  | EA*5X61M24A*+WALLCON | *97CMN1202422B* | 34400 | 20.5 | 9.5 | 34400 | 26000 | 75.58% | 2.06 | 0 | 12 |  |  |  | No | R-454B | 2.8667 | Residential & Commercial | Ducted CEE Tier 1
213782266 | Central HP <5.4 tons | BRYANT HEATING AND COOLING SYSTEMS | HRCU-A-CB (Split System: Heat Pump with Remote Outdoor Unit-Air-Source) | 288BNV037*0**B* |  |  | CSPH*6012AL*+UI | 88*TB66135C24*** | 33000 | 16.5 | 8.1 | 32200 | 24800 | 77.02% | 2 | 0 | 11.5 |  |  |  | No | R-410A | 2.75 | Residential & Commercial | Ducted CEE Tier 1
213782346 | Central HP <5.4 tons | BRYANT HEATING AND COOLING SYSTEMS | HRCU-A-CB (Split System: Heat Pump with Remote Outdoor Unit-Air-Source) | 288BNV037*0**B* |  |  | CSPH*6012AL*+UI | 986TD66100C21*** | 33000 | 16.5 | 8.1 | 32200 | 24800 | 77.02% | 2 | 0 | 11.5 |  |  |  | No | R-410A | 2.75 | Residential & Commercial | Ducted CEE Tier 1
215933740 | Central HP <5.4 tons | DAY & NIGHT | HRCU-A-CB (Split System: Heat Pump with Remote Outdoor Unit-Air-Source) | C5H3V36*K*AAA* |  |  | ESH5X60M12A*+WALLCON | *80CSU1002120A* | 34200 | 19.5 | 9 | 34400 | 26200 | 76.16% | 1.96 | 0 | 11.7 |  |  |  | No | R-454B | 2.85 | Residential & Commercial | Ducted CEE Tier 1
215933790 | Central HP <5.4 tons | DAY & NIGHT | HRCU-A-CB (Split System: Heat Pump with Remote Outdoor Unit-Air-Source) | C5H3V36*K*AAA* |  |  | ESH5X60M12A*+WALLCON | *80CTL0901716B* | 34200 | 19.5 | 9 | 34400 | 26200 | 76.16% | 1.94 | 0 | 11.7 |  |  |  | No | R-454B | 2.85 | Residential & Commercial | Ducted CEE Tier 1
215932870 | Central HP <5.4 tons | DAY & NIGHT | HRCU-A-CB (Split System: Heat Pump with Remote Outdoor Unit-Air-Source) | C5H3V36*K*AAA* |  |  | EA*5X61M24A*+WALLCON | *80CTL0902120B* | 34600 | 20.5 | 9.5 | 34200 | 25800 | 75.44% | 2.06 | 0 | 12 |  |  |  | No | R-454B | 2.8833 | Residential & Commercial | Ducted CEE Tier 1
215932920 | Central HP <5.4 tons | DAY & NIGHT | HRCU-A-CB (Split System: Heat Pump with Remote Outdoor Unit-Air-Source) | C5H3V36*K*AAA* |  |  | EA*5X61M24A*+WALLCON | *97CMN0802120B* | 34400 | 20.5 | 9.5 | 34400 | 26000 | 75.58% | 2.06 | 0 | 12 |  |  |  | No | R-454B | 2.8667 | Residential & Commercial | Ducted CEE Tier 1
215933130 | Central HP <5.4 tons | DAY & NIGHT | HRCU-A-CB (Split System: Heat Pump with Remote Outdoor Unit-Air-Source) | C5H3V36*K*AAA* |  |  | ESH5X36M12A*+WALLCON | *80CTL1352422B* | 33400 | 19 | 9 | 34800 | 26600 | 76.44% | 1.92 | 0 | 11.5 |  |  |  | No | R-454B | 2.7833 | Residential & Commercial | Ducted CEE Tier 1
215932660 | Central HP <5.4 tons | DAY & NIGHT | HRCU-A-CB (Split System: Heat Pump with Remote Outdoor Unit-Air-Source) | C5H3V36*K*AAA* |  |  | EA*5X61M21A*+WALLCON | *80CSU0401712A* | 34400 | 20.5 | 9 | 34600 | 26200 | 75.72% | 1.94 | 0 | 11.7 |  |  |  | No | R-454B | 2.8667 | Residential & Commercial | Ducted CEE Tier 1
214570519 | Central HP <5.4 tons | BRYANT HEATING AND COOLING SYSTEMS | HRCU-A-CB (Split System: Heat Pump with Remote Outdoor Unit-Air-Source) | 288BNV025*0**C* |  |  | CAP**4221AL*+UI | 987MC60060C21*** | 23600 | 16.5 | 8.1 | 21400 | 16700 | 78.04% | 1.96 | 0 | 10.5 |  |  |  | No | R-410A | 1.9667 | Residential & Commercial | Ducted CEE Tier 1
215588464 | Central HP <5.4 tons | BRYANT HEATING AND COOLING SYSTEMS | HRCU-A-CB (Split System: Heat Pump with Remote Outdoor Unit-Air-Source) | 291VAN054**AA* |  |  | CSAH*6012AM*+UI | 987TA66120C24*** | 50000 | 18.5 | 10.5 | 52500 | 53000 | 101% | 1.94 | 0 | 11.5 |  |  |  | No | R-454B | 4.1667 | Residential & Commercial | Ducted CEE Tier 1
214810233 | Central HP <5.4 tons | COLEMAN | HRCU-A-CB (Split System: Heat Pump with Remote Outdoor Unit-Air-Source) | HH824E2S11 |  |  | CTM36B5ADS1 | TM8E080B12MP11 | 23000 | 18 | 9.5 | 23000 | 18600 | 80.87% | 2 | 0 | 12 |  |  |  | No | R-454B | 1.9167 | Residential & Commercial | Ducted CEE Tier 1
214807690 | Central HP <5.4 tons | COLEMAN | HRCU-A-CB (Split System: Heat Pump with Remote Outdoor Unit-Air-Source) | HH824E2S11 |  |  | CTU36B5XDS1+JMET08BS2N1+TXV |  | 23000 | 19 | 9 | 23000 | 17800 | 77.39% | 2 | 0 | 12 |  |  |  | No | R-454B | 1.9167 | Residential & Commercial | Ducted CEE Tier 1
214807804 | Central HP <5.4 tons | CHAMPION HEATING AND COOLING | HRCU-A-CB (Split System: Heat Pump with Remote Outdoor Unit-Air-Source) | HH824E2S11 |  |  | CTU30B5XCS1+JME08B2SN1+TXV |  | 23000 | 19 | 9.5 | 23000 | 18500 | 80.43% | 2 | 0 | 12 |  |  |  | No | R-454B | 1.9167 | Residential & Commercial | Ducted CEE Tier 1
214807829 | Central HP <5.4 tons | CHAMPION HEATING AND COOLING | HRCU-A-CB (Split System: Heat Pump with Remote Outdoor Unit-Air-Source) | HH824E2S11 |  |  | CTU30B5XCS1+JMET12BS2N1+TXV |  | 23000 | 18 | 9.5 | 23000 | 18500 | 80.43% | 2 | 0 | 12 |  |  |  | No | R-454B | 1.9167 | Residential & Commercial | Ducted CEE Tier 1
214570619 | Central HP <5.4 tons | BRYANT HEATING AND COOLING SYSTEMS | HRCU-A-CB (Split System: Heat Pump with Remote Outdoor Unit-Air-Source) | 288BNV025*0**C* |  |  | CAP**4321AL*+UI | 935CB60080C21*** | 24400 | 16.5 | 8.5 | 21200 | 16600 | 78.3% | 2.02 | 0 | 11 |  |  |  | No | R-410A | 2.0333 | Residential & Commercial | Ducted CEE Tier 1
215935200 | Central HP <5.4 tons | DAY & NIGHT | HRCU-A-CB (Split System: Heat Pump with Remote Outdoor Unit-Air-Source) | C5H3V36*K*AAA* |  |  | EVM5X60M21A*+WALLCON | *80CTL0702120B* | 35600 | 21.5 | 8.5 | 38000 | 28600 | 75.26% | 2.02 | 0 | 12 |  |  |  | No | R-454B | 2.9667 | Residential & Commercial | Ducted CEE Tier 1
215935330 | Central HP <5.4 tons | DAY & NIGHT | HRCU-A-CB (Split System: Heat Pump with Remote Outdoor Unit-Air-Source) | C5H3V36*K*AAA* |  |  | EVM5X60M24A*+WALLCON | *80CSU1002120A* | 35400 | 21.5 | 8.5 | 38000 | 28600 | 75.26% | 2.02 | 0 | 12 |  |  |  | No | R-454B | 2.95 | Residential & Commercial | Ducted CEE Tier 1
215933460 | Central HP <5.4 tons | DAY & NIGHT | HRCU-A-CB (Split System: Heat Pump with Remote Outdoor Unit-Air-Source) | C5H3V36*K*AAA* |  |  | ESH5X42M12A*+WALLCON | *96CTN0401410B* | 32000 | 17 | 9 | 33800 | 26000 | 76.92% | 1.96 | 0 | 10.5 |  |  |  | No | R-454B | 2.6667 | Residential & Commercial | Ducted CEE Tier 1
215933610 | Central HP <5.4 tons | DAY & NIGHT | HRCU-A-CB (Split System: Heat Pump with Remote Outdoor Unit-Air-Source) | C5H3V36*K*AAA* |  |  | ESH5X48M12A*+WALLCON | *95CSU0601716B* | 33600 | 19 | 9 | 35200 | 27000 | 76.7% | 1.92 | 0 | 11 |  |  |  | No | R-454B | 2.8 | Residential & Commercial | Ducted CEE Tier 1
214570639 | Central HP <5.4 tons | BRYANT HEATING AND COOLING SYSTEMS | HRCU-A-CB (Split System: Heat Pump with Remote Outdoor Unit-Air-Source) | 288BNV025*0**C* |  |  | CAP**4321AL*+UI | 987MC60060C21*** | 24400 | 16.5 | 8.5 | 21200 | 16700 | 78.77% | 2.02 | 0 | 11 |  |  |  | No | R-410A | 2.0333 | Residential & Commercial | Ducted CEE Tier 1
215932760 | Central HP <5.4 tons | DAY & NIGHT | HRCU-A-CB (Split System: Heat Pump with Remote Outdoor Unit-Air-Source) | C5H3V36*K*AAA* |  |  | EA*5X61M21A*+WALLCON | *95CSU0802120B* | 34400 | 20 | 9 | 34400 | 26200 | 76.16% | 1.96 | 0 | 11.7 |  |  |  | No | R-454B | 2.8667 | Residential & Commercial | Ducted CEE Tier 1
215676871 | Central HP <5.4 tons | KENMORE | HRCU-A-CB (Split System: Heat Pump with Remote Outdoor Unit-Air-Source) | (C,H,T)5H0V48*K*AAA* |  |  | EVD5X61M24A*+WALLCON | *80CTL0702120B* | 48500 | 19 | 9 | 50000 | 36800 | 73.6% | 2 | 0 | 10.5 |  |  |  | No | R-454B | 4.0417 | Residential & Commercial | Ducted CEE Tier 1
215676951 | Central HP <5.4 tons | KENMORE | HRCU-A-CB (Split System: Heat Pump with Remote Outdoor Unit-Air-Source) | (C,H,T)5H0V48*K*AAA* |  |  | EVD5X61M24A*+WALLCON | *96CTN1002122B* | 48500 | 19.5 | 9.5 | 50000 | 36800 | 73.6% | 2.12 | 0 | 10.5 |  |  |  | No | R-454B | 4.0417 | Residential & Commercial | Ducted CEE Tier 1
214862355 | Central HP <5.4 tons | BRYANT HEATING AND COOLING SYSTEMS | HRCU-A-CB (Split System: Heat Pump with Remote Outdoor Unit-Air-Source) | 288BNV037*0**A* | ADP |  | H,PG35936 | 987MC42080C17*** | 32000 | 17 | 8.1 | 31600 | 24600 | 77.85% | 1.9 | 0 | 11 |  |  |  | No | R-410A | 2.6667 | Residential & Commercial | Ducted CEE Tier 1
214573029 | Central HP <5.4 tons | BRYANT HEATING AND COOLING SYSTEMS | HRCU-A-CB (Split System: Heat Pump with Remote Outdoor Unit-Air-Source) | 288BNV037*0**A* |  |  | CAP**6124AL*+UI | 935CB66100C21*** | 33200 | 18.5 | 8.5 | 31800 | 24800 | 77.99% | 2 | 0 | 11.5 |  |  |  | No | R-410A | 2.7667 | Residential & Commercial | Ducted CEE Tier 1
214573179 | Central HP <5.4 tons | BRYANT HEATING AND COOLING SYSTEMS | HRCU-A-CB (Split System: Heat Pump with Remote Outdoor Unit-Air-Source) | 288BNV037*0**A* |  |  | CSPH*4212AL*+UI | 986TD60080C21*** | 32600 | 17.5 | 8.5 | 32800 | 24800 | 75.61% | 1.96 | 0 | 11 |  |  |  | No | R-410A | 2.7167 | Residential & Commercial | Ducted CEE Tier 1
214573529 | Central HP <5.4 tons | BRYANT HEATING AND COOLING SYSTEMS | HRCU-A-CB (Split System: Heat Pump with Remote Outdoor Unit-Air-Source) | 288BNV037*0**A* |  |  | CNPV*4824AL*+UI | 987MC60080C21*** | 32400 | 17.5 | 8.5 | 32800 | 24800 | 75.61% | 1.96 | 0 | 11.5 |  |  |  | No | R-410A | 2.7 | Residential & Commercial | Ducted CEE Tier 1
214573629 | Central HP <5.4 tons | BRYANT HEATING AND COOLING SYSTEMS | HRCU-A-CB (Split System: Heat Pump with Remote Outdoor Unit-Air-Source) | 288BNV037*0**B* |  |  | CAP**3621AL*+UI | 935CB66100C21*** | 31600 | 17 | 8.1 | 32800 | 24200 | 73.78% | 1.86 | 0 | 11 |  |  |  | No | R-410A | 2.6333 | Residential & Commercial | Ducted CEE Tier 1
214573779 | Central HP <5.4 tons | BRYANT HEATING AND COOLING SYSTEMS | HRCU-A-CB (Split System: Heat Pump with Remote Outdoor Unit-Air-Source) | 288BNV037*0**B* |  |  | CAP**4221AL*+UI | 986TD60080C21*** | 31800 | 17.5 | 8.5 | 32800 | 24400 | 74.39% | 1.9 | 0 | 11 |  |  |  | No | R-410A | 2.65 | Residential & Commercial | Ducted CEE Tier 1
214573879 | Central HP <5.4 tons | BRYANT HEATING AND COOLING SYSTEMS | HRCU-A-CB (Split System: Heat Pump with Remote Outdoor Unit-Air-Source) | 288BNV037*0**B* |  |  | CAP**4321AL*+UI | 987MC60060C21*** | 32800 | 17 | 8.5 | 33000 | 25400 | 76.97% | 1.98 | 0 | 11 |  |  |  | No | R-410A | 2.7333 | Residential & Commercial | Ducted CEE Tier 1
214569478 | Central HP <5.4 tons | CARRIER | HRCU-A-CB (Split System: Heat Pump with Remote Outdoor Unit-Air-Source) | 25VNA448A*031* |  |  | CSPH*6012AL*+UI | 59TN6C080C21**20 | 45000 | 20.5 | 9.5 | 46000 | 36000 | 78.26% | 2.36 | 0 | 12 |  |  |  | No | R-410A | 3.75 | Residential & Commercial | Ducted CEE Tier 1
214569492 | Central HP <5.4 tons | CARRIER | HRCU-A-CB (Split System: Heat Pump with Remote Outdoor Unit-Air-Source) | 25VNA448A*031* |  |  | CNPV*4824AL*+UI | 58TN*B070C21**20 | 43500 | 21 | 9 | 46500 | 36600 | 78.71% | 2.16 | 0 | 11.5 |  |  |  | No | R-410A | 3.625 | Residential & Commercial | Ducted CEE Tier 1
214570739 | Central HP <5.4 tons | BRYANT HEATING AND COOLING SYSTEMS | HRCU-A-CB (Split System: Heat Pump with Remote Outdoor Unit-Air-Source) | 288BNV025*0**C* |  |  | CAP**4824AL*+UI | 935CB60080C21*** | 24000 | 16.5 | 8.5 | 21000 | 16600 | 79.05% | 2.02 | 0 | 11 |  |  |  | No | R-410A | 2 | Residential & Commercial | Ducted CEE Tier 1
214570439 | Central HP <5.4 tons | BRYANT HEATING AND COOLING SYSTEMS | HRCU-A-CB (Split System: Heat Pump with Remote Outdoor Unit-Air-Source) | 288BNV025*0**C* |  |  | CAP**3721AL*+UI | 935CB60080C21*** | 24400 | 16.5 | 8.5 | 21200 | 16600 | 78.3% | 2.02 | 0 | 11 |  |  |  | No | R-410A | 2.0333 | Residential & Commercial | Ducted CEE Tier 1
215933390 | Central HP <5.4 tons | DAY & NIGHT | HRCU-A-CB (Split System: Heat Pump with Remote Outdoor Unit-Air-Source) | C5H3V36*K*AAA* |  |  | ESH5X42M12A*+WALLCON | *95CSU1002122B* | 33600 | 19.5 | 9 | 34600 | 26400 | 76.3% | 1.92 | 0 | 11.7 |  |  |  | No | R-454B | 2.8 | Residential & Commercial | Ducted CEE Tier 1
214570479 | Central HP <5.4 tons | BRYANT HEATING AND COOLING SYSTEMS | HRCU-A-CB (Split System: Heat Pump with Remote Outdoor Unit-Air-Source) | 288BNV025*0**C* |  |  | CAP**3721AL*+UI | 986TD60080C21*** | 24400 | 17 | 8.5 | 21200 | 16600 | 78.3% | 2.04 | 0 | 11 |  |  |  | No | R-410A | 2.0333 | Residential & Commercial | Ducted CEE Tier 1
214570529 | Central HP <5.4 tons | BRYANT HEATING AND COOLING SYSTEMS | HRCU-A-CB (Split System: Heat Pump with Remote Outdoor Unit-Air-Source) | 288BNV025*0**C* |  |  | CAP**4221AL*+UI | 987MC60080C21*** | 23800 | 16.5 | 8.1 | 21400 | 16600 | 77.57% | 1.96 | 0 | 10.5 |  |  |  | No | R-410A | 1.9833 | Residential & Commercial | Ducted CEE Tier 1
214570609 | Central HP <5.4 tons | BRYANT HEATING AND COOLING SYSTEMS | HRCU-A-CB (Split System: Heat Pump with Remote Outdoor Unit-Air-Source) | 288BNV025*0**C* |  |  | CAP**4321AL*+UI | 88*TB60070C21*** | 24400 | 16.5 | 8.5 | 21200 | 16600 | 78.3% | 2.02 | 0 | 11 |  |  |  | No | R-410A | 2.0333 | Residential & Commercial | Ducted CEE Tier 1
205751126 | Central HP <5.4 tons | KEEPRITE | HRCU-A-CB (Split System: Heat Pump with Remote Outdoor Unit-Air-Source) | CVH837GKA** |  |  | EA*4X43L21A*+WALLCON | *80CTL0701716A* | 32800 | 17.5 | 8.5 | 33000 | 25200 | 76.36% | 1.98 | 11 | 11.7 |  |  |  | No | R-410A | 2.7333 | Residential & Commercial | Ducted CEE Tier 1
205751142 | Central HP <5.4 tons | KEEPRITE | HRCU-A-CB (Split System: Heat Pump with Remote Outdoor Unit-Air-Source) | CVH837GKA** |  |  | EA*4X43L21A*+WALLCON | *80CTL0902120A* | 32800 | 17.5 | 8.5 | 33000 | 25200 | 76.36% | 2 | 12 | 11.7 |  |  |  | No | R-410A | 2.7333 | Residential & Commercial | Ducted CEE Tier 1
205750669 | Central HP <5.4 tons | KENMORE | HRCU-A-CB (Split System: Heat Pump with Remote Outdoor Unit-Air-Source) | (C,H,T)VH825GKA2* |  |  | EA*4X37L21A*+WALLCON | *96CTN0601714A* | 24400 | 16.5 | 8.1 | 21200 | 16700 | 78.77% | 2.02 | 11 | 11 |  |  |  | No | R-410A | 2.0333 | Residential & Commercial | Ducted CEE Tier 1
214574069 | Central HP <5.4 tons | BRYANT HEATING AND COOLING SYSTEMS | HRCU-A-CB (Split System: Heat Pump with Remote Outdoor Unit-Air-Source) | 288BNV037*0**B* |  |  | CAP**6024AL*+UI | 987MC60080C21*** | 32800 | 17.5 | 8.5 | 31600 | 24800 | 78.48% | 2 | 0 | 11.5 |  |  |  | No | R-410A | 2.7333 | Residential & Commercial | Ducted CEE Tier 1
214573649 | Central HP <5.4 tons | BRYANT HEATING AND COOLING SYSTEMS | HRCU-A-CB (Split System: Heat Pump with Remote Outdoor Unit-Air-Source) | 288BNV037*0**B* |  |  | CAP**3621AL*+UI | 987MC60080C21*** | 31600 | 17 | 8.1 | 33000 | 24200 | 73.33% | 1.86 | 0 | 11 |  |  |  | No | R-410A | 2.6333 | Residential & Commercial | Ducted CEE Tier 1
214573679 | Central HP <5.4 tons | BRYANT HEATING AND COOLING SYSTEMS | HRCU-A-CB (Split System: Heat Pump with Remote Outdoor Unit-Air-Source) | 288BNV037*0**B* |  |  | CAP**3721AL*+UI | 935CB60080C21*** | 32800 | 17.5 | 8.5 | 32800 | 25200 | 76.83% | 2 | 0 | 11 |  |  |  | No | R-410A | 2.7333 | Residential & Commercial | Ducted CEE Tier 1
204299402 | Central HP <5.4 tons | KEEPRITE | HRCU-A-CB (Split System: Heat Pump with Remote Outdoor Unit-Air-Source) | CVH837GKA** |  |  | EA*4X48L24A*+WALLCON | *97CMN1002122A* | 32400 | 17.5 | 8.5 | 32600 | 24800 | 76.07% | 2 | 12 | 11.7 |  |  |  | No | R-410A | 2.7 | Residential & Commercial | Ducted CEE Tier 1
204299052 | Central HP <5.4 tons | KEEPRITE | HRCU-A-CB (Split System: Heat Pump with Remote Outdoor Unit-Air-Source) | CVH837GKA** |  |  | EA*4X42L21A*+WALLCON | *97CMN0602120A* | 31600 | 17 | 8.1 | 33400 | 24800 | 74.25% | 1.86 | 11 | 11 |  |  |  | No | R-410A | 2.6333 | Residential & Commercial | Ducted CEE Tier 1
204298632 | Central HP <5.4 tons | KEEPRITE | HRCU-A-CB (Split System: Heat Pump with Remote Outdoor Unit-Air-Source) | CVH837GKA** |  |  | EA*4X36L17A*+WALLCON | *80CTL0701412A* | 31400 | 17.5 | 8.1 | 33400 | 24400 | 73.05% | 1.84 | 11.5 | 11 |  |  |  | No | R-410A | 2.6167 | Residential & Commercial | Ducted CEE Tier 1
210597625 | Central HP <5.4 tons | KEEPRITE | HRCU-A-CB (Split System: Heat Pump with Remote Outdoor Unit-Air-Source) | CVH837GKA** |  |  | EN(A,D,W)4X60L24**+WALLCON | *96CTN1002122A* | 32800 | 18 | 8.1 | 32200 | 24600 | 76.4% | 1.98 | 0 | 12 |  |  |  | No | R-410A | 2.7333 | Residential & Commercial | Ducted CEE Tier 1
213780172 | Central HP <5.4 tons | KEEPRITE | HRCU-A-CB (Split System: Heat Pump with Remote Outdoor Unit-Air-Source) | CVH837GKA** |  |  | EHD4X48AAL+WALLCON | *80CTL0901716B* | 32400 | 16.5 | 8.1 | 33000 | 24800 | 75.15% | 1.96 | 0 | 11 |  |  |  | No | R-410A | 2.7 | Residential & Commercial | Ducted CEE Tier 1
213780272 | Central HP <5.4 tons | KEEPRITE | HRCU-A-CB (Split System: Heat Pump with Remote Outdoor Unit-Air-Source) | CVH837GKA** |  |  | EHD4X48AAL+WALLCON | *96CTN0801714B* | 32600 | 16.5 | 8.1 | 33000 | 25000 | 75.76% | 1.94 | 0 | 11 |  |  |  | No | R-410A | 2.7167 | Residential & Commercial | Ducted CEE Tier 1
204299412 | Central HP <5.4 tons | KEEPRITE | HRCU-A-CB (Split System: Heat Pump with Remote Outdoor Unit-Air-Source) | CVH837GKA** |  |  | EA*4X48L24A*+WALLCON | *97CMN1202422A* | 32200 | 17.5 | 8.5 | 32600 | 25000 | 76.69% | 1.98 | 12 | 11.7 |  |  |  | No | R-410A | 2.6833 | Residential & Commercial | Ducted CEE Tier 1
204299562 | Central HP <5.4 tons | KEEPRITE | HRCU-A-CB (Split System: Heat Pump with Remote Outdoor Unit-Air-Source) | CVH837GKA** |  |  | END4X42L17**+WALLCON | *80CTL0901716A* | 32200 | 17.5 | 8.1 | 33000 | 24600 | 74.55% | 1.92 | 11 | 11.7 |  |  |  | No | R-410A | 2.6833 | Residential & Commercial | Ducted CEE Tier 1
204298642 | Central HP <5.4 tons | KEEPRITE | HRCU-A-CB (Split System: Heat Pump with Remote Outdoor Unit-Air-Source) | CVH837GKA** |  |  | EA*4X36L17A*+WALLCON | *80CTL0901716A* | 31600 | 17.5 | 8.1 | 33200 | 24200 | 72.89% | 1.86 | 11 | 11 |  |  |  | No | R-410A | 2.6333 | Residential & Commercial | Ducted CEE Tier 1
205751223 | Central HP <5.4 tons | KEEPRITE | HRCU-A-CB (Split System: Heat Pump with Remote Outdoor Unit-Air-Source) | CVH837GKA** |  |  | EA*4X43L21A*+WALLCON | *80CTL0901716A* | 33000 | 18 | 8.5 | 32800 | 25000 | 76.22% | 2 | 12 | 11.7 |  |  |  | No | R-410A | 2.75 | Residential & Commercial | Ducted CEE Tier 1
205751022 | Central HP <5.4 tons | KEEPRITE | HRCU-A-CB (Split System: Heat Pump with Remote Outdoor Unit-Air-Source) | CVH837GKA** |  |  | EA*4X37L21A*+WALLCON | *80CTL0902120A* | 32800 | 17.5 | 8.5 | 33000 | 25200 | 76.36% | 1.98 | 12 | 11.7 |  |  |  | No | R-410A | 2.7333 | Residential & Commercial | Ducted CEE Tier 1
214570709 | Central HP <5.4 tons | BRYANT HEATING AND COOLING SYSTEMS | HRCU-A-CB (Split System: Heat Pump with Remote Outdoor Unit-Air-Source) | 288BNV025*0**C* |  |  | CAP**4821AL*+UI | 987MC60080C21*** | 24000 | 16.5 | 8.5 | 21000 | 16500 | 78.57% | 2.02 | 0 | 11 |  |  |  | No | R-410A | 2 | Residential & Commercial | Ducted CEE Tier 1
214571109 | Central HP <5.4 tons | BRYANT HEATING AND COOLING SYSTEMS | HRCU-A-CB (Split System: Heat Pump with Remote Outdoor Unit-Air-Source) | 288BNV025*0**C* |  |  | CNPV*3621AL*+UI | 935CB66100C21*** | 23400 | 16.5 | 8.1 | 21600 | 16700 | 77.31% | 1.92 | 0 | 11 |  |  |  | No | R-410A | 1.95 | Residential & Commercial | Ducted CEE Tier 1
214571159 | Central HP <5.4 tons | BRYANT HEATING AND COOLING SYSTEMS | HRCU-A-CB (Split System: Heat Pump with Remote Outdoor Unit-Air-Source) | 288BNV025*0**C* |  |  | CNPV*4221AL*+UI | 935CB60080C21*** | 23800 | 16.5 | 8.1 | 21400 | 16700 | 78.04% | 1.96 | 0 | 11 |  |  |  | No | R-410A | 1.9833 | Residential & Commercial | Ducted CEE Tier 1
215935010 | Central HP <5.4 tons | DAY & NIGHT | HRCU-A-CB (Split System: Heat Pump with Remote Outdoor Unit-Air-Source) | C5H3V36*K*AAA* |  |  | EVM5X49M21A*+WALLCON | *80CTL0701716B* | 35400 | 21.5 | 8.5 | 38500 | 29000 | 75.32% | 2.02 | 0 | 12 |  |  |  | No | R-454B | 2.95 | Residential & Commercial | Ducted CEE Tier 1
215934760 | Central HP <5.4 tons | DAY & NIGHT | HRCU-A-CB (Split System: Heat Pump with Remote Outdoor Unit-Air-Source) | C5H3V36*K*AAA* |  |  | EVM5X43M21A*+WALLCON | *97CMN0601714B* | 34400 | 20.5 | 8.5 | 38000 | 27600 | 72.63% | 2.08 | 0 | 11 |  |  |  | No | R-454B | 2.8667 | Residential & Commercial | Ducted CEE Tier 1
215933020 | Central HP <5.4 tons | DAY & NIGHT | HRCU-A-CB (Split System: Heat Pump with Remote Outdoor Unit-Air-Source) | C5H3V36*K*AAA* |  |  | ESH5X30M12A*+WALLCON | *96CTN0601714B* | 32400 | 18 | 9 | 34800 | 26600 | 76.44% | 1.92 | 0 | 10 |  |  |  | No | R-454B | 2.7 | Residential & Commercial | Ducted CEE Tier 1
215933190 | Central HP <5.4 tons | DAY & NIGHT | HRCU-A-CB (Split System: Heat Pump with Remote Outdoor Unit-Air-Source) | C5H3V36*K*AAA* |  |  | ESH5X36M12A*+WALLCON | *97CMN0801714B* | 33000 | 18.5 | 9 | 35600 | 27200 | 76.4% | 1.92 | 0 | 10.5 |  |  |  | No | R-454B | 2.75 | Residential & Commercial | Ducted CEE Tier 1
212437549 | Central HP <5.4 tons | ARMSTRONG AIR | HRCU-A-CB (Split System: Heat Pump with Remote Outdoor Unit-Air-Source) | 4SHP22LX124P-**A | ADP |  | 36CX** | A80UH1E045A12 | 23400 | 21 | 8.5 | 21200 | 14900 | 70.28% | 1.86 | 0 | 13.5 |  |  |  | No | R-410A | 1.95 | Residential & Commercial | Ducted CEE Tier 1
212437567 | Central HP <5.4 tons | ARMSTRONG AIR | HRCU-A-CB (Split System: Heat Pump with Remote Outdoor Unit-Air-Source) | 4SHP22LX124P-**A | ADP |  | 36CX** | A80UH2E045A12 | 23600 | 21 | 8.5 | 21400 | 15000 | 70.09% | 1.9 | 0 | 13.5 |  |  |  | No | R-410A | 1.9667 | Residential & Commercial | Ducted CEE Tier 1
214570538 | Central HP <5.4 tons | CARRIER | HRCU-A-CB (Split System: Heat Pump with Remote Outdoor Unit-Air-Source) | 25VNA825A*032* |  |  | CAP**4221AL*+UI | 59TN6C080C21**20 | 23800 | 16.5 | 8.1 | 21400 | 16600 | 77.57% | 1.96 | 0 | 11 |  |  |  | No | R-410A | 1.9833 | Residential & Commercial | Ducted CEE Tier 1
216021049 | Central HP <5.4 tons | RHEEM | HRCU-A-CB (Split System: Heat Pump with Remote Outdoor Unit-Air-Source) | RD17AZ48AJ3N | ADP |  | A48VGA+TXV+AEFE5* |  | 43000 | 17 | 8.1 | 43500 | 39500 | 90.8% | 2.1 | 0 | 11 |  |  |  | No | R-410A | 3.5833 | Residential & Commercial | Ducted CEE Tier 1
216010737 | Central HP <5.4 tons | FRASER-JOHNSTON | HRCU-A-CB (Split System: Heat Pump with Remote Outdoor Unit-Air-Source) | HH824E2S11 |  |  | CTM36B5ADS1+JMC12B2SN1 |  | 23000 | 18 | 9.5 | 23000 | 18600 | 80.87% | 2 | 0 | 12 |  |  |  | No | R-454B | 1.9167 | Residential & Commercial | Ducted CEE Tier 1
214810232 | Central HP <5.4 tons | COLEMAN | HRCU-A-CB (Split System: Heat Pump with Remote Outdoor Unit-Air-Source) | HH824E2S11 |  |  | CTM36B5ADS1 | TM9V060B12MP12 | 23000 | 17 | 9 | 23000 | 17600 | 76.52% | 2 | 0 | 12 |  |  |  | No | R-454B | 1.9167 | Residential & Commercial | Ducted CEE Tier 1
214649764 | Central HP <5.4 tons | COLEMAN | HRCU-A-CB (Split System: Heat Pump with Remote Outdoor Unit-Air-Source) | HH824E2S11 |  |  | CTU30B5XCS1+TXV | TM8E100B12MP11 | 23000 | 17 | 9.5 | 23000 | 18400 | 80% | 2 | 0 | 12 |  |  |  | No | R-454B | 1.9167 | Residential & Commercial | Ducted CEE Tier 1
214650189 | Central HP <5.4 tons | COLEMAN | HRCU-A-CB (Split System: Heat Pump with Remote Outdoor Unit-Air-Source) | HH824E2S11 |  |  | CTU36B5XDS1+TXV | TPLC080B12MP13 | 23000 | 18 | 9 | 23000 | 18500 | 80.43% | 2 | 0 | 12 |  |  |  | No | R-454B | 1.9167 | Residential & Commercial | Ducted CEE Tier 1
213311146 | Central HP <5.4 tons | PAYNE HEATING AND COOLING | HRCU-A-CB (Split System: Heat Pump with Remote Outdoor Unit-Air-Source) | 38MURAQ24AB3* | ADP |  | V36H175P149+CBPE4B* |  | 24200 | 18 | 8.9 | 25000 | 22600 | 90.4% | 1.9 | 0 | 10.5 |  |  |  | No | R-410A | 2.0167 | Residential & Commercial | Ducted CEE Tier 1
206135759 | Central HP <5.4 tons | KEEPRITE | HRCU-A-CB (Split System: Heat Pump with Remote Outdoor Unit-Air-Source) | CVH837GKA** |  |  | EA*4X43L21A*+WALLCON | *80CSU1002120A* | 32800 | 17 | 8.5 | 33000 | 25200 | 76.36% | 1.98 | 12 | 11 |  |  |  | No | R-410A | 2.7333 | Residential & Commercial | Ducted CEE Tier 1
213780402 | Central HP <5.4 tons | KEEPRITE | HRCU-A-CB (Split System: Heat Pump with Remote Outdoor Unit-Air-Source) | CVH837GKA** |  |  | EHD4X60AAL+WALLCON | *97CMN1002122B* | 33000 | 16.5 | 8.1 | 32200 | 24800 | 77.02% | 2 | 0 | 11.5 |  |  |  | No | R-410A | 2.75 | Residential & Commercial | Ducted CEE Tier 1
213780132 | Central HP <5.4 tons | KEEPRITE | HRCU-A-CB (Split System: Heat Pump with Remote Outdoor Unit-Air-Source) | CVH837GKA** |  |  | EHD4X42AAL+WALLCON | *96CTN1202422B* | 32600 | 16.5 | 8.1 | 33000 | 24600 | 74.55% | 1.94 | 0 | 11 |  |  |  | No | R-410A | 2.7167 | Residential & Commercial | Ducted CEE Tier 1
215934915 | Central HP <5.4 tons | BRYANT HEATING AND COOLING SYSTEMS | HRCU-A-CB (Split System: Heat Pump with Remote Outdoor Unit-Air-Source) | 293VAN036**AA* |  |  | CVAMA4421XMA*+UI | 987MC60080C21*** | 35600 | 21.5 | 8.5 | 38000 | 28600 | 75.26% | 2.02 | 0 | 12 |  |  |  | No | R-454B | 2.9667 | Residential & Commercial | Ducted CEE Tier 1
215933895 | Central HP <5.4 tons | BRYANT HEATING AND COOLING SYSTEMS | HRCU-A-CB (Split System: Heat Pump with Remote Outdoor Unit-Air-Source) | 293VAN036**AA* |  |  | CSAH*6012AM*+UI | 987MC66100C21*** | 34200 | 19.5 | 9 | 34200 | 26000 | 76.02% | 1.94 | 0 | 11.7 |  |  |  | No | R-454B | 2.85 | Residential & Commercial | Ducted CEE Tier 1
215935065 | Central HP <5.4 tons | BRYANT HEATING AND COOLING SYSTEMS | HRCU-A-CB (Split System: Heat Pump with Remote Outdoor Unit-Air-Source) | 293VAN036**AA* |  |  | CVAMA4921XMA*+UI | 935CB60080C21*** | 35600 | 21.5 | 8.5 | 38000 | 28600 | 75.26% | 2.02 | 0 | 12 |  |  |  | No | R-454B | 2.9667 | Residential & Commercial | Ducted CEE Tier 1
215935215 | Central HP <5.4 tons | BRYANT HEATING AND COOLING SYSTEMS | HRCU-A-CB (Split System: Heat Pump with Remote Outdoor Unit-Air-Source) | 293VAN036**AA* |  |  | CVAMA6021XMA*+UI | 88*TB60090C21*** | 35600 | 22 | 8.5 | 38000 | 28400 | 74.74% | 2.02 | 0 | 12.5 |  |  |  | No | R-454B | 2.9667 | Residential & Commercial | Ducted CEE Tier 1
212437660 | Central HP <5.4 tons | ARMSTRONG AIR | HRCU-A-CB (Split System: Heat Pump with Remote Outdoor Unit-Air-Source) | 4SHP22LX124P-**A | ADP |  | 36CX** | A97US2V060B12X | 23800 | 20 | 8.5 | 22000 | 15400 | 70% | 1.9 | 0 | 13.5 |  |  |  | No | R-410A | 1.9833 | Residential & Commercial | Ducted CEE Tier 1
214398653 | Central HP <5.4 tons | LUXAIRE | HRCU-A-CB (Split System: Heat Pump with Remote Outdoor Unit-Air-Source) | HH860E2S11 |  |  | CTF60C5CGS1 | TPLC080C16MP13 | 43500 | 18 | 9 | 44000 | 33400 | 75.91% | 2 | 0 | 11.7 |  |  |  | No | R-454B | 3.625 | Residential & Commercial | Ducted CEE Tier 1
214398687 | Central HP <5.4 tons | LUXAIRE | HRCU-A-CB (Split System: Heat Pump with Remote Outdoor Unit-Air-Source) | HH860E2S11 |  |  | CTF60C5CGS1 | TMLE100C20MP11 | 44500 | 17 | 9 | 45000 | 33800 | 75.11% | 2 | 0 | 11.7 |  |  |  | No | R-454B | 3.7083 | Residential & Commercial | Ducted CEE Tier 1
214397081 | Central HP <5.4 tons | LUXAIRE | HRCU-A-CB (Split System: Heat Pump with Remote Outdoor Unit-Air-Source) | HH860E2S11 |  |  | CTM60C5CGS1 | TM8E100C16MP11 | 44500 | 18 | 9 | 45500 | 34200 | 75.16% | 2 | 0 | 11 |  |  |  | No | R-454B | 3.7083 | Residential & Commercial | Ducted CEE Tier 1
214809201 | Central HP <5.4 tons | COLEMAN | HRCU-A-CB (Split System: Heat Pump with Remote Outdoor Unit-Air-Source) | HH860E2S11 |  |  | CTU60C5XGS1+TXV | TM8Y100C20MP11 | 44500 | 18 | 9 | 45000 | 33800 | 75.11% | 2 | 0 | 11.7 |  |  |  | No | R-454B | 3.7083 | Residential & Commercial | Ducted CEE Tier 1
214809226 | Central HP <5.4 tons | COLEMAN | HRCU-A-CB (Split System: Heat Pump with Remote Outdoor Unit-Air-Source) | HH860E2S11 |  |  | CTU60C5XGS1+TXV | TM8Y100C16MP11 | 44000 | 18 | 9 | 44000 | 33400 | 75.91% | 2 | 0 | 11.7 |  |  |  | No | R-454B | 3.6667 | Residential & Commercial | Ducted CEE Tier 1
214808983 | Central HP <5.4 tons | COLEMAN | HRCU-A-CB (Split System: Heat Pump with Remote Outdoor Unit-Air-Source) | HH860E2S11 |  |  | CTU60C5XGS1+TXV | Z8ES120C20SMPS1 | 45000 | 18 | 9 | 45500 | 33400 | 73.41% | 2 | 0 | 11.7 |  |  |  | No | R-454B | 3.75 | Residential & Commercial | Ducted CEE Tier 1
214809008 | Central HP <5.4 tons | COLEMAN | HRCU-A-CB (Split System: Heat Pump with Remote Outdoor Unit-Air-Source) | HH860E2S11 |  |  | CTU60C5XGS1+TXV | TM8V100C16MP12 | 43500 | 18 | 9 | 44000 | 33400 | 75.91% | 2 | 0 | 11.7 |  |  |  | No | R-454B | 3.625 | Residential & Commercial | Ducted CEE Tier 1
214719979 | Central HP <5.4 tons | CHAMPION HEATING AND COOLING | HRCU-A-CB (Split System: Heat Pump with Remote Outdoor Unit-Air-Source) | HH860E2S11 |  |  | CTU60C5XGS1+TXV | TM9E100C16MP12 | 44500 | 18 | 9 | 46000 | 34400 | 74.78% | 2 | 0 | 11 |  |  |  | No | R-454B | 3.7083 | Residential & Commercial | Ducted CEE Tier 1
214720029 | Central HP <5.4 tons | CHAMPION HEATING AND COOLING | HRCU-A-CB (Split System: Heat Pump with Remote Outdoor Unit-Air-Source) | HH860E2S11 |  |  | CTU60C5XGS1+TXV | TL9E080C16UH11 | 44500 | 18 | 9 | 45500 | 33800 | 74.29% | 2 | 0 | 11 |  |  |  | No | R-454B | 3.7083 | Residential & Commercial | Ducted CEE Tier 1
214569358 | Central HP <5.4 tons | CARRIER | HRCU-A-CB (Split System: Heat Pump with Remote Outdoor Unit-Air-Source) | 25VNA424A*031* |  |  | CSPH*3012AL*+UI | 59CU5B080C21**20 | 23400 | 19 | 10.5 | 27000 | 19900 | 73.7% | 2.46 | 0 | 12.5 |  |  |  | No | R-410A | 1.95 | Residential & Commercial | Ducted CEE Tier 1
214569374 | Central HP <5.4 tons | CARRIER | HRCU-A-CB (Split System: Heat Pump with Remote Outdoor Unit-Air-Source) | 25VNA424A*031* |  |  | CSPH*4212AL*+UI | 59CU5B080C21**20 | 23800 | 19.5 | 10.5 | 26600 | 19700 | 74.06% | 2.52 | 0 | 13 |  |  |  | No | R-410A | 1.9833 | Residential & Commercial | Ducted CEE Tier 1
216441221 | Central HP <5.4 tons | CHAMPION HEATING AND COOLING | HRCU-A-CB (Split System: Heat Pump with Remote Outdoor Unit-Air-Source) | HH860E2S11 | ADP |  | FE*TT4*60+TXV |  | 46000 | 19 | 9 | 44000 | 33600 | 76.36% | 2.1 | 0 | 12 |  |  |  | No | R-454B | 3.8333 | Residential & Commercial | Ducted CEE Tier 1
214807836 | Central HP <5.4 tons | COLEMAN | HRCU-A-CB (Split System: Heat Pump with Remote Outdoor Unit-Air-Source) | HH860E2S11 |  |  | CTU60D5XHS1+JMVT20DC2N1+TXV |  | 54500 | 19 | 9 | 53500 | 38500 | 71.96% | 2 | 0 | 12 |  |  |  | No | R-454B | 4.5417 | Residential & Commercial | Ducted CEE Tier 1
214809206 | Central HP <5.4 tons | COLEMAN | HRCU-A-CB (Split System: Heat Pump with Remote Outdoor Unit-Air-Source) | HH860E2S11 |  |  | CTU60C5XGS1+TXV | TL8E080C16UH11 | 44000 | 18 | 9 | 44500 | 33600 | 75.51% | 2 | 0 | 11.7 |  |  |  | No | R-454B | 3.6667 | Residential & Commercial | Ducted CEE Tier 1
209862130 | Central HP <5.4 tons | Grandaire | HRCU-A-CB (Split System: Heat Pump with Remote Outdoor Unit-Air-Source) | WDLCURAH30ABK |  |  | WDLFUAAH30XAK |  | 30000 | 16.2 | 8.9 | 33000 | 24000 | 72.73% | 1.8 | 11 | 10 |  |  |  | No | R-410A | 2.5 | Residential & Commercial | Ducted CEE Tier 1
214569364 | Central HP <5.4 tons | CARRIER | HRCU-A-CB (Split System: Heat Pump with Remote Outdoor Unit-Air-Source) | 25VNA424A*031* |  |  | CSPH*3612AL*+UI | 58TN*B070C21**20 | 23800 | 19.5 | 10.5 | 26600 | 19700 | 74.06% | 2.5 | 0 | 13 |  |  |  | No | R-410A | 1.9833 | Residential & Commercial | Ducted CEE Tier 1
214569378 | Central HP <5.4 tons | CARRIER | HRCU-A-CB (Split System: Heat Pump with Remote Outdoor Unit-Air-Source) | 25VNA424A*031* |  |  | CSPH*4212AL*+UI | 59MN7C060C21**20 | 23800 | 19 | 10.5 | 26600 | 19800 | 74.44% | 2.5 | 0 | 12.5 |  |  |  | No | R-410A | 1.9833 | Residential & Commercial | Ducted CEE Tier 1
214809016 | Central HP <5.4 tons | CHAMPION HEATING AND COOLING | HRCU-A-CB (Split System: Heat Pump with Remote Outdoor Unit-Air-Source) | HH860E2S11 |  |  | CTU60C5XGS1+TXV | TP9C100C16MP13 | 43500 | 18 | 9 | 44000 | 33200 | 75.45% | 2 | 0 | 11.7 |  |  |  | No | R-454B | 3.625 | Residential & Commercial | Ducted CEE Tier 1
214650523 | Central HP <5.4 tons | CHAMPION HEATING AND COOLING | HRCU-A-CB (Split System: Heat Pump with Remote Outdoor Unit-Air-Source) | HH860E2S11 |  |  | CTU60D5XHS1+TXV | TP9C120D20MP13 | 54000 | 19 | 9 | 54500 | 39500 | 72.48% | 2 | 0 | 11 |  |  |  | No | R-454B | 4.5 | Residential & Commercial | Ducted CEE Tier 1
214397472 | Central HP <5.4 tons | CHAMPION HEATING AND COOLING | HRCU-A-CB (Split System: Heat Pump with Remote Outdoor Unit-Air-Source) | HH860E2S11 |  |  | CTF60C5CGS1 | TMLE120C20MP11 | 44500 | 17 | 9 | 45000 | 33600 | 74.67% | 2 | 0 | 11.7 |  |  |  | No | R-454B | 3.7083 | Residential & Commercial | Ducted CEE Tier 1
214570629 | Central HP <5.4 tons | BRYANT HEATING AND COOLING SYSTEMS | HRCU-A-CB (Split System: Heat Pump with Remote Outdoor Unit-Air-Source) | 288BNV025*0**C* |  |  | CAP**4321AL*+UI | 935CB66100C21*** | 24400 | 17 | 8.5 | 21200 | 16600 | 78.3% | 2.04 | 0 | 11 |  |  |  | No | R-410A | 2.0333 | Residential & Commercial | Ducted CEE Tier 1
214570679 | Central HP <5.4 tons | BRYANT HEATING AND COOLING SYSTEMS | HRCU-A-CB (Split System: Heat Pump with Remote Outdoor Unit-Air-Source) | 288BNV025*0**C* |  |  | CAP**4821AL*+UI | 935CB60080C21*** | 24000 | 16.5 | 8.5 | 21000 | 16600 | 79.05% | 2.02 | 0 | 11 |  |  |  | No | R-410A | 2 | Residential & Commercial | Ducted CEE Tier 1
214570729 | Central HP <5.4 tons | BRYANT HEATING AND COOLING SYSTEMS | HRCU-A-CB (Split System: Heat Pump with Remote Outdoor Unit-Air-Source) | 288BNV025*0**C* |  |  | CAP**4824AL*+UI | 88*TB60070C21*** | 24000 | 17 | 8.5 | 21000 | 16500 | 78.57% | 2.02 | 0 | 11 |  |  |  | No | R-410A | 2 | Residential & Commercial | Ducted CEE Tier 1
214571129 | Central HP <5.4 tons | BRYANT HEATING AND COOLING SYSTEMS | HRCU-A-CB (Split System: Heat Pump with Remote Outdoor Unit-Air-Source) | 288BNV025*0**C* |  |  | CNPV*3621AL*+UI | 987MC60080C21*** | 23400 | 16.5 | 8.1 | 21600 | 16700 | 77.31% | 1.92 | 0 | 11 |  |  |  | No | R-410A | 1.95 | Residential & Commercial | Ducted CEE Tier 1
215932510 | Central HP <5.4 tons | DAY & NIGHT | HRCU-A-CB (Split System: Heat Pump with Remote Outdoor Unit-Air-Source) | C5H3V36*K*AAA* |  |  | EA*5X48M21A*+WALLCON | *96CTN0601714B* | 33000 | 19.5 | 9.5 | 34000 | 26000 | 76.47% | 2.04 | 0 | 11 |  |  |  | No | R-454B | 2.75 | Residential & Commercial | Ducted CEE Tier 1
215932580 | Central HP <5.4 tons | DAY & NIGHT | HRCU-A-CB (Split System: Heat Pump with Remote Outdoor Unit-Air-Source) | C5H3V36*K*AAA* |  |  | EA*5X60M24A*+WALLCON | *95CSU0802120B* | 34000 | 20 | 9 | 34200 | 26000 | 76.02% | 1.94 | 0 | 11.7 |  |  |  | No | R-454B | 2.8333 | Residential & Commercial | Ducted CEE Tier 1
215932780 | Central HP <5.4 tons | DAY & NIGHT | HRCU-A-CB (Split System: Heat Pump with Remote Outdoor Unit-Air-Source) | C5H3V36*K*AAA* |  |  | EA*5X61M21A*+WALLCON | *97CMN0601714B* | 34000 | 19.5 | 9 | 33800 | 25800 | 76.33% | 1.94 | 0 | 11 |  |  |  | No | R-454B | 2.8333 | Residential & Commercial | Ducted CEE Tier 1
213369609 | Central HP <5.4 tons | NAPOLEON | HRCU-A-C (Split System: Heat Pump with Remote Outdoor Unit with No Indoor Fan --Air Source) | WSEHV2436RA1-N | ADP |  | *G33936 |  | 22400 | 15.2 | 8.4 | 22400 | 21200 | 94.64% | 1.78 | 0 | 10.5 |  |  |  | No | R-410A | 1.8667 | Residential & Commercial | Ducted CEE Tier 1
212969996 | Central HP <5.4 tons | CARRIER | HRCU-A-CB (Split System: Heat Pump with Remote Outdoor Unit-Air-Source) | 38MURAQ18AB3* |  |  | CAP**3017AL* | 58SP*B070V17**16 | 17500 | 16.5 | 8.5 | 18000 | 18700 | 103.9% | 2.26 | 0 | 10.5 |  |  |  | No | R-410A | 1.4583 | Residential & Commercial | Ducted CEE Tier 1
214775954 | Central HP <5.4 tons | NAPOLEON | HRCU-A-C (Split System: Heat Pump with Remote Outdoor Unit with No Indoor Fan --Air Source) | WSEHV2436RA1-N | ADP |  | H,DE35936+TD |  | 23000 | 15.2 | 8.5 | 22400 | 21200 | 94.64% | 1.8 | 0 | 11 |  |  |  | No | R-410A | 1.9167 | Residential & Commercial | Ducted CEE Tier 1
215683942 | Central HP <5.4 tons | BRYANT HEATING AND COOLING SYSTEMS | HRCU-A-CB (Split System: Heat Pump with Remote Outdoor Unit-Air-Source) | 290VAN036**AA* |  |  | CAA**4221AM*+UI | 88*TB60070C21*** | 33000 | 17.5 | 9 | 35800 | 25600 | 71.51% | 1.86 | 0 | 10 |  |  |  | No | R-454B | 2.75 | Residential & Commercial | Ducted CEE Tier 1
214719963 | Central HP <5.4 tons | CHAMPION HEATING AND COOLING | HRCU-A-CB (Split System: Heat Pump with Remote Outdoor Unit-Air-Source) | HH860E2S11 |  |  | CTU60C5XGS1+TXV | TPLC100C20MP13 | 44500 | 18 | 9 | 45000 | 33800 | 75.11% | 2 | 0 | 11 |  |  |  | No | R-454B | 3.7083 | Residential & Commercial | Ducted CEE Tier 1
214650392 | Central HP <5.4 tons | CHAMPION HEATING AND COOLING | HRCU-A-CB (Split System: Heat Pump with Remote Outdoor Unit-Air-Source) | HH860E2S11 |  |  | CTU60D5XHS1+TXV | TM9Y120D20MP11 | 53500 | 19 | 8.5 | 54500 | 39500 | 72.48% | 2 | 0 | 11 |  |  |  | No | R-454B | 4.4583 | Residential & Commercial | Ducted CEE Tier 1
214649827 | Central HP <5.4 tons | CHAMPION HEATING AND COOLING | HRCU-A-CB (Split System: Heat Pump with Remote Outdoor Unit-Air-Source) | HH860E2S11 |  |  | CTU60D5XGS1+TXV | TMLE130D20MP11 | 46000 | 18 | 9 | 47500 | 35200 | 74.11% | 2 | 0 | 11 |  |  |  | No | R-454B | 3.8333 | Residential & Commercial | Ducted CEE Tier 1
216374771 | Central HP <5.4 tons | CHAMPION HEATING AND COOLING | HRCU-A-CB (Split System: Heat Pump with Remote Outdoor Unit-Air-Source) | HH860E2S11 |  |  | CTM60D5CGS1 | Z9ET120D20SMPS1 | 44500 | 17 | 9 | 45000 | 32600 | 72.44% | 2 | 0 | 11.7 |  |  |  | No | R-454B | 3.7083 | Residential & Commercial | Ducted CEE Tier 1
214398469 | Central HP <5.4 tons | CHAMPION HEATING AND COOLING | HRCU-A-CB (Split System: Heat Pump with Remote Outdoor Unit-Air-Source) | HH860E2S11 |  |  | CTF60D5CJS1 | TM9Y120D20MP11 | 53000 | 19 | 9 | 55500 | 40000 | 72.07% | 2 | 0 | 10 |  |  |  | No | R-454B | 4.4167 | Residential & Commercial | Ducted CEE Tier 1
210470154 | Central HP <5.4 tons | KENMORE | HRCU-A-CB (Split System: Heat Pump with Remote Outdoor Unit-Air-Source) | (C,H,T)VH837GKA2* |  |  | EA*4X42L21A*+WALLCON | *80CSU0401712A* | 31800 | 17 | 8.1 | 33200 | 24400 | 73.49% | 1.88 | 0 | 11 |  |  |  | No | R-410A | 2.65 | Residential & Commercial | Ducted CEE Tier 1
215674192 | Central HP <5.4 tons | KENMORE | HRCU-A-CB (Split System: Heat Pump with Remote Outdoor Unit-Air-Source) | (C,H,T)5H0V48*K*AAA* |  |  | EA*5X60M24A*+WALLCON | *80CTL0902120B* | 45000 | 18 | 9 | 47500 | 33400 | 70.32% | 2.08 | 0 | 10 |  |  |  | No | R-454B | 3.75 | Residential & Commercial | Ducted CEE Tier 1
214572489 | Central HP <5.4 tons | BRYANT HEATING AND COOLING SYSTEMS | HRCU-A-CB (Split System: Heat Pump with Remote Outdoor Unit-Air-Source) | 288BNV037*0**A* |  |  | CAP**3621AL*+UI | 935CB66100C21*** | 31600 | 17 | 8.1 | 32800 | 24200 | 73.78% | 1.86 | 0 | 11 |  |  |  | No | R-410A | 2.6333 | Residential & Commercial | Ducted CEE Tier 1
214572789 | Central HP <5.4 tons | BRYANT HEATING AND COOLING SYSTEMS | HRCU-A-CB (Split System: Heat Pump with Remote Outdoor Unit-Air-Source) | 288BNV037*0**A* |  |  | CAP**4821AL*+UI | 935CB66100C21*** | 32400 | 17.5 | 8.5 | 32400 | 24800 | 76.54% | 2 | 0 | 11.5 |  |  |  | No | R-410A | 2.7 | Residential & Commercial | Ducted CEE Tier 1
214572889 | Central HP <5.4 tons | BRYANT HEATING AND COOLING SYSTEMS | HRCU-A-CB (Split System: Heat Pump with Remote Outdoor Unit-Air-Source) | 288BNV037*0**A* |  |  | CAP**6024AL*+UI | 88*TB60070C21*** | 32800 | 17.5 | 8.5 | 31600 | 24800 | 78.48% | 1.98 | 0 | 11.5 |  |  |  | No | R-410A | 2.7333 | Residential & Commercial | Ducted CEE Tier 1
214573239 | Central HP <5.4 tons | BRYANT HEATING AND COOLING SYSTEMS | HRCU-A-CB (Split System: Heat Pump with Remote Outdoor Unit-Air-Source) | 288BNV037*0**A* |  |  | CSPH*4812AL*+UI | 986TD60080C21*** | 32600 | 17.5 | 8.5 | 32600 | 24800 | 76.07% | 1.98 | 0 | 11 |  |  |  | No | R-410A | 2.7167 | Residential & Commercial | Ducted CEE Tier 1
214573259 | Central HP <5.4 tons | BRYANT HEATING AND COOLING SYSTEMS | HRCU-A-CB (Split System: Heat Pump with Remote Outdoor Unit-Air-Source) | 288BNV037*0**A* |  |  | CSPH*6012AL*+UI | 935CB60080C21*** | 33000 | 17 | 8.5 | 32200 | 25000 | 77.64% | 2 | 0 | 11 |  |  |  | No | R-410A | 2.75 | Residential & Commercial | Ducted CEE Tier 1
214573359 | Central HP <5.4 tons | BRYANT HEATING AND COOLING SYSTEMS | HRCU-A-CB (Split System: Heat Pump with Remote Outdoor Unit-Air-Source) | 288BNV037*0**A* |  |  | CNPV*3621AL*+UI | 986TD60080C21*** | 31400 | 17 | 8.1 | 33000 | 24000 | 72.73% | 1.84 | 0 | 11 |  |  |  | No | R-410A | 2.6167 | Residential & Commercial | Ducted CEE Tier 1
214573729 | Central HP <5.4 tons | BRYANT HEATING AND COOLING SYSTEMS | HRCU-A-CB (Split System: Heat Pump with Remote Outdoor Unit-Air-Source) | 288BNV037*0**B* |  |  | CAP**4221AL*+UI | 88*TB60070C21*** | 31800 | 17 | 8.5 | 33000 | 24400 | 73.94% | 1.9 | 0 | 11 |  |  |  | No | R-410A | 2.65 | Residential & Commercial | Ducted CEE Tier 1
214572479 | Central HP <5.4 tons | BRYANT HEATING AND COOLING SYSTEMS | HRCU-A-CB (Split System: Heat Pump with Remote Outdoor Unit-Air-Source) | 288BNV037*0**A* |  |  | CAP**3621AL*+UI | 935CB60080C21*** | 31400 | 17 | 8.1 | 33000 | 24200 | 73.33% | 1.86 | 0 | 11 |  |  |  | No | R-410A | 2.6167 | Residential & Commercial | Ducted CEE Tier 1
214572649 | Central HP <5.4 tons | BRYANT HEATING AND COOLING SYSTEMS | HRCU-A-CB (Split System: Heat Pump with Remote Outdoor Unit-Air-Source) | 288BNV037*0**A* |  |  | CAP**4224AL*+UI | 88*TB60070C21*** | 31800 | 18 | 8.5 | 33000 | 24400 | 73.94% | 1.9 | 0 | 11 |  |  |  | No | R-410A | 2.65 | Residential & Commercial | Ducted CEE Tier 1
214572729 | Central HP <5.4 tons | BRYANT HEATING AND COOLING SYSTEMS | HRCU-A-CB (Split System: Heat Pump with Remote Outdoor Unit-Air-Source) | 288BNV037*0**A* |  |  | CAP**4321AL*+UI | 935CB66100C21*** | 33000 | 17.5 | 8.5 | 32600 | 25000 | 76.69% | 2 | 0 | 11.5 |  |  |  | No | R-410A | 2.75 | Residential & Commercial | Ducted CEE Tier 1
214573199 | Central HP <5.4 tons | BRYANT HEATING AND COOLING SYSTEMS | HRCU-A-CB (Split System: Heat Pump with Remote Outdoor Unit-Air-Source) | 288BNV037*0**A* |  |  | CSPH*4812AL*+UI | 935CB60080C21*** | 32600 | 17.5 | 8.5 | 32800 | 25000 | 76.22% | 1.98 | 0 | 11 |  |  |  | No | R-410A | 2.7167 | Residential & Commercial | Ducted CEE Tier 1
214572529 | Central HP <5.4 tons | BRYANT HEATING AND COOLING SYSTEMS | HRCU-A-CB (Split System: Heat Pump with Remote Outdoor Unit-Air-Source) | 288BNV037*0**A* |  |  | CAP**3721AL*+UI | 88*TB60070C21*** | 32800 | 17.5 | 8.5 | 32800 | 25200 | 76.83% | 2 | 0 | 11 |  |  |  | No | R-410A | 2.7333 | Residential & Commercial | Ducted CEE Tier 1
214572549 | Central HP <5.4 tons | BRYANT HEATING AND COOLING SYSTEMS | HRCU-A-CB (Split System: Heat Pump with Remote Outdoor Unit-Air-Source) | 288BNV037*0**A* |  |  | CAP**3721AL*+UI | 935CB66100C21*** | 33000 | 17.5 | 8.5 | 32600 | 25000 | 76.69% | 2 | 0 | 11.5 |  |  |  | No | R-410A | 2.75 | Residential & Commercial | Ducted CEE Tier 1
214572699 | Central HP <5.4 tons | BRYANT HEATING AND COOLING SYSTEMS | HRCU-A-CB (Split System: Heat Pump with Remote Outdoor Unit-Air-Source) | 288BNV037*0**A* |  |  | CAP**4224AL*+UI | 986TD60080C21*** | 31800 | 17.5 | 8.5 | 32800 | 24400 | 74.39% | 1.9 | 0 | 11 |  |  |  | No | R-410A | 2.65 | Residential & Commercial | Ducted CEE Tier 1
214573349 | Central HP <5.4 tons | BRYANT HEATING AND COOLING SYSTEMS | HRCU-A-CB (Split System: Heat Pump with Remote Outdoor Unit-Air-Source) | 288BNV037*0**A* |  |  | CNPV*3621AL*+UI | 987MC60080C21*** | 31400 | 17 | 8.1 | 33200 | 24200 | 72.89% | 1.82 | 0 | 11 |  |  |  | No | R-410A | 2.6167 | Residential & Commercial | Ducted CEE Tier 1
214573449 | Central HP <5.4 tons | BRYANT HEATING AND COOLING SYSTEMS | HRCU-A-CB (Split System: Heat Pump with Remote Outdoor Unit-Air-Source) | 288BNV037*0**A* |  |  | CNPV*4821AL*+UI | 935CB66100C21*** | 32400 | 17.5 | 8.5 | 32600 | 24800 | 76.07% | 1.98 | 0 | 11.5 |  |  |  | No | R-410A | 2.7 | Residential & Commercial | Ducted CEE Tier 1
214053817 | Central HP <5.4 tons | BOSCH | HRCU-A-CB (Split System: Heat Pump with Remote Outdoor Unit-Air-Source) | BOVC-36HDN1-M20G |  |  | BMAC4248CNTF | BGH96M100C5B | 33000 | 18.5 | 9 | 34200 | 24200 | 70.76% | 1.9 | 0 | 12 |  |  |  | No | R-410A | 2.75 | Residential & Commercial | Ducted CEE Tier 1
206133302 | Central HP <5.4 tons | KENMORE | HRCU-A-CB (Split System: Heat Pump with Remote Outdoor Unit-Air-Source) | (C,H,T)VH825GKA2* |  |  | EA*4X24L17A*+WALLCON | *80CSU0401712A* | 23200 | 16.5 | 8.1 | 22000 | 16800 | 76.36% | 1.9 | 11 | 10.5 |  |  |  | No | R-410A | 1.9333 | Residential & Commercial | Ducted CEE Tier 1
212971218 | Central HP <5.4 tons | CARRIER | HRCU-A-CB (Split System: Heat Pump with Remote Outdoor Unit-Air-Source) | 38MURAQ24AB3* |  |  | CNPV*3014AL* | 58TP*B045V14**12 | 23400 | 17 | 8.1 | 25800 | 24400 | 94.57% | 2.04 | 0 | 10 |  |  |  | No | R-410A | 1.95 | Residential & Commercial | Ducted CEE Tier 1
211902845 | Central HP <5.4 tons | CARRIER | HRCU-A-CB (Split System: Heat Pump with Remote Outdoor Unit-Air-Source) | 38MURAQ24AB3* | ADP |  | CDP35A15P+TXV | 59SC2D080E17**16 | 24000 | 17 | 8.5 | 25200 | 23800 | 94.44% | 1.96 | 0 | 10 |  |  |  | No | R-410A | 2 | Residential & Commercial | Ducted CEE Tier 1
215939688 | Central HP <5.4 tons | ARCOAIRE | HRCU-A-CB (Split System: Heat Pump with Remote Outdoor Unit-Air-Source) | H5H3V36*K*AAA* |  |  | EA*5X42M21A*+WALLCON | *97CTN0801716A* | 32400 | 19.5 | 9.5 | 35200 | 27200 | 77.27% | 2 | 0 | 11 |  |  |  | No | R-454B | 2.7 | Residential & Commercial | Ducted CEE Tier 1
213153603 | Central HP <5.4 tons | NAPOLEON | HRCU-A-C (Split System: Heat Pump with Remote Outdoor Unit with No Indoor Fan --Air Source) | WSEHV4860RA1-N | ADP |  | HG52960+TD |  | 47000 | 15.2 | 8.5 | 46000 | 33200 | 72.17% | 1.8 | 0 | 10 |  |  |  | No | R-410A | 3.9167 | Residential & Commercial | Ducted CEE Tier 1
213369611 | Central HP <5.4 tons | NAPOLEON | HRCU-A-C (Split System: Heat Pump with Remote Outdoor Unit with No Indoor Fan --Air Source) | WSEHV4860RA1-N | ADP |  | *E50960 |  | 47000 | 15.2 | 8.4 | 46000 | 33200 | 72.17% | 1.78 | 0 | 10 |  |  |  | No | R-410A | 3.9167 | Residential & Commercial | Ducted CEE Tier 1
214569568 | Central HP <5.4 tons | CARRIER | HRCU-A-CB (Split System: Heat Pump with Remote Outdoor Unit-Air-Source) | 25VNA436A*031* |  |  | CAP**4821AL*+UI | 59MN7C080C21**20 | 33800 | 19 | 9.5 | 36600 | 25800 | 70.49% | 2.04 | 0 | 12 |  |  |  | No | R-410A | 2.8167 | Residential & Commercial | Ducted CEE Tier 1
214569602 | Central HP <5.4 tons | CARRIER | HRCU-A-CB (Split System: Heat Pump with Remote Outdoor Unit-Air-Source) | 25VNA436A*031* |  |  | CAP**6121AL*+UI | 59MN7C060C21**20 | 34600 | 19 | 9 | 36000 | 25200 | 70% | 2 | 0 | 12 |  |  |  | No | R-410A | 2.8833 | Residential & Commercial | Ducted CEE Tier 1
214569652 | Central HP <5.4 tons | CARRIER | HRCU-A-CB (Split System: Heat Pump with Remote Outdoor Unit-Air-Source) | 25VNA436A*031* |  |  | CSPH*4812AL*+UI | 59MN7C080C21**20 | 34000 | 18.5 | 9 | 36600 | 25800 | 70.49% | 2.04 | 0 | 12 |  |  |  | No | R-410A | 2.8333 | Residential & Commercial | Ducted CEE Tier 1
215308405 | Central HP <5.4 tons | RUNTRU | HRCU-A-CB (Split System: Heat Pump with Remote Outdoor Unit-Air-Source) | E4HL5036A1000A | ADP |  | F,PE*E31925 |  | 24000 | 15.2 | 8.5 | 22400 | 17600 | 78.57% | 1.9 | 0 | 11 |  |  |  | No | R-410A | 2 | Residential & Commercial | Ducted CEE Tier 1
214875846 | Central HP <5.4 tons | LUXAIRE | HRCU-A-CB (Split System: Heat Pump with Remote Outdoor Unit-Air-Source) | HMH72B341 |  |  | XAFC36DBCN1+JMC16C2SN1 |  | 34000 | 18.5 | 8.5 | 34000 | 23800 | 70% | 2 | 0 | 10.5 |  |  |  | No | R-410A | 2.8333 | Residential & Commercial | Ducted CEE Tier 1
213296934 | Central HP <5.4 tons | LUXAIRE | HRCU-A-CB (Split System: Heat Pump with Remote Outdoor Unit-Air-Source) | HMH72B341 |  |  | XAFC36DXXN1+TXV | Z8ES080C20SMPS1 | 34000 | 18 | 8.5 | 33400 | 24400 | 73.05% | 2.12 | 0 | 10 |  |  |  | No | R-410A | 2.8333 | Residential & Commercial | Ducted CEE Tier 1
213297434 | Central HP <5.4 tons | LUXAIRE | HRCU-A-CB (Split System: Heat Pump with Remote Outdoor Unit-Air-Source) | HMH72B341 |  |  | XAFC30CXXN1+TXV | Z9ET100C16SMPS1 | 32600 | 18 | 8.5 | 33000 | 23200 | 70.3% | 2.02 | 0 | 10 |  |  |  | No | R-410A | 2.7167 | Residential & Commercial | Ducted CEE Tier 1
215670593 | Central HP <5.4 tons | KEEPRITE | HRCU-A-CB (Split System: Heat Pump with Remote Outdoor Unit-Air-Source) | C5H0V36*K*AAA* |  |  | ESH5X60M12A*+WALLCON | *96CTN1002122B* | 34600 | 17 | 8.5 | 34600 | 24800 | 71.68% | 1.92 | 0 | 10 |  |  |  | No | R-454B | 2.8833 | Residential & Commercial | Ducted CEE Tier 1
215942384 | Central HP <5.4 tons | ARCOAIRE | HRCU-A-CB (Split System: Heat Pump with Remote Outdoor Unit-Air-Source) | H5H3V36*K*AAA* |  |  | EVM5X49M21A*+WALLCON | *97CMN0601714B* | 35200 | 21 | 8.5 | 37400 | 28000 | 74.87% | 2.06 | 0 | 11.7 |  |  |  | No | R-454B | 2.9333 | Residential & Commercial | Ducted CEE Tier 1
212979411 | Central HP <5.4 tons | CARRIER | HRCU-A-CB (Split System: Heat Pump with Remote Outdoor Unit-Air-Source) | 38MURAQ36AB3* |  |  | CAP**4824AL* | 58S(B,C)*B070M21**16 | 35600 | 16.5 | 8.5 | 37800 | 34600 | 91.53% | 2 | 0 | 10 |  |  |  | No | R-410A | 2.9667 | Residential & Commercial | Ducted CEE Tier 1
214649776 | Central HP <5.4 tons | FRASER-JOHNSTON | HRCU-A-CB (Split System: Heat Pump with Remote Outdoor Unit-Air-Source) | HH860E2S11 |  |  | CTU60D5XGS1+TXV | TM9V120D20MP12 | 44000 | 18 | 9 | 44500 | 33400 | 75.06% | 2 | 0 | 11.7 |  |  |  | No | R-454B | 3.6667 | Residential & Commercial | Ducted CEE Tier 1
214809177 | Central HP <5.4 tons | COLEMAN | HRCU-A-CB (Split System: Heat Pump with Remote Outdoor Unit-Air-Source) | HH860E2S11 |  |  | CTU60C5XGS1+TXV | TMLV100C16MP12 | 43500 | 18 | 9 | 44000 | 33400 | 75.91% | 2 | 0 | 11.7 |  |  |  | No | R-454B | 3.625 | Residential & Commercial | Ducted CEE Tier 1
214398721 | Central HP <5.4 tons | CHAMPION HEATING AND COOLING | HRCU-A-CB (Split System: Heat Pump with Remote Outdoor Unit-Air-Source) | HH860E2S11 |  |  | CTF60D5CGS1 | TM9Y120D20MP11 | 44000 | 18 | 9 | 44000 | 33400 | 75.91% | 2 | 0 | 11.7 |  |  |  | No | R-454B | 3.6667 | Residential & Commercial | Ducted CEE Tier 1
216374735 | Central HP <5.4 tons | CHAMPION HEATING AND COOLING | HRCU-A-CB (Split System: Heat Pump with Remote Outdoor Unit-Air-Source) | HH860E2S11 |  |  | CTF60C5CHS1 | Z9ET100C20SMPS1 | 53500 | 19 | 8.5 | 54000 | 39000 | 72.22% | 2 | 0 | 11 |  |  |  | No | R-454B | 4.4583 | Residential & Commercial | Ducted CEE Tier 1
214807841 | Central HP <5.4 tons | COLEMAN | HRCU-A-CB (Split System: Heat Pump with Remote Outdoor Unit-Air-Source) | HH860E2S11 |  |  | CTU60D5XHS1+JMC20D2SN1+TXV |  | 53000 | 19 | 8.5 | 53000 | 38000 | 71.7% | 2 | 0 | 12 |  |  |  | No | R-454B | 4.4167 | Residential & Commercial | Ducted CEE Tier 1
214809147 | Central HP <5.4 tons | COLEMAN | HRCU-A-CB (Split System: Heat Pump with Remote Outdoor Unit-Air-Source) | HH860E2S11 |  |  | CTU60D5XGS1+JMVT20DC2N1+TXV |  | 45500 | 19 | 9.5 | 45000 | 33800 | 75.11% | 2 | 0 | 12 |  |  |  | No | R-454B | 3.7917 | Residential & Commercial | Ducted CEE Tier 1
214569382 | Central HP <5.4 tons | CARRIER | HRCU-A-CB (Split System: Heat Pump with Remote Outdoor Unit-Air-Source) | 25VNA424A*031* |  |  | CNPV*3621AL*+UI | 59CU5B080C21**20 | 23200 | 20 | 10 | 26800 | 19900 | 74.25% | 2.38 | 0 | 13 |  |  |  | No | R-410A | 1.9333 | Residential & Commercial | Ducted CEE Tier 1
214719891 | Central HP <5.4 tons | CHAMPION HEATING AND COOLING | HRCU-A-CB (Split System: Heat Pump with Remote Outdoor Unit-Air-Source) | HH860E2S11 |  |  | CTU60C5XGS1+TXV | TM8E080C20MP11 | 44500 | 17 | 9 | 45000 | 33800 | 75.11% | 2 | 0 | 11.7 |  |  |  | No | R-454B | 3.7083 | Residential & Commercial | Ducted CEE Tier 1
212509271 | Central HP <5.4 tons | PAYNE HEATING AND COOLING | HRCU-A-CB (Split System: Heat Pump with Remote Outdoor Unit-Air-Source) | 38MURAQ24AB3* | ADP |  | H,PG7J936 | PG95ESAA42060B** | 24400 | 16 | 8.1 | 25000 | 22000 | 88% | 1.84 | 0 | 10.5 |  |  |  | No | R-410A | 2.0333 | Residential & Commercial | Ducted CEE Tier 1
212509272 | Central HP <5.4 tons | PAYNE HEATING AND COOLING | HRCU-A-CB (Split System: Heat Pump with Remote Outdoor Unit-Air-Source) | 38MURAQ24AB3* | ADP |  | H,PG81936 | PG95ESAA42060B** | 24600 | 16 | 8.1 | 25000 | 22000 | 88% | 1.84 | 0 | 10.5 |  |  |  | No | R-410A | 2.05 | Residential & Commercial | Ducted CEE Tier 1
213298089 | Central HP <5.4 tons | LUXAIRE | HRCU-A-CB (Split System: Heat Pump with Remote Outdoor Unit-Air-Source) | HMH72B341 |  |  | XAFB30CXXN1+JMVT12BC2N1+TXV |  | 33400 | 18.5 | 8.5 | 33400 | 23400 | 70.06% | 2.06 | 0 | 10 |  |  |  | No | R-410A | 2.7833 | Residential & Commercial | Ducted CEE Tier 1
213296969 | Central HP <5.4 tons | LUXAIRE | HRCU-A-CB (Split System: Heat Pump with Remote Outdoor Unit-Air-Source) | HMH72B341 |  |  | XAHC36DBCN1 | Z8ES080B12LMPS1 | 33400 | 17.5 | 8.1 | 32800 | 23000 | 70.12% | 2.02 | 0 | 10 |  |  |  | No | R-410A | 2.7833 | Residential & Commercial | Ducted CEE Tier 1
213297804 | Central HP <5.4 tons | LUXAIRE | HRCU-A-CB (Split System: Heat Pump with Remote Outdoor Unit-Air-Source) | HMH72B341 |  |  | XAFC30CXXN1+TXV | Z8ES080C20LMPS1 | 33600 | 18 | 8.5 | 33000 | 23200 | 70.3% | 2.08 | 0 | 10 |  |  |  | No | R-410A | 2.8 | Residential & Commercial | Ducted CEE Tier 1
213297839 | Central HP <5.4 tons | LUXAIRE | HRCU-A-CB (Split System: Heat Pump with Remote Outdoor Unit-Air-Source) | HMH72B341 |  |  | XAHB36DXXN1+JMVT12BC2N1+TXV |  | 33200 | 18 | 8.1 | 32200 | 22600 | 70.19% | 2.02 | 0 | 10 |  |  |  | No | R-410A | 2.7667 | Residential & Commercial | Ducted CEE Tier 1
212437651 | Central HP <5.4 tons | ARMSTRONG AIR | HRCU-A-CB (Split System: Heat Pump with Remote Outdoor Unit-Air-Source) | 4SHP22LX124P-**A | ADP |  | 36CX** | A96US2V070B12 | 23800 | 21 | 8.5 | 22000 | 15400 | 70% | 1.92 | 0 | 13.5 |  |  |  | No | R-410A | 1.9833 | Residential & Commercial | Ducted CEE Tier 1
212437658 | Central HP <5.4 tons | ARMSTRONG AIR | HRCU-A-CB (Split System: Heat Pump with Remote Outdoor Unit-Air-Source) | 4SHP22LX124P-**A | ADP |  | 36AX** | A97US2V060B12X | 23800 | 20 | 8.5 | 22000 | 15400 | 70% | 1.9 | 0 | 13.5 |  |  |  | No | R-410A | 1.9833 | Residential & Commercial | Ducted CEE Tier 1
212160144 | Central HP <5.4 tons | ARMSTRONG AIR | HRCU-A-CB (Split System: Heat Pump with Remote Outdoor Unit-Air-Source) | 4SHP22LX124P-**A | ADP |  | PL36H210P299 | A97US2V040B12X | 23800 | 21 | 8.5 | 22000 | 15400 | 70% | 1.92 | 0 | 13.5 |  |  |  | No | R-410A | 1.9833 | Residential & Commercial | Ducted CEE Tier 1
212160161 | Central HP <5.4 tons | ARMSTRONG AIR | HRCU-A-CB (Split System: Heat Pump with Remote Outdoor Unit-Air-Source) | 4SHP22LX124P-**A | ADP |  | V,A,D36H175D149 | A97US2V040B12X | 23800 | 21 | 8.5 | 22000 | 15400 | 70% | 1.92 | 0 | 13.5 |  |  |  | No | R-410A | 1.9833 | Residential & Commercial | Ducted CEE Tier 1
213297459 | Central HP <5.4 tons | LUXAIRE | HRCU-A-CB (Split System: Heat Pump with Remote Outdoor Unit-Air-Source) | HMH72B341 |  |  | XAFC36DBCN1 | Z9ES080C20SMPS1 | 33800 | 17 | 8.5 | 32800 | 23000 | 70.12% | 1.8 | 0 | 10 |  |  |  | No | R-410A | 2.8167 | Residential & Commercial | Ducted CEE Tier 1
213297219 | Central HP <5.4 tons | LUXAIRE | HRCU-A-CB (Split System: Heat Pump with Remote Outdoor Unit-Air-Source) | HMH72B341 |  |  | XAHC36DBCN1+JMET12CS2N1 |  | 33800 | 18 | 8.1 | 32800 | 23000 | 70.12% | 2.06 | 0 | 10 |  |  |  | No | R-410A | 2.8167 | Residential & Commercial | Ducted CEE Tier 1
213297304 | Central HP <5.4 tons | LUXAIRE | HRCU-A-CB (Split System: Heat Pump with Remote Outdoor Unit-Air-Source) | HMH72B341 |  |  | XAFC36DBCN1 | Z8ET100C16LMPS1 | 35000 | 18 | 8.5 | 33600 | 23600 | 70.24% | 2.08 | 0 | 10 |  |  |  | No | R-410A | 2.9167 | Residential & Commercial | Ducted CEE Tier 1
212160128 | Central HP <5.4 tons | ARMSTRONG AIR | HRCU-A-CB (Split System: Heat Pump with Remote Outdoor Unit-Air-Source) | 4SHP22LX124P-**A | ADP |  | PL36H175P149 | A96US2V070B12 | 23800 | 21 | 8.5 | 22000 | 15400 | 70% | 1.92 | 0 | 13.5 |  |  |  | No | R-410A | 1.9833 | Residential & Commercial | Ducted CEE Tier 1
212160213 | Central HP <5.4 tons | ARMSTRONG AIR | HRCU-A-CB (Split System: Heat Pump with Remote Outdoor Unit-Air-Source) | 4SHP22LX124P-**A | ADP |  | PL36H175P149 | A97USMV070B12 | 23800 | 21 | 8.5 | 22000 | 15400 | 70% | 1.92 | 0 | 13.5 |  |  |  | No | R-410A | 1.9833 | Residential & Commercial | Ducted CEE Tier 1
213297854 | Central HP <5.4 tons | LUXAIRE | HRCU-A-CB (Split System: Heat Pump with Remote Outdoor Unit-Air-Source) | HMH72B341 |  |  | XAFC36DBCN1+JMET12CS2N1 |  | 34000 | 18.5 | 8.5 | 34000 | 24200 | 71.18% | 2.14 | 0 | 10 |  |  |  | No | R-410A | 2.8333 | Residential & Commercial | Ducted CEE Tier 1
213298069 | Central HP <5.4 tons | LUXAIRE | HRCU-A-CB (Split System: Heat Pump with Remote Outdoor Unit-Air-Source) | HMH72B341 |  |  | XAFB36DBCN1 | Z8ES040A12SMPS1 | 34000 | 18 | 8.5 | 33400 | 24200 | 72.46% | 2.1 | 0 | 10 |  |  |  | No | R-410A | 2.8333 | Residential & Commercial | Ducted CEE Tier 1
213297879 | Central HP <5.4 tons | LUXAIRE | HRCU-A-CB (Split System: Heat Pump with Remote Outdoor Unit-Air-Source) | HMH72B341 |  |  | XAFC36DBCN1 | Z9ES080C16SMPS1 | 33400 | 17 | 8.5 | 32000 | 22400 | 70% | 1.8 | 0 | 10 |  |  |  | No | R-410A | 2.7833 | Residential & Commercial | Ducted CEE Tier 1
214421524 | Central HP <5.4 tons | CHAMPION HEATING AND COOLING | HRCU-A-CB (Split System: Heat Pump with Remote Outdoor Unit-Air-Source) | HH836E2S11 |  |  | CTM48C5CFS1+JMET12CS2N1 |  | 33800 | 19 | 9 | 31600 | 25200 | 79.75% | 2 | 0 | 11.7 |  |  |  | No | R-454B | 2.8167 | Residential & Commercial | Ducted CEE Tier 1
214720090 | Central HP <5.4 tons | CHAMPION HEATING AND COOLING | HRCU-A-CB (Split System: Heat Pump with Remote Outdoor Unit-Air-Source) | HH836E2S11 |  |  | CTU48C5XFS1+TXV | TP9C100C20MP13 | 34200 | 18 | 9 | 32600 | 25800 | 79.14% | 2 | 0 | 11 |  |  |  | No | R-454B | 2.85 | Residential & Commercial | Ducted CEE Tier 1
214720229 | Central HP <5.4 tons | CHAMPION HEATING AND COOLING | HRCU-A-CB (Split System: Heat Pump with Remote Outdoor Unit-Air-Source) | HH836E2S11 |  |  | CTU48C5XFS1+TXV | Z8ES100C16SMPS1 | 34000 | 19 | 9 | 31600 | 25200 | 79.75% | 2 | 0 | 11 |  |  |  | No | R-454B | 2.8333 | Residential & Commercial | Ducted CEE Tier 1
214398679 | Central HP <5.4 tons | CHAMPION HEATING AND COOLING | HRCU-A-CB (Split System: Heat Pump with Remote Outdoor Unit-Air-Source) | HH860E2S11 |  |  | CTM60C5CGS1 | TM9E100C20MP12 | 44500 | 17 | 9 | 45000 | 33800 | 75.11% | 2 | 0 | 11.7 |  |  |  | No | R-454B | 3.7083 | Residential & Commercial | Ducted CEE Tier 1
214398714 | Central HP <5.4 tons | CHAMPION HEATING AND COOLING | HRCU-A-CB (Split System: Heat Pump with Remote Outdoor Unit-Air-Source) | HH860E2S11 |  |  | CTF60C5CGS1 | TP9C100C20MP13 | 44000 | 18 | 9 | 45000 | 33800 | 75.11% | 2 | 0 | 11 |  |  |  | No | R-454B | 3.6667 | Residential & Commercial | Ducted CEE Tier 1
214809260 | Central HP <5.4 tons | COLEMAN | HRCU-A-CB (Split System: Heat Pump with Remote Outdoor Unit-Air-Source) | HH860E2S11 |  |  | CTU60C5XGS1+TXV | Z9ES100C20SMPS1 | 45500 | 18 | 9 | 46500 | 34000 | 73.12% | 2 | 0 | 11.7 |  |  |  | No | R-454B | 3.7917 | Residential & Commercial | Ducted CEE Tier 1
214809265 | Central HP <5.4 tons | COLEMAN | HRCU-A-CB (Split System: Heat Pump with Remote Outdoor Unit-Air-Source) | HH860E2S11 |  |  | CTU60C5XGS1+TXV | Z9ES080C20SMPS1 | 44500 | 18 | 9 | 45500 | 33400 | 73.41% | 2 | 0 | 11.7 |  |  |  | No | R-454B | 3.7083 | Residential & Commercial | Ducted CEE Tier 1
214421514 | Central HP <5.4 tons | CHAMPION HEATING AND COOLING | HRCU-A-CB (Split System: Heat Pump with Remote Outdoor Unit-Air-Source) | HH860E2S11 |  |  | CTF60C5CHS1+JMET16CS2N1 |  | 53000 | 19 | 8.5 | 53500 | 38500 | 71.96% | 2 | 0 | 11.7 |  |  |  | No | R-454B | 4.4167 | Residential & Commercial | Ducted CEE Tier 1
214398054 | Central HP <5.4 tons | FRASER-JOHNSTON | HRCU-A-CB (Split System: Heat Pump with Remote Outdoor Unit-Air-Source) | HH860E2S11 |  |  | CTM60C5CHS1 | TPLC120C20MP13 | 53500 | 19 | 9 | 54000 | 39000 | 72.22% | 2 | 0 | 11 |  |  |  | No | R-454B | 4.4583 | Residential & Commercial | Ducted CEE Tier 1
216374617 | Central HP <5.4 tons | FRASER-JOHNSTON | HRCU-A-CB (Split System: Heat Pump with Remote Outdoor Unit-Air-Source) | HH860E2S11 |  |  | CTF60D5CHS1 | Z9ET120D20SMPS1 | 54000 | 19 | 9 | 55000 | 40000 | 72.73% | 2 | 0 | 11 |  |  |  | No | R-454B | 4.5 | Residential & Commercial | Ducted CEE Tier 1
211225894 | Central HP <5.4 tons | CARRIER | HRCU-A-CB (Split System: Heat Pump with Remote Outdoor Unit-Air-Source) | 38MURAQ36AB3* |  |  | CAP**4321AL* | 59SC5B080E21**20 | 37200 | 15.5 | 8.5 | 38500 | 35000 | 90.91% | 2.12 | 0 | 10 |  |  |  | No | R-410A | 3.1 | Residential & Commercial | Ducted CEE Tier 1
211225907 | Central HP <5.4 tons | CARRIER | HRCU-A-CB (Split System: Heat Pump with Remote Outdoor Unit-Air-Source) | 38MURAQ36AB3* |  |  | CAP**4321AL* | 59TP6B100V21**22 | 36800 | 16.5 | 8.5 | 38500 | 34800 | 90.39% | 2.1 | 0 | 10 |  |  |  | No | R-410A | 3.0667 | Residential & Commercial | Ducted CEE Tier 1
214720104 | Central HP <5.4 tons | COLEMAN | HRCU-A-CB (Split System: Heat Pump with Remote Outdoor Unit-Air-Source) | HH836E2S11 |  |  | CTU48C5XFS1+TXV | TM8Y080C16MP11 | 33200 | 19 | 9 | 31400 | 25000 | 79.62% | 2 | 0 | 11 |  |  |  | No | R-454B | 2.7667 | Residential & Commercial | Ducted CEE Tier 1
214807746 | Central HP <5.4 tons | COLEMAN | HRCU-A-CB (Split System: Heat Pump with Remote Outdoor Unit-Air-Source) | HH836E2S11 |  |  | CTU36B5XDS1+JMVT12BC2N1+TXV |  | 34000 | 19 | 9 | 31400 | 25600 | 81.53% | 2 | 0 | 11.7 |  |  |  | No | R-454B | 2.8333 | Residential & Commercial | Ducted CEE Tier 1
214807764 | Central HP <5.4 tons | CHAMPION HEATING AND COOLING | HRCU-A-CB (Split System: Heat Pump with Remote Outdoor Unit-Air-Source) | HH836E2S11 |  |  | CTU36B5XDS1+TXV | Z8ES080B12SMPS1 | 33200 | 18 | 8.5 | 30400 | 24800 | 81.58% | 2 | 0 | 11.7 |  |  |  | No | R-454B | 2.7667 | Residential & Commercial | Ducted CEE Tier 1
214569560 | Central HP <5.4 tons | CARRIER | HRCU-A-CB (Split System: Heat Pump with Remote Outdoor Unit-Air-Source) | 25VNA436A*031* |  |  | CAP**4821AL*+UI | 58TN*B070C21**20 | 33800 | 19.5 | 9.5 | 36600 | 25800 | 70.49% | 2.04 | 0 | 12 |  |  |  | No | R-410A | 2.8167 | Residential & Commercial | Ducted CEE Tier 1
211225909 | Central HP <5.4 tons | CARRIER | HRCU-A-CB (Split System: Heat Pump with Remote Outdoor Unit-Air-Source) | 38MURAQ36AB3* |  |  | CAP**4321AL* | OVLAAB048112 | 36600 | 15.2 | 8.5 | 38500 | 35000 | 90.91% | 2.08 | 0 | 10 |  |  |  | No | R-410A | 3.05 | Residential & Commercial | Ducted CEE Tier 1
211225925 | Central HP <5.4 tons | CARRIER | HRCU-A-CB (Split System: Heat Pump with Remote Outdoor Unit-Air-Source) | 38MURAQ36AB3* |  |  | CAP**4821AL* | 58SP*A070V21**20 | 35800 | 16 | 8.5 | 38500 | 34600 | 89.87% | 2.04 | 0 | 10 |  |  |  | No | R-410A | 2.9833 | Residential & Commercial | Ducted CEE Tier 1
213369381 | Central HP <5.4 tons | NAPOLEON | HRCU-A-C (Split System: Heat Pump with Remote Outdoor Unit with No Indoor Fan --Air Source) | WSEHV4860RA1-N | ADP |  | H,A,DE50960 |  | 47000 | 15.2 | 8.4 | 46000 | 33200 | 72.17% | 1.78 | 0 | 10 |  |  |  | No | R-410A | 3.9167 | Residential & Commercial | Ducted CEE Tier 1
211225977 | Central HP <5.4 tons | CARRIER | HRCU-A-CB (Split System: Heat Pump with Remote Outdoor Unit-Air-Source) | 38MURAQ36AB3* |  |  | CAP**4824AL* | 58SP*A090V24**20 | 35800 | 16.5 | 8.5 | 37800 | 34600 | 91.53% | 2.04 | 0 | 10 |  |  |  | No | R-410A | 2.9833 | Residential & Commercial | Ducted CEE Tier 1
211226009 | Central HP <5.4 tons | CARRIER | HRCU-A-CB (Split System: Heat Pump with Remote Outdoor Unit-Air-Source) | 38MURAQ36AB3* |  |  | CNPV*4217AL* | 58TP*A070V17**16 | 35600 | 16 | 8.1 | 38500 | 35000 | 90.91% | 1.96 | 0 | 10 |  |  |  | No | R-410A | 2.9667 | Residential & Commercial | Ducted CEE Tier 1
211226059 | Central HP <5.4 tons | CARRIER | HRCU-A-CB (Split System: Heat Pump with Remote Outdoor Unit-Air-Source) | 38MURAQ36AB3* |  |  | CNPV*4821AL* | 59SC5B080E21**20 | 36800 | 15.5 | 8.1 | 39500 | 35000 | 88.61% | 2.06 | 0 | 10.5 |  |  |  | No | R-410A | 3.0667 | Residential & Commercial | Ducted CEE Tier 1
214569644 | Central HP <5.4 tons | CARRIER | HRCU-A-CB (Split System: Heat Pump with Remote Outdoor Unit-Air-Source) | 25VNA436A*031* |  |  | CSPH*4812AL*+UI | 58TN*B070C21**20 | 34000 | 18.5 | 9 | 36600 | 25800 | 70.49% | 2.04 | 0 | 12 |  |  |  | No | R-410A | 2.8333 | Residential & Commercial | Ducted CEE Tier 1
214779593 | Central HP <5.4 tons | COLEMAN | HRCU-A-CB (Split System: Heat Pump with Remote Outdoor Unit-Air-Source) | HMH72B341 |  |  | XAHC36DBCN1 | Z9ES080C16SMPS1 | 33200 | 17 | 8.5 | 32000 | 22400 | 70% | 1.8 | 0 | 10 |  |  |  | No | R-410A | 2.7667 | Residential & Commercial | Ducted CEE Tier 1
214720046 | Central HP <5.4 tons | CHAMPION HEATING AND COOLING | HRCU-A-CB (Split System: Heat Pump with Remote Outdoor Unit-Air-Source) | HH836E2S11 |  |  | CTU48C5XFS1+JMET12CS2N1+TXV |  | 34000 | 19 | 9 | 31800 | 25200 | 79.25% | 2 | 0 | 11.7 |  |  |  | No | R-454B | 2.8333 | Residential & Commercial | Ducted CEE Tier 1
211226061 | Central HP <5.4 tons | CARRIER | HRCU-A-CB (Split System: Heat Pump with Remote Outdoor Unit-Air-Source) | 38MURAQ36AB3* |  |  | CNPV*4821AL* | 59SC5B100E21**22 | 37600 | 15.5 | 8.5 | 39500 | 35000 | 88.61% | 2.08 | 0 | 10.5 |  |  |  | No | R-410A | 3.1333 | Residential & Commercial | Ducted CEE Tier 1
211226074 | Central HP <5.4 tons | CARRIER | HRCU-A-CB (Split System: Heat Pump with Remote Outdoor Unit-Air-Source) | 38MURAQ36AB3* |  |  | CNPV*4821AL* | 59TP6B100V21**20 | 36600 | 15.5 | 8.1 | 39500 | 35000 | 88.61% | 2.04 | 0 | 10 |  |  |  | No | R-410A | 3.05 | Residential & Commercial | Ducted CEE Tier 1
211226076 | Central HP <5.4 tons | CARRIER | HRCU-A-CB (Split System: Heat Pump with Remote Outdoor Unit-Air-Source) | 38MURAQ36AB3* |  |  | CNPV*4821AL* | OVLAAB036098 | 35600 | 15.2 | 8.1 | 38500 | 35000 | 90.91% | 2 | 0 | 10 |  |  |  | No | R-410A | 2.9667 | Residential & Commercial | Ducted CEE Tier 1
212160148 | Central HP <5.4 tons | ARMSTRONG AIR | HRCU-A-CB (Split System: Heat Pump with Remote Outdoor Unit-Air-Source) | 4SHP22LX124P-**A | ADP |  | H,A,DE32936 | A97US2V040B12X | 23600 | 20 | 8.45 | 22000 | 15400 | 70% | 1.9 | 0 | 13 |  |  |  | No | R-410A | 1.9667 | Residential & Commercial | Ducted CEE Tier 1
212160173 | Central HP <5.4 tons | ARMSTRONG AIR | HRCU-A-CB (Split System: Heat Pump with Remote Outdoor Unit-Air-Source) | 4SHP22LX124P-**A | ADP |  | PL36H210P299 | A97US2V060B12X | 23800 | 20 | 8.5 | 22000 | 15400 | 70% | 1.9 | 0 | 13.5 |  |  |  | No | R-410A | 1.9833 | Residential & Commercial | Ducted CEE Tier 1
214719861 | Central HP <5.4 tons | CHAMPION HEATING AND COOLING | HRCU-A-CB (Split System: Heat Pump with Remote Outdoor Unit-Air-Source) | HH836E2S11 |  |  | CTU48C5XFS1+TXV | TM8E120C20MP11 | 34400 | 17 | 8.5 | 32400 | 25600 | 79.01% | 2 | 0 | 11 |  |  |  | No | R-454B | 2.8667 | Residential & Commercial | Ducted CEE Tier 1
216374746 | Central HP <5.4 tons | CHAMPION HEATING AND COOLING | HRCU-A-CB (Split System: Heat Pump with Remote Outdoor Unit-Air-Source) | HH836E2S11 |  |  | CTM36C5CDS1 | Z9ET100C16SMPS1 | 33800 | 19 | 8.5 | 31400 | 24000 | 76.43% | 2 | 0 | 11 |  |  |  | No | R-454B | 2.8167 | Residential & Commercial | Ducted CEE Tier 1
214606949 | Central HP <5.4 tons | COLEMAN | HRCU-A-CB (Split System: Heat Pump with Remote Outdoor Unit-Air-Source) | HMH72B341 | ADP |  | F,PE*SS9937 |  | 34000 | 18 | 8.7 | 31600 | 22800 | 72.15% | 2.1 | 0 | 10.5 |  |  |  | No | R-410A | 2.8333 | Residential & Commercial | Ducted CEE Tier 1
214807749 | Central HP <5.4 tons | CHAMPION HEATING AND COOLING | HRCU-A-CB (Split System: Heat Pump with Remote Outdoor Unit-Air-Source) | HH836E2S11 |  |  | CTU36B5XDS1+JMVT12BC2N1+TXV |  | 34000 | 19 | 9 | 31400 | 25600 | 81.53% | 2 | 0 | 11.7 |  |  |  | No | R-454B | 2.8333 | Residential & Commercial | Ducted CEE Tier 1
214807799 | Central HP <5.4 tons | CHAMPION HEATING AND COOLING | HRCU-A-CB (Split System: Heat Pump with Remote Outdoor Unit-Air-Source) | HH836E2S11 |  |  | CTU48C5XFS1+JME16C2SN1+TXV |  | 34200 | 19 | 9 | 31600 | 25200 | 79.75% | 2 | 0 | 11.7 |  |  |  | No | R-454B | 2.85 | Residential & Commercial | Ducted CEE Tier 1
213298044 | Central HP <5.4 tons | LUXAIRE | HRCU-A-CB (Split System: Heat Pump with Remote Outdoor Unit-Air-Source) | HMH72B341 |  |  | XAFC36DXXN1+TXV | Z8ES080B12LMPS1 | 34000 | 18 | 8.1 | 33400 | 24000 | 71.86% | 2.08 | 0 | 10 |  |  |  | No | R-410A | 2.8333 | Residential & Commercial | Ducted CEE Tier 1
214569534 | Central HP <5.4 tons | CARRIER | HRCU-A-CB (Split System: Heat Pump with Remote Outdoor Unit-Air-Source) | 25VNA436A*031* |  |  | CAP**4221AL*+UI | 59MN7C080C21**20 | 33000 | 19 | 9.5 | 37800 | 26600 | 70.37% | 1.98 | 0 | 11.5 |  |  |  | No | R-410A | 2.75 | Residential & Commercial | Ducted CEE Tier 1
211226077 | Central HP <5.4 tons | CARRIER | HRCU-A-CB (Split System: Heat Pump with Remote Outdoor Unit-Air-Source) | 38MURAQ36AB3* |  |  | CNPV*4821AL* | OVLAAB048112 | 36000 | 15.5 | 8.1 | 38500 | 35000 | 90.91% | 2.02 | 0 | 10 |  |  |  | No | R-410A | 3 | Residential & Commercial | Ducted CEE Tier 1
211226091 | Central HP <5.4 tons | CARRIER | HRCU-A-CB (Split System: Heat Pump with Remote Outdoor Unit-Air-Source) | 38MURAQ36AB3* |  |  | CNPV*4824AL* | 58SP*A090V21**20 | 35800 | 16.5 | 8.1 | 38500 | 34800 | 90.39% | 2 | 0 | 10 |  |  |  | No | R-410A | 2.9833 | Residential & Commercial | Ducted CEE Tier 1
211226110 | Central HP <5.4 tons | CARRIER | HRCU-A-CB (Split System: Heat Pump with Remote Outdoor Unit-Air-Source) | 38MURAQ36AB3* |  |  | CNPV*4824AL* | 59SP6A100V21**20 | 36200 | 16 | 8.1 | 38500 | 34800 | 90.39% | 2.02 | 0 | 10 |  |  |  | No | R-410A | 3.0167 | Residential & Commercial | Ducted CEE Tier 1
211226127 | Central HP <5.4 tons | CARRIER | HRCU-A-CB (Split System: Heat Pump with Remote Outdoor Unit-Air-Source) | 38MURAQ36AB3* |  |  | FMA4X36**AL* |  | 35800 | 17 | 8.1 | 40000 | 35200 | 88% | 1.86 | 0 | 10 |  |  |  | No | R-410A | 2.9833 | Residential & Commercial | Ducted CEE Tier 1
212438120 | Central HP <5.4 tons | ARMSTRONG AIR | HRCU-A-CB (Split System: Heat Pump with Remote Outdoor Unit-Air-Source) | 4SHP22LX124P-**A | ADP |  | 36DX** | A80UH1E045A12 | 23400 | 21 | 8.5 | 21200 | 14900 | 70.28% | 1.86 | 0 | 13.5 |  |  |  | No | R-410A | 1.95 | Residential & Commercial | Ducted CEE Tier 1
215308407 | Central HP <5.4 tons | RUNTRU | HRCU-A-CB (Split System: Heat Pump with Remote Outdoor Unit-Air-Source) | E4HL5036A1000A | ADP |  | F,PE*E34925 |  | 24000 | 15.2 | 8.5 | 22400 | 17600 | 78.57% | 1.9 | 0 | 11 |  |  |  | No | R-410A | 2 | Residential & Commercial | Ducted CEE Tier 1
213286647 | Central HP <5.4 tons | RUNTRU | HRCU-A-CB (Split System: Heat Pump with Remote Outdoor Unit-Air-Source) | E4HL5030A1000A | ADP |  | CE3005C+TXV |  | 24000 | 15.2 | 8.1 | 22400 | 19100 | 85.27% | 1.75 | 0 | 10 |  |  |  | No | R-410A | 2 | Residential & Commercial | Ducted CEE Tier 1
215942524 | Central HP <5.4 tons | ARCOAIRE | HRCU-A-CB (Split System: Heat Pump with Remote Outdoor Unit-Air-Source) | H5H3V36*K*AAA* |  |  | EVD5X61M21A*+WALLCON | *97CMN0802120B* | 35800 | 22 | 8.5 | 37400 | 28200 | 75.4% | 2.04 | 0 | 12.5 |  |  |  | No | R-454B | 2.9833 | Residential & Commercial | Ducted CEE Tier 1
214569566 | Central HP <5.4 tons | CARRIER | HRCU-A-CB (Split System: Heat Pump with Remote Outdoor Unit-Air-Source) | 25VNA436A*031* |  |  | CAP**4821AL*+UI | 59MN7C060C21**20 | 33600 | 19 | 9.5 | 36600 | 26000 | 71.04% | 2.02 | 0 | 11.5 |  |  |  | No | R-410A | 2.8 | Residential & Commercial | Ducted CEE Tier 1
214807761 | Central HP <5.4 tons | COLEMAN | HRCU-A-CB (Split System: Heat Pump with Remote Outdoor Unit-Air-Source) | HH836E2S11 |  |  | CTU36B5XDS1+TXV | Z8ES080B12SMPS1 | 33200 | 18 | 8.5 | 30400 | 24800 | 81.58% | 2 | 0 | 11.7 |  |  |  | No | R-454B | 2.7667 | Residential & Commercial | Ducted CEE Tier 1
214596058 | Central HP <5.4 tons | BRYANT | HRCU-A-C (Split System: Heat Pump with Remote Outdoor Unit with No Indoor Fan --Air Source) | 38MURAQ24AB3 | ADP |  | H,PG21930+TD |  | 23000 | 16 | 8.8 | 23000 | 19600 | 85.22% | 1.84 | 0 | 10 |  |  |  | No | R-410A | 1.9167 | Residential & Commercial | Ducted CEE Tier 1
214569678 | Central HP <5.4 tons | CARRIER | HRCU-A-CB (Split System: Heat Pump with Remote Outdoor Unit-Air-Source) | 25VNA436A*031* |  |  | CNPV*4821AL*+UI | 59MN7C060C21**20 | 33600 | 19 | 9 | 36800 | 26200 | 71.2% | 2.02 | 0 | 12 |  |  |  | No | R-410A | 2.8 | Residential & Commercial | Ducted CEE Tier 1
214779600 | Central HP <5.4 tons | CHAMPION HEATING AND COOLING | HRCU-A-CB (Split System: Heat Pump with Remote Outdoor Unit-Air-Source) | HMH72B341 |  |  | XAHC36DBCN1 | Z9ES080C16SMPS1 | 33200 | 17 | 8.5 | 32000 | 22400 | 70% | 1.8 | 0 | 10 |  |  |  | No | R-410A | 2.7667 | Residential & Commercial | Ducted CEE Tier 1
213608449 | Central HP <5.4 tons | BRYANT | HRCU-A-C (Split System: Heat Pump with Remote Outdoor Unit with No Indoor Fan --Air Source) | 38MURAQ24AB3 | ADP |  | CDP24H13P+TD |  | 24000 | 16 | 9.1 | 23200 | 19600 | 84.48% | 1.88 | 0 | 10.5 |  |  |  | No | R-410A | 2 | Residential & Commercial | Ducted CEE Tier 1
215932930 | Central HP <5.4 tons | DAY & NIGHT | HRCU-A-CB (Split System: Heat Pump with Remote Outdoor Unit-Air-Source) | C5H3V36*K*AAA* |  |  | EA*5X61M24A*+WALLCON | *97CMN1002122B* | 34400 | 20.5 | 9.5 | 34200 | 26000 | 76.02% | 2.08 | 0 | 12 |  |  |  | No | R-454B | 2.8667 | Residential & Commercial | Ducted CEE Tier 1
215934730 | Central HP <5.4 tons | DAY & NIGHT | HRCU-A-CB (Split System: Heat Pump with Remote Outdoor Unit-Air-Source) | C5H3V36*K*AAA* |  |  | EVM5X36M17A*+WALLCON | *96CTN0601714B* | 34000 | 20 | 8.1 | 38000 | 27200 | 71.58% | 2 | 0 | 11 |  |  |  | No | R-454B | 2.8333 | Residential & Commercial | Ducted CEE Tier 1
215933560 | Central HP <5.4 tons | DAY & NIGHT | HRCU-A-CB (Split System: Heat Pump with Remote Outdoor Unit-Air-Source) | C5H3V36*K*AAA* |  |  | ESH5X48M12A*+WALLCON | *80CTL0701716B* | 33600 | 19 | 9 | 35000 | 26800 | 76.57% | 1.92 | 0 | 11 |  |  |  | No | R-454B | 2.8 | Residential & Commercial | Ducted CEE Tier 1
215932890 | Central HP <5.4 tons | DAY & NIGHT | HRCU-A-CB (Split System: Heat Pump with Remote Outdoor Unit-Air-Source) | C5H3V36*K*AAA* |  |  | EA*5X61M24A*+WALLCON | *95CSU0802120B* | 34400 | 20.5 | 9.5 | 34400 | 26000 | 75.58% | 2.06 | 0 | 12 |  |  |  | No | R-454B | 2.8667 | Residential & Commercial | Ducted CEE Tier 1
215934700 | Central HP <5.4 tons | DAY & NIGHT | HRCU-A-CB (Split System: Heat Pump with Remote Outdoor Unit-Air-Source) | C5H3V36*K*AAA* |  |  | EVM5X32M17A*+WALLCON | *96CTN0401410B* | 33800 | 19.5 | 8.1 | 37200 | 26600 | 71.51% | 2.02 | 0 | 11.5 |  |  |  | No | R-454B | 2.8167 | Residential & Commercial | Ducted CEE Tier 1
215933330 | Central HP <5.4 tons | DAY & NIGHT | HRCU-A-CB (Split System: Heat Pump with Remote Outdoor Unit-Air-Source) | C5H3V36*K*AAA* |  |  | ESH5X42M12A*+WALLCON | *80CTL0702120B* | 33600 | 19 | 9 | 34800 | 26600 | 76.44% | 1.92 | 0 | 11 |  |  |  | No | R-454B | 2.8 | Residential & Commercial | Ducted CEE Tier 1
212438127 | Central HP <5.4 tons | ARMSTRONG AIR | HRCU-A-CB (Split System: Heat Pump with Remote Outdoor Unit-Air-Source) | 4SHP22LX124P-**A | ADP |  | 36DX** | A80UH2E070A12 | 24000 | 21 | 8.5 | 22000 | 15400 | 70% | 1.92 | 0 | 13.5 |  |  |  | No | R-410A | 2 | Residential & Commercial | Ducted CEE Tier 1
214080667 | Central HP <5.4 tons | ARMSTRONG AIR | HRCU-A-CB (Split System: Heat Pump with Remote Outdoor Unit-Air-Source) | 4SHP22LX124P-**A | ADP |  | H,A,DP15936 | A97US2V060B12X | 23800 | 20 | 8.5 | 22000 | 15400 | 70% | 1.9 | 0 | 13.5 |  |  |  | No | R-410A | 1.9833 | Residential & Commercial | Ducted CEE Tier 1
212159697 | Central HP <5.4 tons | ARMSTRONG AIR | HRCU-A-CB (Split System: Heat Pump with Remote Outdoor Unit-Air-Source) | 4SHP22LX124P-**A | ADP |  | V,A,D36H***D129 | A80UH2E070A12 | 24000 | 21 | 8.45 | 22000 | 15400 | 70% | 1.92 | 0 | 13.5 |  |  |  | No | R-410A | 2 | Residential & Commercial | Ducted CEE Tier 1
212159722 | Central HP <5.4 tons | ARMSTRONG AIR | HRCU-A-CB (Split System: Heat Pump with Remote Outdoor Unit-Air-Source) | 4SHP22LX124P-**A | ADP |  | PL36H***P449 | A80UH2E070A12 | 24000 | 21 | 8.5 | 22000 | 15400 | 70% | 1.92 | 0 | 13.5 |  |  |  | No | R-410A | 2 | Residential & Commercial | Ducted CEE Tier 1
215669359 | Central HP <5.4 tons | KEEPRITE | HRCU-A-CB (Split System: Heat Pump with Remote Outdoor Unit-Air-Source) | C5H0V36*K*AAA* |  |  | EA*5X60M24A*+WALLCON | *95CSU1002122B* | 34400 | 18 | 9 | 34200 | 24600 | 71.93% | 1.92 | 0 | 10 |  |  |  | No | R-454B | 2.8667 | Residential & Commercial | Ducted CEE Tier 1
214573769 | Central HP <5.4 tons | BRYANT HEATING AND COOLING SYSTEMS | HRCU-A-CB (Split System: Heat Pump with Remote Outdoor Unit-Air-Source) | 288BNV037*0**B* |  |  | CAP**4221AL*+UI | 987MC60080C21*** | 31800 | 17 | 8.5 | 32800 | 24400 | 74.39% | 1.9 | 0 | 11 |  |  |  | No | R-410A | 2.65 | Residential & Commercial | Ducted CEE Tier 1
214574019 | Central HP <5.4 tons | BRYANT HEATING AND COOLING SYSTEMS | HRCU-A-CB (Split System: Heat Pump with Remote Outdoor Unit-Air-Source) | 288BNV037*0**B* |  |  | CAP**4824AL*+UI | 986TD60080C21*** | 32400 | 17.5 | 8.5 | 32200 | 24800 | 77.02% | 2 | 0 | 11.5 |  |  |  | No | R-410A | 2.7 | Residential & Commercial | Ducted CEE Tier 1
214573969 | Central HP <5.4 tons | BRYANT HEATING AND COOLING SYSTEMS | HRCU-A-CB (Split System: Heat Pump with Remote Outdoor Unit-Air-Source) | 288BNV037*0**B* |  |  | CAP**4824AL*+UI | 88*TB60070C21*** | 32400 | 17.5 | 8.5 | 32400 | 25000 | 77.16% | 1.98 | 0 | 11 |  |  |  | No | R-410A | 2.7 | Residential & Commercial | Ducted CEE Tier 1
214573999 | Central HP <5.4 tons | BRYANT HEATING AND COOLING SYSTEMS | HRCU-A-CB (Split System: Heat Pump with Remote Outdoor Unit-Air-Source) | 288BNV037*0**B* |  |  | CAP**4824AL*+UI | 987MC60060C21*** | 32200 | 17 | 8.5 | 32600 | 25200 | 77.3% | 1.96 | 0 | 11 |  |  |  | No | R-410A | 2.6833 | Residential & Commercial | Ducted CEE Tier 1
215933630 | Central HP <5.4 tons | DAY & NIGHT | HRCU-A-CB (Split System: Heat Pump with Remote Outdoor Unit-Air-Source) | C5H3V36*K*AAA* |  |  | ESH5X48M12A*+WALLCON | *95CSU1002122B* | 33800 | 19.5 | 9 | 34600 | 26400 | 76.3% | 1.94 | 0 | 11.7 |  |  |  | No | R-454B | 2.8167 | Residential & Commercial | Ducted CEE Tier 1
215933680 | Central HP <5.4 tons | DAY & NIGHT | HRCU-A-CB (Split System: Heat Pump with Remote Outdoor Unit-Air-Source) | C5H3V36*K*AAA* |  |  | ESH5X48M12A*+WALLCON | *97CMN1202422B* | 33800 | 19.5 | 9 | 35000 | 26600 | 76% | 1.92 | 0 | 11.5 |  |  |  | No | R-454B | 2.8167 | Residential & Commercial | Ducted CEE Tier 1
215933780 | Central HP <5.4 tons | DAY & NIGHT | HRCU-A-CB (Split System: Heat Pump with Remote Outdoor Unit-Air-Source) | C5H3V36*K*AAA* |  |  | ESH5X60M12A*+WALLCON | *80CTL0702120B* | 34200 | 19.5 | 9 | 34400 | 26000 | 75.58% | 1.96 | 0 | 11.7 |  |  |  | No | R-454B | 2.85 | Residential & Commercial | Ducted CEE Tier 1
215933800 | Central HP <5.4 tons | DAY & NIGHT | HRCU-A-CB (Split System: Heat Pump with Remote Outdoor Unit-Air-Source) | C5H3V36*K*AAA* |  |  | ESH5X60M12A*+WALLCON | *80CTL0902120B* | 34200 | 19.5 | 9 | 34200 | 25800 | 75.44% | 1.96 | 0 | 12 |  |  |  | No | R-454B | 2.85 | Residential & Commercial | Ducted CEE Tier 1
215933850 | Central HP <5.4 tons | DAY & NIGHT | HRCU-A-CB (Split System: Heat Pump with Remote Outdoor Unit-Air-Source) | C5H3V36*K*AAA* |  |  | ESH5X60M12A*+WALLCON | *95CSU1002122B* | 34200 | 19.5 | 9 | 34200 | 25800 | 75.44% | 1.96 | 0 | 11.7 |  |  |  | No | R-454B | 2.85 | Residential & Commercial | Ducted CEE Tier 1
215933930 | Central HP <5.4 tons | DAY & NIGHT | HRCU-A-CB (Split System: Heat Pump with Remote Outdoor Unit-Air-Source) | C5H3V36*K*AAA* |  |  | ESH5X60M12A*+WALLCON | *96CTN0801714B* | 34000 | 19.5 | 9 | 34600 | 26400 | 76.3% | 1.94 | 0 | 11.5 |  |  |  | No | R-454B | 2.8333 | Residential & Commercial | Ducted CEE Tier 1
215933840 | Central HP <5.4 tons | DAY & NIGHT | HRCU-A-CB (Split System: Heat Pump with Remote Outdoor Unit-Air-Source) | C5H3V36*K*AAA* |  |  | ESH5X60M12A*+WALLCON | *95CSU0802120B* | 34200 | 19.5 | 9 | 34400 | 26000 | 75.58% | 1.96 | 0 | 11.7 |  |  |  | No | R-454B | 2.85 | Residential & Commercial | Ducted CEE Tier 1
213772592 | Central HP <5.4 tons | KEEPRITE | HRCU-A-CB (Split System: Heat Pump with Remote Outdoor Unit-Air-Source) | CVH825GKA2* |  |  | EHD4X48AAL+WALLCON | *96CTN1202422B* | 24200 | 16.5 | 8.1 | 21200 | 16600 | 78.3% | 2.02 | 0 | 11 |  |  |  | No | R-410A | 2.0167 | Residential & Commercial | Ducted CEE Tier 1
215576403 | Central HP <5.4 tons | RUSSELL | HRCU-A-CB (Split System: Heat Pump with Remote Outdoor Unit-Air-Source) | SP19AY36AJVC |  |  | SHMVY3621MEACA |  | 34200 | 19 | 8.5 | 34200 | 29400 | 85.96% | 2.1 | 0 | 12 |  |  |  | No | R-454B | 2.85 | Residential & Commercial | Ducted CEE Tier 1
212437568 | Central HP <5.4 tons | ARMSTRONG AIR | HRCU-A-CB (Split System: Heat Pump with Remote Outdoor Unit-Air-Source) | 4SHP22LX124P-**A | ADP |  | 36AX** | A80UH2E070A12 | 24000 | 21 | 8.5 | 22000 | 15400 | 70% | 1.92 | 0 | 13.5 |  |  |  | No | R-410A | 2 | Residential & Commercial | Ducted CEE Tier 1
212970396 | Central HP <5.4 tons | CARRIER | HRCU-A-CB (Split System: Heat Pump with Remote Outdoor Unit-Air-Source) | 38MURAQ36AB3* |  |  | CAP**3721AL* | 58SP*B070V17**16 | 36400 | 16 | 8.5 | 38500 | 35000 | 90.91% | 2.06 | 0 | 10 |  |  |  | No | R-410A | 3.0333 | Residential & Commercial | Ducted CEE Tier 1
214569670 | Central HP <5.4 tons | CARRIER | HRCU-A-CB (Split System: Heat Pump with Remote Outdoor Unit-Air-Source) | 25VNA436A*031* |  |  | CNPV*4221AL*+UI | 59TN6C080C21**20 | 33200 | 19 | 9 | 37800 | 26600 | 70.37% | 2 | 0 | 12 |  |  |  | No | R-410A | 2.7667 | Residential & Commercial | Ducted CEE Tier 1
214569684 | Central HP <5.4 tons | CARRIER | HRCU-A-CB (Split System: Heat Pump with Remote Outdoor Unit-Air-Source) | 25VNA436A*031* |  |  | CNPV*4824AL*+UI | 58TN*B070C21**20 | 33800 | 19.5 | 9 | 36800 | 26000 | 70.65% | 2.04 | 0 | 12.5 |  |  |  | No | R-410A | 2.8167 | Residential & Commercial | Ducted CEE Tier 1
213608450 | Central HP <5.4 tons | BRYANT | HRCU-A-C (Split System: Heat Pump with Remote Outdoor Unit with No Indoor Fan --Air Source) | 38MURAQ24AB3 | ADP |  | CDP24H15P+TD |  | 24000 | 16 | 9.1 | 23200 | 19600 | 84.48% | 1.88 | 0 | 10.5 |  |  |  | No | R-410A | 2 | Residential & Commercial | Ducted CEE Tier 1
213948866 | Central HP <5.4 tons | BRYANT | HRCU-A-CB (Split System: Heat Pump with Remote Outdoor Unit-Air-Source) | 38MURAQ24AB3 | ADP |  | F,PE*G22924 |  | 24000 | 16 | 9 | 23200 | 19600 | 84.48% | 1.86 | 0 | 10.5 |  |  |  | No | R-410A | 2 | Residential & Commercial | Ducted CEE Tier 1
214279029 | Central HP <5.4 tons | MIDEA | HRCU-A-CB (Split System: Heat Pump with Remote Outdoor Unit-Air-Source) | 38MURAQ24AB3 | ADP |  | HG21924+AEFE4B* |  | 23600 | 16 | 8.8 | 23000 | 19600 | 85.22% | 1.84 | 0 | 10.5 |  |  |  | No | R-410A | 1.9667 | Residential & Commercial | Ducted CEE Tier 1
214719989 | Central HP <5.4 tons | CHAMPION HEATING AND COOLING | HRCU-A-CB (Split System: Heat Pump with Remote Outdoor Unit-Air-Source) | HH836E2S11 |  |  | CTU48C5XFS1+TXV | TM9E080C16MP12 | 33400 | 19 | 9 | 31400 | 25400 | 80.89% | 2 | 0 | 11 |  |  |  | No | R-454B | 2.7833 | Residential & Commercial | Ducted CEE Tier 1
214720071 | Central HP <5.4 tons | CHAMPION HEATING AND COOLING | HRCU-A-CB (Split System: Heat Pump with Remote Outdoor Unit-Air-Source) | HH836E2S11 |  |  | CTU48C5XFS1+TXV | TPLC080C16MP13 | 33400 | 18 | 9 | 31600 | 25400 | 80.38% | 2 | 0 | 11 |  |  |  | No | R-454B | 2.7833 | Residential & Commercial | Ducted CEE Tier 1
213088112 | Central HP <5.4 tons | ARMSTRONG AIR | HRCU-A-CB (Split System: Heat Pump with Remote Outdoor Unit-Air-Source) | 4SHP22LX124P-**A | ADP |  | V,A,D36H***D129+AEFE3A* |  | 23000 | 20 | 8.45 | 20400 | 15000 | 73.53% | 2.04 | 0 | 12.5 |  |  |  | No | R-410A | 1.9167 | Residential & Commercial | Ducted CEE Tier 1
213088113 | Central HP <5.4 tons | ARMSTRONG AIR | HRCU-A-CB (Split System: Heat Pump with Remote Outdoor Unit-Air-Source) | 4SHP22LX124P-**A | ADP |  | V,A,D36H175D149+AEFE4B* |  | 23000 | 21 | 8.55 | 20600 | 15700 | 76.21% | 2.24 | 0 | 13 |  |  |  | No | R-410A | 1.9167 | Residential & Commercial | Ducted CEE Tier 1
212594777 | Central HP <5.4 tons | ARMSTRONG AIR | HRCU-A-CB (Split System: Heat Pump with Remote Outdoor Unit-Air-Source) | 4SHP22LX124P-**A | ADP |  | H,A,DD12936 | A97USMV070B12 | 23800 | 20 | 8.45 | 22000 | 15400 | 70% | 1.92 | 0 | 13.5 |  |  |  | No | R-410A | 1.9833 | Residential & Commercial | Ducted CEE Tier 1
212438128 | Central HP <5.4 tons | ARMSTRONG AIR | HRCU-A-CB (Split System: Heat Pump with Remote Outdoor Unit-Air-Source) | 4SHP22LX124P-**A | ADP |  | 36DX** | A80UH2E090B12 | 24000 | 21 | 8.5 | 22000 | 15400 | 70% | 1.92 | 0 | 13.5 |  |  |  | No | R-410A | 2 | Residential & Commercial | Ducted CEE Tier 1
213796207 | Central HP <5.4 tons | ARMSTRONG AIR | HRCU-A-CB (Split System: Heat Pump with Remote Outdoor Unit-Air-Source) | 4SHP22LX124P-**A | ADP |  | F,PE*G33925 |  | 22800 | 21 | 8.45 | 20600 | 15600 | 75.73% | 2.2 | 0 | 13 |  |  |  | No | R-410A | 1.9 | Residential & Commercial | Ducted CEE Tier 1
212438158 | Central HP <5.4 tons | ARMSTRONG AIR | HRCU-A-CB (Split System: Heat Pump with Remote Outdoor Unit-Air-Source) | 4SHP22LX124P-**A | ADP |  | 36DX** | A97USMV070B12 | 23800 | 21 | 8.5 | 22000 | 15400 | 70% | 1.92 | 0 | 13.5 |  |  |  | No | R-410A | 1.9833 | Residential & Commercial | Ducted CEE Tier 1
213613880 | Central HP <5.4 tons | NAPOLEON | HRCU-A-C (Split System: Heat Pump with Remote Outdoor Unit with No Indoor Fan --Air Source) | WSEHV4860RA1-N | ADP |  | *E49960 |  | 47000 | 15.2 | 8.35 | 46000 | 33200 | 72.17% | 1.78 | 0 | 10 |  |  |  | No | R-410A | 3.9167 | Residential & Commercial | Ducted CEE Tier 1
212380509 | Central HP <5.4 tons | ARMSTRONG AIR | HRCU-A-CB (Split System: Heat Pump with Remote Outdoor Unit-Air-Source) | 4SHP22LX124P-**A | ADP |  | H,A,DE9J936 | A96US2V070B12 | 23800 | 21 | 8.5 | 22000 | 15400 | 70% | 1.92 | 0 | 13.5 |  |  |  | No | R-410A | 1.9833 | Residential & Commercial | Ducted CEE Tier 1
212160138 | Central HP <5.4 tons | ARMSTRONG AIR | HRCU-A-CB (Split System: Heat Pump with Remote Outdoor Unit-Air-Source) | 4SHP22LX124P-**A | ADP |  | PL36H175P159 | A96US2V070B12 | 23800 | 21 | 8.5 | 22000 | 15400 | 70% | 1.92 | 0 | 13.5 |  |  |  | No | R-410A | 1.9833 | Residential & Commercial | Ducted CEE Tier 1
212160165 | Central HP <5.4 tons | ARMSTRONG AIR | HRCU-A-CB (Split System: Heat Pump with Remote Outdoor Unit-Air-Source) | 4SHP22LX124P-**A | ADP |  | PL36H175P159 | A97US2V040B12X | 23800 | 21 | 8.5 | 22000 | 15400 | 70% | 1.92 | 0 | 13.5 |  |  |  | No | R-410A | 1.9833 | Residential & Commercial | Ducted CEE Tier 1
214014788 | Central HP <5.4 tons | AC PRO.com | HRCU-A-CB (Split System: Heat Pump with Remote Outdoor Unit-Air-Source) | AUD60W/A1-D(U) | ADP |  | V,N60H210D199+AEFE5* |  | 54000 | 15.8 | 9 | 54000 | 41000 | 75.93% | 1.8 | 0 | 10 |  |  |  | No | R-410A | 4.5 | Residential & Commercial | Ducted CEE Tier 1
215669579 | Central HP <5.4 tons | KEEPRITE | HRCU-A-CB (Split System: Heat Pump with Remote Outdoor Unit-Air-Source) | C5H0V36*K*AAA* |  |  | EA*5X61M21A*+WALLCON | *97CMN1002122B* | 34800 | 18.5 | 9 | 34400 | 24800 | 72.09% | 1.92 | 0 | 10.5 |  |  |  | No | R-454B | 2.9 | Residential & Commercial | Ducted CEE Tier 1
215669529 | Central HP <5.4 tons | KEEPRITE | HRCU-A-CB (Split System: Heat Pump with Remote Outdoor Unit-Air-Source) | C5H0V36*K*AAA* |  |  | EA*5X61M21A*+WALLCON | *95CSU1002122B* | 35000 | 18 | 9 | 34400 | 24800 | 72.09% | 1.92 | 0 | 10 |  |  |  | No | R-454B | 2.9167 | Residential & Commercial | Ducted CEE Tier 1
214573709 | Central HP <5.4 tons | BRYANT HEATING AND COOLING SYSTEMS | HRCU-A-CB (Split System: Heat Pump with Remote Outdoor Unit-Air-Source) | 288BNV037*0**B* |  |  | CAP**3721AL*+UI | 987MC60080C21*** | 32800 | 17.5 | 8.5 | 32800 | 25200 | 76.83% | 2 | 0 | 11.5 |  |  |  | No | R-410A | 2.7333 | Residential & Commercial | Ducted CEE Tier 1
214573759 | Central HP <5.4 tons | BRYANT HEATING AND COOLING SYSTEMS | HRCU-A-CB (Split System: Heat Pump with Remote Outdoor Unit-Air-Source) | 288BNV037*0**B* |  |  | CAP**4221AL*+UI | 987MC60060C21*** | 31600 | 17 | 8.1 | 33200 | 24800 | 74.7% | 1.88 | 0 | 10.5 |  |  |  | No | R-410A | 2.6333 | Residential & Commercial | Ducted CEE Tier 1
212437659 | Central HP <5.4 tons | ARMSTRONG AIR | HRCU-A-CB (Split System: Heat Pump with Remote Outdoor Unit-Air-Source) | 4SHP22LX124P-**A | ADP |  | 36BX** | A97US2V060B12X | 23800 | 20 | 8.5 | 22000 | 15400 | 70% | 1.9 | 0 | 13.5 |  |  |  | No | R-410A | 1.9833 | Residential & Commercial | Ducted CEE Tier 1
213161300 | Central HP <5.4 tons | ARMSTRONG AIR | HRCU-A-CB (Split System: Heat Pump with Remote Outdoor Unit-Air-Source) | 4SHP22LX124P-**A | ADP |  | PL36H175P149+AEFE4B* |  | 23000 | 21 | 8.55 | 20600 | 15700 | 76.21% | 2.24 | 0 | 13 |  |  |  | No | R-410A | 1.9167 | Residential & Commercial | Ducted CEE Tier 1
214796621 | Central HP <5.4 tons | NAPOLEON | HRCU-A-C (Split System: Heat Pump with Remote Outdoor Unit with No Indoor Fan --Air Source) | WSEHV4860RA1-N | ADP |  | H,DE50(1,2)60+TXV+TD |  | 47000 | 15.2 | 8.4 | 46000 | 33200 | 72.17% | 1.78 | 0 | 10 |  |  |  | No | R-410A | 3.9167 | Residential & Commercial | Ducted CEE Tier 1
214595041 | Central HP <5.4 tons | FRASER-JOHNSTON | HRCU-A-CB (Split System: Heat Pump with Remote Outdoor Unit-Air-Source) | HH860E2S11 |  |  | CTF60C5CHS1 | Z8ES080C20SMPS1 | 54000 | 19 | 9 | 54000 | 39000 | 72.22% | 2 | 0 | 11.7 |  |  |  | No | R-454B | 4.5 | Residential & Commercial | Ducted CEE Tier 1
213796319 | Central HP <5.4 tons | BRYANT | HRCU-A-CB (Split System: Heat Pump with Remote Outdoor Unit-Air-Source) | 38MURAQ30AB3 | ADP |  | C36A***L139+CBPE3A* |  | 30000 | 15.2 | 8.9 | 31200 | 26600 | 85.26% | 1.8 | 0 | 10 |  |  |  | No | R-410A | 2.5 | Residential & Commercial | Ducted CEE Tier 1
214569334 | Central HP <5.4 tons | CARRIER | HRCU-A-CB (Split System: Heat Pump with Remote Outdoor Unit-Air-Source) | 25VNA424A*031* |  |  | CAP**4221AL*+UI | 59CU5B080C21**20 | 23400 | 20.5 | 10.5 | 26600 | 19800 | 74.44% | 2.46 | 0 | 13 |  |  |  | No | R-410A | 1.95 | Residential & Commercial | Ducted CEE Tier 1
214650833 | Central HP <5.4 tons | CHAMPION HEATING AND COOLING | HRCU-A-CB (Split System: Heat Pump with Remote Outdoor Unit-Air-Source) | HH860E2S11 |  |  | CTU60D5XGS1+TXV | Z8ES130D20SMPS1 | 45000 | 18 | 9 | 45000 | 33200 | 73.78% | 2 | 0 | 12 |  |  |  | No | R-454B | 3.75 | Residential & Commercial | Ducted CEE Tier 1
214809001 | Central HP <5.4 tons | CHAMPION HEATING AND COOLING | HRCU-A-CB (Split System: Heat Pump with Remote Outdoor Unit-Air-Source) | HH860E2S11 |  |  | CTU60C5XGS1+JMVT17CC2N1+TXV |  | 44500 | 18 | 9 | 44000 | 33000 | 75% | 2 | 0 | 12 |  |  |  | No | R-454B | 3.7083 | Residential & Commercial | Ducted CEE Tier 1
213613859 | Central HP <5.4 tons | BRYANT | HRCU-A-C (Split System: Heat Pump with Remote Outdoor Unit with No Indoor Fan --Air Source) | 38MURAQ30AB3 | ADP |  | H,PE32936+TD |  | 29000 | 15.2 | 9.2 | 31200 | 26600 | 85.26% | 1.78 | 0 | 10 |  |  |  | No | R-410A | 2.4167 | Residential & Commercial | Ducted CEE Tier 1
214809155 | Central HP <5.4 tons | CHAMPION HEATING AND COOLING | HRCU-A-CB (Split System: Heat Pump with Remote Outdoor Unit-Air-Source) | HH860E2S11 |  |  | CTU60D5XGS1+JMC20D2SN1+TXV |  | 46000 | 19 | 9.5 | 46000 | 34000 | 73.91% | 2 | 0 | 12 |  |  |  | No | R-454B | 3.8333 | Residential & Commercial | Ducted CEE Tier 1
214649782 | Central HP <5.4 tons | CHAMPION HEATING AND COOLING | HRCU-A-CB (Split System: Heat Pump with Remote Outdoor Unit-Air-Source) | HH860E2S11 |  |  | CTU60D5XGS1+TXV | TP9C120D20MP13 | 44000 | 18 | 9 | 44500 | 33400 | 75.06% | 2 | 0 | 11.7 |  |  |  | No | R-454B | 3.6667 | Residential & Commercial | Ducted CEE Tier 1
214569414 | Central HP <5.4 tons | CARRIER | HRCU-A-CB (Split System: Heat Pump with Remote Outdoor Unit-Air-Source) | 25VNA448A*031* |  |  | CAP**4824AL*+UI | 59MN7C060C21**20 | 43000 | 20 | 9.5 | 46500 | 37000 | 79.57% | 2.22 | 0 | 10.5 |  |  |  | No | R-410A | 3.5833 | Residential & Commercial | Ducted CEE Tier 1
212407331 | Central HP <5.4 tons | PAYNE HEATING AND COOLING | HRCU-A-CB (Split System: Heat Pump with Remote Outdoor Unit-Air-Source) | 38MURAQ24AB3* | ADP |  | H,PG7J936 | PG92ESAA30040A** | 24000 | 15.2 | 8.5 | 24800 | 22200 | 89.52% | 1.84 | 0 | 10 |  |  |  | No | R-410A | 2 | Residential & Commercial | Ducted CEE Tier 1
213311140 | Central HP <5.4 tons | PAYNE HEATING AND COOLING | HRCU-A-CB (Split System: Heat Pump with Remote Outdoor Unit-Air-Source) | 38MURAQ24AB3* | ADP |  | V36H***P429+CBPE3A* |  | 23600 | 18 | 8.7 | 24800 | 22600 | 91.13% | 1.86 | 0 | 10 |  |  |  | No | R-410A | 1.9667 | Residential & Commercial | Ducted CEE Tier 1
212509281 | Central HP <5.4 tons | PAYNE HEATING AND COOLING | HRCU-A-CB (Split System: Heat Pump with Remote Outdoor Unit-Air-Source) | 38MURAQ24AB3* | ADP |  | H,PG81936 | PG96VTAA30040A** | 23400 | 16 | 8.5 | 24000 | 23400 | 97.5% | 1.96 | 0 | 10 |  |  |  | No | R-410A | 1.95 | Residential & Commercial | Ducted CEE Tier 1
213311143 | Central HP <5.4 tons | PAYNE HEATING AND COOLING | HRCU-A-CB (Split System: Heat Pump with Remote Outdoor Unit-Air-Source) | 38MURAQ24AB3* | ADP |  | C36A***L139+CBPE4B* |  | 23800 | 18 | 8.75 | 25000 | 22600 | 90.4% | 1.88 | 0 | 10 |  |  |  | No | R-410A | 1.9833 | Residential & Commercial | Ducted CEE Tier 1
213311152 | Central HP <5.4 tons | PAYNE HEATING AND COOLING | HRCU-A-CB (Split System: Heat Pump with Remote Outdoor Unit-Air-Source) | 38MURAQ24AB3* | ADP |  | PL36H***P449+CBPE3A* |  | 24200 | 18 | 9 | 25000 | 22600 | 90.4% | 1.92 | 0 | 10.5 |  |  |  | No | R-410A | 2.0167 | Residential & Commercial | Ducted CEE Tier 1
214572508 | Central HP <5.4 tons | CARRIER | HRCU-A-CB (Split System: Heat Pump with Remote Outdoor Unit-Air-Source) | 25VNA837A*030* |  |  | CAP**3621AL*+UI | 59MN7C080C21**20 | 31600 | 17 | 8.1 | 33000 | 24200 | 73.33% | 1.86 | 0 | 11 |  |  |  | No | R-410A | 2.6333 | Residential & Commercial | Ducted CEE Tier 1
214572658 | Central HP <5.4 tons | CARRIER | HRCU-A-CB (Split System: Heat Pump with Remote Outdoor Unit-Air-Source) | 25VNA837A*030* |  |  | CAP**4224AL*+UI | 59CU5B080C21**20 | 31800 | 17 | 8.5 | 33000 | 24400 | 73.94% | 1.9 | 0 | 11 |  |  |  | No | R-410A | 2.65 | Residential & Commercial | Ducted CEE Tier 1
214572758 | Central HP <5.4 tons | CARRIER | HRCU-A-CB (Split System: Heat Pump with Remote Outdoor Unit-Air-Source) | 25VNA837A*030* |  |  | CAP**4321AL*+UI | 59TN6C080C21**20 | 33000 | 18.5 | 8.5 | 32600 | 25000 | 76.69% | 2 | 0 | 11.5 |  |  |  | No | R-410A | 2.75 | Residential & Commercial | Ducted CEE Tier 1
214572828 | Central HP <5.4 tons | CARRIER | HRCU-A-CB (Split System: Heat Pump with Remote Outdoor Unit-Air-Source) | 25VNA837A*030* |  |  | CAP**4824AL*+UI | 58TN*B070C21**20 | 32400 | 17.5 | 8.5 | 32400 | 25000 | 77.16% | 1.98 | 0 | 11 |  |  |  | No | R-410A | 2.7 | Residential & Commercial | Ducted CEE Tier 1
213780202 | Central HP <5.4 tons | KEEPRITE | HRCU-A-CB (Split System: Heat Pump with Remote Outdoor Unit-Air-Source) | CVH837GKA** |  |  | EHD4X48AAL+WALLCON | *80CTL1352422B* | 32600 | 16.5 | 8.1 | 32600 | 24800 | 76.07% | 1.96 | 0 | 11 |  |  |  | No | R-410A | 2.7167 | Residential & Commercial | Ducted CEE Tier 1
213779632 | Central HP <5.4 tons | KEEPRITE | HRCU-A-CB (Split System: Heat Pump with Remote Outdoor Unit-Air-Source) | CVH837GKA** |  |  | EA*4X61L21A*+WALLCON | *80CTL0451712B* | 33000 | 17 | 8.1 | 32400 | 25200 | 77.78% | 1.94 | 0 | 11 |  |  |  | No | R-410A | 2.75 | Residential & Commercial | Ducted CEE Tier 1
215668858 | Central HP <5.4 tons | KENMORE | HRCU-A-CB (Split System: Heat Pump with Remote Outdoor Unit-Air-Source) | (C,H,T)5H0V36*K*AAA* |  |  | EA*5X42M21A*+WALLCON | *80CTL1102120B* | 33200 | 18 | 9 | 35800 | 25600 | 71.51% | 1.84 | 0 | 10 |  |  |  | No | R-454B | 2.7667 | Residential & Commercial | Ducted CEE Tier 1
213779532 | Central HP <5.4 tons | KEEPRITE | HRCU-A-CB (Split System: Heat Pump with Remote Outdoor Unit-Air-Source) | CVH837GKA** |  |  | EA*4X48L24A*+WALLCON | *97CMN1202422B* | 32200 | 17 | 8.1 | 32600 | 24800 | 76.07% | 1.98 | 0 | 11 |  |  |  | No | R-410A | 2.6833 | Residential & Commercial | Ducted CEE Tier 1
213779132 | Central HP <5.4 tons | KEEPRITE | HRCU-A-CB (Split System: Heat Pump with Remote Outdoor Unit-Air-Source) | CVH837GKA** |  |  | EA*4X42L21A*+WALLCON | *97CMN0801714B* | 31600 | 16.5 | 8.1 | 33400 | 24600 | 73.65% | 1.86 | 0 | 10.5 |  |  |  | No | R-410A | 2.6333 | Residential & Commercial | Ducted CEE Tier 1
214720107 | Central HP <5.4 tons | CHAMPION HEATING AND COOLING | HRCU-A-CB (Split System: Heat Pump with Remote Outdoor Unit-Air-Source) | HH836E2S11 |  |  | CTU48C5XFS1+TXV | TM8Y080C16MP11 | 33200 | 19 | 9 | 31400 | 25000 | 79.62% | 2 | 0 | 11 |  |  |  | No | R-454B | 2.7667 | Residential & Commercial | Ducted CEE Tier 1
214569548 | Central HP <5.4 tons | CARRIER | HRCU-A-CB (Split System: Heat Pump with Remote Outdoor Unit-Air-Source) | 25VNA436A*031* |  |  | CAP**4321AL*+UI | 58TN*B070C21**20 | 34400 | 19.5 | 9.5 | 36400 | 25600 | 70.33% | 2.04 | 0 | 12 |  |  |  | No | R-410A | 2.8667 | Residential & Commercial | Ducted CEE Tier 1
214569630 | Central HP <5.4 tons | CARRIER | HRCU-A-CB (Split System: Heat Pump with Remote Outdoor Unit-Air-Source) | 25VNA436A*031* |  |  | CSPH*3612AL*+UI | 59TN6C080C21**20 | 33800 | 18.5 | 9 | 37000 | 26200 | 70.81% | 2.02 | 0 | 11.5 |  |  |  | No | R-410A | 2.8167 | Residential & Commercial | Ducted CEE Tier 1
214569646 | Central HP <5.4 tons | CARRIER | HRCU-A-CB (Split System: Heat Pump with Remote Outdoor Unit-Air-Source) | 25VNA436A*031* |  |  | CSPH*4812AL*+UI | 59CU5B080C21**20 | 34000 | 18.5 | 9 | 36600 | 25800 | 70.49% | 2.04 | 0 | 11.5 |  |  |  | No | R-410A | 2.8333 | Residential & Commercial | Ducted CEE Tier 1
214569666 | Central HP <5.4 tons | CARRIER | HRCU-A-CB (Split System: Heat Pump with Remote Outdoor Unit-Air-Source) | 25VNA436A*031* |  |  | CSPH*6012AL*+UI | 59TN6C080C21**20 | 34600 | 19 | 9 | 36000 | 25200 | 70% | 2.04 | 0 | 12 |  |  |  | No | R-410A | 2.8833 | Residential & Commercial | Ducted CEE Tier 1
214397795 | Central HP <5.4 tons | CHAMPION HEATING AND COOLING | HRCU-A-CB (Split System: Heat Pump with Remote Outdoor Unit-Air-Source) | HH836E2S11 |  |  | CTM48C5CFS1+JME12C2SN1 |  | 34000 | 19 | 9 | 31400 | 25200 | 80.25% | 2 | 0 | 11.7 |  |  |  | No | R-454B | 2.8333 | Residential & Commercial | Ducted CEE Tier 1
214398194 | Central HP <5.4 tons | CHAMPION HEATING AND COOLING | HRCU-A-CB (Split System: Heat Pump with Remote Outdoor Unit-Air-Source) | HH836E2S11 |  |  | JHE42C5CF2SS1 |  | 34000 | 19 | 9 | 31400 | 25200 | 80.25% | 2 | 0 | 11.7 |  |  |  | No | R-454B | 2.8333 | Residential & Commercial | Ducted CEE Tier 1
213607913 | Central HP <5.4 tons | CONTINENTAL | HRCU-A-C (Split System: Heat Pump with Remote Outdoor Unit with No Indoor Fan --Air Source) | WSEHV2436RA1-C | ADP |  | *G34936+TD |  | 22800 | 15.2 | 8.5 | 22400 | 21200 | 94.64% | 1.8 | 0 | 11 |  |  |  | No | R-410A | 1.9 | Residential & Commercial | Ducted CEE Tier 1
214573809 | Central HP <5.4 tons | BRYANT HEATING AND COOLING SYSTEMS | HRCU-A-CB (Split System: Heat Pump with Remote Outdoor Unit-Air-Source) | 288BNV037*0**B* |  |  | CAP**4224AL*+UI | 935CB66100C21*** | 31800 | 17.5 | 8.5 | 32800 | 24400 | 74.39% | 1.9 | 0 | 11 |  |  |  | No | R-410A | 2.65 | Residential & Commercial | Ducted CEE Tier 1
215669209 | Central HP <5.4 tons | KEEPRITE | HRCU-A-CB (Split System: Heat Pump with Remote Outdoor Unit-Air-Source) | C5H0V36*K*AAA* |  |  | EA*5X48M21A*+WALLCON | *95CSU1002122B* | 33800 | 18 | 9 | 35000 | 25000 | 71.43% | 1.9 | 0 | 10 |  |  |  | No | R-454B | 2.8167 | Residential & Commercial | Ducted CEE Tier 1
214279621 | Central HP <5.4 tons | WESTINGHOUSE | HRCU-A-C (Split System: Heat Pump with Remote Outdoor Unit with No Indoor Fan --Air Source) | WHM48SZA21S | ADP |  | M60E559+TD |  | 40500 | 15.2 | 8.55 | 40000 | 34200 | 85.5% | 1.94 | 0 | 11 |  |  |  | No | R-410A | 3.375 | Residential & Commercial | Ducted CEE Tier 1
216051290 | Central HP <5.4 tons | RUSSELL | HRCU-A-CB (Split System: Heat Pump with Remote Outdoor Unit-Air-Source) | SP19AY60AJVC |  |  | TCFY6021SEAAM | S802V0755A21UH | 53500 | 17 | 10 | 53500 | 48500 | 90.65% | 2 | 0 | 10 |  |  |  | No | R-454B | 4.4583 | Residential & Commercial | Ducted CEE Tier 1
214650503 | Central HP <5.4 tons | CHAMPION HEATING AND COOLING | HRCU-A-CB (Split System: Heat Pump with Remote Outdoor Unit-Air-Source) | HH860E2S11 |  |  | CTU60D5XHS1+TXV | TM9V120D20MP12 | 54000 | 19 | 9 | 54500 | 39500 | 72.48% | 2 | 0 | 11 |  |  |  | No | R-454B | 4.5 | Residential & Commercial | Ducted CEE Tier 1
214569380 | Central HP <5.4 tons | CARRIER | HRCU-A-CB (Split System: Heat Pump with Remote Outdoor Unit-Air-Source) | 25VNA424A*031* |  |  | CNPV*3621AL*+UI | 58TN*B070C21**20 | 23200 | 20 | 10 | 26600 | 19900 | 74.81% | 2.4 | 0 | 13 |  |  |  | No | R-410A | 1.9333 | Residential & Commercial | Ducted CEE Tier 1
216374659 | Central HP <5.4 tons | CHAMPION HEATING AND COOLING | HRCU-A-CB (Split System: Heat Pump with Remote Outdoor Unit-Air-Source) | HH860E2S11 |  |  | CTM60C5CHS1 | Z9ET100C20SMPS1 | 53500 | 19 | 8.5 | 54000 | 39000 | 72.22% | 2 | 0 | 11 |  |  |  | No | R-454B | 4.4583 | Residential & Commercial | Ducted CEE Tier 1
214398694 | Central HP <5.4 tons | CHAMPION HEATING AND COOLING | HRCU-A-CB (Split System: Heat Pump with Remote Outdoor Unit-Air-Source) | HH860E2S11 |  |  | CTM60C5CGS1 | TM8E100C20MP11 | 44500 | 17 | 9 | 45000 | 33800 | 75.11% | 2 | 0 | 11.7 |  |  |  | No | R-454B | 3.7083 | Residential & Commercial | Ducted CEE Tier 1
214398244 | Central HP <5.4 tons | CHAMPION HEATING AND COOLING | HRCU-A-CB (Split System: Heat Pump with Remote Outdoor Unit-Air-Source) | HH860E2S11 |  |  | CTM60C5CGS1 | TM8Y120C20MP11 | 44500 | 18 | 9 | 45000 | 33800 | 75.11% | 2 | 0 | 11.7 |  |  |  | No | R-454B | 3.7083 | Residential & Commercial | Ducted CEE Tier 1
214397825 | Central HP <5.4 tons | CHAMPION HEATING AND COOLING | HRCU-A-CB (Split System: Heat Pump with Remote Outdoor Unit-Air-Source) | HH860E2S11 |  |  | CTM60C5CGS1 | TM9V080C16MP12 | 43500 | 18 | 9 | 44000 | 34000 | 77.27% | 2 | 0 | 11 |  |  |  | No | R-454B | 3.625 | Residential & Commercial | Ducted CEE Tier 1
214421519 | Central HP <5.4 tons | CHAMPION HEATING AND COOLING | HRCU-A-CB (Split System: Heat Pump with Remote Outdoor Unit-Air-Source) | HH860E2S11 |  |  | CTF60D5CJS1+JMVT20DC2N1 |  | 53000 | 19 | 9 | 54000 | 39000 | 72.22% | 2 | 0 | 11 |  |  |  | No | R-454B | 4.4167 | Residential & Commercial | Ducted CEE Tier 1
215932720 | Central HP <5.4 tons | DAY & NIGHT | HRCU-A-CB (Split System: Heat Pump with Remote Outdoor Unit-Air-Source) | C5H3V36*K*AAA* |  |  | EA*5X61M21A*+WALLCON | *80CTL0901716B* | 34400 | 20.5 | 9 | 34400 | 26200 | 76.16% | 1.96 | 0 | 11.7 |  |  |  | No | R-454B | 2.8667 | Residential & Commercial | Ducted CEE Tier 1
215932770 | Central HP <5.4 tons | DAY & NIGHT | HRCU-A-CB (Split System: Heat Pump with Remote Outdoor Unit-Air-Source) | C5H3V36*K*AAA* |  |  | EA*5X61M21A*+WALLCON | *95CSU1002122B* | 34400 | 20.5 | 9.5 | 34200 | 26000 | 76.02% | 2.08 | 0 | 12 |  |  |  | No | R-454B | 2.8667 | Residential & Commercial | Ducted CEE Tier 1
215933140 | Central HP <5.4 tons | DAY & NIGHT | HRCU-A-CB (Split System: Heat Pump with Remote Outdoor Unit-Air-Source) | C5H3V36*K*AAA* |  |  | ESH5X36M12A*+WALLCON | *95CSU0601716B* | 33000 | 18.5 | 9 | 35400 | 27200 | 76.84% | 1.92 | 0 | 11 |  |  |  | No | R-454B | 2.75 | Residential & Commercial | Ducted CEE Tier 1
214571179 | Central HP <5.4 tons | BRYANT HEATING AND COOLING SYSTEMS | HRCU-A-CB (Split System: Heat Pump with Remote Outdoor Unit-Air-Source) | 288BNV025*0**C* |  |  | CNPV*4221AL*+UI | 987MC60060C21*** | 23600 | 16 | 8.1 | 21600 | 16700 | 77.31% | 1.94 | 0 | 11 |  |  |  | No | R-410A | 1.9667 | Residential & Commercial | Ducted CEE Tier 1
215932520 | Central HP <5.4 tons | DAY & NIGHT | HRCU-A-CB (Split System: Heat Pump with Remote Outdoor Unit-Air-Source) | C5H3V36*K*AAA* |  |  | EA*5X48M21A*+WALLCON | *96CTN0801714B* | 33200 | 20 | 9.5 | 34800 | 26600 | 76.44% | 2.02 | 0 | 11 |  |  |  | No | R-454B | 2.7667 | Residential & Commercial | Ducted CEE Tier 1
215932820 | Central HP <5.4 tons | DAY & NIGHT | HRCU-A-CB (Split System: Heat Pump with Remote Outdoor Unit-Air-Source) | C5H3V36*K*AAA* |  |  | EA*5X61M21A*+WALLCON | *96CTN0601714B* | 34000 | 20 | 9.4 | 33800 | 25600 | 75.74% | 2.05 | 0 | 11 |  |  |  | No | R-454B | 2.8333 | Residential & Commercial | Ducted CEE Tier 1
215933090 | Central HP <5.4 tons | DAY & NIGHT | HRCU-A-CB (Split System: Heat Pump with Remote Outdoor Unit-Air-Source) | C5H3V36*K*AAA* |  |  | ESH5X36M12A*+WALLCON | *80CTL0702120B* | 33200 | 19 | 9 | 35000 | 26800 | 76.57% | 1.92 | 0 | 11 |  |  |  | No | R-454B | 2.7667 | Residential & Commercial | Ducted CEE Tier 1
214397759 | Central HP <5.4 tons | CHAMPION HEATING AND COOLING | HRCU-A-CB (Split System: Heat Pump with Remote Outdoor Unit-Air-Source) | HH836E2S11 |  |  | CTF36C5CDS1 | TPLC080C16MP13 | 34000 | 18 | 8.5 | 31600 | 26000 | 82.28% | 2 | 0 | 11 |  |  |  | No | R-454B | 2.8333 | Residential & Commercial | Ducted CEE Tier 1
213923860 | Central HP <5.4 tons | MIDEA | HRCU-A-CB (Split System: Heat Pump with Remote Outdoor Unit-Air-Source) | 38MURAQ24AB3 | ADP |  | PL36H***P039+AEFE3A* |  | 24000 | 16 | 9 | 23200 | 19600 | 84.48% | 1.86 | 0 | 10.5 |  |  |  | No | R-410A | 2 | Residential & Commercial | Ducted CEE Tier 1
214720144 | Central HP <5.4 tons | COLEMAN | HRCU-A-CB (Split System: Heat Pump with Remote Outdoor Unit-Air-Source) | HH836E2S11 |  |  | CTU48C5XFS1+TXV | Z9ES080C16SMPS1 | 34000 | 19 | 9 | 32600 | 25800 | 79.14% | 2 | 0 | 11 |  |  |  | No | R-454B | 2.8333 | Residential & Commercial | Ducted CEE Tier 1
214720226 | Central HP <5.4 tons | COLEMAN | HRCU-A-CB (Split System: Heat Pump with Remote Outdoor Unit-Air-Source) | HH836E2S11 |  |  | CTU48C5XFS1+TXV | Z8ES100C16SMPS1 | 34000 | 19 | 9 | 31600 | 25200 | 79.75% | 2 | 0 | 11 |  |  |  | No | R-454B | 2.8333 | Residential & Commercial | Ducted CEE Tier 1
211391506 | Central HP <5.4 tons | FRASER-JOHNSTON | HRCU-A-CB (Split System: Heat Pump with Remote Outdoor Unit-Air-Source) | HMH72B341 |  |  | XAFC36DXXN1+TXV | TMLE100C16MP11 | 34000 | 17.5 | 8.1 | 33600 | 23800 | 70.83% | 2.08 | 0 | 10 |  |  |  | No | R-410A | 2.8333 | Residential & Commercial | Ducted CEE Tier 1
212970882 | Central HP <5.4 tons | CARRIER | HRCU-A-CB (Split System: Heat Pump with Remote Outdoor Unit-Air-Source) | 38MURAQ18AB3* |  |  | CAP**2517AL* | 58TP*B045V14**12 | 18300 | 16.5 | 8.5 | 18100 | 17600 | 97.24% | 2.14 | 0 | 11 |  |  |  | No | R-410A | 1.525 | Residential & Commercial | Ducted CEE Tier 1
212971350 | Central HP <5.4 tons | CARRIER | HRCU-A-CB (Split System: Heat Pump with Remote Outdoor Unit-Air-Source) | 38MURAQ18AB3* |  |  | CAP**1917AL* | 58TP*B070V14**12 | 18100 | 16.5 | 8.5 | 18000 | 17700 | 98.33% | 2.16 | 0 | 11 |  |  |  | No | R-410A | 1.5083 | Residential & Commercial | Ducted CEE Tier 1
212971366 | Central HP <5.4 tons | CARRIER | HRCU-A-CB (Split System: Heat Pump with Remote Outdoor Unit-Air-Source) | 38MURAQ18AB3* |  |  | CNPV*3014AL* | 58TP*B070V14**12 | 17400 | 16.5 | 8.1 | 17900 | 18600 | 103.9% | 2.24 | 0 | 11 |  |  |  | No | R-410A | 1.45 | Residential & Commercial | Ducted CEE Tier 1
211391238 | Central HP <5.4 tons | FRASER-JOHNSTON | HRCU-A-CB (Split System: Heat Pump with Remote Outdoor Unit-Air-Source) | HMH72B341 |  |  | XAHC36DXXN1+TXV | TMLE120C16MP11 | 33600 | 17.5 | 8.1 | 33000 | 23200 | 70.3% | 2.04 | 0 | 10 |  |  |  | No | R-410A | 2.8 | Residential & Commercial | Ducted CEE Tier 1
211391356 | Central HP <5.4 tons | FRASER-JOHNSTON | HRCU-A-CB (Split System: Heat Pump with Remote Outdoor Unit-Air-Source) | HMH72B341 |  |  | XAFC36DBCN1 | TMLE120C16MP11 | 34000 | 18 | 8.5 | 33600 | 23800 | 70.83% | 2.08 | 0 | 10 |  |  |  | No | R-410A | 2.8333 | Residential & Commercial | Ducted CEE Tier 1
211390202 | Central HP <5.4 tons | FRASER-JOHNSTON | HRCU-A-CB (Split System: Heat Pump with Remote Outdoor Unit-Air-Source) | HMH72B341 |  |  | XAFC36DXXN1+TXV | TPLC080C16MP13 | 34000 | 17.5 | 8.5 | 33800 | 23800 | 70.41% | 2.08 | 0 | 10 |  |  |  | No | R-410A | 2.8333 | Residential & Commercial | Ducted CEE Tier 1
214398167 | Central HP <5.4 tons | CHAMPION HEATING AND COOLING | HRCU-A-CB (Split System: Heat Pump with Remote Outdoor Unit-Air-Source) | HH836E2S11 |  |  | CTM36C5CDS1 | TP9C100C16MP13 | 33800 | 18 | 8.5 | 31400 | 25800 | 82.17% | 2 | 0 | 11 |  |  |  | No | R-454B | 2.8167 | Residential & Commercial | Ducted CEE Tier 1
214398234 | Central HP <5.4 tons | CHAMPION HEATING AND COOLING | HRCU-A-CB (Split System: Heat Pump with Remote Outdoor Unit-Air-Source) | HH836E2S11 |  |  | CTM48C5CFS1+JMC16C2SN1 |  | 34400 | 19 | 9 | 31800 | 25200 | 79.25% | 2 | 0 | 11.7 |  |  |  | No | R-454B | 2.8667 | Residential & Commercial | Ducted CEE Tier 1
214398553 | Central HP <5.4 tons | CHAMPION HEATING AND COOLING | HRCU-A-CB (Split System: Heat Pump with Remote Outdoor Unit-Air-Source) | HH836E2S11 |  |  | CTF36C5CDS1 | TM9Y080C16MP11 | 34200 | 18 | 8.5 | 31600 | 25800 | 81.65% | 2 | 0 | 11 |  |  |  | No | R-454B | 2.85 | Residential & Commercial | Ducted CEE Tier 1
214397734 | Central HP <5.4 tons | CHAMPION HEATING AND COOLING | HRCU-A-CB (Split System: Heat Pump with Remote Outdoor Unit-Air-Source) | HH836E2S11 |  |  | CTM36C5CDS1 | TM8E120C20MP11 | 34600 | 16 | 8.5 | 32600 | 26800 | 82.21% | 2 | 0 | 11 |  |  |  | No | R-454B | 2.8833 | Residential & Commercial | Ducted CEE Tier 1
214720078 | Central HP <5.4 tons | COLEMAN | HRCU-A-CB (Split System: Heat Pump with Remote Outdoor Unit-Air-Source) | HH836E2S11 |  |  | CTU48C5XFS1+TXV | CPLC100C16MP13 | 33400 | 18 | 9 | 31600 | 25400 | 80.38% | 2 | 0 | 11 |  |  |  | No | R-454B | 2.7833 | Residential & Commercial | Ducted CEE Tier 1
211388646 | Central HP <5.4 tons | FRASER-JOHNSTON | HRCU-A-CB (Split System: Heat Pump with Remote Outdoor Unit-Air-Source) | HMH72B341 |  |  | XAFC30CXXN1+TXV | TM9E100C16MP12 | 33000 | 17.5 | 8.5 | 33000 | 23200 | 70.3% | 2.04 | 0 | 10 |  |  |  | No | R-410A | 2.75 | Residential & Commercial | Ducted CEE Tier 1
214807771 | Central HP <5.4 tons | COLEMAN | HRCU-A-CB (Split System: Heat Pump with Remote Outdoor Unit-Air-Source) | HH836E2S11 |  |  | CTU36B5XDS1+TXV | Z8ES100B12SMPS1 | 33400 | 18 | 8.5 | 30800 | 25000 | 81.17% | 2 | 0 | 11.7 |  |  |  | No | R-454B | 2.7833 | Residential & Commercial | Ducted CEE Tier 1
214398108 | Central HP <5.4 tons | CHAMPION HEATING AND COOLING | HRCU-A-CB (Split System: Heat Pump with Remote Outdoor Unit-Air-Source) | HH836E2S11 |  |  | CTF36C5CDS1+JMC16C2SN1 |  | 34800 | 19 | 9 | 32200 | 25800 | 80.12% | 2 | 0 | 11.7 |  |  |  | No | R-454B | 2.9 | Residential & Commercial | Ducted CEE Tier 1
214421544 | Central HP <5.4 tons | CHAMPION HEATING AND COOLING | HRCU-A-CB (Split System: Heat Pump with Remote Outdoor Unit-Air-Source) | HH860E2S11 |  |  | CTM60D5CGS1+JMET18DS2N1 |  | 45500 | 18 | 9.5 | 45500 | 33800 | 74.29% | 2 | 0 | 12 |  |  |  | No | R-454B | 3.7917 | Residential & Commercial | Ducted CEE Tier 1
213608452 | Central HP <5.4 tons | BRYANT | HRCU-A-C (Split System: Heat Pump with Remote Outdoor Unit with No Indoor Fan --Air Source) | 38MURAQ30AB3 | ADP |  | CDP36J15P+TD |  | 29400 | 15.2 | 9.35 | 31200 | 26600 | 85.26% | 1.8 | 0 | 10 |  |  |  | No | R-410A | 2.45 | Residential & Commercial | Ducted CEE Tier 1
214809003 | Central HP <5.4 tons | COLEMAN | HRCU-A-CB (Split System: Heat Pump with Remote Outdoor Unit-Air-Source) | HH860E2S11 |  |  | CTU60C5XGS1+JMC17C2SN1+TXV |  | 44500 | 18 | 9 | 44000 | 33000 | 75% | 2 | 0 | 12 |  |  |  | No | R-454B | 3.7083 | Residential & Commercial | Ducted CEE Tier 1
214809018 | Central HP <5.4 tons | COLEMAN | HRCU-A-CB (Split System: Heat Pump with Remote Outdoor Unit-Air-Source) | HH860E2S11 |  |  | CTU60C5XGS1+TXV | CP9C100C16MP13 | 43500 | 18 | 9 | 44000 | 33200 | 75.45% | 2 | 0 | 11.7 |  |  |  | No | R-454B | 3.625 | Residential & Commercial | Ducted CEE Tier 1
214720159 | Central HP <5.4 tons | COLEMAN | HRCU-A-CB (Split System: Heat Pump with Remote Outdoor Unit-Air-Source) | HH860E2S11 |  |  | CTU60C5XGS1+TXV | TM8E100C16MP11 | 44500 | 18 | 9 | 45500 | 34200 | 75.16% | 2 | 0 | 11 |  |  |  | No | R-454B | 3.7083 | Residential & Commercial | Ducted CEE Tier 1
214809137 | Central HP <5.4 tons | COLEMAN | HRCU-A-CB (Split System: Heat Pump with Remote Outdoor Unit-Air-Source) | HH860E2S11 |  |  | CTU60C5XGS1+TXV | Z8ES080C20SMPS1 | 44000 | 18 | 9 | 44500 | 33400 | 75.06% | 2 | 0 | 12 |  |  |  | No | R-454B | 3.6667 | Residential & Commercial | Ducted CEE Tier 1
214809162 | Central HP <5.4 tons | COLEMAN | HRCU-A-CB (Split System: Heat Pump with Remote Outdoor Unit-Air-Source) | HH860E2S11 |  |  | CTU60D5XGS1+JME18D2SN1+TXV |  | 46000 | 19 | 9.5 | 45500 | 33800 | 74.29% | 2 | 0 | 12 |  |  |  | No | R-454B | 3.8333 | Residential & Commercial | Ducted CEE Tier 1
214020807 | Central HP <5.4 tons | AC PRO.com | HRCU-A-CB (Split System: Heat Pump with Remote Outdoor Unit-Air-Source) | AUD60W/A1-D(U) | ADP |  | F,PE*CC7960 |  | 54000 | 15.8 | 9 | 54000 | 41000 | 75.93% | 1.8 | 0 | 10 |  |  |  | No | R-410A | 4.5 | Residential & Commercial | Ducted CEE Tier 1
213886005 | Central HP <5.4 tons | AC PRO.com | HRCU-A-CB (Split System: Heat Pump with Remote Outdoor Unit-Air-Source) | AUD60W/A1-D(U) | ADP |  | HE86948+AEFE4B* |  | 47000 | 15.2 | 8.5 | 46000 | 33200 | 72.17% | 1.8 | 0 | 10 |  |  |  | No | R-410A | 3.9167 | Residential & Commercial | Ducted CEE Tier 1
211225781 | Central HP <5.4 tons | CARRIER | HRCU-A-CB (Split System: Heat Pump with Remote Outdoor Unit-Air-Source) | 38MURAQ36AB3* |  |  | CAP**4221AL* | 58S(B,C)*A110E21**20 | 35400 | 16 | 8.1 | 38500 | 35000 | 90.91% | 1.88 | 0 | 10 |  |  |  | No | R-410A | 2.95 | Residential & Commercial | Ducted CEE Tier 1
214569464 | Central HP <5.4 tons | CARRIER | HRCU-A-CB (Split System: Heat Pump with Remote Outdoor Unit-Air-Source) | 25VNA448A*031* |  |  | CSPH*4812AL*+UI | 59MN7C080C21**20 | 44000 | 20 | 9.5 | 46500 | 36600 | 78.71% | 2.2 | 0 | 11 |  |  |  | No | R-410A | 3.6667 | Residential & Commercial | Ducted CEE Tier 1
214569422 | Central HP <5.4 tons | CARRIER | HRCU-A-CB (Split System: Heat Pump with Remote Outdoor Unit-Air-Source) | 25VNA448A*031* |  |  | CAP**6024AL*+UI | 59CU5B080C21**20 | 44500 | 21 | 10 | 46000 | 36400 | 79.13% | 2.34 | 0 | 11.5 |  |  |  | No | R-410A | 3.7083 | Residential & Commercial | Ducted CEE Tier 1
214569440 | Central HP <5.4 tons | CARRIER | HRCU-A-CB (Split System: Heat Pump with Remote Outdoor Unit-Air-Source) | 25VNA448A*031* |  |  | CAP**6121AL*+UI | 59MN7C080C21**20 | 45000 | 21 | 10 | 46000 | 36400 | 79.13% | 2.34 | 0 | 11.5 |  |  |  | No | R-410A | 3.75 | Residential & Commercial | Ducted CEE Tier 1
214397635 | Central HP <5.4 tons | CHAMPION HEATING AND COOLING | HRCU-A-CB (Split System: Heat Pump with Remote Outdoor Unit-Air-Source) | HH860E2S11 |  |  | CTF60C5CHS1 | TM9E080C20MP12 | 54000 | 19 | 8.5 | 55000 | 39500 | 71.82% | 2 | 0 | 11 |  |  |  | No | R-454B | 4.5 | Residential & Commercial | Ducted CEE Tier 1
214397867 | Central HP <5.4 tons | CHAMPION HEATING AND COOLING | HRCU-A-CB (Split System: Heat Pump with Remote Outdoor Unit-Air-Source) | HH860E2S11 |  |  | CTM60C5CGS1 | TMLE120C16MP11 | 44500 | 18 | 9 | 45500 | 34200 | 75.16% | 2 | 0 | 11 |  |  |  | No | R-454B | 3.7083 | Residential & Commercial | Ducted CEE Tier 1
214569340 | Central HP <5.4 tons | CARRIER | HRCU-A-CB (Split System: Heat Pump with Remote Outdoor Unit-Air-Source) | 25VNA424A*031* |  |  | CAP**4224AL*+UI | 58TN*B070C21**20 | 23400 | 20.5 | 10.5 | 26600 | 19700 | 74.06% | 2.46 | 0 | 13 |  |  |  | No | R-410A | 1.95 | Residential & Commercial | Ducted CEE Tier 1
214809216 | Central HP <5.4 tons | COLEMAN | HRCU-A-CB (Split System: Heat Pump with Remote Outdoor Unit-Air-Source) | HH860E2S11 |  |  | CTU60C5XGS1+TXV | Z8ES120C16SMPS1 | 44000 | 18 | 9 | 43500 | 33000 | 75.86% | 2 | 0 | 12 |  |  |  | No | R-454B | 3.6667 | Residential & Commercial | Ducted CEE Tier 1
214809250 | Central HP <5.4 tons | COLEMAN | HRCU-A-CB (Split System: Heat Pump with Remote Outdoor Unit-Air-Source) | HH860E2S11 |  |  | CTU60C5XGS1+TXV | Z8ES080C16SMPS1 | 44500 | 18 | 9 | 44500 | 33400 | 75.06% | 2 | 0 | 12 |  |  |  | No | R-454B | 3.7083 | Residential & Commercial | Ducted CEE Tier 1
214398699 | Central HP <5.4 tons | CHAMPION HEATING AND COOLING | HRCU-A-CB (Split System: Heat Pump with Remote Outdoor Unit-Air-Source) | HH860E2S11 |  |  | CTM60C5CGS1 | TMLE100C20MP11 | 44500 | 17 | 9 | 45000 | 33800 | 75.11% | 2 | 0 | 11.7 |  |  |  | No | R-454B | 3.7083 | Residential & Commercial | Ducted CEE Tier 1
214397897 | Central HP <5.4 tons | CHAMPION HEATING AND COOLING | HRCU-A-CB (Split System: Heat Pump with Remote Outdoor Unit-Air-Source) | HH860E2S11 |  |  | CTM60C5CGS1 | TPLC100C20MP13 | 44000 | 18 | 9 | 44500 | 33600 | 75.51% | 2 | 0 | 11.7 |  |  |  | No | R-454B | 3.6667 | Residential & Commercial | Ducted CEE Tier 1
213796320 | Central HP <5.4 tons | BRYANT | HRCU-A-CB (Split System: Heat Pump with Remote Outdoor Unit-Air-Source) | 38MURAQ36AB3 | ADP |  | C36A***L139+CBPE4B* |  | 35800 | 15.2 | 8.35 | 36200 | 31200 | 86.19% | 1.8 | 0 | 10 |  |  |  | No | R-410A | 2.9833 | Residential & Commercial | Ducted CEE Tier 1
213923871 | Central HP <5.4 tons | MIDEA | HRCU-A-CB (Split System: Heat Pump with Remote Outdoor Unit-Air-Source) | 38MURAQ36AB3 | ADP |  | C36A***L139+AEFE3A* |  | 35800 | 15.2 | 8.35 | 36200 | 31200 | 86.19% | 1.8 | 0 | 10 |  |  |  | No | R-410A | 2.9833 | Residential & Commercial | Ducted CEE Tier 1
214807821 | Central HP <5.4 tons | COLEMAN | HRCU-A-CB (Split System: Heat Pump with Remote Outdoor Unit-Air-Source) | HH824E2S11 |  |  | CTU30B5XCS1+JME12B2SN1+TXV |  | 23000 | 19 | 9.5 | 23000 | 19000 | 82.61% | 2 | 0 | 12 |  |  |  | No | R-454B | 1.9167 | Residential & Commercial | Ducted CEE Tier 1
214651807 | Central HP <5.4 tons | CHAMPION HEATING AND COOLING | HRCU-A-CB (Split System: Heat Pump with Remote Outdoor Unit-Air-Source) | HH824E2S11 |  |  | CTU30B5XCS1+TXV | TM9E080B12MP12 | 23000 | 17 | 9.5 | 23000 | 19400 | 84.35% | 2 | 0 | 11.7 |  |  |  | No | R-454B | 1.9167 | Residential & Commercial | Ducted CEE Tier 1
214570368 | Central HP <5.4 tons | CARRIER | HRCU-A-CB (Split System: Heat Pump with Remote Outdoor Unit-Air-Source) | 25VNA825A*032* |  |  | CAP**3621AL*+UI | 58TN*B070C21**20 | 23600 | 16.5 | 8.1 | 21400 | 16600 | 77.57% | 1.94 | 0 | 10.5 |  |  |  | No | R-410A | 1.9667 | Residential & Commercial | Ducted CEE Tier 1
214570518 | Central HP <5.4 tons | CARRIER | HRCU-A-CB (Split System: Heat Pump with Remote Outdoor Unit-Air-Source) | 25VNA825A*032* |  |  | CAP**4221AL*+UI | 59MN7C060C21**20 | 23600 | 16.5 | 8.1 | 21400 | 16700 | 78.04% | 1.96 | 0 | 10.5 |  |  |  | No | R-410A | 1.9667 | Residential & Commercial | Ducted CEE Tier 1
214570598 | Central HP <5.4 tons | CARRIER | HRCU-A-CB (Split System: Heat Pump with Remote Outdoor Unit-Air-Source) | 25VNA825A*032* |  |  | CAP**4224AL*+UI | 59TN6C080C21**20 | 23800 | 17 | 8.5 | 21400 | 16600 | 77.57% | 1.96 | 0 | 11 |  |  |  | No | R-410A | 1.9833 | Residential & Commercial | Ducted CEE Tier 1
214807816 | Central HP <5.4 tons | COLEMAN | HRCU-A-CB (Split System: Heat Pump with Remote Outdoor Unit-Air-Source) | HH824E2S11 |  |  | CTU30B5XCS1+JMC12B2SN1+TXV |  | 23000 | 18 | 9.5 | 23000 | 19000 | 82.61% | 2 | 0 | 12 |  |  |  | No | R-454B | 1.9167 | Residential & Commercial | Ducted CEE Tier 1
214570418 | Central HP <5.4 tons | CARRIER | HRCU-A-CB (Split System: Heat Pump with Remote Outdoor Unit-Air-Source) | 25VNA825A*032* |  |  | CAP**3621AL*+UI | 59TN6C080C21**20 | 23600 | 16.5 | 8.1 | 21400 | 16600 | 77.57% | 1.94 | 0 | 11 |  |  |  | No | R-410A | 1.9667 | Residential & Commercial | Ducted CEE Tier 1
214570648 | Central HP <5.4 tons | CARRIER | HRCU-A-CB (Split System: Heat Pump with Remote Outdoor Unit-Air-Source) | 25VNA825A*032* |  |  | CAP**4321AL*+UI | 59MN7C080C21**20 | 24400 | 16.5 | 8.5 | 21200 | 16600 | 78.3% | 2.04 | 0 | 11 |  |  |  | No | R-410A | 2.0333 | Residential & Commercial | Ducted CEE Tier 1
213773432 | Central HP <5.4 tons | KEEPRITE | HRCU-A-CB (Split System: Heat Pump with Remote Outdoor Unit-Air-Source) | CVH825GKA3* |  |  | EA*4X42L21A*+WALLCON | *95CSU0601716B* | 23600 | 16.5 | 8.1 | 21400 | 16700 | 78.04% | 1.94 | 0 | 10.5 |  |  |  | No | R-410A | 1.9667 | Residential & Commercial | Ducted CEE Tier 1
212509266 | Central HP <5.4 tons | PAYNE HEATING AND COOLING | HRCU-A-CB (Split System: Heat Pump with Remote Outdoor Unit-Air-Source) | 38MURAQ24AB3* | ADP |  | H,PG81936 | PG95ESAA30040A** | 24600 | 15.2 | 8.5 | 24600 | 20800 | 84.55% | 1.76 | 0 | 10 |  |  |  | No | R-410A | 2.05 | Residential & Commercial | Ducted CEE Tier 1
212498319 | Central HP <5.4 tons | PAYNE HEATING AND COOLING | HRCU-A-CB (Split System: Heat Pump with Remote Outdoor Unit-Air-Source) | 38MURAQ24AB3* | ADP |  | CP3005A+TXV+TD |  | 23200 | 16 | 8.55 | 24800 | 22600 | 91.13% | 1.84 | 0 | 10 |  |  |  | No | R-410A | 1.9333 | Residential & Commercial | Ducted CEE Tier 1
213796578 | Central HP <5.4 tons | PAYNE HEATING AND COOLING | HRCU-A-CB (Split System: Heat Pump with Remote Outdoor Unit-Air-Source) | 38MURAQ24AB3* | ADP |  | V,C36H175P139+CBPE4B* |  | 24000 | 16 | 8.85 | 25000 | 22600 | 90.4% | 1.9 | 0 | 10 |  |  |  | No | R-410A | 2 | Residential & Commercial | Ducted CEE Tier 1
212509268 | Central HP <5.4 tons | PAYNE HEATING AND COOLING | HRCU-A-CB (Split System: Heat Pump with Remote Outdoor Unit-Air-Source) | 38MURAQ24AB3* | ADP |  | H,PG81936 | PG95ESAA36040B** | 24200 | 15.2 | 8.5 | 24400 | 21200 | 86.89% | 1.78 | 0 | 10 |  |  |  | No | R-410A | 2.0167 | Residential & Commercial | Ducted CEE Tier 1
212441564 | Central HP <5.4 tons | PAYNE HEATING AND COOLING | HRCU-A-CB (Split System: Heat Pump with Remote Outdoor Unit-Air-Source) | 38MURAQ24AB3* | ADP |  | H,PG7J936 | PG96VTAA42060B** | 23600 | 16 | 8.5 | 25200 | 24000 | 95.24% | 2.02 | 0 | 10 |  |  |  | No | R-410A | 1.9667 | Residential & Commercial | Ducted CEE Tier 1
212441565 | Central HP <5.4 tons | PAYNE HEATING AND COOLING | HRCU-A-CB (Split System: Heat Pump with Remote Outdoor Unit-Air-Source) | 38MURAQ24AB3* | ADP |  | H,PG7J936 | PG96VTAA48080B** | 24200 | 16 | 8.5 | 24600 | 22000 | 89.43% | 1.86 | 0 | 10 |  |  |  | No | R-410A | 2.0167 | Residential & Commercial | Ducted CEE Tier 1
214398113 | Central HP <5.4 tons | CHAMPION HEATING AND COOLING | HRCU-A-CB (Split System: Heat Pump with Remote Outdoor Unit-Air-Source) | HH836E2S11 |  |  | CTM36B5CDS1 | TM8V080B12MP12 | 32800 | 17 | 8.5 | 30800 | 25200 | 81.82% | 2 | 0 | 11 |  |  |  | No | R-454B | 2.7333 | Residential & Commercial | Ducted CEE Tier 1
216374674 | Central HP <5.4 tons | CHAMPION HEATING AND COOLING | HRCU-A-CB (Split System: Heat Pump with Remote Outdoor Unit-Air-Source) | HH836E2S11 |  |  | CTM36C5CDS1 | Z9ET080C16SMPS1 | 33400 | 18 | 8.5 | 31000 | 23600 | 76.13% | 2 | 0 | 11 |  |  |  | No | R-454B | 2.7833 | Residential & Commercial | Ducted CEE Tier 1
213298029 | Central HP <5.4 tons | LUXAIRE | HRCU-A-CB (Split System: Heat Pump with Remote Outdoor Unit-Air-Source) | HMH72B341 |  |  | XAFC36DBCN1 | Z8ES080C16SMPS1 | 34000 | 18 | 8.5 | 33400 | 24200 | 72.46% | 2.14 | 0 | 10 |  |  |  | No | R-410A | 2.8333 | Residential & Commercial | Ducted CEE Tier 1
213608447 | Central HP <5.4 tons | BRYANT | HRCU-A-C (Split System: Heat Pump with Remote Outdoor Unit with No Indoor Fan --Air Source) | 38MURAQ24AB3 | ADP |  | H,PG21924+TD |  | 23000 | 16 | 8.8 | 23000 | 19600 | 85.22% | 1.84 | 0 | 10 |  |  |  | No | R-410A | 1.9167 | Residential & Commercial | Ducted CEE Tier 1
214014790 | Central HP <5.4 tons | AC PRO.com | HRCU-A-CB (Split System: Heat Pump with Remote Outdoor Unit-Air-Source) | AUD60W/A1-D(U) | ADP |  | V,N60H210D509+AEFE5* |  | 54000 | 15.6 | 9 | 53500 | 40000 | 74.77% | 1.8 | 0 | 10 |  |  |  | No | R-410A | 4.5 | Residential & Commercial | Ducted CEE Tier 1
213153599 | Central HP <5.4 tons | CONTINENTAL | HRCU-A-C (Split System: Heat Pump with Remote Outdoor Unit with No Indoor Fan --Air Source) | WSEHV4860RA1-C | ADP |  | HG52960+TD |  | 47000 | 15.2 | 8.5 | 46000 | 33200 | 72.17% | 1.8 | 0 | 10 |  |  |  | No | R-410A | 3.9167 | Residential & Commercial | Ducted CEE Tier 1
211226129 | Central HP <5.4 tons | CARRIER | HRCU-A-CB (Split System: Heat Pump with Remote Outdoor Unit-Air-Source) | 38MURAQ36AB3* |  |  | FX4DN(B,F)043L |  | 36000 | 16 | 8.1 | 38500 | 34800 | 90.39% | 1.94 | 0 | 10 |  |  |  | No | R-410A | 3 | Residential & Commercial | Ducted CEE Tier 1
213153601 | Central HP <5.4 tons | NAPOLEON | HRCU-A-C (Split System: Heat Pump with Remote Outdoor Unit with No Indoor Fan --Air Source) | WSEHV2436RA1-N | ADP |  | HG34936+TD |  | 22800 | 15.2 | 8.5 | 22400 | 21200 | 94.64% | 1.8 | 0 | 11 |  |  |  | No | R-410A | 1.9 | Residential & Commercial | Ducted CEE Tier 1
213369594 | Central HP <5.4 tons | CONTINENTAL | HRCU-A-C (Split System: Heat Pump with Remote Outdoor Unit with No Indoor Fan --Air Source) | WSEHV2436RA1-C | ADP |  | *G33936 |  | 22400 | 15.2 | 8.4 | 22400 | 21200 | 94.64% | 1.78 | 0 | 10.5 |  |  |  | No | R-410A | 1.8667 | Residential & Commercial | Ducted CEE Tier 1
213948869 | Central HP <5.4 tons | BRYANT | HRCU-A-CB (Split System: Heat Pump with Remote Outdoor Unit-Air-Source) | 38MURAQ36AB3 | ADP |  | F,PE*G33936 |  | 35800 | 15.2 | 8.35 | 36200 | 31200 | 86.19% | 1.8 | 0 | 10 |  |  |  | No | R-410A | 2.9833 | Residential & Commercial | Ducted CEE Tier 1
215676431 | Central HP <5.4 tons | KENMORE | HRCU-A-CB (Split System: Heat Pump with Remote Outdoor Unit-Air-Source) | (C,H,T)5H0V48*K*AAA* |  |  | EVD5X60M21A*+WALLCON | *80CSU1002120A* | 48000 | 18.5 | 9 | 50000 | 36800 | 73.6% | 2 | 0 | 10 |  |  |  | No | R-454B | 4 | Residential & Commercial | Ducted CEE Tier 1
215676631 | Central HP <5.4 tons | KENMORE | HRCU-A-CB (Split System: Heat Pump with Remote Outdoor Unit-Air-Source) | (C,H,T)5H0V48*K*AAA* |  |  | EVD5X60M24A*+WALLCON | *80CTL1102120B* | 48000 | 19 | 9 | 50000 | 36400 | 72.8% | 2 | 0 | 10.5 |  |  |  | No | R-454B | 4 | Residential & Commercial | Ducted CEE Tier 1
214862351 | Central HP <5.4 tons | BRYANT HEATING AND COOLING SYSTEMS | HRCU-A-CB (Split System: Heat Pump with Remote Outdoor Unit-Air-Source) | 288BNV037*0**A* | ADP |  | H,PG48936 | 987MC42060C17*** | 31200 | 18 | 8.1 | 31600 | 24200 | 76.58% | 1.84 | 0 | 10.5 |  |  |  | No | R-410A | 2.6 | Residential & Commercial | Ducted CEE Tier 1
215676881 | Central HP <5.4 tons | KENMORE | HRCU-A-CB (Split System: Heat Pump with Remote Outdoor Unit-Air-Source) | (C,H,T)5H0V48*K*AAA* |  |  | EVD5X61M24A*+WALLCON | *80CTL0902120B* | 48500 | 19.5 | 9.5 | 50000 | 36600 | 73.2% | 2.1 | 0 | 10.5 |  |  |  | No | R-454B | 4.0417 | Residential & Commercial | Ducted CEE Tier 1
215676831 | Central HP <5.4 tons | KENMORE | HRCU-A-CB (Split System: Heat Pump with Remote Outdoor Unit-Air-Source) | (C,H,T)5H0V48*K*AAA* |  |  | EVD5X61M21A*+WALLCON | *96CTN0801714B* | 48000 | 19 | 9 | 50000 | 36400 | 72.8% | 2.02 | 0 | 10 |  |  |  | No | R-454B | 4 | Residential & Commercial | Ducted CEE Tier 1
215676181 | Central HP <5.4 tons | KENMORE | HRCU-A-CB (Split System: Heat Pump with Remote Outdoor Unit-Air-Source) | (C,H,T)5H0V48*K*AAA* |  |  | EVD5X48M24A*+WALLCON | *80CSU0802120A* | 47500 | 19 | 9 | 50000 | 36200 | 72.4% | 2.02 | 0 | 10 |  |  |  | No | R-454B | 3.9583 | Residential & Commercial | Ducted CEE Tier 1
215676961 | Central HP <5.4 tons | KENMORE | HRCU-A-CB (Split System: Heat Pump with Remote Outdoor Unit-Air-Source) | (C,H,T)5H0V48*K*AAA* |  |  | EVD5X61M24A*+WALLCON | *96CTN1202422B* | 48500 | 19.5 | 9.5 | 50000 | 36600 | 73.2% | 2.12 | 0 | 10.5 |  |  |  | No | R-454B | 4.0417 | Residential & Commercial | Ducted CEE Tier 1
214397620 | Central HP <5.4 tons | CHAMPION HEATING AND COOLING | HRCU-A-CB (Split System: Heat Pump with Remote Outdoor Unit-Air-Source) | HH860E2S11 |  |  | CTF60C5CHS1 | TM8Y100C20MP11 | 54000 | 19 | 9 | 55000 | 39500 | 71.82% | 2 | 0 | 11 |  |  |  | No | R-454B | 4.5 | Residential & Commercial | Ducted CEE Tier 1
214397595 | Central HP <5.4 tons | CHAMPION HEATING AND COOLING | HRCU-A-CB (Split System: Heat Pump with Remote Outdoor Unit-Air-Source) | HH860E2S11 |  |  | CTM60D5CHS1+JMVT20DC2N1 |  | 53500 | 19 | 9 | 53000 | 38000 | 71.7% | 2 | 0 | 12 |  |  |  | No | R-454B | 4.4583 | Residential & Commercial | Ducted CEE Tier 1
213613858 | Central HP <5.4 tons | BRYANT | HRCU-A-C (Split System: Heat Pump with Remote Outdoor Unit with No Indoor Fan --Air Source) | 38MURAQ30AB3 | ADP |  | H,PE31930+TD |  | 28600 | 15.2 | 9.05 | 31000 | 26600 | 85.81% | 1.76 | 0 | 10 |  |  |  | No | R-410A | 2.3833 | Residential & Commercial | Ducted CEE Tier 1
214397640 | Central HP <5.4 tons | CHAMPION HEATING AND COOLING | HRCU-A-CB (Split System: Heat Pump with Remote Outdoor Unit-Air-Source) | HH860E2S11 |  |  | CTF60D5CJS1 | TM9E120D20MP12 | 53000 | 18 | 9 | 55000 | 40000 | 72.73% | 2 | 0 | 11 |  |  |  | No | R-454B | 4.4167 | Residential & Commercial | Ducted CEE Tier 1
214569344 | Central HP <5.4 tons | CARRIER | HRCU-A-CB (Split System: Heat Pump with Remote Outdoor Unit-Air-Source) | 25VNA424A*031* |  |  | CAP**4224AL*+UI | 59CU5B100C21**22 | 23400 | 20.5 | 11 | 26600 | 19700 | 74.06% | 2.48 | 0 | 13 |  |  |  | No | R-410A | 1.95 | Residential & Commercial | Ducted CEE Tier 1
214650491 | Central HP <5.4 tons | COLEMAN | HRCU-A-CB (Split System: Heat Pump with Remote Outdoor Unit-Air-Source) | HH860E2S11 |  |  | CTU60D5XHS1+TXV | TM9V120D20MP12 | 54000 | 19 | 9 | 54500 | 39500 | 72.48% | 2 | 0 | 11 |  |  |  | No | R-454B | 4.5 | Residential & Commercial | Ducted CEE Tier 1
213613856 | Central HP <5.4 tons | BRYANT | HRCU-A-C (Split System: Heat Pump with Remote Outdoor Unit with No Indoor Fan --Air Source) | 38MURAQ30AB3 | ADP |  | CDP30A15P+TD |  | 28600 | 15.2 | 9.05 | 31000 | 26600 | 85.81% | 1.76 | 0 | 10 |  |  |  | No | R-410A | 2.3833 | Residential & Commercial | Ducted CEE Tier 1
215676341 | Central HP <5.4 tons | KENMORE | HRCU-A-CB (Split System: Heat Pump with Remote Outdoor Unit-Air-Source) | (C,H,T)5H0V48*K*AAA* |  |  | EVD5X49M24A*+WALLCON | *95CSU1002122B* | 48000 | 19 | 9 | 50000 | 36400 | 72.8% | 2.02 | 0 | 10 |  |  |  | No | R-454B | 4 | Residential & Commercial | Ducted CEE Tier 1
215676461 | Central HP <5.4 tons | KENMORE | HRCU-A-CB (Split System: Heat Pump with Remote Outdoor Unit-Air-Source) | (C,H,T)5H0V48*K*AAA* |  |  | EVD5X60M21A*+WALLCON | *80CTL0702120B* | 48000 | 19 | 9 | 50000 | 36800 | 73.6% | 2 | 0 | 10 |  |  |  | No | R-454B | 4 | Residential & Commercial | Ducted CEE Tier 1
215676511 | Central HP <5.4 tons | KENMORE | HRCU-A-CB (Split System: Heat Pump with Remote Outdoor Unit-Air-Source) | (C,H,T)5H0V48*K*AAA* |  |  | EVD5X60M21A*+WALLCON | *95CSU0802120B* | 48000 | 18.5 | 9 | 50000 | 36800 | 73.6% | 2 | 0 | 10 |  |  |  | No | R-454B | 4 | Residential & Commercial | Ducted CEE Tier 1
214862362 | Central HP <5.4 tons | BRYANT HEATING AND COOLING SYSTEMS | HRCU-A-CB (Split System: Heat Pump with Remote Outdoor Unit-Air-Source) | 288BNV037*0**A* | ADP |  | H,CD16936 | 987MC60060C21*** | 32000 | 17 | 8.1 | 31400 | 24600 | 78.34% | 1.94 | 0 | 11.5 |  |  |  | No | R-410A | 2.6667 | Residential & Commercial | Ducted CEE Tier 1
215676821 | Central HP <5.4 tons | KENMORE | HRCU-A-CB (Split System: Heat Pump with Remote Outdoor Unit-Air-Source) | (C,H,T)5H0V48*K*AAA* |  |  | EVD5X61M21A*+WALLCON | *97CMN1002122B* | 48500 | 19.5 | 9.5 | 50000 | 36800 | 73.6% | 2.12 | 0 | 10.5 |  |  |  | No | R-454B | 4.0417 | Residential & Commercial | Ducted CEE Tier 1
215676901 | Central HP <5.4 tons | KENMORE | HRCU-A-CB (Split System: Heat Pump with Remote Outdoor Unit-Air-Source) | (C,H,T)5H0V48*K*AAA* |  |  | EVD5X61M24A*+WALLCON | *95CSU1002122B* | 48500 | 19 | 9 | 50000 | 36600 | 73.2% | 2.1 | 0 | 10.5 |  |  |  | No | R-454B | 4.0417 | Residential & Commercial | Ducted CEE Tier 1
214571168 | Central HP <5.4 tons | CARRIER | HRCU-A-CB (Split System: Heat Pump with Remote Outdoor Unit-Air-Source) | 25VNA825A*032* |  |  | CNPV*4221AL*+UI | 59CU5B100C21**22 | 23800 | 16.5 | 8.1 | 21400 | 16600 | 77.57% | 1.96 | 0 | 11 |  |  |  | No | R-410A | 1.9833 | Residential & Commercial | Ducted CEE Tier 1
214649880 | Central HP <5.4 tons | COLEMAN | HRCU-A-CB (Split System: Heat Pump with Remote Outdoor Unit-Air-Source) | HH824E2S11 |  |  | CTU30B5XCS1+TXV | TPLC080B12MP13 | 23000 | 17 | 9.5 | 23000 | 17900 | 77.83% | 2 | 0 | 12 |  |  |  | No | R-454B | 1.9167 | Residential & Commercial | Ducted CEE Tier 1
214650914 | Central HP <5.4 tons | COLEMAN | HRCU-A-CB (Split System: Heat Pump with Remote Outdoor Unit-Air-Source) | HH824E2S11 |  |  | CTU36B5XDS1+TXV | TM8E080B12MP11 | 23000 | 18 | 9.5 | 23000 | 18700 | 81.3% | 2 | 0 | 12 |  |  |  | No | R-454B | 1.9167 | Residential & Commercial | Ducted CEE Tier 1
214570428 | Central HP <5.4 tons | CARRIER | HRCU-A-CB (Split System: Heat Pump with Remote Outdoor Unit-Air-Source) | 25VNA825A*032* |  |  | CAP**3721AL*+UI | 58TN*B070C21**20 | 24400 | 16.5 | 8.5 | 21200 | 16600 | 78.3% | 2.02 | 0 | 11 |  |  |  | No | R-410A | 2.0333 | Residential & Commercial | Ducted CEE Tier 1
214570628 | Central HP <5.4 tons | CARRIER | HRCU-A-CB (Split System: Heat Pump with Remote Outdoor Unit-Air-Source) | 25VNA825A*032* |  |  | CAP**4321AL*+UI | 59CU5B100C21**22 | 24400 | 17 | 8.5 | 21200 | 16600 | 78.3% | 2.04 | 0 | 11 |  |  |  | No | R-410A | 2.0333 | Residential & Commercial | Ducted CEE Tier 1
214650642 | Central HP <5.4 tons | CHAMPION HEATING AND COOLING | HRCU-A-CB (Split System: Heat Pump with Remote Outdoor Unit-Air-Source) | HH824E2S11 |  |  | CTU30B5XCS1+TXV | Z9ES060B12SMPS1 | 23000 | 17 | 9.5 | 23000 | 19100 | 83.04% | 2 | 0 | 11.7 |  |  |  | No | R-454B | 1.9167 | Residential & Commercial | Ducted CEE Tier 1
214652035 | Central HP <5.4 tons | CHAMPION HEATING AND COOLING | HRCU-A-CB (Split System: Heat Pump with Remote Outdoor Unit-Air-Source) | HH824E2S11 |  |  | CTU30B5XCS1+TXV | TM9V080B12MP12 | 23000 | 17 | 9.5 | 23000 | 18200 | 79.13% | 2 | 0 | 12 |  |  |  | No | R-454B | 1.9167 | Residential & Commercial | Ducted CEE Tier 1
213608445 | Central HP <5.4 tons | BRYANT | HRCU-A-C (Split System: Heat Pump with Remote Outdoor Unit with No Indoor Fan --Air Source) | 38MURAQ18AB3 | ADP |  | H,PG21924+TD |  | 17700 | 16 | 8.85 | 17100 | 14600 | 85.38% | 2.06 | 0 | 11.5 |  |  |  | No | R-410A | 1.475 | Residential & Commercial | Ducted CEE Tier 1
214398174 | Central HP <5.4 tons | CHAMPION HEATING AND COOLING | HRCU-A-CB (Split System: Heat Pump with Remote Outdoor Unit-Air-Source) | HH836E2S11 |  |  | CTM36C5CDS1 | TM8E100C16MP11 | 33800 | 18 | 8.5 | 31600 | 25800 | 81.65% | 2 | 0 | 11 |  |  |  | No | R-454B | 2.8167 | Residential & Commercial | Ducted CEE Tier 1
214398224 | Central HP <5.4 tons | CHAMPION HEATING AND COOLING | HRCU-A-CB (Split System: Heat Pump with Remote Outdoor Unit-Air-Source) | HH836E2S11 |  |  | CTF48C5CFS1 | TMLE120C16MP11 | 33600 | 19 | 9 | 31400 | 25400 | 80.89% | 2 | 0 | 11 |  |  |  | No | R-454B | 2.8 | Residential & Commercial | Ducted CEE Tier 1
213608451 | Central HP <5.4 tons | BRYANT | HRCU-A-C (Split System: Heat Pump with Remote Outdoor Unit with No Indoor Fan --Air Source) | 38MURAQ24AB3 | ADP |  | H,PG30924+TD |  | 24000 | 16 | 9.1 | 23200 | 19600 | 84.48% | 1.88 | 0 | 10.5 |  |  |  | No | R-410A | 2 | Residential & Commercial | Ducted CEE Tier 1
214397754 | Central HP <5.4 tons | CHAMPION HEATING AND COOLING | HRCU-A-CB (Split System: Heat Pump with Remote Outdoor Unit-Air-Source) | HH836E2S11 |  |  | CTF36C5CDS1 | TMLV100C16MP12 | 34000 | 18 | 8.5 | 31600 | 26000 | 82.28% | 2 | 0 | 11 |  |  |  | No | R-454B | 2.8333 | Residential & Commercial | Ducted CEE Tier 1
214719938 | Central HP <5.4 tons | CHAMPION HEATING AND COOLING | HRCU-A-CB (Split System: Heat Pump with Remote Outdoor Unit-Air-Source) | HH836E2S11 |  |  | CTU48C5XFS1+TXV | TP9C100C16MP13 | 33200 | 18 | 9 | 31200 | 25200 | 80.77% | 2 | 0 | 11 |  |  |  | No | R-454B | 2.7667 | Residential & Commercial | Ducted CEE Tier 1
213781082 | Central HP <5.4 tons | KEEPRITE | HRCU-A-CB (Split System: Heat Pump with Remote Outdoor Unit-Air-Source) | CVH837GKA2* |  |  | EA*4X42L21A*+WALLCON | *96CTN1002122B* | 31800 | 17 | 8.1 | 33000 | 24400 | 73.94% | 1.88 | 0 | 11 |  |  |  | No | R-410A | 2.65 | Residential & Commercial | Ducted CEE Tier 1
213781132 | Central HP <5.4 tons | KEEPRITE | HRCU-A-CB (Split System: Heat Pump with Remote Outdoor Unit-Air-Source) | CVH837GKA2* |  |  | EA*4X42L24A*+WALLCON | *97CMN1202422B* | 31800 | 17 | 8.1 | 32800 | 24400 | 74.39% | 1.88 | 0 | 11 |  |  |  | No | R-410A | 2.65 | Residential & Commercial | Ducted CEE Tier 1
215932960 | Central HP <5.4 tons | DAY & NIGHT | HRCU-A-CB (Split System: Heat Pump with Remote Outdoor Unit-Air-Source) | C5H3V36*K*AAA* |  |  | EA*5X61M24A*+WALLCON | *96CTN1202422B* | 34400 | 20.5 | 9.5 | 34200 | 26000 | 76.02% | 2.08 | 0 | 12 |  |  |  | No | R-454B | 2.8667 | Residential & Commercial | Ducted CEE Tier 1
215932990 | Central HP <5.4 tons | DAY & NIGHT | HRCU-A-CB (Split System: Heat Pump with Remote Outdoor Unit-Air-Source) | C5H3V36*K*AAA* |  |  | ESH5X24M12A*+WALLCON | *96CTN0601714B* | 32000 | 17.5 | 9 | 35000 | 27000 | 77.14% | 1.9 | 0 | 10 |  |  |  | No | R-454B | 2.6667 | Residential & Commercial | Ducted CEE Tier 1
215933110 | Central HP <5.4 tons | DAY & NIGHT | HRCU-A-CB (Split System: Heat Pump with Remote Outdoor Unit-Air-Source) | C5H3V36*K*AAA* |  |  | ESH5X36M12A*+WALLCON | *80CTL0902120B* | 33400 | 19 | 9 | 34800 | 26600 | 76.44% | 1.92 | 0 | 11.5 |  |  |  | No | R-454B | 2.7833 | Residential & Commercial | Ducted CEE Tier 1
215932490 | Central HP <5.4 tons | DAY & NIGHT | HRCU-A-CB (Split System: Heat Pump with Remote Outdoor Unit-Air-Source) | C5H3V36*K*AAA* |  |  | EA*5X48M21A*+WALLCON | *97CMN0801714B* | 33200 | 19.5 | 9.5 | 35000 | 26800 | 76.57% | 2.02 | 0 | 11 |  |  |  | No | R-454B | 2.7667 | Residential & Commercial | Ducted CEE Tier 1
214596057 | Central HP <5.4 tons | BRYANT | HRCU-A-C (Split System: Heat Pump with Remote Outdoor Unit with No Indoor Fan --Air Source) | 38MURAQ18AB3 | ADP |  | H,PG21930+TD |  | 17700 | 16 | 8.85 | 17100 | 14600 | 85.38% | 2.06 | 0 | 11.5 |  |  |  | No | R-410A | 1.475 | Residential & Commercial | Ducted CEE Tier 1
214596059 | Central HP <5.4 tons | BRYANT | HRCU-A-C (Split System: Heat Pump with Remote Outdoor Unit with No Indoor Fan --Air Source) | 38MURAQ24AB3 | ADP |  | H,PG22936+TD |  | 23600 | 16 | 9 | 23200 | 19600 | 84.48% | 1.86 | 0 | 10.5 |  |  |  | No | R-410A | 1.9667 | Residential & Commercial | Ducted CEE Tier 1
214719856 | Central HP <5.4 tons | CHAMPION HEATING AND COOLING | HRCU-A-CB (Split System: Heat Pump with Remote Outdoor Unit-Air-Source) | HH836E2S11 |  |  | CTU48C5XFS1+TXV | TMLE100C16MP11 | 33400 | 19 | 9 | 31400 | 25400 | 80.89% | 2 | 0 | 11 |  |  |  | No | R-454B | 2.7833 | Residential & Commercial | Ducted CEE Tier 1
214719705 | Central HP <5.4 tons | CHAMPION HEATING AND COOLING | HRCU-A-CB (Split System: Heat Pump with Remote Outdoor Unit-Air-Source) | HH836E2S11 |  |  | CTU36B5XDS1+TXV | TMLE080B12MP11 | 33600 | 18 | 8.5 | 31800 | 26000 | 81.76% | 2 | 0 | 11 |  |  |  | No | R-454B | 2.8 | Residential & Commercial | Ducted CEE Tier 1
212438126 | Central HP <5.4 tons | ARMSTRONG AIR | HRCU-A-CB (Split System: Heat Pump with Remote Outdoor Unit-Air-Source) | 4SHP22LX124P-**A | ADP |  | 36DX** | A80UH2E045A12 | 23600 | 21 | 8.5 | 21400 | 15000 | 70.09% | 1.9 | 0 | 13.5 |  |  |  | No | R-410A | 1.9667 | Residential & Commercial | Ducted CEE Tier 1
213146643 | Central HP <5.4 tons | PAYNE HEATING AND COOLING | HRCU-A-CB (Split System: Heat Pump with Remote Outdoor Unit-Air-Source) | 38MURAQ36AB3* | ADP |  | PL36H***P449+AEFE3A* |  | 36000 | 16 | 8.1 | 38000 | 35000 | 92.11% | 1.82 | 0 | 10 |  |  |  | No | R-410A | 3 | Residential & Commercial | Ducted CEE Tier 1
213886003 | Central HP <5.4 tons | AC PRO.com | HRCU-A-CB (Split System: Heat Pump with Remote Outdoor Unit-Air-Source) | AUD60W/A1-D(U) | ADP |  | HE50960+AEFE5* |  | 47000 | 15.2 | 8.4 | 46000 | 33200 | 72.17% | 1.78 | 0 | 10 |  |  |  | No | R-410A | 3.9167 | Residential & Commercial | Ducted CEE Tier 1
211226128 | Central HP <5.4 tons | CARRIER | HRCU-A-CB (Split System: Heat Pump with Remote Outdoor Unit-Air-Source) | 38MURAQ36AB3* |  |  | FX4DN(B,F)037L |  | 35800 | 16.5 | 8.1 | 38500 | 34600 | 89.87% | 1.94 | 0 | 10 |  |  |  | No | R-410A | 2.9833 | Residential & Commercial | Ducted CEE Tier 1
213796168 | Central HP <5.4 tons | ARMSTRONG AIR | HRCU-A-CB (Split System: Heat Pump with Remote Outdoor Unit-Air-Source) | 4SHP22LX124P-**A | ADP |  | H,A,DE33936+AEFE3A* |  | 22600 | 20 | 8.45 | 20600 | 15600 | 75.73% | 2.2 | 0 | 13 |  |  |  | No | R-410A | 1.8833 | Residential & Commercial | Ducted CEE Tier 1
213153597 | Central HP <5.4 tons | CONTINENTAL | HRCU-A-C (Split System: Heat Pump with Remote Outdoor Unit with No Indoor Fan --Air Source) | WSEHV2436RA1-C | ADP |  | HG34936+TD |  | 22800 | 15.2 | 8.5 | 22400 | 21200 | 94.64% | 1.8 | 0 | 11 |  |  |  | No | R-410A | 1.9 | Residential & Commercial | Ducted CEE Tier 1
213886010 | Central HP <5.4 tons | AC PRO.com | HRCU-A-CB (Split System: Heat Pump with Remote Outdoor Unit-Air-Source) | AUD36W/A1-D(U) | ADP |  | HE32924+AEFE3A* |  | 22400 | 15.2 | 8.3 | 22400 | 21200 | 94.64% | 1.76 | 0 | 10.5 |  |  |  | No | R-410A | 1.8667 | Residential & Commercial | Ducted CEE Tier 1
215676611 | Central HP <5.4 tons | KENMORE | HRCU-A-CB (Split System: Heat Pump with Remote Outdoor Unit-Air-Source) | (C,H,T)5H0V48*K*AAA* |  |  | EVD5X60M24A*+WALLCON | *80CTL0702120B* | 47500 | 19 | 9 | 50000 | 36800 | 73.6% | 2 | 0 | 10 |  |  |  | No | R-454B | 3.9583 | Residential & Commercial | Ducted CEE Tier 1
215676661 | Central HP <5.4 tons | KENMORE | HRCU-A-CB (Split System: Heat Pump with Remote Outdoor Unit-Air-Source) | (C,H,T)5H0V48*K*AAA* |  |  | EVD5X60M24A*+WALLCON | *97CMN0602120B* | 47500 | 18.5 | 9 | 50000 | 37000 | 74% | 1.98 | 0 | 10 |  |  |  | No | R-454B | 3.9583 | Residential & Commercial | Ducted CEE Tier 1
215676091 | Central HP <5.4 tons | KENMORE | HRCU-A-CB (Split System: Heat Pump with Remote Outdoor Unit-Air-Source) | (C,H,T)5H0V48*K*AAA* |  |  | EVM5X61M24A*+WALLCON | *96CTN1202422B* | 48500 | 19.5 | 9.5 | 50000 | 36600 | 73.2% | 2.12 | 0 | 10.5 |  |  |  | No | R-454B | 4.0417 | Residential & Commercial | Ducted CEE Tier 1
215676291 | Central HP <5.4 tons | KENMORE | HRCU-A-CB (Split System: Heat Pump with Remote Outdoor Unit-Air-Source) | (C,H,T)5H0V48*K*AAA* |  |  | EVD5X49M24A*+WALLCON | *80CSU0802120A* | 48000 | 19 | 9 | 50000 | 36400 | 72.8% | 2.12 | 0 | 10 |  |  |  | No | R-454B | 4 | Residential & Commercial | Ducted CEE Tier 1
215676251 | Central HP <5.4 tons | KENMORE | HRCU-A-CB (Split System: Heat Pump with Remote Outdoor Unit-Air-Source) | (C,H,T)5H0V48*K*AAA* |  |  | EVD5X48M24A*+WALLCON | *95CSU1002122B* | 47000 | 18.5 | 9 | 50000 | 36200 | 72.4% | 2.02 | 0 | 10 |  |  |  | No | R-454B | 3.9167 | Residential & Commercial | Ducted CEE Tier 1
215676601 | Central HP <5.4 tons | KENMORE | HRCU-A-CB (Split System: Heat Pump with Remote Outdoor Unit-Air-Source) | (C,H,T)5H0V48*K*AAA* |  |  | EVD5X60M24A*+WALLCON | *80CSU1002120A* | 48000 | 18.5 | 9 | 50000 | 36600 | 73.2% | 2 | 0 | 10 |  |  |  | No | R-454B | 4 | Residential & Commercial | Ducted CEE Tier 1
215676001 | Central HP <5.4 tons | KENMORE | HRCU-A-CB (Split System: Heat Pump with Remote Outdoor Unit-Air-Source) | (C,H,T)5H0V48*K*AAA* |  |  | EVM5X61M24A*+WALLCON | *80CTL1102120B* | 48500 | 19.5 | 9.5 | 50000 | 36600 | 73.2% | 2.1 | 0 | 10.5 |  |  |  | No | R-454B | 4.0417 | Residential & Commercial | Ducted CEE Tier 1
213779332 | Central HP <5.4 tons | KEEPRITE | HRCU-A-CB (Split System: Heat Pump with Remote Outdoor Unit-Air-Source) | CVH837GKA** |  |  | EA*4X43L21A*+WALLCON | *97CMN1002122B* | 33000 | 17 | 8.5 | 32600 | 25000 | 76.69% | 1.98 | 0 | 11.5 |  |  |  | No | R-410A | 2.75 | Residential & Commercial | Ducted CEE Tier 1
213778782 | Central HP <5.4 tons | KEEPRITE | HRCU-A-CB (Split System: Heat Pump with Remote Outdoor Unit-Air-Source) | CVH837GKA** |  |  | EA*4X36L17A*+WALLCON | *97CMN0601714B* | 31200 | 16.5 | 8.1 | 33400 | 24600 | 73.65% | 1.82 | 0 | 10.5 |  |  |  | No | R-410A | 2.6 | Residential & Commercial | Ducted CEE Tier 1
204298682 | Central HP <5.4 tons | KEEPRITE | HRCU-A-CB (Split System: Heat Pump with Remote Outdoor Unit-Air-Source) | CVH837GKA** |  |  | EA*4X36L21A*+WALLCON | *80CTL0902120A* | 31600 | 17 | 8.1 | 33200 | 24200 | 72.89% | 1.86 | 11 | 11 |  |  |  | No | R-410A | 2.6333 | Residential & Commercial | Ducted CEE Tier 1
210597502 | Central HP <5.4 tons | KEEPRITE | HRCU-A-CB (Split System: Heat Pump with Remote Outdoor Unit-Air-Source) | CVH837GKA** |  |  | EHD4X60AAL+WALLCON | *80CSU0601716A* | 33000 | 16.5 | 8.1 | 32400 | 24800 | 76.54% | 1.98 | 0 | 11 |  |  |  | No | R-410A | 2.75 | Residential & Commercial | Ducted CEE Tier 1
210597637 | Central HP <5.4 tons | KEEPRITE | HRCU-A-CB (Split System: Heat Pump with Remote Outdoor Unit-Air-Source) | CVH837GKA** |  |  | EN(A,D,W)4X60L24**+WALLCON | *97CMN1202422A* | 32800 | 17.5 | 8.1 | 32200 | 24800 | 77.02% | 1.96 | 0 | 11.7 |  |  |  | No | R-410A | 2.7333 | Residential & Commercial | Ducted CEE Tier 1
212441559 | Central HP <5.4 tons | PAYNE HEATING AND COOLING | HRCU-A-CB (Split System: Heat Pump with Remote Outdoor Unit-Air-Source) | 38MURAQ18AB3* | ADP |  | H,PG7J936 | PG96VTAA42060B** | 17200 | 16 | 8.5 | 16800 | 18100 | 107.7% | 2.22 | 0 | 10 |  |  |  | No | R-410A | 1.4333 | Residential & Commercial | Ducted CEE Tier 1
214572488 | Central HP <5.4 tons | CARRIER | HRCU-A-CB (Split System: Heat Pump with Remote Outdoor Unit-Air-Source) | 25VNA837A*030* |  |  | CAP**3621AL*+UI | 59CU5B100C21**22 | 31600 | 17 | 8.1 | 32800 | 24200 | 73.78% | 1.86 | 0 | 11 |  |  |  | No | R-410A | 2.6333 | Residential & Commercial | Ducted CEE Tier 1
214572738 | Central HP <5.4 tons | CARRIER | HRCU-A-CB (Split System: Heat Pump with Remote Outdoor Unit-Air-Source) | 25VNA837A*030* |  |  | CAP**4321AL*+UI | 59MN7C060C21**20 | 32800 | 17 | 8.5 | 33000 | 25400 | 76.97% | 1.98 | 0 | 11 |  |  |  | No | R-410A | 2.7333 | Residential & Commercial | Ducted CEE Tier 1
214604333 | Central HP <5.4 tons | MIDEA | HRCU-A-C (Split System: Heat Pump with Remote Outdoor Unit with No Indoor Fan --Air Source) | 38MURAQ18AB3 | ADP |  | HG21918+TD |  | 17700 | 16 | 8.85 | 17100 | 14600 | 85.38% | 2.06 | 0 | 11.5 |  |  |  | No | R-410A | 1.475 | Residential & Commercial | Ducted CEE Tier 1
214720004 | Central HP <5.4 tons | CHAMPION HEATING AND COOLING | HRCU-A-CB (Split System: Heat Pump with Remote Outdoor Unit-Air-Source) | HH836E2S11 |  |  | CTU48C5XFS1+TXV | TM8E080C20MP11 | 34600 | 17 | 8.5 | 32800 | 25800 | 78.66% | 2 | 0 | 11 |  |  |  | No | R-454B | 2.8833 | Residential & Commercial | Ducted CEE Tier 1
214719695 | Central HP <5.4 tons | CHAMPION HEATING AND COOLING | HRCU-A-CB (Split System: Heat Pump with Remote Outdoor Unit-Air-Source) | HH836E2S11 |  |  | CTU36B5XDS1+TXV | TM9Y080B12MP11 | 33400 | 18 | 8.5 | 31400 | 25600 | 81.53% | 2 | 0 | 11 |  |  |  | No | R-454B | 2.7833 | Residential & Commercial | Ducted CEE Tier 1
214720056 | Central HP <5.4 tons | CHAMPION HEATING AND COOLING | HRCU-A-CB (Split System: Heat Pump with Remote Outdoor Unit-Air-Source) | HH836E2S11 |  |  | CTU48C5XFS1+TXV | TM8V100C16MP12 | 33400 | 18 | 9 | 31600 | 25400 | 80.38% | 2 | 0 | 11 |  |  |  | No | R-454B | 2.7833 | Residential & Commercial | Ducted CEE Tier 1
213298099 | Central HP <5.4 tons | LUXAIRE | HRCU-A-CB (Split System: Heat Pump with Remote Outdoor Unit-Air-Source) | HMH72B341 |  |  | XAFB36DXXN1+JMET12BS2N1+TXV |  | 34000 | 18.5 | 8.5 | 33800 | 23800 | 70.41% | 2.12 | 0 | 10.5 |  |  |  | No | R-410A | 2.8333 | Residential & Commercial | Ducted CEE Tier 1
213146640 | Central HP <5.4 tons | PAYNE HEATING AND COOLING | HRCU-A-CB (Split System: Heat Pump with Remote Outdoor Unit-Air-Source) | 38MURAQ36AB3* | ADP |  | PL36H175P159+AEFE4B* |  | 37000 | 16 | 8.1 | 36800 | 34400 | 93.48% | 2 | 0 | 10 |  |  |  | No | R-410A | 3.0833 | Residential & Commercial | Ducted CEE Tier 1
212159753 | Central HP <5.4 tons | ARMSTRONG AIR | HRCU-A-CB (Split System: Heat Pump with Remote Outdoor Unit-Air-Source) | 4SHP22LX124P-**A | ADP |  | PL36H175P159 | A80UH2E090B12 | 24000 | 21 | 8.5 | 22000 | 15400 | 70% | 1.92 | 0 | 13.5 |  |  |  | No | R-410A | 2 | Residential & Commercial | Ducted CEE Tier 1
212160218 | Central HP <5.4 tons | ARMSTRONG AIR | HRCU-A-CB (Split System: Heat Pump with Remote Outdoor Unit-Air-Source) | 4SHP22LX124P-**A | ADP |  | V,A,D36H175D149 | A97USMV070B12 | 23800 | 21 | 8.5 | 22000 | 15400 | 70% | 1.92 | 0 | 13.5 |  |  |  | No | R-410A | 1.9833 | Residential & Commercial | Ducted CEE Tier 1
213796735 | Central HP <5.4 tons | BRYANT | HRCU-A-CB (Split System: Heat Pump with Remote Outdoor Unit-Air-Source) | 38MURAQ30AB3 | ADP |  | V,C36H***P429+CBPE3A* |  | 29800 | 15.2 | 8.9 | 31200 | 26600 | 85.26% | 1.78 | 0 | 10 |  |  |  | No | R-410A | 2.4833 | Residential & Commercial | Ducted CEE Tier 1
214720174 | Central HP <5.4 tons | COLEMAN | HRCU-A-CB (Split System: Heat Pump with Remote Outdoor Unit-Air-Source) | HH860E2S11 |  |  | CTU60C5XGS1+TXV | TM8E120C16MP11 | 44500 | 18 | 9 | 45500 | 34200 | 75.16% | 2 | 0 | 11 |  |  |  | No | R-454B | 3.7083 | Residential & Commercial | Ducted CEE Tier 1
214807846 | Central HP <5.4 tons | COLEMAN | HRCU-A-CB (Split System: Heat Pump with Remote Outdoor Unit-Air-Source) | HH860E2S11 |  |  | CTU60D5XHS1+JME18D2SN1+TXV |  | 54000 | 19 | 9 | 53500 | 38500 | 71.96% | 2 | 0 | 12 |  |  |  | No | R-454B | 4.5 | Residential & Commercial | Ducted CEE Tier 1
214809025 | Central HP <5.4 tons | COLEMAN | HRCU-A-CB (Split System: Heat Pump with Remote Outdoor Unit-Air-Source) | HH860E2S11 |  |  | CTU60C5XGS1+JMC16C2SN1+TXV |  | 45000 | 19 | 9 | 45000 | 33600 | 74.67% | 2 | 0 | 12 |  |  |  | No | R-454B | 3.75 | Residential & Commercial | Ducted CEE Tier 1
214569394 | Central HP <5.4 tons | CARRIER | HRCU-A-CB (Split System: Heat Pump with Remote Outdoor Unit-Air-Source) | 25VNA424A*031* |  |  | CNPV*4221AL*+UI | 59MN7C060C21**20 | 23400 | 19.5 | 10.5 | 26600 | 19900 | 74.81% | 2.44 | 0 | 13 |  |  |  | No | R-410A | 1.95 | Residential & Commercial | Ducted CEE Tier 1
214650944 | Central HP <5.4 tons | COLEMAN | HRCU-A-CB (Split System: Heat Pump with Remote Outdoor Unit-Air-Source) | HH860E2S11 |  |  | CTU60D5XHS1+TXV | Z8ES130D20SMPS1 | 54000 | 19 | 9 | 53500 | 38500 | 71.96% | 2 | 0 | 12 |  |  |  | No | R-454B | 4.5 | Residential & Commercial | Ducted CEE Tier 1
214808993 | Central HP <5.4 tons | COLEMAN | HRCU-A-CB (Split System: Heat Pump with Remote Outdoor Unit-Air-Source) | HH860E2S11 |  |  | CTU60C5XGS1+JMET16CS2N1+TXV |  | 45500 | 19 | 9 | 45500 | 34200 | 75.16% | 2 | 0 | 11.7 |  |  |  | No | R-454B | 3.7917 | Residential & Commercial | Ducted CEE Tier 1
214809196 | Central HP <5.4 tons | COLEMAN | HRCU-A-CB (Split System: Heat Pump with Remote Outdoor Unit-Air-Source) | HH860E2S11 |  |  | CTU60C5XGS1+TXV | TM9V100C16MP12 | 43500 | 18 | 9 | 44000 | 33200 | 75.45% | 2 | 0 | 11.7 |  |  |  | No | R-454B | 3.625 | Residential & Commercial | Ducted CEE Tier 1
215669589 | Central HP <5.4 tons | KEEPRITE | HRCU-A-CB (Split System: Heat Pump with Remote Outdoor Unit-Air-Source) | C5H0V36*K*AAA* |  |  | EA*5X61M21A*+WALLCON | *96CTN0601714B* | 34600 | 18 | 9 | 34600 | 25000 | 72.25% | 1.9 | 0 | 10 |  |  |  | No | R-454B | 2.8833 | Residential & Commercial | Ducted CEE Tier 1
213311149 | Central HP <5.4 tons | PAYNE HEATING AND COOLING | HRCU-A-CB (Split System: Heat Pump with Remote Outdoor Unit-Air-Source) | 38MURAQ24AB3* | ADP |  | C36A***L159+CBPE4B* |  | 24200 | 18 | 9 | 25000 | 22600 | 90.4% | 1.92 | 0 | 10.5 |  |  |  | No | R-410A | 2.0167 | Residential & Commercial | Ducted CEE Tier 1
212972003 | Central HP <5.4 tons | CARRIER | HRCU-A-CB (Split System: Heat Pump with Remote Outdoor Unit-Air-Source) | 38MURAQ24AB3* |  |  | CNPV*2417AL* | 58TP*B090V17**16 | 23400 | 16.5 | 8.5 | 27000 | 25000 | 92.59% | 2.06 | 0 | 10 |  |  |  | No | R-410A | 1.95 | Residential & Commercial | Ducted CEE Tier 1
212979929 | Central HP <5.4 tons | CARRIER | HRCU-A-CB (Split System: Heat Pump with Remote Outdoor Unit-Air-Source) | 38MURAQ24AB3* |  |  | CNPV*3621AL* | 58S(B,C)*B090M17**14 | 23600 | 17 | 8.5 | 26400 | 24400 | 92.42% | 2.02 | 0 | 10.5 |  |  |  | No | R-410A | 1.9667 | Residential & Commercial | Ducted CEE Tier 1
214570438 | Central HP <5.4 tons | CARRIER | HRCU-A-CB (Split System: Heat Pump with Remote Outdoor Unit-Air-Source) | 25VNA825A*032* |  |  | CAP**3721AL*+UI | 59CU5B080C21**20 | 24400 | 16.5 | 8.5 | 21200 | 16600 | 78.3% | 2.02 | 0 | 11 |  |  |  | No | R-410A | 2.0333 | Residential & Commercial | Ducted CEE Tier 1
214570488 | Central HP <5.4 tons | CARRIER | HRCU-A-CB (Split System: Heat Pump with Remote Outdoor Unit-Air-Source) | 25VNA825A*032* |  |  | CAP**4221AL*+UI | 58TN*B070C21**20 | 23800 | 16.5 | 8.1 | 21400 | 16600 | 77.57% | 1.96 | 0 | 10.5 |  |  |  | No | R-410A | 1.9833 | Residential & Commercial | Ducted CEE Tier 1
214810226 | Central HP <5.4 tons | COLEMAN | HRCU-A-CB (Split System: Heat Pump with Remote Outdoor Unit-Air-Source) | HH824E2S11 |  |  | CTM36B5ADS1 | TM9V080B12MP12 | 23000 | 18 | 9.5 | 23000 | 18500 | 80.43% | 2 | 0 | 12 |  |  |  | No | R-454B | 1.9167 | Residential & Commercial | Ducted CEE Tier 1
214571158 | Central HP <5.4 tons | CARRIER | HRCU-A-CB (Split System: Heat Pump with Remote Outdoor Unit-Air-Source) | 25VNA825A*032* |  |  | CNPV*4221AL*+UI | 59CU5B080C21**20 | 23800 | 16.5 | 8.1 | 21400 | 16700 | 78.04% | 1.96 | 0 | 11 |  |  |  | No | R-410A | 1.9833 | Residential & Commercial | Ducted CEE Tier 1
214651799 | Central HP <5.4 tons | COLEMAN | HRCU-A-CB (Split System: Heat Pump with Remote Outdoor Unit-Air-Source) | HH824E2S11 |  |  | CTU30B5XCS1+TXV | TM9E080B12MP12 | 23000 | 17 | 9.5 | 23000 | 19400 | 84.35% | 2 | 0 | 11.7 |  |  |  | No | R-454B | 1.9167 | Residential & Commercial | Ducted CEE Tier 1
213252434 | Central HP <5.4 tons | RUNTRU | HRCU-A-CB (Split System: Heat Pump with Remote Outdoor Unit-Air-Source) | E4HL5030A1000A | ADP |  | TA*30B+TXV+TD |  | 24000 | 15.2 | 8.1 | 22400 | 19100 | 85.27% | 1.75 | 0 | 10 |  |  |  | No | R-410A | 2 | Residential & Commercial | Ducted CEE Tier 1
213885997 | Central HP <5.4 tons | AC PRO.com | HRCU-A-CB (Split System: Heat Pump with Remote Outdoor Unit-Air-Source) | AUD36W/A1-D(U) | ADP |  | PL36H***P429+AEFE3A* |  | 22600 | 15.2 | 8.35 | 22400 | 21200 | 94.64% | 1.78 | 0 | 10.5 |  |  |  | No | R-410A | 1.8833 | Residential & Commercial | Ducted CEE Tier 1
213781682 | Central HP <5.4 tons | KEEPRITE | HRCU-A-CB (Split System: Heat Pump with Remote Outdoor Unit-Air-Source) | CVH837GKA2* |  |  | EA*4X61L24A*+WALLCON | *80CTL1352422B* | 33200 | 17.5 | 8.5 | 32000 | 24800 | 77.5% | 2 | 0 | 11.7 |  |  |  | No | R-410A | 2.7667 | Residential & Commercial | Ducted CEE Tier 1
213781952 | Central HP <5.4 tons | KEEPRITE | HRCU-A-CB (Split System: Heat Pump with Remote Outdoor Unit-Air-Source) | CVH837GKA2* |  |  | EHD4X42AAL+WALLCON | *80CTL1352422B* | 32600 | 16.5 | 8.1 | 33000 | 24600 | 74.55% | 1.96 | 0 | 11 |  |  |  | No | R-410A | 2.7167 | Residential & Commercial | Ducted CEE Tier 1
213782202 | Central HP <5.4 tons | KEEPRITE | HRCU-A-CB (Split System: Heat Pump with Remote Outdoor Unit-Air-Source) | CVH837GKA2* |  |  | EHD4X48AAL+WALLCON | *96CTN1202422B* | 32600 | 16.5 | 8.1 | 33000 | 24800 | 75.15% | 1.96 | 0 | 11 |  |  |  | No | R-410A | 2.7167 | Residential & Commercial | Ducted CEE Tier 1
213296949 | Central HP <5.4 tons | LUXAIRE | HRCU-A-CB (Split System: Heat Pump with Remote Outdoor Unit-Air-Source) | HMH72B341 |  |  | XAFC36DBCN1 | Z8ES080C20LMPS1 | 34000 | 18 | 8.5 | 33400 | 24400 | 73.05% | 2.12 | 0 | 10 |  |  |  | No | R-410A | 2.8333 | Residential & Commercial | Ducted CEE Tier 1
213297624 | Central HP <5.4 tons | LUXAIRE | HRCU-A-CB (Split System: Heat Pump with Remote Outdoor Unit-Air-Source) | HMH72B341 |  |  | XAHC36DBCN1 | Z8ES080C16LMPS1 | 34000 | 17.5 | 8.5 | 33400 | 23600 | 70.66% | 2.08 | 0 | 10 |  |  |  | No | R-410A | 2.8333 | Residential & Commercial | Ducted CEE Tier 1
213297174 | Central HP <5.4 tons | LUXAIRE | HRCU-A-CB (Split System: Heat Pump with Remote Outdoor Unit-Air-Source) | HMH72B341 |  |  | XAFC30CXXN1+TXV | Z8ES080C16LMPS1 | 33600 | 18 | 8.5 | 33000 | 23200 | 70.3% | 2.08 | 0 | 10 |  |  |  | No | R-410A | 2.8 | Residential & Commercial | Ducted CEE Tier 1
213297424 | Central HP <5.4 tons | LUXAIRE | HRCU-A-CB (Split System: Heat Pump with Remote Outdoor Unit-Air-Source) | HMH72B341 |  |  | XAUB36DXXN1+JMVT12BC2N1+TXV |  | 34000 | 18.5 | 8.5 | 33600 | 23600 | 70.24% | 2.1 | 0 | 10 |  |  |  | No | R-410A | 2.8333 | Residential & Commercial | Ducted CEE Tier 1
213297649 | Central HP <5.4 tons | LUXAIRE | HRCU-A-CB (Split System: Heat Pump with Remote Outdoor Unit-Air-Source) | HMH72B341 |  |  | XAHB36DXXN1+TXV | Z8ES040A12SMPS1 | 33200 | 17.5 | 8.1 | 32800 | 23000 | 70.12% | 2.02 | 0 | 10 |  |  |  | No | R-410A | 2.7667 | Residential & Commercial | Ducted CEE Tier 1
213297674 | Central HP <5.4 tons | LUXAIRE | HRCU-A-CB (Split System: Heat Pump with Remote Outdoor Unit-Air-Source) | HMH72B341 |  |  | XAFC30CXXN1+JMET12CS2N1+TXV |  | 33800 | 18.5 | 8.5 | 33000 | 23200 | 70.3% | 2.08 | 0 | 10 |  |  |  | No | R-410A | 2.8167 | Residential & Commercial | Ducted CEE Tier 1
213298024 | Central HP <5.4 tons | LUXAIRE | HRCU-A-CB (Split System: Heat Pump with Remote Outdoor Unit-Air-Source) | HMH72B341 |  |  | XAFC36DXXN1+TXV | Z8ES080C16LMPS1 | 34000 | 18 | 8.5 | 33400 | 24200 | 72.46% | 2.14 | 0 | 10 |  |  |  | No | R-410A | 2.8333 | Residential & Commercial | Ducted CEE Tier 1
213298074 | Central HP <5.4 tons | LUXAIRE | HRCU-A-CB (Split System: Heat Pump with Remote Outdoor Unit-Air-Source) | HMH72B341 |  |  | XAUB36DXXN1+TXV | Z8ES040A12SMPS1 | 34000 | 18 | 8.5 | 33400 | 24200 | 72.46% | 2.1 | 0 | 10 |  |  |  | No | R-410A | 2.8333 | Residential & Commercial | Ducted CEE Tier 1
213608444 | Central HP <5.4 tons | BRYANT | HRCU-A-C (Split System: Heat Pump with Remote Outdoor Unit with No Indoor Fan --Air Source) | 38MURAQ18AB3 | ADP |  | H,PE20924+TD |  | 17100 | 15.2 | 8.65 | 17000 | 14500 | 85.29% | 2.02 | 0 | 11 |  |  |  | No | R-410A | 1.425 | Residential & Commercial | Ducted CEE Tier 1
213796206 | Central HP <5.4 tons | ARMSTRONG AIR | HRCU-A-CB (Split System: Heat Pump with Remote Outdoor Unit-Air-Source) | 4SHP22LX124P-**A | ADP |  | H,A,DG8J936 | A96US2V070B12 | 23800 | 21 | 8.5 | 22000 | 15400 | 70% | 1.92 | 0 | 13.5 |  |  |  | No | R-410A | 1.9833 | Residential & Commercial | Ducted CEE Tier 1
213613867 | Central HP <5.4 tons | CONTINENTAL | HRCU-A-C (Split System: Heat Pump with Remote Outdoor Unit with No Indoor Fan --Air Source) | WSEHV4860RA1-C | ADP |  | *E49960 |  | 47000 | 15.2 | 8.35 | 46000 | 33200 | 72.17% | 1.78 | 0 | 10 |  |  |  | No | R-410A | 3.9167 | Residential & Commercial | Ducted CEE Tier 1
215667553 | Central HP <5.4 tons | KENMORE | HRCU-A-CB (Split System: Heat Pump with Remote Outdoor Unit-Air-Source) | (C,H,T)5H0V24*K*AAA* |  |  | EA*5X30M17A*+WALLCON | *96CTN0801714B* | 23000 | 17 | 9 | 23800 | 16700 | 70.17% | 1.98 | 0 | 10 |  |  |  | No | R-454B | 1.9167 | Residential & Commercial | Ducted CEE Tier 1
213948872 | Central HP <5.4 tons | MIDEA | HRCU-A-CB (Split System: Heat Pump with Remote Outdoor Unit-Air-Source) | 38MURAQ36AB3 | ADP |  | F,PE*G33936 |  | 35800 | 15.2 | 8.35 | 36200 | 31200 | 86.19% | 1.8 | 0 | 10 |  |  |  | No | R-410A | 2.9833 | Residential & Commercial | Ducted CEE Tier 1
214080665 | Central HP <5.4 tons | ARMSTRONG AIR | HRCU-A-CB (Split System: Heat Pump with Remote Outdoor Unit-Air-Source) | 4SHP22LX124P-**A | ADP |  | H,A,DG9J936 | A97US2V040B12X | 23800 | 21 | 8.5 | 22000 | 15400 | 70% | 1.92 | 0 | 13.5 |  |  |  | No | R-410A | 1.9833 | Residential & Commercial | Ducted CEE Tier 1
213886006 | Central HP <5.4 tons | AC PRO.com | HRCU-A-CB (Split System: Heat Pump with Remote Outdoor Unit-Air-Source) | AUD60W/A1-D(U) | ADP |  | HE88960+AEFE5* |  | 47000 | 15.2 | 8.5 | 46000 | 33200 | 72.17% | 1.8 | 0 | 10 |  |  |  | No | R-410A | 3.9167 | Residential & Commercial | Ducted CEE Tier 1
214572478 | Central HP <5.4 tons | CARRIER | HRCU-A-CB (Split System: Heat Pump with Remote Outdoor Unit-Air-Source) | 25VNA837A*030* |  |  | CAP**3621AL*+UI | 59CU5B080C21**20 | 31400 | 17 | 8.1 | 33000 | 24200 | 73.33% | 1.86 | 0 | 11 |  |  |  | No | R-410A | 2.6167 | Residential & Commercial | Ducted CEE Tier 1
214572848 | Central HP <5.4 tons | CARRIER | HRCU-A-CB (Split System: Heat Pump with Remote Outdoor Unit-Air-Source) | 25VNA837A*030* |  |  | CAP**4824AL*+UI | 59CU5B100C21**22 | 32400 | 17.5 | 8.5 | 32200 | 24800 | 77.02% | 2 | 0 | 11.5 |  |  |  | No | R-410A | 2.7 | Residential & Commercial | Ducted CEE Tier 1
214020992 | Central HP <5.4 tons | AC PRO.com | HRCU-A-CB (Split System: Heat Pump with Remote Outdoor Unit-Air-Source) | AUD60W/A1-D(U) | ADP |  | V,N60H210P529+AEFE5* |  | 54000 | 15.8 | 9 | 54000 | 41000 | 75.93% | 1.8 | 0 | 10 |  |  |  | No | R-410A | 4.5 | Residential & Commercial | Ducted CEE Tier 1
211225806 | Central HP <5.4 tons | CARRIER | HRCU-A-CB (Split System: Heat Pump with Remote Outdoor Unit-Air-Source) | 38MURAQ36AB3* |  |  | CAP**4221AL* | 59SP6A080V21**20 | 35600 | 16 | 8.1 | 38500 | 35000 | 90.91% | 1.88 | 0 | 10 |  |  |  | No | R-410A | 2.9667 | Residential & Commercial | Ducted CEE Tier 1
211225838 | Central HP <5.4 tons | CARRIER | HRCU-A-CB (Split System: Heat Pump with Remote Outdoor Unit-Air-Source) | 38MURAQ36AB3* |  |  | CAP**4224AL* | 58TP*A135V24**22 | 35600 | 16 | 8.1 | 38500 | 35000 | 90.91% | 1.88 | 0 | 10 |  |  |  | No | R-410A | 2.9667 | Residential & Commercial | Ducted CEE Tier 1
211225847 | Central HP <5.4 tons | CARRIER | HRCU-A-CB (Split System: Heat Pump with Remote Outdoor Unit-Air-Source) | 38MURAQ36AB3* |  |  | CAP**4224AL* | 59SC5B100E21**22 | 36800 | 15.5 | 8.5 | 40000 | 35200 | 88% | 1.94 | 0 | 10 |  |  |  | No | R-410A | 3.0667 | Residential & Commercial | Ducted CEE Tier 1
211225854 | Central HP <5.4 tons | CARRIER | HRCU-A-CB (Split System: Heat Pump with Remote Outdoor Unit-Air-Source) | 38MURAQ36AB3* |  |  | CAP**4224AL* | 59SU5A100E21**20 | 35800 | 16 | 8.1 | 38500 | 35000 | 90.91% | 1.9 | 0 | 10 |  |  |  | No | R-410A | 2.9833 | Residential & Commercial | Ducted CEE Tier 1
213311186 | Central HP <5.4 tons | PAYNE HEATING AND COOLING | HRCU-A-CB (Split System: Heat Pump with Remote Outdoor Unit-Air-Source) | 38MURAQ36AB3* | ADP |  | PL36H175P159+CBPE4B* |  | 37000 | 16 | 8.1 | 36800 | 34400 | 93.48% | 2 | 0 | 10 |  |  |  | No | R-410A | 3.0833 | Residential & Commercial | Ducted CEE Tier 1
214021182 | Central HP <5.4 tons | AC PRO.com | HRCU-A-CB (Split System: Heat Pump with Remote Outdoor Unit-Air-Source) | AUD60W/A1-D(U) | ADP |  | F,PE*CC9960 |  | 54000 | 15.5 | 9 | 54000 | 41000 | 75.93% | 1.8 | 0 | 10 |  |  |  | No | R-410A | 4.5 | Residential & Commercial | Ducted CEE Tier 1
213369592 | Central HP <5.4 tons | CONTINENTAL | HRCU-A-C (Split System: Heat Pump with Remote Outdoor Unit with No Indoor Fan --Air Source) | WSEHV2436RA1-C | ADP |  | *E7J936 |  | 22200 | 15.2 | 8.4 | 22400 | 21200 | 94.64% | 1.78 | 0 | 10.5 |  |  |  | No | R-410A | 1.85 | Residential & Commercial | Ducted CEE Tier 1
213927597 | Central HP <5.4 tons | BRYANT | HRCU-A-C (Split System: Heat Pump with Remote Outdoor Unit with No Indoor Fan --Air Source) | 38MURAQ30AB3 | ADP |  | H,PG7J936+TD |  | 29400 | 15.2 | 9.35 | 31200 | 26600 | 85.26% | 1.8 | 0 | 10 |  |  |  | No | R-410A | 2.45 | Residential & Commercial | Ducted CEE Tier 1
214719970 | Central HP <5.4 tons | CHAMPION HEATING AND COOLING | HRCU-A-CB (Split System: Heat Pump with Remote Outdoor Unit-Air-Source) | HH860E2S11 |  |  | CTU60C5XGS1+TXV | TPLC120C20MP13 | 44500 | 18 | 9 | 45000 | 33800 | 75.11% | 2 | 0 | 11 |  |  |  | No | R-454B | 3.7083 | Residential & Commercial | Ducted CEE Tier 1
214398040 | Central HP <5.4 tons | CHAMPION HEATING AND COOLING | HRCU-A-CB (Split System: Heat Pump with Remote Outdoor Unit-Air-Source) | HH860E2S11 |  |  | CTM60C5CHS1 | TM8V100C20MP12 | 53500 | 19 | 9 | 54000 | 39000 | 72.22% | 2 | 0 | 11 |  |  |  | No | R-454B | 4.4583 | Residential & Commercial | Ducted CEE Tier 1
214398640 | Central HP <5.4 tons | CHAMPION HEATING AND COOLING | HRCU-A-CB (Split System: Heat Pump with Remote Outdoor Unit-Air-Source) | HH860E2S11 |  |  | CTF60C5CGS1 | TM8V100C16MP12 | 43500 | 18 | 9 | 44000 | 33400 | 75.91% | 2 | 0 | 11.7 |  |  |  | No | R-454B | 3.625 | Residential & Commercial | Ducted CEE Tier 1
215937952 | Central HP <5.4 tons | KENMORE | HRCU-A-CB (Split System: Heat Pump with Remote Outdoor Unit-Air-Source) | (C,H,T)5H3V48*K*AAA* |  |  | EVD5X48M24A*+WALLCON | *97CMN0802120B* | 44500 | 20 | 8.1 | 52000 | 38000 | 73.08% | 1.9 | 0 | 11 |  |  |  | No | R-454B | 3.7083 | Residential & Commercial | Ducted CEE Tier 1
214569350 | Central HP <5.4 tons | CARRIER | HRCU-A-CB (Split System: Heat Pump with Remote Outdoor Unit-Air-Source) | 25VNA424A*031* |  |  | CAP**4321AL*+UI | 59CU5B080C21**20 | 24200 | 20.5 | 11 | 26400 | 19700 | 74.62% | 2.56 | 0 | 13 |  |  |  | No | R-410A | 2.0167 | Residential & Commercial | Ducted CEE Tier 1
214569454 | Central HP <5.4 tons | CARRIER | HRCU-A-CB (Split System: Heat Pump with Remote Outdoor Unit-Air-Source) | 25VNA448A*031* |  |  | CAP**6124AL*+UI | 59TN6C080C21**20 | 45500 | 21.5 | 10 | 46000 | 36200 | 78.7% | 2.38 | 0 | 12 |  |  |  | No | R-410A | 3.7917 | Residential & Commercial | Ducted CEE Tier 1
214569472 | Central HP <5.4 tons | CARRIER | HRCU-A-CB (Split System: Heat Pump with Remote Outdoor Unit-Air-Source) | 25VNA448A*031* |  |  | CSPH*6012AL*+UI | 59CU5B100C21**22 | 45000 | 20.5 | 9.5 | 46000 | 36000 | 78.26% | 2.36 | 0 | 12 |  |  |  | No | R-410A | 3.75 | Residential & Commercial | Ducted CEE Tier 1
214569490 | Central HP <5.4 tons | CARRIER | HRCU-A-CB (Split System: Heat Pump with Remote Outdoor Unit-Air-Source) | 25VNA448A*031* |  |  | CNPV*4821AL*+UI | 59TN6C080C21**20 | 44000 | 21 | 9 | 46500 | 36400 | 78.28% | 2.18 | 0 | 12 |  |  |  | No | R-410A | 3.6667 | Residential & Commercial | Ducted CEE Tier 1
214389295 | Central HP <5.4 tons | BRYANT HEATING AND COOLING SYSTEMS | HRCU-A-CB (Split System: Heat Pump with Remote Outdoor Unit-Air-Source) | 284ANV036*0**B* |  |  | CNPV*4821AL*+UI | 987MC66100C21*** | 33800 | 19.5 | 9 | 36600 | 26000 | 71.04% | 2.04 | 0 | 12.5 |  |  |  | No | R-410A | 2.8167 | Residential & Commercial | Ducted CEE Tier 1
214389313 | Central HP <5.4 tons | BRYANT HEATING AND COOLING SYSTEMS | HRCU-A-CB (Split System: Heat Pump with Remote Outdoor Unit-Air-Source) | 284ANV036*0**B* |  |  | CNPV*4824AL*+UI | 986TD66100C21*** | 33800 | 19.5 | 9 | 36600 | 26000 | 71.04% | 2.04 | 0 | 12.5 |  |  |  | No | R-410A | 2.8167 | Residential & Commercial | Ducted CEE Tier 1
214574079 | Central HP <5.4 tons | BRYANT HEATING AND COOLING SYSTEMS | HRCU-A-CB (Split System: Heat Pump with Remote Outdoor Unit-Air-Source) | 288BNV037*0**B* |  |  | CAP**6024AL*+UI | 986TD60080C21*** | 32800 | 18 | 8.5 | 31600 | 24600 | 77.85% | 2 | 0 | 11.5 |  |  |  | No | R-410A | 2.7333 | Residential & Commercial | Ducted CEE Tier 1
215670553 | Central HP <5.4 tons | KEEPRITE | HRCU-A-CB (Split System: Heat Pump with Remote Outdoor Unit-Air-Source) | C5H0V36*K*AAA* |  |  | ESH5X60M12A*+WALLCON | *97CMN1202422B* | 34600 | 17 | 8.5 | 34600 | 24800 | 71.68% | 1.8 | 0 | 10 |  |  |  | No | R-454B | 2.8833 | Residential & Commercial | Ducted CEE Tier 1
215669179 | Central HP <5.4 tons | KEEPRITE | HRCU-A-CB (Split System: Heat Pump with Remote Outdoor Unit-Air-Source) | C5H0V36*K*AAA* |  |  | EA*5X48M21A*+WALLCON | *80CTL1102120B* | 33800 | 18 | 9 | 35000 | 25000 | 71.43% | 1.9 | 0 | 10 |  |  |  | No | R-454B | 2.8167 | Residential & Commercial | Ducted CEE Tier 1
214807710 | Central HP <5.4 tons | COLEMAN | HRCU-A-CB (Split System: Heat Pump with Remote Outdoor Unit-Air-Source) | HH824E2S11 |  |  | CTU36B5XDS1+JMET12BS2N1+TXV |  | 23000 | 19 | 9.5 | 23000 | 18100 | 78.7% | 2 | 0 | 12 |  |  |  | No | R-454B | 1.9167 | Residential & Commercial | Ducted CEE Tier 1
214807725 | Central HP <5.4 tons | COLEMAN | HRCU-A-CB (Split System: Heat Pump with Remote Outdoor Unit-Air-Source) | HH824E2S11 |  |  | CTM36B5ADS1 | CPLC080B12MP13 | 23000 | 17 | 9 | 23000 | 17700 | 76.96% | 2 | 0 | 12 |  |  |  | No | R-454B | 1.9167 | Residential & Commercial | Ducted CEE Tier 1
214649767 | Central HP <5.4 tons | CHAMPION HEATING AND COOLING | HRCU-A-CB (Split System: Heat Pump with Remote Outdoor Unit-Air-Source) | HH824E2S11 |  |  | CTU30B5XCS1+TXV | TM8E100B12MP11 | 23000 | 17 | 9.5 | 23000 | 18400 | 80% | 2 | 0 | 12 |  |  |  | No | R-454B | 1.9167 | Residential & Commercial | Ducted CEE Tier 1
214650938 | Central HP <5.4 tons | CHAMPION HEATING AND COOLING | HRCU-A-CB (Split System: Heat Pump with Remote Outdoor Unit-Air-Source) | HH824E2S11 |  |  | CTU36B5XDS1+TXV | TMLE080B12MP11 | 23000 | 18 | 9.5 | 23000 | 18700 | 81.3% | 2 | 0 | 12 |  |  |  | No | R-454B | 1.9167 | Residential & Commercial | Ducted CEE Tier 1
214651004 | Central HP <5.4 tons | CHAMPION HEATING AND COOLING | HRCU-A-CB (Split System: Heat Pump with Remote Outdoor Unit-Air-Source) | HH824E2S11 |  |  | CTU36B5XDS1+TXV | TM9V080B12MP12 | 23000 | 18 | 9.5 | 23000 | 18400 | 80% | 2 | 0 | 12 |  |  |  | No | R-454B | 1.9167 | Residential & Commercial | Ducted CEE Tier 1
214810238 | Central HP <5.4 tons | COLEMAN | HRCU-A-CB (Split System: Heat Pump with Remote Outdoor Unit-Air-Source) | HH824E2S11 |  |  | CTM36B5ADS1 | TM8V080B12MP12 | 23000 | 17 | 9 | 23000 | 17700 | 76.96% | 2 | 0 | 12 |  |  |  | No | R-454B | 1.9167 | Residential & Commercial | Ducted CEE Tier 1
214807744 | Central HP <5.4 tons | COLEMAN | HRCU-A-CB (Split System: Heat Pump with Remote Outdoor Unit-Air-Source) | HH824E2S11 |  |  | CTM36B5ADS1 | CP9C080B12MP13 | 23000 | 18 | 9.5 | 23000 | 18500 | 80.43% | 2 | 0 | 12 |  |  |  | No | R-454B | 1.9167 | Residential & Commercial | Ducted CEE Tier 1
214650098 | Central HP <5.4 tons | CHAMPION HEATING AND COOLING | HRCU-A-CB (Split System: Heat Pump with Remote Outdoor Unit-Air-Source) | HH824E2S11 |  |  | CTU30B5XCS1+TXV | Z9ES080B12SMPS1 | 23000 | 17 | 9.5 | 23000 | 18400 | 80% | 2 | 0 | 12 |  |  |  | No | R-454B | 1.9167 | Residential & Commercial | Ducted CEE Tier 1
213311144 | Central HP <5.4 tons | PAYNE HEATING AND COOLING | HRCU-A-CB (Split System: Heat Pump with Remote Outdoor Unit-Air-Source) | 38MURAQ24AB3* | ADP |  | C36A***L139+CBPE3A* |  | 23800 | 18 | 8.75 | 25000 | 22600 | 90.4% | 1.88 | 0 | 10 |  |  |  | No | R-410A | 1.9833 | Residential & Commercial | Ducted CEE Tier 1
213311142 | Central HP <5.4 tons | PAYNE HEATING AND COOLING | HRCU-A-CB (Split System: Heat Pump with Remote Outdoor Unit-Air-Source) | 38MURAQ24AB3* | ADP |  | C36A***L129+CBPE3A* |  | 23600 | 17 | 9 | 25600 | 25200 | 98.44% | 2.14 | 0 | 10 |  |  |  | No | R-410A | 1.9667 | Residential & Commercial | Ducted CEE Tier 1
212498329 | Central HP <5.4 tons | PAYNE HEATING AND COOLING | HRCU-A-CB (Split System: Heat Pump with Remote Outdoor Unit-Air-Source) | 38MURAQ24AB3* | ADP |  | CE2403C+TXV |  | 23800 | 17 | 8.85 | 25600 | 25400 | 99.22% | 2.14 | 0 | 10 |  |  |  | No | R-410A | 1.9833 | Residential & Commercial | Ducted CEE Tier 1
212498330 | Central HP <5.4 tons | PAYNE HEATING AND COOLING | HRCU-A-CB (Split System: Heat Pump with Remote Outdoor Unit-Air-Source) | 38MURAQ24AB3* | ADP |  | CE3005A+TXV |  | 23600 | 17 | 9 | 25600 | 25200 | 98.44% | 2.14 | 0 | 10 |  |  |  | No | R-410A | 1.9667 | Residential & Commercial | Ducted CEE Tier 1
212498331 | Central HP <5.4 tons | PAYNE HEATING AND COOLING | HRCU-A-CB (Split System: Heat Pump with Remote Outdoor Unit-Air-Source) | 38MURAQ24AB3* | ADP |  | CE3005C+TXV |  | 23600 | 17 | 9 | 25600 | 25200 | 98.44% | 2.14 | 0 | 10 |  |  |  | No | R-410A | 1.9667 | Residential & Commercial | Ducted CEE Tier 1
212509279 | Central HP <5.4 tons | PAYNE HEATING AND COOLING | HRCU-A-CB (Split System: Heat Pump with Remote Outdoor Unit-Air-Source) | 38MURAQ24AB3* | ADP |  | H,PG81936 | PG95ESUA48060B** | 24600 | 17 | 8.5 | 24000 | 21000 | 87.5% | 1.8 | 0 | 10.5 |  |  |  | No | R-410A | 2.05 | Residential & Commercial | Ducted CEE Tier 1
212441563 | Central HP <5.4 tons | PAYNE HEATING AND COOLING | HRCU-A-CB (Split System: Heat Pump with Remote Outdoor Unit-Air-Source) | 38MURAQ24AB3* | ADP |  | H,PG7J936 | PG95ESAA48080B** | 24800 | 15.2 | 8.5 | 25200 | 21600 | 85.71% | 1.8 | 0 | 10 |  |  |  | No | R-410A | 2.0667 | Residential & Commercial | Ducted CEE Tier 1
215932910 | Central HP <5.4 tons | DAY & NIGHT | HRCU-A-CB (Split System: Heat Pump with Remote Outdoor Unit-Air-Source) | C5H3V36*K*AAA* |  |  | EA*5X61M24A*+WALLCON | *97CMN0602120B* | 34200 | 20 | 9 | 34800 | 26400 | 75.86% | 1.92 | 0 | 11.5 |  |  |  | No | R-454B | 2.85 | Residential & Commercial | Ducted CEE Tier 1
215933160 | Central HP <5.4 tons | DAY & NIGHT | HRCU-A-CB (Split System: Heat Pump with Remote Outdoor Unit-Air-Source) | C5H3V36*K*AAA* |  |  | ESH5X36M12A*+WALLCON | *95CSU1002122B* | 33400 | 19 | 9 | 34800 | 26600 | 76.44% | 1.94 | 0 | 11.5 |  |  |  | No | R-454B | 2.7833 | Residential & Commercial | Ducted CEE Tier 1
215933210 | Central HP <5.4 tons | DAY & NIGHT | HRCU-A-CB (Split System: Heat Pump with Remote Outdoor Unit-Air-Source) | C5H3V36*K*AAA* |  |  | ESH5X36M12A*+WALLCON | *97CMN1002122B* | 33400 | 19 | 9 | 34800 | 26600 | 76.44% | 1.92 | 0 | 11 |  |  |  | No | R-454B | 2.7833 | Residential & Commercial | Ducted CEE Tier 1
215933260 | Central HP <5.4 tons | DAY & NIGHT | HRCU-A-CB (Split System: Heat Pump with Remote Outdoor Unit-Air-Source) | C5H3V36*K*AAA* |  |  | ESH5X36M12A*+WALLCON | *96CTN1002122B* | 33400 | 19 | 9 | 34800 | 26600 | 76.44% | 1.92 | 0 | 11 |  |  |  | No | R-454B | 2.7833 | Residential & Commercial | Ducted CEE Tier 1
215932650 | Central HP <5.4 tons | DAY & NIGHT | HRCU-A-CB (Split System: Heat Pump with Remote Outdoor Unit-Air-Source) | C5H3V36*K*AAA* |  |  | EA*5X60M24A*+WALLCON | *96CTN1202422B* | 34000 | 20.5 | 9.5 | 34000 | 26000 | 76.47% | 2.06 | 0 | 12 |  |  |  | No | R-454B | 2.8333 | Residential & Commercial | Ducted CEE Tier 1
214570719 | Central HP <5.4 tons | BRYANT HEATING AND COOLING SYSTEMS | HRCU-A-CB (Split System: Heat Pump with Remote Outdoor Unit-Air-Source) | 288BNV025*0**C* |  |  | CAP**4821AL*+UI | 986TD60080C21*** | 24200 | 17 | 8.5 | 20800 | 16500 | 79.33% | 2.02 | 0 | 11 |  |  |  | No | R-410A | 2.0167 | Residential & Commercial | Ducted CEE Tier 1
214571219 | Central HP <5.4 tons | BRYANT HEATING AND COOLING SYSTEMS | HRCU-A-CB (Split System: Heat Pump with Remote Outdoor Unit-Air-Source) | 288BNV025*0**C* |  |  | CNPV*4821AL*+UI | 935CB60080C21*** | 24200 | 17 | 8.1 | 21400 | 16600 | 77.57% | 2 | 0 | 11 |  |  |  | No | R-410A | 2.0167 | Residential & Commercial | Ducted CEE Tier 1
216441218 | Central HP <5.4 tons | CHAMPION HEATING AND COOLING | HRCU-A-CB (Split System: Heat Pump with Remote Outdoor Unit-Air-Source) | HH836E2S11 | ADP |  | SL9*39+TXV |  | 33000 | 19 | 8.95 | 29800 | 24800 | 83.22% | 2 | 0 | 11.7 |  |  |  | No | R-454B | 2.75 | Residential & Commercial | Ducted CEE Tier 1
214807776 | Central HP <5.4 tons | COLEMAN | HRCU-A-CB (Split System: Heat Pump with Remote Outdoor Unit-Air-Source) | HH836E2S11 |  |  | CTU48C5XFS1+TXV | Z8ES120C16SMPS1 | 34000 | 19 | 9 | 31600 | 25200 | 79.75% | 2 | 0 | 11.7 |  |  |  | No | R-454B | 2.8333 | Residential & Commercial | Ducted CEE Tier 1
214604336 | Central HP <5.4 tons | MIDEA | HRCU-A-C (Split System: Heat Pump with Remote Outdoor Unit with No Indoor Fan --Air Source) | 38MURAQ24AB3 | ADP |  | HG21924+TD |  | 23000 | 16 | 8.8 | 23000 | 19600 | 85.22% | 1.84 | 0 | 10 |  |  |  | No | R-410A | 1.9167 | Residential & Commercial | Ducted CEE Tier 1
214244062 | Central HP <5.4 tons | BRYANT HEATING AND COOLING SYSTEMS | HRCU-A-CB (Split System: Heat Pump with Remote Outdoor Unit-Air-Source) | 284ANV024*0**B* |  |  | CNPV*4217AL*+UI | 986TD42080C17*** | 23600 | 20 | 10 | 26600 | 19800 | 74.44% | 2.46 | 0 | 13 |  |  |  | No | R-410A | 1.9667 | Residential & Commercial | Ducted CEE Tier 1
214244082 | Central HP <5.4 tons | BRYANT HEATING AND COOLING SYSTEMS | HRCU-A-CB (Split System: Heat Pump with Remote Outdoor Unit-Air-Source) | 284ANV024*0**B* |  |  | CNPV*4221AL*+UI | 986TD42080C17*** | 23400 | 20 | 10 | 26600 | 19900 | 74.81% | 2.42 | 0 | 13 |  |  |  | No | R-410A | 1.95 | Residential & Commercial | Ducted CEE Tier 1
210597619 | Central HP <5.4 tons | KEEPRITE | HRCU-A-CB (Split System: Heat Pump with Remote Outdoor Unit-Air-Source) | CVH837GKA** |  |  | EN(A,D,W)4X60L24**+WALLCON | *95CSU1002122A* | 32800 | 18 | 8.1 | 32200 | 24600 | 76.4% | 1.98 | 0 | 12 |  |  |  | No | R-410A | 2.7333 | Residential & Commercial | Ducted CEE Tier 1
215669659 | Central HP <5.4 tons | KEEPRITE | HRCU-A-CB (Split System: Heat Pump with Remote Outdoor Unit-Air-Source) | C5H0V36*K*AAA* |  |  | EA*5X61M24A*+WALLCON | *80CTL1352422B* | 35000 | 18.5 | 9 | 34400 | 24600 | 71.51% | 1.92 | 0 | 10.5 |  |  |  | No | R-454B | 2.9167 | Residential & Commercial | Ducted CEE Tier 1
215669559 | Central HP <5.4 tons | KEEPRITE | HRCU-A-CB (Split System: Heat Pump with Remote Outdoor Unit-Air-Source) | C5H0V36*K*AAA* |  |  | EA*5X61M21A*+WALLCON | *97CMN0801714B* | 34600 | 18 | 9 | 34600 | 25000 | 72.25% | 1.9 | 0 | 10 |  |  |  | No | R-454B | 2.8833 | Residential & Commercial | Ducted CEE Tier 1
214243948 | Central HP <5.4 tons | BRYANT HEATING AND COOLING SYSTEMS | HRCU-A-CB (Split System: Heat Pump with Remote Outdoor Unit-Air-Source) | 284ANV048*0**B* |  |  | CNPV*4821AL*+UI | 88*TB36045C17*** | 42500 | 20 | 8.5 | 47500 | 37600 | 79.16% | 2.08 | 0 | 10.5 |  |  |  | No | R-410A | 3.5417 | Residential & Commercial | Ducted CEE Tier 1
214243962 | Central HP <5.4 tons | BRYANT HEATING AND COOLING SYSTEMS | HRCU-A-CB (Split System: Heat Pump with Remote Outdoor Unit-Air-Source) | 284ANV048*0**B* |  |  | CNPV*4824AL*+UI | 88*TB60110C21*** | 44000 | 21 | 8.5 | 46500 | 36400 | 78.28% | 2.16 | 0 | 12 |  |  |  | No | R-410A | 3.6667 | Residential & Commercial | Ducted CEE Tier 1
214243978 | Central HP <5.4 tons | BRYANT HEATING AND COOLING SYSTEMS | HRCU-A-CB (Split System: Heat Pump with Remote Outdoor Unit-Air-Source) | 284ANV048*0**B* |  |  | CNPV*6024AL*+UI | 88*TB66135C24*** | 44500 | 21.5 | 9 | 46000 | 36000 | 78.26% | 2.26 | 0 | 12 |  |  |  | No | R-410A | 3.7083 | Residential & Commercial | Ducted CEE Tier 1
213796738 | Central HP <5.4 tons | BRYANT | HRCU-A-CB (Split System: Heat Pump with Remote Outdoor Unit-Air-Source) | 38MURAQ36AB3 | ADP |  | V,C36H175P139+CBPE4B* |  | 36000 | 15.2 | 8.4 | 36200 | 31200 | 86.19% | 1.82 | 0 | 10 |  |  |  | No | R-410A | 3 | Residential & Commercial | Ducted CEE Tier 1
213796321 | Central HP <5.4 tons | BRYANT | HRCU-A-CB (Split System: Heat Pump with Remote Outdoor Unit-Air-Source) | 38MURAQ36AB3 | ADP |  | C36A***L139+CBPE3A* |  | 35800 | 15.2 | 8.35 | 36200 | 31200 | 86.19% | 1.8 | 0 | 10 |  |  |  | No | R-410A | 2.9833 | Residential & Commercial | Ducted CEE Tier 1
213147604 | Central HP <5.4 tons | PAYNE HEATING AND COOLING | HRCU-A-CB (Split System: Heat Pump with Remote Outdoor Unit-Air-Source) | 38MURAQ24AB3* | ADP |  | C36A***L129+AEFE4B* |  | 23600 | 18 | 8.65 | 24800 | 22600 | 91.13% | 1.86 | 0 | 10 |  |  |  | No | R-410A | 1.9667 | Residential & Commercial | Ducted CEE Tier 1
213147606 | Central HP <5.4 tons | PAYNE HEATING AND COOLING | HRCU-A-CB (Split System: Heat Pump with Remote Outdoor Unit-Air-Source) | 38MURAQ24AB3* | ADP |  | C36A***L159+AEFE4B* |  | 24200 | 18 | 9 | 25000 | 22600 | 90.4% | 1.92 | 0 | 10.5 |  |  |  | No | R-410A | 2.0167 | Residential & Commercial | Ducted CEE Tier 1
212509275 | Central HP <5.4 tons | PAYNE HEATING AND COOLING | HRCU-A-CB (Split System: Heat Pump with Remote Outdoor Unit-Air-Source) | 38MURAQ24AB3* | ADP |  | H,PG81936 | PG95ESAA60080C** | 24600 | 16 | 8.5 | 25000 | 22000 | 88% | 1.84 | 0 | 10.5 |  |  |  | No | R-410A | 2.05 | Residential & Commercial | Ducted CEE Tier 1
213147608 | Central HP <5.4 tons | PAYNE HEATING AND COOLING | HRCU-A-CB (Split System: Heat Pump with Remote Outdoor Unit-Air-Source) | 38MURAQ24AB3* | ADP |  | V,C36H175P139+AEFE4B* |  | 24000 | 18 | 8.85 | 25000 | 22600 | 90.4% | 1.9 | 0 | 10.5 |  |  |  | No | R-410A | 2 | Residential & Commercial | Ducted CEE Tier 1
213311151 | Central HP <5.4 tons | PAYNE HEATING AND COOLING | HRCU-A-CB (Split System: Heat Pump with Remote Outdoor Unit-Air-Source) | 38MURAQ24AB3* | ADP |  | V36H***P219+CBPE3A* |  | 24000 | 18 | 8.9 | 25000 | 22600 | 90.4% | 1.9 | 0 | 10.5 |  |  |  | No | R-410A | 2 | Residential & Commercial | Ducted CEE Tier 1
212441558 | Central HP <5.4 tons | PAYNE HEATING AND COOLING | HRCU-A-CB (Split System: Heat Pump with Remote Outdoor Unit-Air-Source) | 38MURAQ18AB3* | ADP |  | H,PG7J936 | PG95ESAA30040A** | 17600 | 15.2 | 8.5 | 17100 | 18600 | 108.8% | 2.28 | 0 | 10.5 |  |  |  | No | R-410A | 1.4667 | Residential & Commercial | Ducted CEE Tier 1
214569352 | Central HP <5.4 tons | CARRIER | HRCU-A-CB (Split System: Heat Pump with Remote Outdoor Unit-Air-Source) | 25VNA424A*031* |  |  | CAP**4321AL*+UI | 59CU5B100C21**22 | 24200 | 20.5 | 11 | 26400 | 19600 | 74.24% | 2.56 | 0 | 13.5 |  |  |  | No | R-410A | 2.0167 | Residential & Commercial | Ducted CEE Tier 1
214398674 | Central HP <5.4 tons | CHAMPION HEATING AND COOLING | HRCU-A-CB (Split System: Heat Pump with Remote Outdoor Unit-Air-Source) | HH860E2S11 |  |  | CTM60C5CGS1+JME16C2SN1 |  | 44500 | 19 | 9 | 44000 | 33000 | 75% | 2 | 0 | 12 |  |  |  | No | R-454B | 3.7083 | Residential & Commercial | Ducted CEE Tier 1
216374699 | Central HP <5.4 tons | CHAMPION HEATING AND COOLING | HRCU-A-CB (Split System: Heat Pump with Remote Outdoor Unit-Air-Source) | HH860E2S11 |  |  | CTF60D5CJS1 | Z9ET120D20SMPS1 | 53500 | 19 | 9 | 56000 | 40500 | 72.32% | 2 | 0 | 10 |  |  |  | No | R-454B | 4.4583 | Residential & Commercial | Ducted CEE Tier 1
214398249 | Central HP <5.4 tons | CHAMPION HEATING AND COOLING | HRCU-A-CB (Split System: Heat Pump with Remote Outdoor Unit-Air-Source) | HH860E2S11 |  |  | CTM60C5CGS1 | TM8Y100C20MP11 | 44500 | 18 | 9 | 45000 | 33800 | 75.11% | 2 | 0 | 11.7 |  |  |  | No | R-454B | 3.7083 | Residential & Commercial | Ducted CEE Tier 1
214397511 | Central HP <5.4 tons | CHAMPION HEATING AND COOLING | HRCU-A-CB (Split System: Heat Pump with Remote Outdoor Unit-Air-Source) | HH860E2S11 |  |  | CTM60D5CGS1 | TM9E120D20MP12 | 45000 | 17 | 9 | 46500 | 34800 | 74.84% | 2 | 0 | 11 |  |  |  | No | R-454B | 3.75 | Residential & Commercial | Ducted CEE Tier 1
214719953 | Central HP <5.4 tons | CHAMPION HEATING AND COOLING | HRCU-A-CB (Split System: Heat Pump with Remote Outdoor Unit-Air-Source) | HH860E2S11 |  |  | CTU60C5XGS1+TXV | TM8V100C20MP12 | 44500 | 18 | 9 | 45000 | 33800 | 75.11% | 2 | 0 | 11 |  |  |  | No | R-454B | 3.7083 | Residential & Commercial | Ducted CEE Tier 1
213613869 | Central HP <5.4 tons | CONTINENTAL | HRCU-A-C (Split System: Heat Pump with Remote Outdoor Unit with No Indoor Fan --Air Source) | WSEHV4860RA1-C | ADP |  | *E50960 |  | 47000 | 15.2 | 8.4 | 46000 | 33200 | 72.17% | 1.78 | 0 | 10 |  |  |  | No | R-410A | 3.9167 | Residential & Commercial | Ducted CEE Tier 1
211225870 | Central HP <5.4 tons | CARRIER | HRCU-A-CB (Split System: Heat Pump with Remote Outdoor Unit-Air-Source) | 38MURAQ36AB3* |  |  | CAP**4321AL* | 58S(B,C)*A090E17**14 | 37000 | 16 | 8.5 | 38500 | 34800 | 90.39% | 2.1 | 0 | 10 |  |  |  | No | R-410A | 3.0833 | Residential & Commercial | Ducted CEE Tier 1
211225890 | Central HP <5.4 tons | CARRIER | HRCU-A-CB (Split System: Heat Pump with Remote Outdoor Unit-Air-Source) | 38MURAQ36AB3* |  |  | CAP**4321AL* | 59SC2D080E21**20 | 37400 | 16 | 8.5 | 38500 | 34800 | 90.39% | 2.14 | 0 | 10 |  |  |  | No | R-410A | 3.1167 | Residential & Commercial | Ducted CEE Tier 1
211225895 | Central HP <5.4 tons | CARRIER | HRCU-A-CB (Split System: Heat Pump with Remote Outdoor Unit-Air-Source) | 38MURAQ36AB3* |  |  | CAP**4321AL* | 59SC5B100E21**20 | 37000 | 15.5 | 8.5 | 38500 | 34800 | 90.39% | 2.1 | 0 | 10 |  |  |  | No | R-410A | 3.0833 | Residential & Commercial | Ducted CEE Tier 1
211225911 | Central HP <5.4 tons | CARRIER | HRCU-A-CB (Split System: Heat Pump with Remote Outdoor Unit-Air-Source) | 38MURAQ36AB3* |  |  | CAP**4321AL* | OVMAAB042112 | 36200 | 15.5 | 8.5 | 38500 | 34800 | 90.39% | 2.06 | 0 | 10 |  |  |  | No | R-410A | 3.0167 | Residential & Commercial | Ducted CEE Tier 1
215675651 | Central HP <5.4 tons | KENMORE | HRCU-A-CB (Split System: Heat Pump with Remote Outdoor Unit-Air-Source) | (C,H,T)5H0V48*K*AAA* |  |  | EVM5X49M21A*+WALLCON | *96CTN0801714B* | 48000 | 18.5 | 9 | 50000 | 36200 | 72.4% | 2.02 | 0 | 10 |  |  |  | No | R-454B | 4 | Residential & Commercial | Ducted CEE Tier 1
215675751 | Central HP <5.4 tons | KENMORE | HRCU-A-CB (Split System: Heat Pump with Remote Outdoor Unit-Air-Source) | (C,H,T)5H0V48*K*AAA* |  |  | EVM5X60M21A*+WALLCON | *80CTL1102120B* | 48000 | 19 | 9 | 50000 | 36600 | 73.2% | 2 | 0 | 10.5 |  |  |  | No | R-454B | 4 | Residential & Commercial | Ducted CEE Tier 1
215675901 | Central HP <5.4 tons | KENMORE | HRCU-A-CB (Split System: Heat Pump with Remote Outdoor Unit-Air-Source) | (C,H,T)5H0V48*K*AAA* |  |  | EVM5X60M24A*+WALLCON | *80CTL1352422B* | 48000 | 19 | 9 | 50000 | 36400 | 72.8% | 2 | 0 | 10.5 |  |  |  | No | R-454B | 4 | Residential & Commercial | Ducted CEE Tier 1
213780176 | Central HP <5.4 tons | BRYANT HEATING AND COOLING SYSTEMS | HRCU-A-CB (Split System: Heat Pump with Remote Outdoor Unit-Air-Source) | 288BNV037*0**A* |  |  | CSPH*4812AL*+UI | 88*TB60090C21*** | 32600 | 16.5 | 8.1 | 33000 | 24800 | 75.15% | 1.96 | 0 | 11 |  |  |  | No | R-410A | 2.7167 | Residential & Commercial | Ducted CEE Tier 1
214572579 | Central HP <5.4 tons | BRYANT HEATING AND COOLING SYSTEMS | HRCU-A-CB (Split System: Heat Pump with Remote Outdoor Unit-Air-Source) | 288BNV037*0**A* |  |  | CAP**3721AL*+UI | 986TD60080C21*** | 33000 | 17.5 | 8.5 | 32600 | 25000 | 76.69% | 2 | 0 | 11.5 |  |  |  | No | R-410A | 2.75 | Residential & Commercial | Ducted CEE Tier 1
213772122 | Central HP <5.4 tons | KEEPRITE | HRCU-A-CB (Split System: Heat Pump with Remote Outdoor Unit-Air-Source) | CVH825GKA2* |  |  | EHD4X36AAL+WALLCON | *80CTL0901716B* | 24200 | 16.5 | 8.1 | 21400 | 16700 | 78.04% | 1.98 | 0 | 10.5 |  |  |  | No | R-410A | 2.0167 | Residential & Commercial | Ducted CEE Tier 1
213772272 | Central HP <5.4 tons | KEEPRITE | HRCU-A-CB (Split System: Heat Pump with Remote Outdoor Unit-Air-Source) | CVH825GKA2* |  |  | EHD4X42AAL+WALLCON | *80CTL0701412B* | 24200 | 16.5 | 8.1 | 21200 | 16600 | 78.3% | 2 | 0 | 10.5 |  |  |  | No | R-410A | 2.0167 | Residential & Commercial | Ducted CEE Tier 1
213772422 | Central HP <5.4 tons | KEEPRITE | HRCU-A-CB (Split System: Heat Pump with Remote Outdoor Unit-Air-Source) | CVH825GKA2* |  |  | EHD4X42AAL+WALLCON | *96CTN1202422B* | 24200 | 16 | 8.1 | 21400 | 16600 | 77.57% | 2 | 0 | 10.5 |  |  |  | No | R-410A | 2.0167 | Residential & Commercial | Ducted CEE Tier 1
212982421 | Central HP <5.4 tons | BRYANT HEATING AND COOLING SYSTEMS | HRCU-A-CB (Split System: Heat Pump with Remote Outdoor Unit-Air-Source) | 38MURAQ18AB3* |  |  | CNPV*2417AL* | 83*SB36040M17*** | 17500 | 16 | 8.5 | 18400 | 18900 | 102.7% | 2.28 | 0 | 10.5 |  |  |  | No | R-410A | 1.4583 | Residential & Commercial | Ducted CEE Tier 1
212441557 | Central HP <5.4 tons | PAYNE HEATING AND COOLING | HRCU-A-CB (Split System: Heat Pump with Remote Outdoor Unit-Air-Source) | 38MURAQ18AB3* | ADP |  | H,PG7J936 | PG95ESAA30026A** | 18000 | 15.2 | 8.5 | 17400 | 18500 | 106.3% | 2.26 | 0 | 10.5 |  |  |  | No | R-410A | 1.5 | Residential & Commercial | Ducted CEE Tier 1
212498312 | Central HP <5.4 tons | PAYNE HEATING AND COOLING | HRCU-A-CB (Split System: Heat Pump with Remote Outdoor Unit-Air-Source) | 38MURAQ18AB3* | ADP |  | CP2301A+TXV+TD |  | 17100 | 15.2 | 8.6 | 17000 | 19300 | 113.5% | 2.3 | 0 | 10.5 |  |  |  | No | R-410A | 1.425 | Residential & Commercial | Ducted CEE Tier 1
212498314 | Central HP <5.4 tons | PAYNE HEATING AND COOLING | HRCU-A-CB (Split System: Heat Pump with Remote Outdoor Unit-Air-Source) | 38MURAQ18AB3* | ADP |  | CP2403A+TXV+TD |  | 17400 | 15.2 | 8.7 | 17000 | 19400 | 114.1% | 2.32 | 0 | 10.5 |  |  |  | No | R-410A | 1.45 | Residential & Commercial | Ducted CEE Tier 1
213613857 | Central HP <5.4 tons | BRYANT | HRCU-A-C (Split System: Heat Pump with Remote Outdoor Unit with No Indoor Fan --Air Source) | 38MURAQ30AB3 | ADP |  | CDP36A15P+TD |  | 29000 | 15.2 | 9.2 | 31200 | 26600 | 85.26% | 1.78 | 0 | 10 |  |  |  | No | R-410A | 2.4167 | Residential & Commercial | Ducted CEE Tier 1
214720132 | Central HP <5.4 tons | CHAMPION HEATING AND COOLING | HRCU-A-CB (Split System: Heat Pump with Remote Outdoor Unit-Air-Source) | HH860E2S11 |  |  | CTU60C5XGS1+TXV | TM9E080C16MP12 | 44500 | 18 | 9 | 45500 | 34400 | 75.6% | 2 | 0 | 11 |  |  |  | No | R-454B | 3.7083 | Residential & Commercial | Ducted CEE Tier 1
214311496 | Central HP <5.4 tons | THERMAL ZONE | HRCU-A-C (Split System: Heat Pump with Remote Outdoor Unit with No Indoor Fan --Air Source) | TZPLV302PA | ADP |  | H,RE31930+TD |  | 28600 | 15.2 | 9.05 | 31000 | 26600 | 85.81% | 1.76 | 0 | 10 |  |  |  | No | R-410A | 2.3833 | Residential & Commercial | Ducted CEE Tier 1
215449959 | Central HP <5.4 tons | Proair | HRCU-A-C (Split System: Heat Pump with Remote Outdoor Unit with No Indoor Fan --Air Source) | P30-30HFN1 |  |  | PAC-36B-HWND1 |  | 29000 | 15.2 | 8.5 | 31000 | 22600 | 72.9% | 1.8 | 0 | 10 |  |  |  | No | R-410A | 2.4167 | Residential & Commercial | Ducted CEE Tier 1
215224761 | Central HP <5.4 tons | CARRIER | HRCU-A-CB (Split System: Heat Pump with Remote Outdoor Unit-Air-Source) | 25VNA424A*031* | ADP |  | H,PG9J936 | 59MN7C100C21**22 | 23400 | 20 | 10.5 | 25000 | 19400 | 77.6% | 2.46 | 0 | 13.5 |  |  |  | No | R-410A | 1.95 | Residential & Commercial | Ducted CEE Tier 1
213250265 | Central HP <5.4 tons | COMFORT-AIRE | HRCU-A-C (Split System: Heat Pump with Remote Outdoor Unit with No Indoor Fan --Air Source) | A-VCD30SA-1 | ADP |  | *G8J936+TD |  | 29800 | 15.2 | 9.5 | 31400 | 26600 | 84.71% | 1.82 | 0 | 10.5 |  |  |  | No | R-410A | 2.4833 | Residential & Commercial | Ducted CEE Tier 1
214569376 | Central HP <5.4 tons | CARRIER | HRCU-A-CB (Split System: Heat Pump with Remote Outdoor Unit-Air-Source) | 25VNA424A*031* |  |  | CSPH*4212AL*+UI | 59CU5B100C21**22 | 23800 | 19.5 | 10.5 | 26400 | 19600 | 74.24% | 2.54 | 0 | 13 |  |  |  | No | R-410A | 1.9833 | Residential & Commercial | Ducted CEE Tier 1
214569392 | Central HP <5.4 tons | CARRIER | HRCU-A-CB (Split System: Heat Pump with Remote Outdoor Unit-Air-Source) | 25VNA424A*031* |  |  | CNPV*4221AL*+UI | 59CU5B100C21**22 | 23400 | 20.5 | 10.5 | 26600 | 19800 | 74.44% | 2.46 | 0 | 13.5 |  |  |  | No | R-410A | 1.95 | Residential & Commercial | Ducted CEE Tier 1
214604338 | Central HP <5.4 tons | MIDEA | HRCU-A-C (Split System: Heat Pump with Remote Outdoor Unit with No Indoor Fan --Air Source) | 38MURAQ30AB3 | ADP |  | HG7J930+TD |  | 29400 | 15.2 | 9.35 | 31200 | 26600 | 85.26% | 1.8 | 0 | 10 |  |  |  | No | R-410A | 2.45 | Residential & Commercial | Ducted CEE Tier 1
212925411 | Central HP <5.4 tons | COMFORT-AIRE | HRCU-A-C (Split System: Heat Pump with Remote Outdoor Unit with No Indoor Fan --Air Source) | A-VCD30SA-1 | ADP |  | H,A,DG8J936+TD |  | 29800 | 15.2 | 9.5 | 31400 | 26600 | 84.71% | 1.82 | 0 | 10.5 |  |  |  | No | R-410A | 2.4833 | Residential & Commercial | Ducted CEE Tier 1
214604339 | Central HP <5.4 tons | MIDEA | HRCU-A-C (Split System: Heat Pump with Remote Outdoor Unit with No Indoor Fan --Air Source) | 38MURAQ30AB3 | ADP |  | HG7J936+TD |  | 29400 | 15.2 | 9.35 | 31200 | 26600 | 85.26% | 1.8 | 0 | 10 |  |  |  | No | R-410A | 2.45 | Residential & Commercial | Ducted CEE Tier 1
212925364 | Central HP <5.4 tons | COMFORT-AIRE | HRCU-A-C (Split System: Heat Pump with Remote Outdoor Unit with No Indoor Fan --Air Source) | A-VCD30SA-1 | ADP |  | H,A,DE31930+TD |  | 28600 | 15.2 | 9.05 | 31000 | 26600 | 85.81% | 1.76 | 0 | 10 |  |  |  | No | R-410A | 2.3833 | Residential & Commercial | Ducted CEE Tier 1
214398372 | Central HP <5.4 tons | CHAMPION HEATING AND COOLING | HRCU-A-CB (Split System: Heat Pump with Remote Outdoor Unit-Air-Source) | HH824E2S11 |  |  | CTM30B5ACS1+JME08B2SN1 |  | 23000 | 19 | 9.5 | 23000 | 18400 | 80% | 2 | 0 | 12 |  |  |  | No | R-454B | 1.9167 | Residential & Commercial | Ducted CEE Tier 1
214398397 | Central HP <5.4 tons | CHAMPION HEATING AND COOLING | HRCU-A-CB (Split System: Heat Pump with Remote Outdoor Unit-Air-Source) | HH824E2S11 |  |  | CTM30B5ACS1 | TM8E080B12MP11 | 23000 | 17 | 9.5 | 23000 | 18300 | 79.57% | 2 | 0 | 12 |  |  |  | No | R-454B | 1.9167 | Residential & Commercial | Ducted CEE Tier 1
214570638 | Central HP <5.4 tons | CARRIER | HRCU-A-CB (Split System: Heat Pump with Remote Outdoor Unit-Air-Source) | 25VNA825A*032* |  |  | CAP**4321AL*+UI | 59MN7C060C21**20 | 24400 | 16.5 | 8.5 | 21200 | 16700 | 78.77% | 2.02 | 0 | 11 |  |  |  | No | R-410A | 2.0333 | Residential & Commercial | Ducted CEE Tier 1
214571188 | Central HP <5.4 tons | CARRIER | HRCU-A-CB (Split System: Heat Pump with Remote Outdoor Unit-Air-Source) | 25VNA825A*032* |  |  | CNPV*4221AL*+UI | 59MN7C080C21**20 | 23800 | 16.5 | 8.1 | 21400 | 16700 | 78.04% | 1.96 | 0 | 11 |  |  |  | No | R-410A | 1.9833 | Residential & Commercial | Ducted CEE Tier 1
214571238 | Central HP <5.4 tons | CARRIER | HRCU-A-CB (Split System: Heat Pump with Remote Outdoor Unit-Air-Source) | 25VNA825A*032* |  |  | CNPV*4821AL*+UI | 59MN7C060C21**20 | 24000 | 16.5 | 8.1 | 21400 | 16700 | 78.04% | 2 | 0 | 11 |  |  |  | No | R-410A | 2 | Residential & Commercial | Ducted CEE Tier 1
214650177 | Central HP <5.4 tons | FRASER-JOHNSTON | HRCU-A-CB (Split System: Heat Pump with Remote Outdoor Unit-Air-Source) | HH824E2S11 |  |  | CTU36B5XDS1+TXV | TM8V080B12MP12 | 23000 | 18 | 9 | 23000 | 18500 | 80.43% | 2 | 0 | 12 |  |  |  | No | R-454B | 1.9167 | Residential & Commercial | Ducted CEE Tier 1
214649810 | Central HP <5.4 tons | FRASER-JOHNSTON | HRCU-A-CB (Split System: Heat Pump with Remote Outdoor Unit-Air-Source) | HH824E2S11 |  |  | CTU30B5XCS1+TXV | TM8E080B12MP11 | 23000 | 17 | 9.5 | 23000 | 18400 | 80% | 2 | 0 | 12 |  |  |  | No | R-454B | 1.9167 | Residential & Commercial | Ducted CEE Tier 1
214574669 | Central HP <5.4 tons | BRYANT HEATING AND COOLING SYSTEMS | HRCU-A-CB (Split System: Heat Pump with Remote Outdoor Unit-Air-Source) | 288BNV037*0**B* |  |  | CNPV*4824AL*+UI | 987MC60080C21*** | 32400 | 17.5 | 8.5 | 32800 | 24800 | 75.61% | 1.96 | 0 | 11.5 |  |  |  | No | R-410A | 2.7 | Residential & Commercial | Ducted CEE Tier 1
215670603 | Central HP <5.4 tons | KEEPRITE | HRCU-A-CB (Split System: Heat Pump with Remote Outdoor Unit-Air-Source) | C5H0V36*K*AAA* |  |  | ESH5X60M12A*+WALLCON | *96CTN1202422B* | 34600 | 17 | 8.5 | 34600 | 24800 | 71.68% | 1.92 | 0 | 10 |  |  |  | No | R-454B | 2.8833 | Residential & Commercial | Ducted CEE Tier 1
214389394 | Central HP <5.4 tons | BRYANT HEATING AND COOLING SYSTEMS | HRCU-A-CB (Split System: Heat Pump with Remote Outdoor Unit-Air-Source) | 284ANV036*0**B* |  |  | CNPV*3621AL*+UI | 987MC42060C17*** | 32400 | 18 | 9 | 39000 | 27400 | 70.26% | 1.9 | 0 | 11 |  |  |  | No | R-410A | 2.7 | Residential & Commercial | Ducted CEE Tier 1
214389412 | Central HP <5.4 tons | BRYANT HEATING AND COOLING SYSTEMS | HRCU-A-CB (Split System: Heat Pump with Remote Outdoor Unit-Air-Source) | 284ANV036*0**B* |  |  | CNPV*4221AL*+UI | 935CB48060C17*** | 33000 | 18.5 | 9 | 38000 | 26800 | 70.53% | 1.96 | 0 | 11.7 |  |  |  | No | R-410A | 2.75 | Residential & Commercial | Ducted CEE Tier 1
214569557 | Central HP <5.4 tons | BRYANT HEATING AND COOLING SYSTEMS | HRCU-A-CB (Split System: Heat Pump with Remote Outdoor Unit-Air-Source) | 284ANV036*0**B* |  |  | CAP**4321AL*+UI | 987MC60080C21*** | 34400 | 19 | 9.5 | 36400 | 25600 | 70.33% | 2.04 | 0 | 12 |  |  |  | No | R-410A | 2.8667 | Residential & Commercial | Ducted CEE Tier 1
214569571 | Central HP <5.4 tons | BRYANT HEATING AND COOLING SYSTEMS | HRCU-A-CB (Split System: Heat Pump with Remote Outdoor Unit-Air-Source) | 284ANV036*0**B* |  |  | CAP**4821AL*+UI | 986TD60080C21*** | 33800 | 19.5 | 9.5 | 36400 | 25800 | 70.88% | 2.04 | 0 | 12 |  |  |  | No | R-410A | 2.8167 | Residential & Commercial | Ducted CEE Tier 1
214807834 | Central HP <5.4 tons | CHAMPION HEATING AND COOLING | HRCU-A-CB (Split System: Heat Pump with Remote Outdoor Unit-Air-Source) | HH860E2S11 |  |  | CTU60D5XHS1+JMET18DS2N1+TXV |  | 54000 | 19 | 9 | 53500 | 38500 | 71.96% | 2 | 0 | 12 |  |  |  | No | R-454B | 4.5 | Residential & Commercial | Ducted CEE Tier 1
214807849 | Central HP <5.4 tons | CHAMPION HEATING AND COOLING | HRCU-A-CB (Split System: Heat Pump with Remote Outdoor Unit-Air-Source) | HH860E2S11 |  |  | CTU60D5XHS1+JME18D2SN1+TXV |  | 54000 | 19 | 9 | 53500 | 38500 | 71.96% | 2 | 0 | 12 |  |  |  | No | R-454B | 4.5 | Residential & Commercial | Ducted CEE Tier 1
213250264 | Central HP <5.4 tons | COMFORT-AIRE | HRCU-A-C (Split System: Heat Pump with Remote Outdoor Unit with No Indoor Fan --Air Source) | A-VCD30SA-1 | ADP |  | *G33936+TD |  | 29400 | 15.2 | 9.35 | 31200 | 26600 | 85.26% | 1.8 | 0 | 10 |  |  |  | No | R-410A | 2.45 | Residential & Commercial | Ducted CEE Tier 1
214720127 | Central HP <5.4 tons | CHAMPION HEATING AND COOLING | HRCU-A-CB (Split System: Heat Pump with Remote Outdoor Unit-Air-Source) | HH860E2S11 |  |  | CTU60C5XGS1+TXV | TMLE120C20MP11 | 44500 | 17 | 9 | 45000 | 33600 | 74.67% | 2 | 0 | 11.7 |  |  |  | No | R-454B | 3.7083 | Residential & Commercial | Ducted CEE Tier 1
213250263 | Central HP <5.4 tons | COMFORT-AIRE | HRCU-A-C (Split System: Heat Pump with Remote Outdoor Unit with No Indoor Fan --Air Source) | A-VCD30SA-1 | ADP |  | *E31930+TD |  | 28600 | 15.2 | 9.05 | 31000 | 26600 | 85.81% | 1.76 | 0 | 10 |  |  |  | No | R-410A | 2.3833 | Residential & Commercial | Ducted CEE Tier 1
214572888 | Central HP <5.4 tons | CARRIER | HRCU-A-CB (Split System: Heat Pump with Remote Outdoor Unit-Air-Source) | 25VNA837A*030* |  |  | CAP**6024AL*+UI | 58TN*B070C21**20 | 32800 | 17.5 | 8.5 | 31600 | 24800 | 78.48% | 1.98 | 0 | 11.5 |  |  |  | No | R-410A | 2.7333 | Residential & Commercial | Ducted CEE Tier 1
214063451 | Central HP <5.4 tons | AC PRO.com | HRCU-A-C (Split System: Heat Pump with Remote Outdoor Unit with No Indoor Fan --Air Source) | AUD60W/A1-D(U) | ADP |  | V,N60H210D509+TD |  | 47000 | 15.2 | 8.5 | 46000 | 33200 | 72.17% | 1.8 | 0 | 10 |  |  |  | No | R-410A | 3.9167 | Residential & Commercial | Ducted CEE Tier 1
214014786 | Central HP <5.4 tons | AC PRO.com | HRCU-A-CB (Split System: Heat Pump with Remote Outdoor Unit-Air-Source) | AUD60W/A1-D(U) | ADP |  | V60H210D509+AEFE5* |  | 54000 | 15.6 | 9 | 53500 | 40000 | 74.77% | 1.8 | 0 | 10 |  |  |  | No | R-410A | 4.5 | Residential & Commercial | Ducted CEE Tier 1
214020802 | Central HP <5.4 tons | AC PRO.com | HRCU-A-CB (Split System: Heat Pump with Remote Outdoor Unit-Air-Source) | AUD60W/A1-D(U) | ADP |  | V60H210P529+AEFE5* |  | 54000 | 15.8 | 9 | 54000 | 41000 | 75.93% | 1.8 | 0 | 10 |  |  |  | No | R-410A | 4.5 | Residential & Commercial | Ducted CEE Tier 1
213147625 | Central HP <5.4 tons | PAYNE HEATING AND COOLING | HRCU-A-CB (Split System: Heat Pump with Remote Outdoor Unit-Air-Source) | 38MURAQ36AB3* | ADP |  | C36A***L159+AEFE4B* |  | 37000 | 16 | 8.1 | 36800 | 34400 | 93.48% | 2 | 0 | 10 |  |  |  | No | R-410A | 3.0833 | Residential & Commercial | Ducted CEE Tier 1
214398429 | Central HP <5.4 tons | CHAMPION HEATING AND COOLING | HRCU-A-CB (Split System: Heat Pump with Remote Outdoor Unit-Air-Source) | HH860E2S11 |  |  | CTM60C5CHS1+JMVT17CC2N1 |  | 53500 | 19 | 9 | 53000 | 38000 | 71.7% | 2 | 0 | 12 |  |  |  | No | R-454B | 4.4583 | Residential & Commercial | Ducted CEE Tier 1
213796318 | Central HP <5.4 tons | BRYANT | HRCU-A-CB (Split System: Heat Pump with Remote Outdoor Unit-Air-Source) | 38MURAQ30AB3 | ADP |  | C36A***L139+CBPE4B* |  | 30000 | 15.2 | 8.9 | 31200 | 26600 | 85.26% | 1.8 | 0 | 10 |  |  |  | No | R-410A | 2.5 | Residential & Commercial | Ducted CEE Tier 1
213796736 | Central HP <5.4 tons | BRYANT | HRCU-A-CB (Split System: Heat Pump with Remote Outdoor Unit-Air-Source) | 38MURAQ30AB3 | ADP |  | V,C36H175P139+CBPE4B* |  | 30000 | 15.2 | 8.9 | 31200 | 26600 | 85.26% | 1.82 | 0 | 10 |  |  |  | No | R-410A | 2.5 | Residential & Commercial | Ducted CEE Tier 1
213778862 | Central HP <5.4 tons | KEEPRITE | HRCU-A-CB (Split System: Heat Pump with Remote Outdoor Unit-Air-Source) | CVH837GKA** |  |  | EA*4X36L21A*+WALLCON | *80CTL1102120B* | 31600 | 17 | 8.1 | 32800 | 24200 | 73.78% | 1.86 | 0 | 11 |  |  |  | No | R-410A | 2.6333 | Residential & Commercial | Ducted CEE Tier 1
214397990 | Central HP <5.4 tons | CHAMPION HEATING AND COOLING | HRCU-A-CB (Split System: Heat Pump with Remote Outdoor Unit-Air-Source) | HH824E2S11 |  |  | CTM30B5ACS1 | TM9E080B12MP12 | 23000 | 17 | 9.5 | 23000 | 18600 | 80.87% | 2 | 0 | 12 |  |  |  | No | R-454B | 1.9167 | Residential & Commercial | Ducted CEE Tier 1
214397531 | Central HP <5.4 tons | CHAMPION HEATING AND COOLING | HRCU-A-CB (Split System: Heat Pump with Remote Outdoor Unit-Air-Source) | HH824E2S11 |  |  | CTF30A5ADS1 | TM9V040A10MP12 | 23000 | 17 | 9 | 23000 | 17800 | 77.39% | 2 | 0 | 12 |  |  |  | No | R-454B | 1.9167 | Residential & Commercial | Ducted CEE Tier 1
214397956 | Central HP <5.4 tons | CHAMPION HEATING AND COOLING | HRCU-A-CB (Split System: Heat Pump with Remote Outdoor Unit-Air-Source) | HH824E2S11 |  |  | CTF36B5ADS1 | TP9C060B12MP13 | 23000 | 18 | 9.5 | 23000 | 18800 | 81.74% | 2 | 0 | 12 |  |  |  | No | R-454B | 1.9167 | Residential & Commercial | Ducted CEE Tier 1
214720162 | Central HP <5.4 tons | CHAMPION HEATING AND COOLING | HRCU-A-CB (Split System: Heat Pump with Remote Outdoor Unit-Air-Source) | HH860E2S11 |  |  | CTU60C5XGS1+TXV | TM8E100C16MP11 | 44500 | 18 | 9 | 45500 | 34200 | 75.16% | 2 | 0 | 11 |  |  |  | No | R-454B | 3.7083 | Residential & Commercial | Ducted CEE Tier 1
214720187 | Central HP <5.4 tons | CHAMPION HEATING AND COOLING | HRCU-A-CB (Split System: Heat Pump with Remote Outdoor Unit-Air-Source) | HH860E2S11 |  |  | CTU60C5XGS1+TXV | TM8E080C16MP11 | 44500 | 18 | 9 | 45500 | 34200 | 75.16% | 2 | 0 | 11 |  |  |  | No | R-454B | 3.7083 | Residential & Commercial | Ducted CEE Tier 1
213613875 | Central HP <5.4 tons | KEEPRITE | HRCU-A-C (Split System: Heat Pump with Remote Outdoor Unit with No Indoor Fan --Air Source) | DLCURAH30ABK | ADP |  | H,GE31930+TD |  | 28600 | 15.2 | 9.05 | 31000 | 26600 | 85.81% | 1.76 | 0 | 10 |  |  |  | No | R-410A | 2.3833 | Residential & Commercial | Ducted CEE Tier 1
214573008 | Central HP <5.4 tons | CARRIER | HRCU-A-CB (Split System: Heat Pump with Remote Outdoor Unit-Air-Source) | 25VNA837A*030* |  |  | CAP**6124AL*+UI | 58TN*B070C21**20 | 33200 | 18 | 8.5 | 32000 | 24800 | 77.5% | 2 | 0 | 11.5 |  |  |  | No | R-410A | 2.7667 | Residential & Commercial | Ducted CEE Tier 1
214573458 | Central HP <5.4 tons | CARRIER | HRCU-A-CB (Split System: Heat Pump with Remote Outdoor Unit-Air-Source) | 25VNA837A*030* |  |  | CNPV*4821AL*+UI | 59MN7C060C21**20 | 32200 | 17 | 8.1 | 33000 | 25000 | 75.76% | 1.94 | 0 | 11.5 |  |  |  | No | R-410A | 2.6833 | Residential & Commercial | Ducted CEE Tier 1
214572768 | Central HP <5.4 tons | CARRIER | HRCU-A-CB (Split System: Heat Pump with Remote Outdoor Unit-Air-Source) | 25VNA837A*030* |  |  | CAP**4821AL*+UI | 58TN*B070C21**20 | 32200 | 17.5 | 8.5 | 32400 | 25000 | 77.16% | 1.98 | 0 | 11 |  |  |  | No | R-410A | 2.6833 | Residential & Commercial | Ducted CEE Tier 1
214573188 | Central HP <5.4 tons | CARRIER | HRCU-A-CB (Split System: Heat Pump with Remote Outdoor Unit-Air-Source) | 25VNA837A*030* |  |  | CSPH*4812AL*+UI | 58TN*B070C21**20 | 32600 | 17.5 | 8.5 | 32800 | 25000 | 76.22% | 1.98 | 0 | 11 |  |  |  | No | R-410A | 2.7167 | Residential & Commercial | Ducted CEE Tier 1
215933220 | Central HP <5.4 tons | DAY & NIGHT | HRCU-A-CB (Split System: Heat Pump with Remote Outdoor Unit-Air-Source) | C5H3V36*K*AAA* |  |  | ESH5X36M12A*+WALLCON | *97CMN1202422B* | 33200 | 19 | 9 | 35000 | 26800 | 76.57% | 1.92 | 0 | 11 |  |  |  | No | R-454B | 2.7667 | Residential & Commercial | Ducted CEE Tier 1
214573728 | Central HP <5.4 tons | CARRIER | HRCU-A-CB (Split System: Heat Pump with Remote Outdoor Unit-Air-Source) | 25VNA837A*031* |  |  | CAP**4221AL*+UI | 58TN*B070C21**20 | 31800 | 17 | 8.5 | 33000 | 24400 | 73.94% | 1.9 | 0 | 11 |  |  |  | No | R-410A | 2.65 | Residential & Commercial | Ducted CEE Tier 1
214573798 | Central HP <5.4 tons | CARRIER | HRCU-A-CB (Split System: Heat Pump with Remote Outdoor Unit-Air-Source) | 25VNA837A*031* |  |  | CAP**4224AL*+UI | 59CU5B080C21**20 | 31800 | 17 | 8.5 | 33000 | 24400 | 73.94% | 1.9 | 0 | 11 |  |  |  | No | R-410A | 2.65 | Residential & Commercial | Ducted CEE Tier 1
211225945 | Central HP <5.4 tons | CARRIER | HRCU-A-CB (Split System: Heat Pump with Remote Outdoor Unit-Air-Source) | 38MURAQ36AB3* |  |  | CAP**4821AL* | 59SC5B080E21**20 | 36600 | 15.5 | 8.5 | 38500 | 34800 | 90.39% | 2.08 | 0 | 10 |  |  |  | No | R-410A | 3.05 | Residential & Commercial | Ducted CEE Tier 1
211225956 | Central HP <5.4 tons | CARRIER | HRCU-A-CB (Split System: Heat Pump with Remote Outdoor Unit-Air-Source) | 38MURAQ36AB3* |  |  | CAP**4821AL* | 59SU5A100E21**22 | 37200 | 15.5 | 8.5 | 38500 | 35000 | 90.91% | 2.12 | 0 | 10 |  |  |  | No | R-410A | 3.1 | Residential & Commercial | Ducted CEE Tier 1
211225972 | Central HP <5.4 tons | CARRIER | HRCU-A-CB (Split System: Heat Pump with Remote Outdoor Unit-Air-Source) | 38MURAQ36AB3* |  |  | CAP**4824AL* | 58S(B,C)*A110E24**20 | 35800 | 16.5 | 8.5 | 37800 | 34600 | 91.53% | 2.06 | 0 | 10 |  |  |  | No | R-410A | 2.9833 | Residential & Commercial | Ducted CEE Tier 1
211225979 | Central HP <5.4 tons | CARRIER | HRCU-A-CB (Split System: Heat Pump with Remote Outdoor Unit-Air-Source) | 38MURAQ36AB3* |  |  | CAP**4824AL* | 58SU*A080E21**20 | 37600 | 15.5 | 8.5 | 39500 | 35000 | 88.61% | 2.14 | 0 | 10 |  |  |  | No | R-410A | 3.1333 | Residential & Commercial | Ducted CEE Tier 1
213250278 | Central HP <5.4 tons | CONTINENTAL | HRCU-A-C (Split System: Heat Pump with Remote Outdoor Unit with No Indoor Fan --Air Source) | WSEHV4860RA1-C | ADP |  | *G52960+TD |  | 47000 | 15.2 | 8.5 | 46000 | 33200 | 72.17% | 1.8 | 0 | 10 |  |  |  | No | R-410A | 3.9167 | Residential & Commercial | Ducted CEE Tier 1
214014372 | Central HP <5.4 tons | AC PRO.com | HRCU-A-CB (Split System: Heat Pump with Remote Outdoor Unit-Air-Source) | AUD60W/A1-D(U) | ADP |  | V60H210D199+AEFE5* |  | 54000 | 15.8 | 9 | 54000 | 41000 | 75.93% | 1.8 | 0 | 10 |  |  |  | No | R-410A | 4.5 | Residential & Commercial | Ducted CEE Tier 1
214572599 | Central HP <5.4 tons | BRYANT HEATING AND COOLING SYSTEMS | HRCU-A-CB (Split System: Heat Pump with Remote Outdoor Unit-Air-Source) | 288BNV037*0**A* |  |  | CAP**4221AL*+UI | 935CB60080C21*** | 31800 | 17 | 8.5 | 33000 | 24400 | 73.94% | 1.9 | 0 | 11 |  |  |  | No | R-410A | 2.65 | Residential & Commercial | Ducted CEE Tier 1
214572949 | Central HP <5.4 tons | BRYANT HEATING AND COOLING SYSTEMS | HRCU-A-CB (Split System: Heat Pump with Remote Outdoor Unit-Air-Source) | 288BNV037*0**A* |  |  | CAP**6121AL*+UI | 88*TB60070C21*** | 33200 | 17.5 | 8.5 | 32000 | 25000 | 78.12% | 2 | 0 | 11.5 |  |  |  | No | R-410A | 2.7667 | Residential & Commercial | Ducted CEE Tier 1
215676861 | Central HP <5.4 tons | KENMORE | HRCU-A-CB (Split System: Heat Pump with Remote Outdoor Unit-Air-Source) | (C,H,T)5H0V48*K*AAA* |  |  | EVD5X61M24A*+WALLCON | *80CSU1002120A* | 48500 | 19 | 9 | 50000 | 36800 | 73.6% | 2.1 | 0 | 10 |  |  |  | No | R-454B | 4.0417 | Residential & Commercial | Ducted CEE Tier 1
215676921 | Central HP <5.4 tons | KENMORE | HRCU-A-CB (Split System: Heat Pump with Remote Outdoor Unit-Air-Source) | (C,H,T)5H0V48*K*AAA* |  |  | EVD5X61M24A*+WALLCON | *97CMN0802120B* | 48500 | 19 | 9.5 | 50000 | 36800 | 73.6% | 2.1 | 0 | 10.5 |  |  |  | No | R-454B | 4.0417 | Residential & Commercial | Ducted CEE Tier 1
214807811 | Central HP <5.4 tons | COLEMAN | HRCU-A-CB (Split System: Heat Pump with Remote Outdoor Unit-Air-Source) | HH824E2S11 |  |  | CTU30B5XCS1+JMVT12BC2N1+TXV |  | 23000 | 18 | 9.5 | 23000 | 19000 | 82.61% | 2 | 0 | 12 |  |  |  | No | R-454B | 1.9167 | Residential & Commercial | Ducted CEE Tier 1
214649889 | Central HP <5.4 tons | CHAMPION HEATING AND COOLING | HRCU-A-CB (Split System: Heat Pump with Remote Outdoor Unit-Air-Source) | HH824E2S11 |  |  | CTU30B5XCS1+TXV | TPLC080B12MP13 | 23000 | 17 | 9.5 | 23000 | 17900 | 77.83% | 2 | 0 | 12 |  |  |  | No | R-454B | 1.9167 | Residential & Commercial | Ducted CEE Tier 1
214651759 | Central HP <5.4 tons | CHAMPION HEATING AND COOLING | HRCU-A-CB (Split System: Heat Pump with Remote Outdoor Unit-Air-Source) | HH824E2S11 |  |  | CTU30B5XCS1+TXV | TM9Y060B12MP11 | 23000 | 17 | 9.5 | 23000 | 18400 | 80% | 2 | 0 | 11.7 |  |  |  | No | R-454B | 1.9167 | Residential & Commercial | Ducted CEE Tier 1
215319217 | Central HP <5.4 tons | Grandaire | HRCU-A-CB (Split System: Heat Pump with Remote Outdoor Unit-Air-Source) | D5CLHAH36AAK |  |  | D5FLAAH36XAK |  | 36000 | 17.3 | 9.5 | 38000 | 38000 | 100% | 2.06 | 0 | 11.7 |  |  |  | No | R-454B | 3 | Residential & Commercial | Ducted CEE Tier 1
216051242 | Central HP <5.4 tons | RUSSELL | HRCU-A-CB (Split System: Heat Pump with Remote Outdoor Unit-Air-Source) | SP19AY36AJVC |  |  | TCFY3621MEAAM | S98MV0703A17UP | 34200 | 20 | 10 | 34200 | 29600 | 86.55% | 2 | 0 | 12 |  |  |  | No | R-454B | 2.85 | Residential & Commercial | Ducted CEE Tier 1
216051243 | Central HP <5.4 tons | RUSSELL | HRCU-A-CB (Split System: Heat Pump with Remote Outdoor Unit-Air-Source) | SP19AY36AJVC |  |  | TCFY3621MEAAM | S962V0855A21M4 | 34200 | 19 | 10 | 34200 | 29400 | 85.96% | 2 | 0 | 12 |  |  |  | No | R-454B | 2.85 | Residential & Commercial | Ducted CEE Tier 1
215669649 | Central HP <5.4 tons | KEEPRITE | HRCU-A-CB (Split System: Heat Pump with Remote Outdoor Unit-Air-Source) | C5H0V36*K*AAA* |  |  | EA*5X61M24A*+WALLCON | *80CTL1102120B* | 35000 | 18.5 | 9 | 34400 | 24600 | 71.51% | 1.92 | 0 | 10.5 |  |  |  | No | R-454B | 2.9167 | Residential & Commercial | Ducted CEE Tier 1
215669349 | Central HP <5.4 tons | KEEPRITE | HRCU-A-CB (Split System: Heat Pump with Remote Outdoor Unit-Air-Source) | C5H0V36*K*AAA* |  |  | EA*5X60M24A*+WALLCON | *95CSU0802120B* | 34400 | 18 | 9 | 34200 | 24800 | 72.51% | 1.9 | 0 | 10 |  |  |  | No | R-454B | 2.8667 | Residential & Commercial | Ducted CEE Tier 1
213885999 | Central HP <5.4 tons | AC PRO.com | HRCU-A-CB (Split System: Heat Pump with Remote Outdoor Unit-Air-Source) | AUD36W/A1-D(U) | ADP |  | PL36H***P219+AEFE3A* |  | 23000 | 15.2 | 8.5 | 22400 | 21200 | 94.64% | 1.8 | 0 | 11 |  |  |  | No | R-410A | 1.9167 | Residential & Commercial | Ducted CEE Tier 1
213886000 | Central HP <5.4 tons | AC PRO.com | HRCU-A-CB (Split System: Heat Pump with Remote Outdoor Unit-Air-Source) | AUD36W/A1-D(U) | ADP |  | PL36H175P139+AEFE4B* |  | 23000 | 15.2 | 8.5 | 22400 | 21200 | 94.64% | 1.8 | 0 | 11 |  |  |  | No | R-410A | 1.9167 | Residential & Commercial | Ducted CEE Tier 1
214569407 | Central HP <5.4 tons | BRYANT HEATING AND COOLING SYSTEMS | HRCU-A-CB (Split System: Heat Pump with Remote Outdoor Unit-Air-Source) | 284ANV048*0**B* |  |  | CAP**4821AL*+UI | 986TD60080C21*** | 44000 | 21 | 9.5 | 46500 | 36400 | 78.28% | 2.28 | 0 | 11.5 |  |  |  | No | R-410A | 3.6667 | Residential & Commercial | Ducted CEE Tier 1
215389813 | Central HP <5.4 tons | BRYANT HEATING AND COOLING SYSTEMS | HRCU-A-CB (Split System: Heat Pump with Remote Outdoor Unit-Air-Source) | 38MURAQ36AB3* |  |  | CNPV*4217AL* | 926TC48060V17*** | 35400 | 15.5 | 8.5 | 38500 | 35000 | 90.91% | 1.94 | 0 | 10 |  |  |  | No | R-410A | 2.95 | Residential & Commercial | Ducted CEE Tier 1
204456721 | Central HP <5.4 tons | KEEPRITE | HRCU-A-CB (Split System: Heat Pump with Remote Outdoor Unit-Air-Source) | CVH825GKA2* |  |  | EA*4X36L21A*+WALLCON | *97CMN0601714A* | 23400 | 16 | 8.1 | 21600 | 16800 | 77.78% | 1.92 | 11 | 10.5 |  |  |  | No | R-410A | 1.95 | Residential & Commercial | Ducted CEE Tier 1
216051245 | Central HP <5.4 tons | RUSSELL | HRCU-A-CB (Split System: Heat Pump with Remote Outdoor Unit-Air-Source) | SP19AY36AJVC |  |  | TCFY3621MEAAM | S962V0403A17M4 | 34200 | 20 | 10 | 34200 | 29600 | 86.55% | 2 | 0 | 12 |  |  |  | No | R-454B | 2.85 | Residential & Commercial | Ducted CEE Tier 1
205750676 | Central HP <5.4 tons | KEEPRITE | HRCU-A-CB (Split System: Heat Pump with Remote Outdoor Unit-Air-Source) | CVH825GKA2* |  |  | EA*4X37L21A*+WALLCON | *96CTN0801714A* | 24400 | 16.5 | 8.1 | 21200 | 16700 | 78.77% | 2.02 | 11 | 11 |  |  |  | No | R-410A | 2.0333 | Residential & Commercial | Ducted CEE Tier 1
205750692 | Central HP <5.4 tons | KEEPRITE | HRCU-A-CB (Split System: Heat Pump with Remote Outdoor Unit-Air-Source) | CVH825GKA2* |  |  | EA*4X37L21A*+WALLCON | *97CMN0801714A* | 24400 | 16.5 | 8.1 | 21200 | 16700 | 78.77% | 2.02 | 11 | 11 |  |  |  | No | R-410A | 2.0333 | Residential & Commercial | Ducted CEE Tier 1
215412956 | Central HP <5.4 tons | FRIEDRICH | HRCU-A-CB (Split System: Heat Pump with Remote Outdoor Unit-Air-Source) | WFPU18Z483C | ADP |  | H,RG88960+AEFE5* |  | 48000 | 17 | 8.5 | 45000 | 32600 | 72.44% | 1.9 | 0 | 10 |  |  |  | No | R-410A | 4 | Residential & Commercial | Ducted CEE Tier 1
215419938 | Central HP <5.4 tons | FRIEDRICH | HRCU-A-C (Split System: Heat Pump with Remote Outdoor Unit with No Indoor Fan --Air Source) | WFPU18Z483C | ADP |  | H,GG48960+TD |  | 40500 | 15.2 | 8.55 | 40000 | 34200 | 85.5% | 1.94 | 0 | 11 |  |  |  | No | R-410A | 3.375 | Residential & Commercial | Ducted CEE Tier 1
214573889 | Central HP <5.4 tons | BRYANT HEATING AND COOLING SYSTEMS | HRCU-A-CB (Split System: Heat Pump with Remote Outdoor Unit-Air-Source) | 288BNV037*0**B* |  |  | CAP**4321AL*+UI | 987MC60080C21*** | 32800 | 17.5 | 8.5 | 32800 | 25200 | 76.83% | 2 | 0 | 11.5 |  |  |  | No | R-410A | 2.7333 | Residential & Commercial | Ducted CEE Tier 1
213778932 | Central HP <5.4 tons | KEEPRITE | HRCU-A-CB (Split System: Heat Pump with Remote Outdoor Unit-Air-Source) | CVH837GKA** |  |  | EA*4X36L21A*+WALLCON | *96CTN1002122B* | 31600 | 17 | 8.1 | 32800 | 24200 | 73.78% | 1.86 | 0 | 11 |  |  |  | No | R-410A | 2.6333 | Residential & Commercial | Ducted CEE Tier 1
213778762 | Central HP <5.4 tons | KEEPRITE | HRCU-A-CB (Split System: Heat Pump with Remote Outdoor Unit-Air-Source) | CVH837GKA** |  |  | EA*4X36L17A*+WALLCON | *80CTL0901716B* | 31200 | 16.5 | 8.1 | 33200 | 24200 | 72.89% | 1.84 | 0 | 10.5 |  |  |  | No | R-410A | 2.6 | Residential & Commercial | Ducted CEE Tier 1
213258319 | Central HP <5.4 tons | KEEPRITE | HRCU-A-CB (Split System: Heat Pump with Remote Outdoor Unit-Air-Source) | DLCURAH24ABK | ADP |  | H,GG32936 | *96VSN0601714A* | 23800 | 16 | 8.5 | 25200 | 23600 | 93.65% | 1.98 | 0 | 10 |  |  |  | No | R-410A | 1.9833 | Residential & Commercial | Ducted CEE Tier 1
213258318 | Central HP <5.4 tons | KEEPRITE | HRCU-A-CB (Split System: Heat Pump with Remote Outdoor Unit-Air-Source) | DLCURAH24ABK | ADP |  | H,GE31930 | *96VSN0601714A* | 23600 | 16 | 8.5 | 25200 | 23600 | 93.65% | 1.98 | 0 | 10 |  |  |  | No | R-410A | 1.9667 | Residential & Commercial | Ducted CEE Tier 1
213258341 | Central HP <5.4 tons | KEEPRITE | HRCU-A-CB (Split System: Heat Pump with Remote Outdoor Unit-Air-Source) | DLCURAH24ABK | ADP |  | H,GE34936 | *96VTN0401410A* | 23200 | 16 | 8.5 | 24200 | 23800 | 98.35% | 2.02 | 0 | 10 |  |  |  | No | R-410A | 1.9333 | Residential & Commercial | Ducted CEE Tier 1
214573878 | Central HP <5.4 tons | CARRIER | HRCU-A-CB (Split System: Heat Pump with Remote Outdoor Unit-Air-Source) | 25VNA837A*031* |  |  | CAP**4321AL*+UI | 59MN7C060C21**20 | 32800 | 17 | 8.5 | 33000 | 25400 | 76.97% | 1.98 | 0 | 11 |  |  |  | No | R-410A | 2.7333 | Residential & Commercial | Ducted CEE Tier 1
215933490 | Central HP <5.4 tons | DAY & NIGHT | HRCU-A-CB (Split System: Heat Pump with Remote Outdoor Unit-Air-Source) | C5H3V36*K*AAA* |  |  | ESH5X42M12A*+WALLCON | *96CTN1002122B* | 33600 | 19 | 9 | 34600 | 26600 | 76.88% | 1.94 | 0 | 11.5 |  |  |  | No | R-454B | 2.8 | Residential & Commercial | Ducted CEE Tier 1
215932470 | Central HP <5.4 tons | DAY & NIGHT | HRCU-A-CB (Split System: Heat Pump with Remote Outdoor Unit-Air-Source) | C5H3V36*K*AAA* |  |  | EA*5X48M21A*+WALLCON | *97CMN0601714B* | 33000 | 19.5 | 9.5 | 34000 | 26000 | 76.47% | 2.04 | 0 | 11 |  |  |  | No | R-454B | 2.75 | Residential & Commercial | Ducted CEE Tier 1
215932670 | Central HP <5.4 tons | DAY & NIGHT | HRCU-A-CB (Split System: Heat Pump with Remote Outdoor Unit-Air-Source) | C5H3V36*K*AAA* |  |  | EA*5X61M21A*+WALLCON | *80CSU0601716A* | 34400 | 20.5 | 9.5 | 34400 | 26000 | 75.58% | 2.06 | 0 | 11.7 |  |  |  | No | R-454B | 2.8667 | Residential & Commercial | Ducted CEE Tier 1
215932800 | Central HP <5.4 tons | DAY & NIGHT | HRCU-A-CB (Split System: Heat Pump with Remote Outdoor Unit-Air-Source) | C5H3V36*K*AAA* |  |  | EA*5X61M21A*+WALLCON | *97CMN0801714B* | 34200 | 20 | 9 | 35000 | 26600 | 76% | 1.94 | 0 | 11.5 |  |  |  | No | R-454B | 2.85 | Residential & Commercial | Ducted CEE Tier 1
215933150 | Central HP <5.4 tons | DAY & NIGHT | HRCU-A-CB (Split System: Heat Pump with Remote Outdoor Unit-Air-Source) | C5H3V36*K*AAA* |  |  | ESH5X36M12A*+WALLCON | *95CSU0802120B* | 33200 | 18.5 | 9 | 35000 | 26800 | 76.57% | 1.92 | 0 | 11 |  |  |  | No | R-454B | 2.7667 | Residential & Commercial | Ducted CEE Tier 1
213258359 | Central HP <5.4 tons | KEEPRITE | HRCU-A-CB (Split System: Heat Pump with Remote Outdoor Unit-Air-Source) | DLCURAH24ABK | ADP |  | H,GE34936 | *96VTN0601412A* | 23600 | 16 | 8.5 | 24200 | 23000 | 95.04% | 1.94 | 0 | 10 |  |  |  | No | R-410A | 1.9667 | Residential & Commercial | Ducted CEE Tier 1
213258368 | Central HP <5.4 tons | KEEPRITE | HRCU-A-CB (Split System: Heat Pump with Remote Outdoor Unit-Air-Source) | DLCURAH24ABK | ADP |  | H,GE34936 | *96VTN0601714A* | 24000 | 16 | 8.5 | 24400 | 22400 | 91.8% | 1.88 | 0 | 10 |  |  |  | No | R-410A | 2 | Residential & Commercial | Ducted CEE Tier 1
213258382 | Central HP <5.4 tons | KEEPRITE | HRCU-A-CB (Split System: Heat Pump with Remote Outdoor Unit-Air-Source) | DLCURAH24ABK | ADP |  | H,GE34936 | *96VTN1002120A* | 24000 | 17 | 8.5 | 24400 | 22400 | 91.8% | 1.9 | 0 | 10 |  |  |  | No | R-410A | 2 | Residential & Commercial | Ducted CEE Tier 1
213258357 | Central HP <5.4 tons | KEEPRITE | HRCU-A-CB (Split System: Heat Pump with Remote Outdoor Unit-Air-Source) | DLCURAH24ABK | ADP |  | H,GE33936 | *96VTN0601412A* | 23200 | 16 | 8.5 | 24800 | 24200 | 97.58% | 2.04 | 0 | 10 |  |  |  | No | R-410A | 1.9333 | Residential & Commercial | Ducted CEE Tier 1
213258952 | Central HP <5.4 tons | KEEPRITE | HRCU-A-CB (Split System: Heat Pump with Remote Outdoor Unit-Air-Source) | DLCURAH24ABK | ADP |  | H,GE7J936 | *96VTN0801716A* | 24200 | 16 | 8.5 | 24600 | 22000 | 89.43% | 1.86 | 0 | 10 |  |  |  | No | R-410A | 2.0167 | Residential & Commercial | Ducted CEE Tier 1
210597409 | Central HP <5.4 tons | KEEPRITE | HRCU-A-CB (Split System: Heat Pump with Remote Outdoor Unit-Air-Source) | CVH837GKA** |  |  | EA*4X61L21A*+WALLCON | *80CSU0401712A* | 33200 | 17.5 | 8.1 | 32000 | 24800 | 77.5% | 1.98 | 0 | 11.5 |  |  |  | No | R-410A | 2.7667 | Residential & Commercial | Ducted CEE Tier 1
213258340 | Central HP <5.4 tons | KEEPRITE | HRCU-A-CB (Split System: Heat Pump with Remote Outdoor Unit-Air-Source) | DLCURAH24ABK | ADP |  | H,GG34936 | *96VTN0401410A* | 23200 | 16 | 8.5 | 24200 | 23800 | 98.35% | 2.02 | 0 | 10 |  |  |  | No | R-410A | 1.9333 | Residential & Commercial | Ducted CEE Tier 1
213258326 | Central HP <5.4 tons | KEEPRITE | HRCU-A-CB (Split System: Heat Pump with Remote Outdoor Unit-Air-Source) | DLCURAH24ABK | ADP |  | H,GG31930 | *96VSN0801716A* | 23600 | 16 | 8.5 | 25200 | 23600 | 93.65% | 1.98 | 0 | 10 |  |  |  | No | R-410A | 1.9667 | Residential & Commercial | Ducted CEE Tier 1
213258331 | Central HP <5.4 tons | KEEPRITE | HRCU-A-CB (Split System: Heat Pump with Remote Outdoor Unit-Air-Source) | DLCURAH24ABK | ADP |  | H,GG33936 | *96VSN1002120A* | 23800 | 17 | 8.5 | 24400 | 22400 | 91.8% | 1.9 | 0 | 10 |  |  |  | No | R-410A | 1.9833 | Residential & Commercial | Ducted CEE Tier 1
213258324 | Central HP <5.4 tons | KEEPRITE | HRCU-A-CB (Split System: Heat Pump with Remote Outdoor Unit-Air-Source) | DLCURAH24ABK | ADP |  | H,GE34936 | *96VSN0601714A* | 23800 | 16 | 8.5 | 25200 | 23600 | 93.65% | 1.98 | 0 | 10 |  |  |  | No | R-410A | 1.9833 | Residential & Commercial | Ducted CEE Tier 1
213258370 | Central HP <5.4 tons | KEEPRITE | HRCU-A-CB (Split System: Heat Pump with Remote Outdoor Unit-Air-Source) | DLCURAH24ABK | ADP |  | H,GG31930 | *96VTN0801716A* | 23600 | 16 | 8.5 | 25200 | 23600 | 93.65% | 1.98 | 0 | 10 |  |  |  | No | R-410A | 1.9667 | Residential & Commercial | Ducted CEE Tier 1
214573288 | Central HP <5.4 tons | CARRIER | HRCU-A-CB (Split System: Heat Pump with Remote Outdoor Unit-Air-Source) | 25VNA837A*030* |  |  | CSPH*6012AL*+UI | 59MN7C080C21**20 | 33000 | 17 | 8.5 | 32200 | 24800 | 77.02% | 2 | 0 | 11.5 |  |  |  | No | R-410A | 2.75 | Residential & Commercial | Ducted CEE Tier 1
214573438 | Central HP <5.4 tons | CARRIER | HRCU-A-CB (Split System: Heat Pump with Remote Outdoor Unit-Air-Source) | 25VNA837A*030* |  |  | CNPV*4821AL*+UI | 59CU5B080C21**20 | 32400 | 17.5 | 8.1 | 32800 | 24800 | 75.61% | 1.96 | 0 | 11.5 |  |  |  | No | R-410A | 2.7 | Residential & Commercial | Ducted CEE Tier 1
214573958 | Central HP <5.4 tons | CARRIER | HRCU-A-CB (Split System: Heat Pump with Remote Outdoor Unit-Air-Source) | 25VNA837A*031* |  |  | CAP**4821AL*+UI | 59TN6C080C21**20 | 32400 | 17.5 | 8.5 | 32400 | 24800 | 76.54% | 2 | 0 | 11.5 |  |  |  | No | R-410A | 2.7 | Residential & Commercial | Ducted CEE Tier 1
214574008 | Central HP <5.4 tons | CARRIER | HRCU-A-CB (Split System: Heat Pump with Remote Outdoor Unit-Air-Source) | 25VNA837A*031* |  |  | CAP**4824AL*+UI | 59MN7C080C21**20 | 32400 | 17.5 | 8.5 | 32400 | 25000 | 77.16% | 1.98 | 0 | 11 |  |  |  | No | R-410A | 2.7 | Residential & Commercial | Ducted CEE Tier 1
215932540 | Central HP <5.4 tons | DAY & NIGHT | HRCU-A-CB (Split System: Heat Pump with Remote Outdoor Unit-Air-Source) | C5H3V36*K*AAA* |  |  | EA*5X60M24A*+WALLCON | *80CTL0702120B* | 34000 | 20.5 | 9.5 | 34200 | 26000 | 76.02% | 2.04 | 0 | 11.7 |  |  |  | No | R-454B | 2.8333 | Residential & Commercial | Ducted CEE Tier 1
215932840 | Central HP <5.4 tons | DAY & NIGHT | HRCU-A-CB (Split System: Heat Pump with Remote Outdoor Unit-Air-Source) | C5H3V36*K*AAA* |  |  | EA*5X61M21A*+WALLCON | *96CTN1002122B* | 34400 | 20.5 | 9.5 | 34200 | 26000 | 76.02% | 2.06 | 0 | 12 |  |  |  | No | R-454B | 2.8667 | Residential & Commercial | Ducted CEE Tier 1
214312416 | Central HP <5.4 tons | FRIEDRICH | HRCU-A-C (Split System: Heat Pump with Remote Outdoor Unit with No Indoor Fan --Air Source) | WFPU18Z363C | ADP |  | V,R36H175P149+TD |  | 29000 | 15.2 | 9.35 | 28400 | 23800 | 83.8% | 2.06 | 0 | 11 |  |  |  | No | R-410A | 2.4167 | Residential & Commercial | Ducted CEE Tier 1
214312417 | Central HP <5.4 tons | FRIEDRICH | HRCU-A-C (Split System: Heat Pump with Remote Outdoor Unit with No Indoor Fan --Air Source) | WFPU18Z363C | ADP |  | V,R36H175P159+TD |  | 29400 | 15.2 | 9.4 | 28400 | 23800 | 83.8% | 2.08 | 0 | 11 |  |  |  | No | R-410A | 2.45 | Residential & Commercial | Ducted CEE Tier 1
214279617 | Central HP <5.4 tons | WESTINGHOUSE | HRCU-A-C (Split System: Heat Pump with Remote Outdoor Unit with No Indoor Fan --Air Source) | WHM36SZA21S | ADP |  | H,RG48(1,2)36+TXV+TD |  | 30000 | 15.2 | 9.4 | 28400 | 23800 | 83.8% | 2.08 | 0 | 11 |  |  |  | No | R-410A | 2.5 | Residential & Commercial | Ducted CEE Tier 1
212391589 | Central HP <5.4 tons | KEEPRITE | HRCU-A-CB (Split System: Heat Pump with Remote Outdoor Unit-Air-Source) | DLCURAH24ABK | ADP |  | H,GE31(1,2)24+TXV | *92ESN0601714A* | 23800 | 16 | 8.5 | 25200 | 23400 | 92.86% | 1.96 | 0 | 10 |  |  |  | No | R-410A | 1.9833 | Residential & Commercial | Ducted CEE Tier 1
206135799 | Central HP <5.4 tons | KEEPRITE | HRCU-A-CB (Split System: Heat Pump with Remote Outdoor Unit-Air-Source) | CVH837GKA** |  |  | EA*4X48L21A*+WALLCON | *80CSU1002120A* | 32200 | 17 | 8.1 | 32600 | 25000 | 76.69% | 1.96 | 11.5 | 11 |  |  |  | No | R-410A | 2.6833 | Residential & Commercial | Ducted CEE Tier 1
215676401 | Central HP <5.4 tons | KENMORE | HRCU-A-CB (Split System: Heat Pump with Remote Outdoor Unit-Air-Source) | (C,H,T)5H0V48*K*AAA* |  |  | EVD5X49M24A*+WALLCON | *96CTN1202422B* | 48000 | 19 | 9 | 50000 | 36600 | 73.2% | 2 | 0 | 10.5 |  |  |  | No | R-454B | 4 | Residential & Commercial | Ducted CEE Tier 1
215676451 | Central HP <5.4 tons | KENMORE | HRCU-A-CB (Split System: Heat Pump with Remote Outdoor Unit-Air-Source) | (C,H,T)5H0V48*K*AAA* |  |  | EVD5X60M21A*+WALLCON | *80CTL0701716B* | 48000 | 18.5 | 9 | 50000 | 37200 | 74.4% | 2 | 0 | 10 |  |  |  | No | R-454B | 4 | Residential & Commercial | Ducted CEE Tier 1
215676551 | Central HP <5.4 tons | KENMORE | HRCU-A-CB (Split System: Heat Pump with Remote Outdoor Unit-Air-Source) | (C,H,T)5H0V48*K*AAA* |  |  | EVD5X60M21A*+WALLCON | *97CMN0802120B* | 48000 | 19 | 9 | 50000 | 36800 | 73.6% | 2 | 0 | 10 |  |  |  | No | R-454B | 4 | Residential & Commercial | Ducted CEE Tier 1
214572519 | Central HP <5.4 tons | BRYANT HEATING AND COOLING SYSTEMS | HRCU-A-CB (Split System: Heat Pump with Remote Outdoor Unit-Air-Source) | 288BNV037*0**A* |  |  | CAP**3621AL*+UI | 986TD60080C21*** | 31600 | 17.5 | 8.1 | 32800 | 24200 | 73.78% | 1.86 | 0 | 11 |  |  |  | No | R-410A | 2.6333 | Residential & Commercial | Ducted CEE Tier 1
214573469 | Central HP <5.4 tons | BRYANT HEATING AND COOLING SYSTEMS | HRCU-A-CB (Split System: Heat Pump with Remote Outdoor Unit-Air-Source) | 288BNV037*0**A* |  |  | CNPV*4821AL*+UI | 987MC60080C21*** | 32400 | 17.5 | 8.5 | 32800 | 24800 | 75.61% | 1.96 | 0 | 11.5 |  |  |  | No | R-410A | 2.7 | Residential & Commercial | Ducted CEE Tier 1
215674212 | Central HP <5.4 tons | KENMORE | HRCU-A-CB (Split System: Heat Pump with Remote Outdoor Unit-Air-Source) | (C,H,T)5H0V48*K*AAA* |  |  | EA*5X60M24A*+WALLCON | *80CTL1352422B* | 45000 | 18 | 9 | 47500 | 33400 | 70.32% | 2.08 | 0 | 10 |  |  |  | No | R-454B | 3.75 | Residential & Commercial | Ducted CEE Tier 1
214389333 | Central HP <5.4 tons | THERMAL ZONE | HRCU-A-C (Split System: Heat Pump with Remote Outdoor Unit with No Indoor Fan --Air Source) | TZPLV302PA | ADP |  | H,GG33936+TD |  | 29400 | 15.2 | 9.35 | 31200 | 26600 | 85.26% | 1.8 | 0 | 10 |  |  |  | No | R-410A | 2.45 | Residential & Commercial | Ducted CEE Tier 1
213091242 | Central HP <5.4 tons | COMFORT-AIRE | HRCU-A-C (Split System: Heat Pump with Remote Outdoor Unit with No Indoor Fan --Air Source) | A-VCD30SA-1 | ADP |  | H,A,DE32(1,2)30+TXV+TD |  | 29000 | 15.2 | 9.2 | 31200 | 26600 | 85.26% | 1.78 | 0 | 10 |  |  |  | No | R-410A | 2.4167 | Residential & Commercial | Ducted CEE Tier 1
214809157 | Central HP <5.4 tons | COLEMAN | HRCU-A-CB (Split System: Heat Pump with Remote Outdoor Unit-Air-Source) | HH860E2S11 |  |  | CTU60C5XGS1+JME16C2SN1+TXV |  | 45000 | 19 | 9 | 45000 | 33000 | 73.33% | 2 | 0 | 12 |  |  |  | No | R-454B | 3.75 | Residential & Commercial | Ducted CEE Tier 1
214809182 | Central HP <5.4 tons | COLEMAN | HRCU-A-CB (Split System: Heat Pump with Remote Outdoor Unit-Air-Source) | HH860E2S11 |  |  | CTU60C5XGS1+TXV | TPLC080C16MP13 | 43500 | 18 | 9 | 44000 | 33400 | 75.91% | 2 | 0 | 11.7 |  |  |  | No | R-454B | 3.625 | Residential & Commercial | Ducted CEE Tier 1
215676281 | Central HP <5.4 tons | KENMORE | HRCU-A-CB (Split System: Heat Pump with Remote Outdoor Unit-Air-Source) | (C,H,T)5H0V48*K*AAA* |  |  | EVD5X48M24A*+WALLCON | *96CTN1202422B* | 47000 | 18.5 | 9 | 50000 | 36400 | 72.8% | 2 | 0 | 10 |  |  |  | No | R-454B | 3.9167 | Residential & Commercial | Ducted CEE Tier 1
215676331 | Central HP <5.4 tons | KENMORE | HRCU-A-CB (Split System: Heat Pump with Remote Outdoor Unit-Air-Source) | (C,H,T)5H0V48*K*AAA* |  |  | EVD5X49M24A*+WALLCON | *80CTL1352422B* | 48000 | 19 | 9 | 50000 | 36400 | 72.8% | 2 | 0 | 10.5 |  |  |  | No | R-454B | 4 | Residential & Commercial | Ducted CEE Tier 1
215676081 | Central HP <5.4 tons | KENMORE | HRCU-A-CB (Split System: Heat Pump with Remote Outdoor Unit-Air-Source) | (C,H,T)5H0V48*K*AAA* |  |  | EVM5X61M24A*+WALLCON | *96CTN1002122B* | 48500 | 19.5 | 9.5 | 50000 | 36600 | 73.2% | 2.12 | 0 | 10.5 |  |  |  | No | R-454B | 4.0417 | Residential & Commercial | Ducted CEE Tier 1
214572759 | Central HP <5.4 tons | BRYANT HEATING AND COOLING SYSTEMS | HRCU-A-CB (Split System: Heat Pump with Remote Outdoor Unit-Air-Source) | 288BNV037*0**A* |  |  | CAP**4321AL*+UI | 986TD60080C21*** | 33000 | 18.5 | 8.5 | 32600 | 25000 | 76.69% | 2 | 0 | 11.5 |  |  |  | No | R-410A | 2.75 | Residential & Commercial | Ducted CEE Tier 1
214573059 | Central HP <5.4 tons | BRYANT HEATING AND COOLING SYSTEMS | HRCU-A-CB (Split System: Heat Pump with Remote Outdoor Unit-Air-Source) | 288BNV037*0**A* |  |  | CAP**6124AL*+UI | 986TD60080C21*** | 33200 | 18.5 | 8.5 | 31800 | 24800 | 77.99% | 2.02 | 0 | 11.5 |  |  |  | No | R-410A | 2.7667 | Residential & Commercial | Ducted CEE Tier 1
214573329 | Central HP <5.4 tons | BRYANT HEATING AND COOLING SYSTEMS | HRCU-A-CB (Split System: Heat Pump with Remote Outdoor Unit-Air-Source) | 288BNV037*0**A* |  |  | CNPV*3621AL*+UI | 935CB66100C21*** | 31400 | 17 | 8.1 | 33000 | 24000 | 72.73% | 1.84 | 0 | 11 |  |  |  | No | R-410A | 2.6167 | Residential & Commercial | Ducted CEE Tier 1
213948870 | Central HP <5.4 tons | MIDEA | HRCU-A-CB (Split System: Heat Pump with Remote Outdoor Unit-Air-Source) | 38MURAQ24AB3 | ADP |  | F,PE*G22924 |  | 24000 | 16 | 9 | 23200 | 19600 | 84.48% | 1.86 | 0 | 10.5 |  |  |  | No | R-410A | 2 | Residential & Commercial | Ducted CEE Tier 1
214604334 | Central HP <5.4 tons | MIDEA | HRCU-A-C (Split System: Heat Pump with Remote Outdoor Unit with No Indoor Fan --Air Source) | 38MURAQ18AB3 | ADP |  | HG21924+TD |  | 17700 | 16 | 8.85 | 17100 | 14600 | 85.38% | 2.06 | 0 | 11.5 |  |  |  | No | R-410A | 1.475 | Residential & Commercial | Ducted CEE Tier 1
214569540 | Central HP <5.4 tons | CARRIER | HRCU-A-CB (Split System: Heat Pump with Remote Outdoor Unit-Air-Source) | 25VNA436A*031* |  |  | CAP**4224AL*+UI | 59CU5B080C21**20 | 33200 | 19 | 9.5 | 37800 | 26600 | 70.37% | 1.98 | 0 | 11.5 |  |  |  | No | R-410A | 2.7667 | Residential & Commercial | Ducted CEE Tier 1
214569604 | Central HP <5.4 tons | CARRIER | HRCU-A-CB (Split System: Heat Pump with Remote Outdoor Unit-Air-Source) | 25VNA436A*031* |  |  | CAP**6121AL*+UI | 59MN7C080C21**20 | 34800 | 19.5 | 9 | 35800 | 25200 | 70.39% | 2.02 | 0 | 12 |  |  |  | No | R-410A | 2.9 | Residential & Commercial | Ducted CEE Tier 1
214290121 | Central HP <5.4 tons | THERMAL ZONE | HRCU-A-C (Split System: Heat Pump with Remote Outdoor Unit with No Indoor Fan --Air Source) | TZPLV242PA | ADP |  | H,GG30924+TD |  | 24000 | 16 | 9.1 | 23200 | 19600 | 84.48% | 1.88 | 0 | 10.5 |  |  |  | No | R-410A | 2 | Residential & Commercial | Ducted CEE Tier 1
213796576 | Central HP <5.4 tons | PAYNE HEATING AND COOLING | HRCU-A-CB (Split System: Heat Pump with Remote Outdoor Unit-Air-Source) | 38MURAQ24AB3* | ADP |  | V,C36H175P159+CBPE4B* |  | 24000 | 16 | 9 | 25000 | 22600 | 90.4% | 1.92 | 0 | 10 |  |  |  | No | R-410A | 2 | Residential & Commercial | Ducted CEE Tier 1
212441562 | Central HP <5.4 tons | PAYNE HEATING AND COOLING | HRCU-A-CB (Split System: Heat Pump with Remote Outdoor Unit-Air-Source) | 38MURAQ24AB3* | ADP |  | H,PG7J936 | PG95ESAA30040A** | 24200 | 15.2 | 8.5 | 25000 | 22000 | 88% | 1.82 | 0 | 10 |  |  |  | No | R-410A | 2.0167 | Residential & Commercial | Ducted CEE Tier 1
212509262 | Central HP <5.4 tons | PAYNE HEATING AND COOLING | HRCU-A-CB (Split System: Heat Pump with Remote Outdoor Unit-Air-Source) | 38MURAQ24AB3* | ADP |  | H,PG81936 | PG92ESAA36040B** | 23800 | 16 | 8.5 | 24400 | 22800 | 93.44% | 1.9 | 0 | 10 |  |  |  | No | R-410A | 1.9833 | Residential & Commercial | Ducted CEE Tier 1
212983141 | Central HP <5.4 tons | BRYANT HEATING AND COOLING SYSTEMS | HRCU-A-CB (Split System: Heat Pump with Remote Outdoor Unit-Air-Source) | 38MURAQ24AB3* |  |  | CAP**2517AL* | 912SE36040M17*** | 24000 | 16 | 8.1 | 25200 | 22000 | 87.3% | 1.82 | 0 | 10 |  |  |  | No | R-410A | 2 | Residential & Commercial | Ducted CEE Tier 1
212983174 | Central HP <5.4 tons | BRYANT HEATING AND COOLING SYSTEMS | HRCU-A-CB (Split System: Heat Pump with Remote Outdoor Unit-Air-Source) | 38MURAQ24AB3* |  |  | CAP**3621AL* | 912SE36040M17*** | 23600 | 16 | 8.5 | 26400 | 24000 | 90.91% | 1.96 | 0 | 10 |  |  |  | No | R-410A | 1.9667 | Residential & Commercial | Ducted CEE Tier 1
214569480 | Central HP <5.4 tons | CARRIER | HRCU-A-CB (Split System: Heat Pump with Remote Outdoor Unit-Air-Source) | 25VNA448A*031* |  |  | CNPV*4821AL*+UI | 58TN*B070C21**20 | 43500 | 21 | 9 | 46500 | 36600 | 78.71% | 2.16 | 0 | 11.5 |  |  |  | No | R-410A | 3.625 | Residential & Commercial | Ducted CEE Tier 1
214569496 | Central HP <5.4 tons | CARRIER | HRCU-A-CB (Split System: Heat Pump with Remote Outdoor Unit-Air-Source) | 25VNA448A*031* |  |  | CNPV*4824AL*+UI | 59CU5B100C21**22 | 44000 | 21 | 9 | 46500 | 36200 | 77.85% | 2.18 | 0 | 12 |  |  |  | No | R-410A | 3.6667 | Residential & Commercial | Ducted CEE Tier 1
214569514 | Central HP <5.4 tons | CARRIER | HRCU-A-CB (Split System: Heat Pump with Remote Outdoor Unit-Air-Source) | 25VNA448A*031* |  |  | CNPV*6024AL*+UI | 59TN6C080C21**20 | 44500 | 21.5 | 9.5 | 46000 | 36200 | 78.7% | 2.28 | 0 | 12 |  |  |  | No | R-410A | 3.7083 | Residential & Commercial | Ducted CEE Tier 1
215319206 | Central HP <5.4 tons | Grandaire | HRCU-A-CB (Split System: Heat Pump with Remote Outdoor Unit-Air-Source) | D5CURAH36AAK |  |  | D5FUAAH36XAK |  | 36000 | 16.2 | 8.7 | 36000 | 27000 | 75% | 2 | 0 | 10 |  |  |  | No | R-454B | 3 | Residential & Commercial | Ducted CEE Tier 1
216051235 | Central HP <5.4 tons | RUSSELL | HRCU-A-CB (Split System: Heat Pump with Remote Outdoor Unit-Air-Source) | SP19AY36AJVC |  |  | TCFY3621MEAAM | S97MV0855A21DH | 34200 | 21 | 10 | 34200 | 29400 | 85.96% | 2 | 0 | 12 |  |  |  | No | R-454B | 2.85 | Residential & Commercial | Ducted CEE Tier 1
214570388 | Central HP <5.4 tons | CARRIER | HRCU-A-CB (Split System: Heat Pump with Remote Outdoor Unit-Air-Source) | 25VNA825A*032* |  |  | CAP**3621AL*+UI | 59CU5B100C21**22 | 23600 | 16.5 | 8.1 | 21400 | 16600 | 77.57% | 1.94 | 0 | 10.5 |  |  |  | No | R-410A | 1.9667 | Residential & Commercial | Ducted CEE Tier 1
214570738 | Central HP <5.4 tons | CARRIER | HRCU-A-CB (Split System: Heat Pump with Remote Outdoor Unit-Air-Source) | 25VNA825A*032* |  |  | CAP**4824AL*+UI | 59CU5B080C21**20 | 24000 | 16.5 | 8.5 | 21000 | 16600 | 79.05% | 2.02 | 0 | 11 |  |  |  | No | R-410A | 2 | Residential & Commercial | Ducted CEE Tier 1
214841725 | Central HP <5.4 tons | AC PRO.com | HRCU-A-CB (Split System: Heat Pump with Remote Outdoor Unit-Air-Source) | AUD60W/A1-D(U) | ADP |  | F,PE*CC4948 |  | 47500 | 16 | 9 | 46000 | 38500 | 83.7% | 1.8 | 0 | 11 |  |  |  | No | R-410A | 3.9583 | Residential & Commercial | Ducted CEE Tier 1
214569404 | Central HP <5.4 tons | CARRIER | HRCU-A-CB (Split System: Heat Pump with Remote Outdoor Unit-Air-Source) | 25VNA448A*031* |  |  | CAP**4821AL*+UI | 59MN7C080C21**20 | 43500 | 20.5 | 9.5 | 46500 | 36600 | 78.71% | 2.26 | 0 | 11 |  |  |  | No | R-410A | 3.625 | Residential & Commercial | Ducted CEE Tier 1
214569402 | Central HP <5.4 tons | CARRIER | HRCU-A-CB (Split System: Heat Pump with Remote Outdoor Unit-Air-Source) | 25VNA448A*031* |  |  | CAP**4821AL*+UI | 59MN7C060C21**20 | 43000 | 20 | 9.5 | 47000 | 37000 | 78.72% | 2.22 | 0 | 10.5 |  |  |  | No | R-410A | 3.5833 | Residential & Commercial | Ducted CEE Tier 1
214569416 | Central HP <5.4 tons | CARRIER | HRCU-A-CB (Split System: Heat Pump with Remote Outdoor Unit-Air-Source) | 25VNA448A*031* |  |  | CAP**4824AL*+UI | 59MN7C080C21**20 | 43500 | 20.5 | 9.5 | 46500 | 36400 | 78.28% | 2.28 | 0 | 11.5 |  |  |  | No | R-410A | 3.625 | Residential & Commercial | Ducted CEE Tier 1
214569486 | Central HP <5.4 tons | CARRIER | HRCU-A-CB (Split System: Heat Pump with Remote Outdoor Unit-Air-Source) | 25VNA448A*031* |  |  | CNPV*4821AL*+UI | 59MN7C060C21**20 | 43000 | 20 | 9 | 47000 | 37000 | 78.72% | 2.12 | 0 | 11 |  |  |  | No | R-410A | 3.5833 | Residential & Commercial | Ducted CEE Tier 1
215933990 | Central HP <5.4 tons | DAY & NIGHT | HRCU-A-CB (Split System: Heat Pump with Remote Outdoor Unit-Air-Source) | C5H3V48*K*AAA* |  |  | EA*5X48M21A*+WALLCON | *80CTL0701716B* | 43000 | 20 | 9 | 48500 | 37200 | 76.7% | 2 | 0 | 10.5 |  |  |  | No | R-454B | 3.5833 | Residential & Commercial | Ducted CEE Tier 1
215934010 | Central HP <5.4 tons | DAY & NIGHT | HRCU-A-CB (Split System: Heat Pump with Remote Outdoor Unit-Air-Source) | C5H3V48*K*AAA* |  |  | EA*5X48M21A*+WALLCON | *80CTL0902120B* | 44000 | 21 | 9.5 | 48000 | 36200 | 75.42% | 1.92 | 0 | 11 |  |  |  | No | R-454B | 3.6667 | Residential & Commercial | Ducted CEE Tier 1
215934080 | Central HP <5.4 tons | DAY & NIGHT | HRCU-A-CB (Split System: Heat Pump with Remote Outdoor Unit-Air-Source) | C5H3V48*K*AAA* |  |  | EA*5X48M21A*+WALLCON | *96CTN0801714B* | 42500 | 20 | 9 | 48500 | 35200 | 72.58% | 2 | 0 | 11 |  |  |  | No | R-454B | 3.5417 | Residential & Commercial | Ducted CEE Tier 1
215934210 | Central HP <5.4 tons | DAY & NIGHT | HRCU-A-CB (Split System: Heat Pump with Remote Outdoor Unit-Air-Source) | C5H3V48*K*AAA* |  |  | EA*5X61M21A*+WALLCON | *95CSU0601716B* | 44500 | 20.5 | 9.5 | 49000 | 36600 | 74.69% | 2 | 0 | 11 |  |  |  | No | R-454B | 3.7083 | Residential & Commercial | Ducted CEE Tier 1
215934430 | Central HP <5.4 tons | DAY & NIGHT | HRCU-A-CB (Split System: Heat Pump with Remote Outdoor Unit-Air-Source) | C5H3V48*K*AAA* |  |  | ESH5X48M12A*+WALLCON | *80CSU1002120A* | 44000 | 20 | 9 | 48500 | 36600 | 75.46% | 1.8 | 0 | 10.5 |  |  |  | No | R-454B | 3.6667 | Residential & Commercial | Ducted CEE Tier 1
215941168 | Central HP <5.4 tons | ARCOAIRE | HRCU-A-CB (Split System: Heat Pump with Remote Outdoor Unit-Air-Source) | H5H3V48*K*AAA* |  |  | ESH5X48M12A*+WALLCON | *97CTN0801716A* | 43500 | 19 | 9 | 49000 | 37400 | 76.33% | 1.8 | 0 | 10.5 |  |  |  | No | R-454B | 3.625 | Residential & Commercial | Ducted CEE Tier 1
215934000 | Central HP <5.4 tons | DAY & NIGHT | HRCU-A-CB (Split System: Heat Pump with Remote Outdoor Unit-Air-Source) | C5H3V48*K*AAA* |  |  | EA*5X48M21A*+WALLCON | *80CTL0702120B* | 43500 | 20.5 | 9.5 | 48000 | 36600 | 76.25% | 2 | 0 | 10.5 |  |  |  | No | R-454B | 3.625 | Residential & Commercial | Ducted CEE Tier 1
206136081 | Central HP <5.4 tons | KEEPRITE | HRCU-A-CB (Split System: Heat Pump with Remote Outdoor Unit-Air-Source) | CVH837GKA** |  |  | EA*4X37L21A*+WALLCON | *95CSU0802120A* | 33000 | 17.5 | 8.5 | 32800 | 25000 | 76.22% | 2 | 12 | 11.5 |  |  |  | No | R-410A | 2.75 | Residential & Commercial | Ducted CEE Tier 1
204299842 | Central HP <5.4 tons | KEEPRITE | HRCU-A-CB (Split System: Heat Pump with Remote Outdoor Unit-Air-Source) | CVH837GKA** |  |  | EN(A,D,W)4X48L21**+WALLCON | *80CTL0901716A* | 32400 | 18 | 8.1 | 32800 | 24800 | 75.61% | 1.98 | 12.5 | 11.7 |  |  |  | No | R-410A | 2.7 | Residential & Commercial | Ducted CEE Tier 1
214312430 | Central HP <5.4 tons | FRIEDRICH | HRCU-A-C (Split System: Heat Pump with Remote Outdoor Unit with No Indoor Fan --Air Source) | WFPU18Z363C | ADP |  | V,R36H210P759+TD |  | 29400 | 15.2 | 9.4 | 28400 | 23800 | 83.8% | 2.08 | 0 | 11 |  |  |  | No | R-410A | 2.45 | Residential & Commercial | Ducted CEE Tier 1
204299732 | Central HP <5.4 tons | KEEPRITE | HRCU-A-CB (Split System: Heat Pump with Remote Outdoor Unit-Air-Source) | CVH837GKA** |  |  | EN(A,D,W)4X48L21**+WALLCON | *80CTL0701716A* | 32400 | 17.5 | 8.1 | 33000 | 25000 | 75.76% | 1.94 | 12 | 11.5 |  |  |  | No | R-410A | 2.7 | Residential & Commercial | Ducted CEE Tier 1
204300116 | Central HP <5.4 tons | KEEPRITE | HRCU-A-CB (Split System: Heat Pump with Remote Outdoor Unit-Air-Source) | CVH837GKA** |  |  | EHD4X36AAL+WALLCON | *96CTN1202422A* | 32200 | 16.5 | 8.1 | 33200 | 24600 | 74.1% | 1.94 | 11 | 11 |  |  |  | No | R-410A | 2.6833 | Residential & Commercial | Ducted CEE Tier 1
213886013 | Central HP <5.4 tons | AC PRO.com | HRCU-A-CB (Split System: Heat Pump with Remote Outdoor Unit-Air-Source) | AUD60W/A1-D(U) | ADP |  | HE88948+AEFE4B* |  | 47000 | 15.2 | 8.5 | 46000 | 33200 | 72.17% | 1.8 | 0 | 10 |  |  |  | No | R-410A | 3.9167 | Residential & Commercial | Ducted CEE Tier 1
213886002 | Central HP <5.4 tons | AC PRO.com | HRCU-A-CB (Split System: Heat Pump with Remote Outdoor Unit-Air-Source) | AUD60W/A1-D(U) | ADP |  | HE49960+AEFE5* |  | 47000 | 15.2 | 8.35 | 46000 | 33200 | 72.17% | 1.78 | 0 | 10 |  |  |  | No | R-410A | 3.9167 | Residential & Commercial | Ducted CEE Tier 1
214841724 | Central HP <5.4 tons | AC PRO.com | HRCU-A-CB (Split System: Heat Pump with Remote Outdoor Unit-Air-Source) | AUD60W/A1-D(U) | ADP |  | F,PE*CC4960 |  | 48000 | 17 | 9 | 46000 | 38500 | 83.7% | 1.8 | 0 | 11 |  |  |  | No | R-410A | 4 | Residential & Commercial | Ducted CEE Tier 1
212971467 | Central HP <5.4 tons | CARRIER | HRCU-A-CB (Split System: Heat Pump with Remote Outdoor Unit-Air-Source) | 38MURAQ18AB3* |  |  | CAP**3017AL* | 58TP*B070V17**16 | 17700 | 16.5 | 8.5 | 18200 | 18700 | 102.7% | 2.24 | 0 | 10.5 |  |  |  | No | R-410A | 1.475 | Residential & Commercial | Ducted CEE Tier 1
212498320 | Central HP <5.4 tons | PAYNE HEATING AND COOLING | HRCU-A-CB (Split System: Heat Pump with Remote Outdoor Unit-Air-Source) | 38MURAQ18AB3* | ADP |  | CE1801A+TXV |  | 17400 | 17 | 8.6 | 17000 | 19300 | 113.5% | 2.3 | 0 | 10.5 |  |  |  | No | R-410A | 1.45 | Residential & Commercial | Ducted CEE Tier 1
212972672 | Central HP <5.4 tons | CARRIER | HRCU-A-CB (Split System: Heat Pump with Remote Outdoor Unit-Air-Source) | 38MURAQ18AB3* |  |  | CAP**2414AL* | 59SP6B040V14**10 | 17200 | 16 | 8.5 | 18200 | 19400 | 106.6% | 2.34 | 0 | 10 |  |  |  | No | R-410A | 1.4333 | Residential & Commercial | Ducted CEE Tier 1
212973672 | Central HP <5.4 tons | CARRIER | HRCU-A-CB (Split System: Heat Pump with Remote Outdoor Unit-Air-Source) | 38MURAQ18AB3* |  |  | CAP**2517AL* | 59SP6B080V17**16 | 17800 | 16.5 | 8.1 | 17600 | 17800 | 101.1% | 2.14 | 0 | 10.5 |  |  |  | No | R-410A | 1.4833 | Residential & Commercial | Ducted CEE Tier 1
212441560 | Central HP <5.4 tons | PAYNE HEATING AND COOLING | HRCU-A-CB (Split System: Heat Pump with Remote Outdoor Unit-Air-Source) | 38MURAQ18AB3* | ADP |  | H,PG7J936 | PG96VTAA48080B** | 17200 | 16 | 8.5 | 16700 | 18800 | 112.6% | 2.3 | 0 | 10 |  |  |  | No | R-410A | 1.4333 | Residential & Commercial | Ducted CEE Tier 1
212498323 | Central HP <5.4 tons | PAYNE HEATING AND COOLING | HRCU-A-CB (Split System: Heat Pump with Remote Outdoor Unit-Air-Source) | 38MURAQ18AB3* | ADP |  | CE2403A+TXV |  | 17700 | 17 | 8.7 | 17000 | 19400 | 114.1% | 2.32 | 0 | 11 |  |  |  | No | R-410A | 1.475 | Residential & Commercial | Ducted CEE Tier 1
213147605 | Central HP <5.4 tons | PAYNE HEATING AND COOLING | HRCU-A-CB (Split System: Heat Pump with Remote Outdoor Unit-Air-Source) | 38MURAQ24AB3* | ADP |  | C36A***L139+AEFE4B* |  | 23800 | 18 | 8.75 | 25000 | 22600 | 90.4% | 1.88 | 0 | 10 |  |  |  | No | R-410A | 1.9833 | Residential & Commercial | Ducted CEE Tier 1
213356041 | Central HP <5.4 tons | PAYNE HEATING AND COOLING | HRCU-A-CB (Split System: Heat Pump with Remote Outdoor Unit-Air-Source) | 38MURAQ24AB3* | ADP |  | A24VBA+TXV+CBPE4B* |  | 23800 | 18 | 8.7 | 24800 | 22600 | 91.13% | 1.86 | 0 | 10 |  |  |  | No | R-410A | 1.9833 | Residential & Commercial | Ducted CEE Tier 1
212509269 | Central HP <5.4 tons | PAYNE HEATING AND COOLING | HRCU-A-CB (Split System: Heat Pump with Remote Outdoor Unit-Air-Source) | 38MURAQ24AB3* | ADP |  | H,PG7J936 | PG95ESAA36060A** | 24400 | 15.2 | 8.5 | 25000 | 22400 | 89.6% | 1.86 | 0 | 10 |  |  |  | No | R-410A | 2.0333 | Residential & Commercial | Ducted CEE Tier 1
212509283 | Central HP <5.4 tons | PAYNE HEATING AND COOLING | HRCU-A-CB (Split System: Heat Pump with Remote Outdoor Unit-Air-Source) | 38MURAQ24AB3* | ADP |  | H,PG81936 | PG96VTAA48080B** | 24200 | 17 | 8.5 | 24000 | 20800 | 86.67% | 1.78 | 0 | 10 |  |  |  | No | R-410A | 2.0167 | Residential & Commercial | Ducted CEE Tier 1
212407339 | Central HP <5.4 tons | PAYNE HEATING AND COOLING | HRCU-A-CB (Split System: Heat Pump with Remote Outdoor Unit-Air-Source) | 38MURAQ24AB3* | ADP |  | H,PG7J936 | PG92ESAA60100C** | 25000 | 17 | 8.5 | 25000 | 21400 | 85.6% | 1.82 | 0 | 10.5 |  |  |  | No | R-410A | 2.0833 | Residential & Commercial | Ducted CEE Tier 1
212972422 | Central HP <5.4 tons | CARRIER | HRCU-A-CB (Split System: Heat Pump with Remote Outdoor Unit-Air-Source) | 38MURAQ24AB3* |  |  | CNPV*3621AL* | 58TP*B110V21**22 | 23800 | 17 | 8.5 | 26400 | 24000 | 90.91% | 1.98 | 0 | 10.5 |  |  |  | No | R-410A | 1.9833 | Residential & Commercial | Ducted CEE Tier 1
213258218 | Central HP <5.4 tons | KEEPRITE | HRCU-A-CB (Split System: Heat Pump with Remote Outdoor Unit-Air-Source) | DLCURAH18ABK | ADP |  | H,GE32936 | *96VSN0401712A* | 17500 | 15.2 | 8.5 | 17100 | 18700 | 109.4% | 2.28 | 0 | 10 |  |  |  | No | R-410A | 1.4583 | Residential & Commercial | Ducted CEE Tier 1
210474091 | Central HP <5.4 tons | CARRIER | HRCU-A-CB (Split System: Heat Pump with Remote Outdoor Unit-Air-Source) | 25VNA825A*032* |  |  | CNPV*4824AL*+UI | 58TN*A135C24**22 | 24200 | 17 | 8.1 | 21400 | 16600 | 77.57% | 2.02 | 0 | 11.5 |  |  |  | No | R-410A | 2.0167 | Residential & Commercial | Ducted CEE Tier 1
210474624 | Central HP <5.4 tons | CARRIER | HRCU-A-CB (Split System: Heat Pump with Remote Outdoor Unit-Air-Source) | 25VNA825A*032* |  |  | CSPH*4812AL*+UI | 58TN*A070C14**12 | 24400 | 17 | 8.1 | 21200 | 16500 | 77.83% | 2.02 | 0 | 11 |  |  |  | No | R-410A | 2.0333 | Residential & Commercial | Ducted CEE Tier 1
214572468 | Central HP <5.4 tons | CARRIER | HRCU-A-CB (Split System: Heat Pump with Remote Outdoor Unit-Air-Source) | 25VNA837A*030* |  |  | CAP**3621AL*+UI | 58TN*B070C21**20 | 31400 | 17 | 8.1 | 33000 | 24200 | 73.33% | 1.86 | 0 | 11 |  |  |  | No | R-410A | 2.6167 | Residential & Commercial | Ducted CEE Tier 1
213258354 | Central HP <5.4 tons | KEEPRITE | HRCU-A-CB (Split System: Heat Pump with Remote Outdoor Unit-Air-Source) | DLCURAH24ABK | ADP |  | H,GG32936 | *96VTN0601412A* | 23200 | 16 | 8.5 | 24800 | 25200 | 101.6% | 2.14 | 0 | 10 |  |  |  | No | R-410A | 1.9333 | Residential & Commercial | Ducted CEE Tier 1
213258321 | Central HP <5.4 tons | KEEPRITE | HRCU-A-CB (Split System: Heat Pump with Remote Outdoor Unit-Air-Source) | DLCURAH24ABK | ADP |  | H,GG33936 | *96VSN0601714A* | 23800 | 16 | 8.5 | 25200 | 23600 | 93.65% | 1.98 | 0 | 10 |  |  |  | No | R-410A | 1.9833 | Residential & Commercial | Ducted CEE Tier 1
212391593 | Central HP <5.4 tons | KEEPRITE | HRCU-A-CB (Split System: Heat Pump with Remote Outdoor Unit-Air-Source) | DLCURAH24ABK | ADP |  | H,GE32(1,2)36+TXV | *92ESN0801716A* | 24000 | 17 | 8.5 | 25200 | 23400 | 92.86% | 1.96 | 0 | 10 |  |  |  | No | R-410A | 2 | Residential & Commercial | Ducted CEE Tier 1
213258356 | Central HP <5.4 tons | KEEPRITE | HRCU-A-CB (Split System: Heat Pump with Remote Outdoor Unit-Air-Source) | DLCURAH24ABK | ADP |  | H,GG33936 | *96VTN0601412A* | 23200 | 16 | 8.5 | 24800 | 24200 | 97.58% | 2.04 | 0 | 10 |  |  |  | No | R-410A | 1.9333 | Residential & Commercial | Ducted CEE Tier 1
214312421 | Central HP <5.4 tons | FRIEDRICH | HRCU-A-C (Split System: Heat Pump with Remote Outdoor Unit with No Indoor Fan --Air Source) | WFPU18Z363C | ADP |  | H,RG80936+TD |  | 30000 | 15.5 | 9.4 | 28400 | 23800 | 83.8% | 2.08 | 0 | 11.3 |  |  |  | No | R-410A | 2.5 | Residential & Commercial | Ducted CEE Tier 1
214312428 | Central HP <5.4 tons | FRIEDRICH | HRCU-A-C (Split System: Heat Pump with Remote Outdoor Unit with No Indoor Fan --Air Source) | WFPU18Z363C | ADP |  | V,R36H175P789+TD |  | 29800 | 15.5 | 9.4 | 28400 | 23800 | 83.8% | 2.08 | 0 | 11.3 |  |  |  | No | R-410A | 2.4833 | Residential & Commercial | Ducted CEE Tier 1
212391591 | Central HP <5.4 tons | KEEPRITE | HRCU-A-CB (Split System: Heat Pump with Remote Outdoor Unit-Air-Source) | DLCURAH24ABK | ADP |  | H,GE31(1,2)24+TXV | *92ESN0801716A* | 23800 | 17 | 8.5 | 25200 | 23400 | 92.86% | 1.96 | 0 | 10 |  |  |  | No | R-410A | 1.9833 | Residential & Commercial | Ducted CEE Tier 1
213258320 | Central HP <5.4 tons | KEEPRITE | HRCU-A-CB (Split System: Heat Pump with Remote Outdoor Unit-Air-Source) | DLCURAH24ABK | ADP |  | H,GE32936 | *96VSN0601714A* | 23800 | 16 | 8.5 | 25200 | 23600 | 93.65% | 1.98 | 0 | 10 |  |  |  | No | R-410A | 1.9833 | Residential & Commercial | Ducted CEE Tier 1
213258355 | Central HP <5.4 tons | KEEPRITE | HRCU-A-CB (Split System: Heat Pump with Remote Outdoor Unit-Air-Source) | DLCURAH24ABK | ADP |  | H,GE32936 | *96VTN0601412A* | 23200 | 16 | 8.5 | 24800 | 25200 | 101.6% | 2.14 | 0 | 10 |  |  |  | No | R-410A | 1.9333 | Residential & Commercial | Ducted CEE Tier 1
214312427 | Central HP <5.4 tons | FRIEDRICH | HRCU-A-C (Split System: Heat Pump with Remote Outdoor Unit with No Indoor Fan --Air Source) | WFPU18Z363C | ADP |  | V,R36H210P299+TD |  | 30000 | 15.5 | 9.4 | 28400 | 23800 | 83.8% | 2.08 | 0 | 11.3 |  |  |  | No | R-410A | 2.5 | Residential & Commercial | Ducted CEE Tier 1
213258323 | Central HP <5.4 tons | KEEPRITE | HRCU-A-CB (Split System: Heat Pump with Remote Outdoor Unit-Air-Source) | DLCURAH24ABK | ADP |  | H,GG34936 | *96VSN0601714A* | 23800 | 16 | 8.5 | 25200 | 23600 | 93.65% | 1.98 | 0 | 10 |  |  |  | No | R-410A | 1.9833 | Residential & Commercial | Ducted CEE Tier 1
213258332 | Central HP <5.4 tons | KEEPRITE | HRCU-A-CB (Split System: Heat Pump with Remote Outdoor Unit-Air-Source) | DLCURAH24ABK | ADP |  | H,GE33936 | *96VSN1002120A* | 23800 | 17 | 8.5 | 24400 | 22400 | 91.8% | 1.9 | 0 | 10 |  |  |  | No | R-410A | 1.9833 | Residential & Commercial | Ducted CEE Tier 1
214312420 | Central HP <5.4 tons | FRIEDRICH | HRCU-A-C (Split System: Heat Pump with Remote Outdoor Unit with No Indoor Fan --Air Source) | WFPU18Z363C | ADP |  | V,R36H***P449+TD |  | 29400 | 15.2 | 9.4 | 28400 | 23800 | 83.8% | 2.08 | 0 | 11 |  |  |  | No | R-410A | 2.45 | Residential & Commercial | Ducted CEE Tier 1
213258221 | Central HP <5.4 tons | KEEPRITE | HRCU-A-CB (Split System: Heat Pump with Remote Outdoor Unit-Air-Source) | DLCURAH18ABK | ADP |  | H,GG34936 | *96VSN0401712A* | 17700 | 15.2 | 8.5 | 17100 | 18400 | 107.6% | 2.26 | 0 | 10.5 |  |  |  | No | R-410A | 1.475 | Residential & Commercial | Ducted CEE Tier 1
213258238 | Central HP <5.4 tons | KEEPRITE | HRCU-A-CB (Split System: Heat Pump with Remote Outdoor Unit-Air-Source) | DLCURAH18ABK | ADP |  | H,GE33936 | *96VSN0601714A* | 17700 | 16 | 8.5 | 17000 | 18700 | 110% | 2.3 | 0 | 10.5 |  |  |  | No | R-410A | 1.475 | Residential & Commercial | Ducted CEE Tier 1
213258939 | Central HP <5.4 tons | KEEPRITE | HRCU-A-CB (Split System: Heat Pump with Remote Outdoor Unit-Air-Source) | DLCURAH18ABK | ADP |  | H,GE7J936 | *96VTN0401712A* | 17600 | 15.2 | 8.5 | 17100 | 18700 | 109.4% | 2.28 | 0 | 10.5 |  |  |  | No | R-410A | 1.4667 | Residential & Commercial | Ducted CEE Tier 1
213356043 | Central HP <5.4 tons | PAYNE HEATING AND COOLING | HRCU-A-CB (Split System: Heat Pump with Remote Outdoor Unit-Air-Source) | 38MURAQ24AB3* | ADP |  | A36VCA+TXV+CBPE4B* |  | 24200 | 18 | 8.85 | 25000 | 22600 | 90.4% | 1.9 | 0 | 10.5 |  |  |  | No | R-410A | 2.0167 | Residential & Commercial | Ducted CEE Tier 1
212498316 | Central HP <5.4 tons | PAYNE HEATING AND COOLING | HRCU-A-CB (Split System: Heat Pump with Remote Outdoor Unit-Air-Source) | 38MURAQ24AB3* | ADP |  | CP2403A+TXV+TD |  | 23000 | 16 | 8.5 | 24800 | 22600 | 91.13% | 1.84 | 0 | 10 |  |  |  | No | R-410A | 1.9167 | Residential & Commercial | Ducted CEE Tier 1
212498332 | Central HP <5.4 tons | PAYNE HEATING AND COOLING | HRCU-A-CB (Split System: Heat Pump with Remote Outdoor Unit-Air-Source) | 38MURAQ24AB3* | ADP |  | CE2505C+TXV |  | 23600 | 17 | 9 | 25600 | 25200 | 98.44% | 2.14 | 0 | 10 |  |  |  | No | R-410A | 1.9667 | Residential & Commercial | Ducted CEE Tier 1
213258232 | Central HP <5.4 tons | KEEPRITE | HRCU-A-CB (Split System: Heat Pump with Remote Outdoor Unit-Air-Source) | DLCURAH18ABK | ADP |  | H,GE30924 | *96VSN0601412A* | 17100 | 15.2 | 8.5 | 17200 | 18300 | 106.4% | 2.26 | 0 | 10.5 |  |  |  | No | R-410A | 1.425 | Residential & Commercial | Ducted CEE Tier 1
214569455 | Central HP <5.4 tons | BRYANT HEATING AND COOLING SYSTEMS | HRCU-A-CB (Split System: Heat Pump with Remote Outdoor Unit-Air-Source) | 284ANV048*0**B* |  |  | CAP**6124AL*+UI | 986TD60080C21*** | 45500 | 21.5 | 10 | 46000 | 36200 | 78.7% | 2.38 | 0 | 12 |  |  |  | No | R-410A | 3.7917 | Residential & Commercial | Ducted CEE Tier 1
214569457 | Central HP <5.4 tons | BRYANT HEATING AND COOLING SYSTEMS | HRCU-A-CB (Split System: Heat Pump with Remote Outdoor Unit-Air-Source) | 284ANV048*0**B* |  |  | CSPH*4812AL*+UI | 88*TB60070C21*** | 44000 | 20 | 9.5 | 47000 | 36800 | 78.3% | 2.2 | 0 | 11 |  |  |  | No | R-410A | 3.6667 | Residential & Commercial | Ducted CEE Tier 1
214569505 | Central HP <5.4 tons | BRYANT HEATING AND COOLING SYSTEMS | HRCU-A-CB (Split System: Heat Pump with Remote Outdoor Unit-Air-Source) | 284ANV048*0**B* |  |  | CNPV*6024AL*+UI | 88*TB60070C21*** | 44500 | 21 | 9.5 | 46500 | 36400 | 78.28% | 2.24 | 0 | 12 |  |  |  | No | R-410A | 3.7083 | Residential & Commercial | Ducted CEE Tier 1
214569672 | Central HP <5.4 tons | CARRIER | HRCU-A-CB (Split System: Heat Pump with Remote Outdoor Unit-Air-Source) | 25VNA436A*031* |  |  | CNPV*4821AL*+UI | 58TN*B070C21**20 | 33800 | 19.5 | 9 | 36800 | 26000 | 70.65% | 2.04 | 0 | 12.5 |  |  |  | No | R-410A | 2.8167 | Residential & Commercial | Ducted CEE Tier 1
213796734 | Central HP <5.4 tons | BRYANT | HRCU-A-CB (Split System: Heat Pump with Remote Outdoor Unit-Air-Source) | 38MURAQ24AB3 | ADP |  | V,C36H***P039+CBPE3A* |  | 24000 | 16 | 9 | 23200 | 19600 | 84.48% | 1.86 | 0 | 10.5 |  |  |  | No | R-410A | 2 | Residential & Commercial | Ducted CEE Tier 1
214569518 | Central HP <5.4 tons | CARRIER | HRCU-A-CB (Split System: Heat Pump with Remote Outdoor Unit-Air-Source) | 25VNA436A*031* |  |  | CAP**3721AL*+UI | 59CU5B080C21**20 | 34400 | 19 | 9.5 | 36400 | 25800 | 70.88% | 2.04 | 0 | 12 |  |  |  | No | R-410A | 2.8667 | Residential & Commercial | Ducted CEE Tier 1
214395402 | Central HP <5.4 tons | CHAMPION HEATING AND COOLING | HRCU-A-CB (Split System: Heat Pump with Remote Outdoor Unit-Air-Source) | HH836E2S11 |  |  | JHC36C5CD2SS1 |  | 34000 | 19 | 9 | 32400 | 25200 | 77.78% | 2.1 | 0 | 11.7 |  |  |  | No | R-454B | 2.8333 | Residential & Commercial | Ducted CEE Tier 1
214569532 | Central HP <5.4 tons | CARRIER | HRCU-A-CB (Split System: Heat Pump with Remote Outdoor Unit-Air-Source) | 25VNA436A*031* |  |  | CAP**4221AL*+UI | 59CU5B100C21**22 | 33200 | 19 | 9.5 | 37800 | 26600 | 70.37% | 2 | 0 | 11.5 |  |  |  | No | R-410A | 2.7667 | Residential & Commercial | Ducted CEE Tier 1
214652055 | Central HP <5.4 tons | COLEMAN | HRCU-A-CB (Split System: Heat Pump with Remote Outdoor Unit-Air-Source) | HH824E2S11 |  |  | CTU30B5XCS1+TXV | CP9C080B12MP13 | 23000 | 17 | 9.5 | 23000 | 18200 | 79.13% | 2 | 0 | 12 |  |  |  | No | R-454B | 1.9167 | Residential & Commercial | Ducted CEE Tier 1
214650802 | Central HP <5.4 tons | COLEMAN | HRCU-A-CB (Split System: Heat Pump with Remote Outdoor Unit-Air-Source) | HH824E2S11 |  |  | CTU30B5XCS1+TXV | TP9C060B12MP13 | 23000 | 17 | 9.5 | 23000 | 18300 | 79.57% | 2 | 0 | 12 |  |  |  | No | R-454B | 1.9167 | Residential & Commercial | Ducted CEE Tier 1
213258365 | Central HP <5.4 tons | KEEPRITE | HRCU-A-CB (Split System: Heat Pump with Remote Outdoor Unit-Air-Source) | DLCURAH24ABK | ADP |  | H,GG33936 | *96VTN0601714A* | 23800 | 16 | 8.5 | 24400 | 22400 | 91.8% | 1.88 | 0 | 10 |  |  |  | No | R-410A | 1.9833 | Residential & Commercial | Ducted CEE Tier 1
214312432 | Central HP <5.4 tons | FRIEDRICH | HRCU-A-C (Split System: Heat Pump with Remote Outdoor Unit with No Indoor Fan --Air Source) | WFPU18Z363C | ADP |  | H,RG36936+TD |  | 29600 | 15.5 | 9.4 | 28400 | 23800 | 83.8% | 2.08 | 0 | 11.2 |  |  |  | No | R-410A | 2.4667 | Residential & Commercial | Ducted CEE Tier 1
214442622 | Central HP <5.4 tons | FRIEDRICH | HRCU-A-C (Split System: Heat Pump with Remote Outdoor Unit with No Indoor Fan --Air Source) | WFPU18Z363C | ADP |  | H,RE9J936+TD |  | 29200 | 15.2 | 9.4 | 28400 | 23800 | 83.8% | 2.08 | 0 | 11 |  |  |  | No | R-410A | 2.4333 | Residential & Commercial | Ducted CEE Tier 1
215383032 | Central HP <5.4 tons | FRIEDRICH | HRCU-A-C (Split System: Heat Pump with Remote Outdoor Unit with No Indoor Fan --Air Source) | WFPU18Z483C | ADP |  | H,RG86948+TD |  | 41500 | 15.2 | 8.55 | 40000 | 34200 | 85.5% | 1.94 | 0 | 11 |  |  |  | No | R-410A | 3.4583 | Residential & Commercial | Ducted CEE Tier 1
215383029 | Central HP <5.4 tons | FRIEDRICH | HRCU-A-C (Split System: Heat Pump with Remote Outdoor Unit with No Indoor Fan --Air Source) | WFPU18Z483C | ADP |  | H,RG49960+TD |  | 41000 | 15.2 | 8.55 | 40000 | 34200 | 85.5% | 1.94 | 0 | 11 |  |  |  | No | R-410A | 3.4167 | Residential & Commercial | Ducted CEE Tier 1
215669509 | Central HP <5.4 tons | KEEPRITE | HRCU-A-CB (Split System: Heat Pump with Remote Outdoor Unit-Air-Source) | C5H0V36*K*AAA* |  |  | EA*5X61M21A*+WALLCON | *95CSU0601716B* | 34600 | 17.5 | 9 | 34600 | 25000 | 72.25% | 1.9 | 0 | 10 |  |  |  | No | R-454B | 2.8833 | Residential & Commercial | Ducted CEE Tier 1
215669339 | Central HP <5.4 tons | KEEPRITE | HRCU-A-CB (Split System: Heat Pump with Remote Outdoor Unit-Air-Source) | C5H0V36*K*AAA* |  |  | EA*5X60M24A*+WALLCON | *80CTL1352422B* | 34400 | 18.5 | 9 | 34200 | 24600 | 71.93% | 1.92 | 0 | 10.5 |  |  |  | No | R-454B | 2.8667 | Residential & Commercial | Ducted CEE Tier 1
214569500 | Central HP <5.4 tons | CARRIER | HRCU-A-CB (Split System: Heat Pump with Remote Outdoor Unit-Air-Source) | 25VNA448A*031* |  |  | CNPV*4824AL*+UI | 59MN7C080C21**20 | 44000 | 20.5 | 9 | 46500 | 36600 | 78.71% | 2.16 | 0 | 11.5 |  |  |  | No | R-410A | 3.6667 | Residential & Commercial | Ducted CEE Tier 1
215669439 | Central HP <5.4 tons | KEEPRITE | HRCU-A-CB (Split System: Heat Pump with Remote Outdoor Unit-Air-Source) | C5H0V36*K*AAA* |  |  | EA*5X61M21A*+WALLCON | *80CSU0601716A* | 34800 | 18 | 9 | 34400 | 24800 | 72.09% | 1.9 | 0 | 10 |  |  |  | No | R-454B | 2.9 | Residential & Commercial | Ducted CEE Tier 1
214312441 | Central HP <5.4 tons | FRIEDRICH | HRCU-A-C (Split System: Heat Pump with Remote Outdoor Unit with No Indoor Fan --Air Source) | WFPU18Z483C | ADP |  | V,R60H245P799+TD |  | 42000 | 15.5 | 8.55 | 40000 | 34200 | 85.5% | 1.94 | 0 | 11.4 |  |  |  | No | R-410A | 3.5 | Residential & Commercial | Ducted CEE Tier 1
214312442 | Central HP <5.4 tons | FRIEDRICH | HRCU-A-C (Split System: Heat Pump with Remote Outdoor Unit with No Indoor Fan --Air Source) | WFPU18Z483C | ADP |  | H,RG52948+TD |  | 42000 | 15.5 | 8.55 | 40000 | 34200 | 85.5% | 1.94 | 0 | 11.4 |  |  |  | No | R-410A | 3.5 | Residential & Commercial | Ducted CEE Tier 1
215669289 | Central HP <5.4 tons | KEEPRITE | HRCU-A-CB (Split System: Heat Pump with Remote Outdoor Unit-Air-Source) | C5H0V36*K*AAA* |  |  | EA*5X48M21A*+WALLCON | *96CTN1002122B* | 33800 | 18 | 9 | 35000 | 25000 | 71.43% | 1.9 | 0 | 10 |  |  |  | No | R-454B | 2.8167 | Residential & Commercial | Ducted CEE Tier 1
214569484 | Central HP <5.4 tons | CARRIER | HRCU-A-CB (Split System: Heat Pump with Remote Outdoor Unit-Air-Source) | 25VNA448A*031* |  |  | CNPV*4821AL*+UI | 59CU5B100C21**22 | 44000 | 21 | 9 | 46500 | 36200 | 77.85% | 2.18 | 0 | 12 |  |  |  | No | R-410A | 3.6667 | Residential & Commercial | Ducted CEE Tier 1
214569476 | Central HP <5.4 tons | CARRIER | HRCU-A-CB (Split System: Heat Pump with Remote Outdoor Unit-Air-Source) | 25VNA448A*031* |  |  | CSPH*6012AL*+UI | 59MN7C080C21**20 | 45000 | 20 | 9.5 | 46000 | 36200 | 78.7% | 2.34 | 0 | 11.5 |  |  |  | No | R-410A | 3.75 | Residential & Commercial | Ducted CEE Tier 1
203449868 | Central HP <5.4 tons | BOSCH | HRCU-A-CB (Split System: Heat Pump with Remote Outdoor Unit-Air-Source) | BOVA-36HDN1-M20G | ADP |  | CE2403C+TXV |  | 22800 | 19 | 9.2 | 22200 | 17200 | 77.48% | 1.94 | 11.5 | 12 |  |  |  | No | R-410A | 1.9 | Residential & Commercial | Ducted CEE Tier 1
215941318 | Central HP <5.4 tons | ARCOAIRE | HRCU-A-CB (Split System: Heat Pump with Remote Outdoor Unit-Air-Source) | H5H3V48*K*AAA* |  |  | EVM5X48M21A*+WALLCON | *97CTN1002122A* | 44500 | 20 | 8.1 | 52000 | 38500 | 74.04% | 2 | 0 | 11 |  |  |  | No | R-454B | 3.7083 | Residential & Commercial | Ducted CEE Tier 1
215941218 | Central HP <5.4 tons | ARCOAIRE | HRCU-A-CB (Split System: Heat Pump with Remote Outdoor Unit-Air-Source) | H5H3V48*K*AAA* |  |  | ESH5X60M12A*+WALLCON | *80CSU0601716B* | 45000 | 20.5 | 9 | 48500 | 36600 | 75.46% | 1.82 | 0 | 11.5 |  |  |  | No | R-454B | 3.75 | Residential & Commercial | Ducted CEE Tier 1
215934550 | Central HP <5.4 tons | DAY & NIGHT | HRCU-A-CB (Split System: Heat Pump with Remote Outdoor Unit-Air-Source) | C5H3V48*K*AAA* |  |  | ESH5X60M12A*+WALLCON | *80CSU1002120A* | 45000 | 20.5 | 9 | 48500 | 36600 | 75.46% | 1.82 | 0 | 11 |  |  |  | No | R-454B | 3.75 | Residential & Commercial | Ducted CEE Tier 1
203449870 | Central HP <5.4 tons | BOSCH | HRCU-A-CB (Split System: Heat Pump with Remote Outdoor Unit-Air-Source) | BOVA-36HDN1-M20G | ADP |  | CE3005A+TXV |  | 23200 | 19 | 9.3 | 22400 | 17200 | 76.79% | 1.96 | 11.7 | 12.5 |  |  |  | No | R-410A | 1.9333 | Residential & Commercial | Ducted CEE Tier 1
215941208 | Central HP <5.4 tons | ARCOAIRE | HRCU-A-CB (Split System: Heat Pump with Remote Outdoor Unit-Air-Source) | H5H3V48*K*AAA* |  |  | ESH5X60M12A*+WALLCON | *96CTN0802120B* | 45000 | 20 | 9 | 48500 | 36600 | 75.46% | 1.82 | 0 | 11 |  |  |  | No | R-454B | 3.75 | Residential & Commercial | Ducted CEE Tier 1
214776253 | Central HP <5.4 tons | ECOER | HRCU-A-CB (Split System: Heat Pump with Remote Outdoor Unit-Air-Source) | EODA19H-2436A | ADP |  | HG82936+AEFE4B* |  | 34200 | 19 | 9.5 | 34400 | 24800 | 72.09% | 2 | 0 | 12 |  |  |  | No | R-410A | 2.85 | Residential & Commercial | Ducted CEE Tier 1
203449867 | Central HP <5.4 tons | BOSCH | HRCU-A-CB (Split System: Heat Pump with Remote Outdoor Unit-Air-Source) | BOVA-36HDN1-M20G | ADP |  | CE2903C+TXV |  | 22800 | 19 | 9.2 | 22200 | 17200 | 77.48% | 1.94 | 11.5 | 12 |  |  |  | No | R-410A | 1.9 | Residential & Commercial | Ducted CEE Tier 1
207728056 | Central HP <5.4 tons | BOSCH | HRCU-A-CB (Split System: Heat Pump with Remote Outdoor Unit-Air-Source) | BOVB-36HDN1-M20G | ADP |  | F,PE*G34925 |  | 23800 | 20 | 9.5 | 22400 | 17200 | 76.79% | 2 | 13.5 | 13 |  |  |  | No | R-410A | 1.9833 | Residential & Commercial | Ducted CEE Tier 1
213362465 | Central HP <5.4 tons | BOSCH | HRCU-A-CB (Split System: Heat Pump with Remote Outdoor Unit-Air-Source) | BOVA-36HDN1-M20G | ADP |  | HG35936 | BGH96M060B3B | 24000 | 18 | 9 | 22400 | 17000 | 75.89% | 1.9 | 0 | 12 |  |  |  | No | R-410A | 2 | Residential & Commercial | Ducted CEE Tier 1
207727235 | Central HP <5.4 tons | BOSCH | HRCU-A-CB (Split System: Heat Pump with Remote Outdoor Unit-Air-Source) | BOVB-36HDN1-M20G | ADP |  | BV**B7925 |  | 23600 | 18 | 9.45 | 22400 | 17200 | 76.79% | 2 | 13.5 | 12.5 |  |  |  | No | R-410A | 1.9667 | Residential & Commercial | Ducted CEE Tier 1
214573299 | Central HP <5.4 tons | BRYANT HEATING AND COOLING SYSTEMS | HRCU-A-CB (Split System: Heat Pump with Remote Outdoor Unit-Air-Source) | 288BNV037*0**A* |  |  | CSPH*6012AL*+UI | 986TD60080C21*** | 33000 | 18 | 8.5 | 32000 | 24800 | 77.5% | 2.02 | 0 | 11.5 |  |  |  | No | R-410A | 2.75 | Residential & Commercial | Ducted CEE Tier 1
214573399 | Central HP <5.4 tons | BRYANT HEATING AND COOLING SYSTEMS | HRCU-A-CB (Split System: Heat Pump with Remote Outdoor Unit-Air-Source) | 288BNV037*0**A* |  |  | CNPV*4221AL*+UI | 987MC60060C21*** | 31600 | 16.5 | 8.1 | 33200 | 24600 | 74.1% | 1.86 | 0 | 11 |  |  |  | No | R-410A | 2.6333 | Residential & Commercial | Ducted CEE Tier 1
215674482 | Central HP <5.4 tons | KENMORE | HRCU-A-CB (Split System: Heat Pump with Remote Outdoor Unit-Air-Source) | (C,H,T)5H0V48*K*AAA* |  |  | EA*5X61M24A*+WALLCON | *80CTL0702120B* | 46000 | 18 | 9 | 48000 | 33800 | 70.42% | 2.08 | 0 | 10 |  |  |  | No | R-454B | 3.8333 | Residential & Commercial | Ducted CEE Tier 1
215675861 | Central HP <5.4 tons | KENMORE | HRCU-A-CB (Split System: Heat Pump with Remote Outdoor Unit-Air-Source) | (C,H,T)5H0V48*K*AAA* |  |  | EVM5X60M24A*+WALLCON | *80CSU1002120A* | 48000 | 18.5 | 9 | 50000 | 36600 | 73.2% | 2 | 0 | 10 |  |  |  | No | R-454B | 4 | Residential & Commercial | Ducted CEE Tier 1
215675931 | Central HP <5.4 tons | KENMORE | HRCU-A-CB (Split System: Heat Pump with Remote Outdoor Unit-Air-Source) | (C,H,T)5H0V48*K*AAA* |  |  | EVM5X60M24A*+WALLCON | *97CMN1002122B* | 48000 | 19 | 9 | 50000 | 36600 | 73.2% | 2 | 0 | 10.5 |  |  |  | No | R-454B | 4 | Residential & Commercial | Ducted CEE Tier 1
215223183 | Central HP <5.4 tons | BRYANT HEATING AND COOLING SYSTEMS | HRCU-A-CB (Split System: Heat Pump with Remote Outdoor Unit-Air-Source) | 288BNV037*0**A* | ADP |  | H,PE9J936 | 987MB42080C17*** | 31600 | 17 | 8.1 | 31800 | 24400 | 76.73% | 1.86 | 0 | 11 |  |  |  | No | R-410A | 2.6333 | Residential & Commercial | Ducted CEE Tier 1
212979941 | Central HP <5.4 tons | CARRIER | HRCU-A-CB (Split System: Heat Pump with Remote Outdoor Unit-Air-Source) | 38MURAQ18AB3* |  |  | CAP**1917AL* | 58S(B,C)*B090M17**14 | 18000 | 16.5 | 8.5 | 18000 | 17800 | 98.89% | 2.14 | 0 | 10.5 |  |  |  | No | R-410A | 1.5 | Residential & Commercial | Ducted CEE Tier 1
212981844 | Central HP <5.4 tons | CARRIER | HRCU-A-CB (Split System: Heat Pump with Remote Outdoor Unit-Air-Source) | 38MURAQ18AB3* |  |  | CAP**2517AL* | 58SU*B040M17**12 | 17800 | 16 | 8.1 | 17800 | 17600 | 98.88% | 2.12 | 0 | 10.5 |  |  |  | No | R-410A | 1.4833 | Residential & Commercial | Ducted CEE Tier 1
212983636 | Central HP <5.4 tons | CARRIER | HRCU-A-CB (Split System: Heat Pump with Remote Outdoor Unit-Air-Source) | 38MURAQ18AB3* |  |  | CAP**2414AL* | 59SC2E060M14**12 | 17500 | 16 | 8.5 | 18500 | 19400 | 104.9% | 2.34 | 0 | 10.5 |  |  |  | No | R-410A | 1.4583 | Residential & Commercial | Ducted CEE Tier 1
213311122 | Central HP <5.4 tons | PAYNE HEATING AND COOLING | HRCU-A-CB (Split System: Heat Pump with Remote Outdoor Unit-Air-Source) | 38MURAQ18AB3* | ADP |  | V36H***P429+CBPE3A* |  | 17800 | 15.5 | 9 | 17100 | 19400 | 113.5% | 2.4 | 0 | 10.5 |  |  |  | No | R-410A | 1.4833 | Residential & Commercial | Ducted CEE Tier 1
213311124 | Central HP <5.4 tons | PAYNE HEATING AND COOLING | HRCU-A-CB (Split System: Heat Pump with Remote Outdoor Unit-Air-Source) | 38MURAQ18AB3* | ADP |  | C36A***L139+CBPE3A* |  | 17800 | 15.5 | 9 | 17100 | 19400 | 113.5% | 2.4 | 0 | 10.5 |  |  |  | No | R-410A | 1.4833 | Residential & Commercial | Ducted CEE Tier 1
212498311 | Central HP <5.4 tons | PAYNE HEATING AND COOLING | HRCU-A-CB (Split System: Heat Pump with Remote Outdoor Unit-Air-Source) | 38MURAQ18AB3* | ADP |  | CP1801A+TXV+TD |  | 17100 | 15.2 | 8.6 | 17000 | 19300 | 113.5% | 2.3 | 0 | 10.5 |  |  |  | No | R-410A | 1.425 | Residential & Commercial | Ducted CEE Tier 1
212981856 | Central HP <5.4 tons | CARRIER | HRCU-A-CB (Split System: Heat Pump with Remote Outdoor Unit-Air-Source) | 38MURAQ18AB3* |  |  | CAP**3017AL* | 58SU*B040M17**12 | 17500 | 16 | 8.5 | 18100 | 18500 | 102.2% | 2.24 | 0 | 10.5 |  |  |  | No | R-410A | 1.4583 | Residential & Commercial | Ducted CEE Tier 1
212407338 | Central HP <5.4 tons | PAYNE HEATING AND COOLING | HRCU-A-CB (Split System: Heat Pump with Remote Outdoor Unit-Air-Source) | 38MURAQ24AB3* | ADP |  | H,PG81936 | PG92ESAA60080C** | 25000 | 17 | 8.5 | 25000 | 21400 | 85.6% | 1.82 | 0 | 10.5 |  |  |  | No | R-410A | 2.0833 | Residential & Commercial | Ducted CEE Tier 1
213258220 | Central HP <5.4 tons | KEEPRITE | HRCU-A-CB (Split System: Heat Pump with Remote Outdoor Unit-Air-Source) | DLCURAH18ABK | ADP |  | H,GE33936 | *96VSN0401712A* | 17700 | 15.2 | 8.5 | 17100 | 18400 | 107.6% | 2.26 | 0 | 10.5 |  |  |  | No | R-410A | 1.475 | Residential & Commercial | Ducted CEE Tier 1
213258236 | Central HP <5.4 tons | KEEPRITE | HRCU-A-CB (Split System: Heat Pump with Remote Outdoor Unit-Air-Source) | DLCURAH18ABK | ADP |  | H,GE32936 | *96VSN0601714A* | 17500 | 16 | 8.5 | 17000 | 18700 | 110% | 2.3 | 0 | 10 |  |  |  | No | R-410A | 1.4583 | Residential & Commercial | Ducted CEE Tier 1
212509270 | Central HP <5.4 tons | PAYNE HEATING AND COOLING | HRCU-A-CB (Split System: Heat Pump with Remote Outdoor Unit-Air-Source) | 38MURAQ24AB3* | ADP |  | H,PG81936 | PG95ESAA36060A** | 24800 | 16 | 8.5 | 24400 | 20800 | 85.25% | 1.76 | 0 | 10 |  |  |  | No | R-410A | 2.0667 | Residential & Commercial | Ducted CEE Tier 1
213356042 | Central HP <5.4 tons | PAYNE HEATING AND COOLING | HRCU-A-CB (Split System: Heat Pump with Remote Outdoor Unit-Air-Source) | 38MURAQ24AB3* | ADP |  | A24VBA+TXV+CBPE3A* |  | 23600 | 18 | 8.7 | 24800 | 22600 | 91.13% | 1.86 | 0 | 10 |  |  |  | No | R-410A | 1.9667 | Residential & Commercial | Ducted CEE Tier 1
213258226 | Central HP <5.4 tons | KEEPRITE | HRCU-A-CB (Split System: Heat Pump with Remote Outdoor Unit-Air-Source) | DLCURAH18ABK | ADP |  | H,GG32936 | *96VSN0601412A* | 17700 | 16 | 8.5 | 17200 | 18600 | 108.1% | 2.28 | 0 | 10 |  |  |  | No | R-410A | 1.475 | Residential & Commercial | Ducted CEE Tier 1
213146611 | Central HP <5.4 tons | PAYNE HEATING AND COOLING | HRCU-A-CB (Split System: Heat Pump with Remote Outdoor Unit-Air-Source) | 38MURAQ24AB3* | ADP |  | C36A***L139+AEFE3A* |  | 23800 | 18 | 8.75 | 25000 | 22600 | 90.4% | 1.88 | 0 | 10 |  |  |  | No | R-410A | 1.9833 | Residential & Commercial | Ducted CEE Tier 1
214091937 | Central HP <5.4 tons | THERMAL ZONE | HRCU-A-CB (Split System: Heat Pump with Remote Outdoor Unit-Air-Source) | TZPLV362PA | ADP |  | H,GG33936+AEFE3A* |  | 35800 | 15.2 | 8.35 | 36200 | 31200 | 86.19% | 1.8 | 0 | 10 |  |  |  | No | R-410A | 2.9833 | Residential & Commercial | Ducted CEE Tier 1
213356044 | Central HP <5.4 tons | PAYNE HEATING AND COOLING | HRCU-A-CB (Split System: Heat Pump with Remote Outdoor Unit-Air-Source) | 38MURAQ24AB3* | ADP |  | A36VCA+TXV+CBPE3A* |  | 24000 | 18 | 8.85 | 25000 | 22600 | 90.4% | 1.9 | 0 | 10.5 |  |  |  | No | R-410A | 2 | Residential & Commercial | Ducted CEE Tier 1
213258224 | Central HP <5.4 tons | KEEPRITE | HRCU-A-CB (Split System: Heat Pump with Remote Outdoor Unit-Air-Source) | DLCURAH18ABK | ADP |  | H,GG31930 | *96VSN0601412A* | 17500 | 16 | 8.5 | 17200 | 18600 | 108.1% | 2.28 | 0 | 10 |  |  |  | No | R-410A | 1.4583 | Residential & Commercial | Ducted CEE Tier 1
213258265 | Central HP <5.4 tons | KEEPRITE | HRCU-A-CB (Split System: Heat Pump with Remote Outdoor Unit-Air-Source) | DLCURAH18ABK | ADP |  | H,GE33936 | *96VTN0401712A* | 17700 | 15.2 | 8.5 | 17100 | 18400 | 107.6% | 2.26 | 0 | 10.5 |  |  |  | No | R-410A | 1.475 | Residential & Commercial | Ducted CEE Tier 1
213258234 | Central HP <5.4 tons | KEEPRITE | HRCU-A-CB (Split System: Heat Pump with Remote Outdoor Unit-Air-Source) | DLCURAH18ABK | ADP |  | H,GE31930 | *96VSN0601714A* | 17200 | 16 | 8.5 | 17000 | 18700 | 110% | 2.3 | 0 | 10 |  |  |  | No | R-410A | 1.4333 | Residential & Commercial | Ducted CEE Tier 1
213258239 | Central HP <5.4 tons | KEEPRITE | HRCU-A-CB (Split System: Heat Pump with Remote Outdoor Unit-Air-Source) | DLCURAH18ABK | ADP |  | H,GG34936 | *96VSN0601714A* | 17700 | 16 | 8.5 | 17000 | 18700 | 110% | 2.3 | 0 | 10.5 |  |  |  | No | R-410A | 1.475 | Residential & Commercial | Ducted CEE Tier 1
212982276 | Central HP <5.4 tons | CARRIER | HRCU-A-CB (Split System: Heat Pump with Remote Outdoor Unit-Air-Source) | 38MURAQ24AB3* |  |  | CAP**3617AL* | 58SU*B060M17**16 | 23800 | 17.5 | 8.5 | 25600 | 23600 | 92.19% | 1.96 | 0 | 10 |  |  |  | No | R-410A | 1.9833 | Residential & Commercial | Ducted CEE Tier 1
213258936 | Central HP <5.4 tons | KEEPRITE | HRCU-A-CB (Split System: Heat Pump with Remote Outdoor Unit-Air-Source) | DLCURAH18ABK | ADP |  | H,GE7J936 | *96VSN0601714A* | 17600 | 16 | 8.5 | 17000 | 18700 | 110% | 2.3 | 0 | 10.5 |  |  |  | No | R-410A | 1.4667 | Residential & Commercial | Ducted CEE Tier 1
212498327 | Central HP <5.4 tons | PAYNE HEATING AND COOLING | HRCU-A-CB (Split System: Heat Pump with Remote Outdoor Unit-Air-Source) | 38MURAQ24AB3* | ADP |  | CE2403A+TXV |  | 23800 | 17 | 8.85 | 25600 | 25400 | 99.22% | 2.14 | 0 | 10 |  |  |  | No | R-410A | 1.9833 | Residential & Commercial | Ducted CEE Tier 1
212981724 | Central HP <5.4 tons | CARRIER | HRCU-A-CB (Split System: Heat Pump with Remote Outdoor Unit-Air-Source) | 38MURAQ24AB3* |  |  | CAP**3617AL* | 58SU*B040M17**12 | 23400 | 17 | 8.5 | 25600 | 23400 | 91.41% | 1.94 | 0 | 10 |  |  |  | No | R-410A | 1.95 | Residential & Commercial | Ducted CEE Tier 1
212983228 | Central HP <5.4 tons | CARRIER | HRCU-A-CB (Split System: Heat Pump with Remote Outdoor Unit-Air-Source) | 38MURAQ24AB3* |  |  | CNPV*3617AL* | 59SC2E040M17**12 | 23400 | 15.5 | 8.1 | 26200 | 24200 | 92.37% | 1.98 | 0 | 10 |  |  |  | No | R-410A | 1.95 | Residential & Commercial | Ducted CEE Tier 1
212983596 | Central HP <5.4 tons | CARRIER | HRCU-A-CB (Split System: Heat Pump with Remote Outdoor Unit-Air-Source) | 38MURAQ24AB3* |  |  | CNPV*3014AL* | 59SC2E060M14**12 | 23800 | 16.5 | 8.5 | 26400 | 24000 | 90.91% | 2 | 0 | 10 |  |  |  | No | R-410A | 1.9833 | Residential & Commercial | Ducted CEE Tier 1
213258940 | Central HP <5.4 tons | KEEPRITE | HRCU-A-CB (Split System: Heat Pump with Remote Outdoor Unit-Air-Source) | DLCURAH18ABK | ADP |  | H,GE7J936 | *96VTN0601412A* | 17800 | 16 | 8.5 | 17200 | 18600 | 108.1% | 2.28 | 0 | 10.5 |  |  |  | No | R-410A | 1.4833 | Residential & Commercial | Ducted CEE Tier 1
212973592 | Central HP <5.4 tons | CARRIER | HRCU-A-CB (Split System: Heat Pump with Remote Outdoor Unit-Air-Source) | 38MURAQ24AB3* |  |  | CNPV*2414AL* | 59SP6B060V14**12 | 23200 | 16.5 | 8.5 | 26800 | 25400 | 94.78% | 2.12 | 0 | 10 |  |  |  | No | R-410A | 1.9333 | Residential & Commercial | Ducted CEE Tier 1
212973822 | Central HP <5.4 tons | CARRIER | HRCU-A-CB (Split System: Heat Pump with Remote Outdoor Unit-Air-Source) | 38MURAQ24AB3* |  |  | CAP**2417AL* | 59SP6B080V17**16 | 23600 | 16.5 | 8.5 | 27000 | 25600 | 94.81% | 2.14 | 0 | 10 |  |  |  | No | R-410A | 1.9667 | Residential & Commercial | Ducted CEE Tier 1
212974977 | Central HP <5.4 tons | CARRIER | HRCU-A-CB (Split System: Heat Pump with Remote Outdoor Unit-Air-Source) | 38MURAQ24AB3* |  |  | CAP**3617AL* | GG96VTAB30040A** | 23400 | 16 | 8.5 | 26200 | 24200 | 92.37% | 2 | 0 | 10 |  |  |  | No | R-410A | 1.95 | Residential & Commercial | Ducted CEE Tier 1
212509274 | Central HP <5.4 tons | PAYNE HEATING AND COOLING | HRCU-A-CB (Split System: Heat Pump with Remote Outdoor Unit-Air-Source) | 38MURAQ24AB3* | ADP |  | H,PG7J936 | PG95ESAA60080C** | 24600 | 16 | 8.5 | 25000 | 22000 | 88% | 1.84 | 0 | 10.5 |  |  |  | No | R-410A | 2.05 | Residential & Commercial | Ducted CEE Tier 1
214569508 | Central HP <5.4 tons | CARRIER | HRCU-A-CB (Split System: Heat Pump with Remote Outdoor Unit-Air-Source) | 25VNA448A*031* |  |  | CNPV*6024AL*+UI | 59CU5B100C21**22 | 44500 | 21.5 | 9.5 | 46000 | 36200 | 78.7% | 2.28 | 0 | 12.5 |  |  |  | No | R-410A | 3.7083 | Residential & Commercial | Ducted CEE Tier 1
214728331 | Central HP <5.4 tons | INNOVAIR | HRCU-A-CB (Split System: Heat Pump with Remote Outdoor Unit-Air-Source) | SEV24H2R19 | ADP |  | SM2925 |  | 23000 | 15.2 | 9.2 | 23800 | 18100 | 76.05% | 2.08 | 0 | 10 |  |  |  | No | R-410A | 1.9167 | Residential & Commercial | Ducted CEE Tier 1
207728062 | Central HP <5.4 tons | BOSCH | HRCU-A-CB (Split System: Heat Pump with Remote Outdoor Unit-Air-Source) | BOVB-36HDN1-M20G | ADP |  | F,PE*E34925 |  | 23800 | 20 | 9.5 | 22400 | 17200 | 76.79% | 2 | 13.5 | 13 |  |  |  | No | R-410A | 1.9833 | Residential & Commercial | Ducted CEE Tier 1
215941108 | Central HP <5.4 tons | ARCOAIRE | HRCU-A-CB (Split System: Heat Pump with Remote Outdoor Unit-Air-Source) | H5H3V48*K*AAA* |  |  | EA*5X61M24A*+WALLCON | *97CTN0802120A* | 45500 | 21 | 9.5 | 48500 | 37000 | 76.29% | 2 | 0 | 11 |  |  |  | No | R-454B | 3.7917 | Residential & Commercial | Ducted CEE Tier 1
215934540 | Central HP <5.4 tons | DAY & NIGHT | HRCU-A-CB (Split System: Heat Pump with Remote Outdoor Unit-Air-Source) | C5H3V48*K*AAA* |  |  | ESH5X48M12A*+WALLCON | *96CTN1202422B* | 44500 | 20 | 9 | 48500 | 36400 | 75.05% | 1.82 | 0 | 10.5 |  |  |  | No | R-454B | 3.7083 | Residential & Commercial | Ducted CEE Tier 1
213258237 | Central HP <5.4 tons | KEEPRITE | HRCU-A-CB (Split System: Heat Pump with Remote Outdoor Unit-Air-Source) | DLCURAH18ABK | ADP |  | H,GG33936 | *96VSN0601714A* | 17700 | 16 | 8.5 | 17000 | 18700 | 110% | 2.3 | 0 | 10.5 |  |  |  | No | R-410A | 1.475 | Residential & Commercial | Ducted CEE Tier 1
213258270 | Central HP <5.4 tons | KEEPRITE | HRCU-A-CB (Split System: Heat Pump with Remote Outdoor Unit-Air-Source) | DLCURAH18ABK | ADP |  | H,GE31930 | *96VTN0601412A* | 17500 | 16 | 8.5 | 17200 | 18600 | 108.1% | 2.28 | 0 | 10 |  |  |  | No | R-410A | 1.4583 | Residential & Commercial | Ducted CEE Tier 1
212983586 | Central HP <5.4 tons | CARRIER | HRCU-A-CB (Split System: Heat Pump with Remote Outdoor Unit-Air-Source) | 38MURAQ24AB3* |  |  | CNPV*2417AL* | 59SC2E060M14**12 | 23400 | 16.5 | 8.5 | 27000 | 24600 | 91.11% | 2.04 | 0 | 10 |  |  |  | No | R-410A | 1.95 | Residential & Commercial | Ducted CEE Tier 1
212976045 | Central HP <5.4 tons | CARRIER | HRCU-A-CB (Split System: Heat Pump with Remote Outdoor Unit-Air-Source) | 38MURAQ24AB3* |  |  | CAP**3621AL* | GG96VTAB48080B** | 23600 | 17 | 8.5 | 26200 | 24000 | 91.6% | 2 | 0 | 10 |  |  |  | No | R-410A | 1.9667 | Residential & Commercial | Ducted CEE Tier 1
214567069 | Central HP <5.4 tons | FRIEDRICH | HRCU-A-C (Split System: Heat Pump with Remote Outdoor Unit with No Indoor Fan --Air Source) | WFPU18Z483C | ADP |  | H,RE84948+TD |  | 41500 | 15.2 | 8.55 | 40000 | 34200 | 85.5% | 1.94 | 0 | 11 |  |  |  | No | R-410A | 3.4583 | Residential & Commercial | Ducted CEE Tier 1
214312437 | Central HP <5.4 tons | FRIEDRICH | HRCU-A-C (Split System: Heat Pump with Remote Outdoor Unit with No Indoor Fan --Air Source) | WFPU18Z483C | ADP |  | H,RG50948+TD |  | 41500 | 15.5 | 8.55 | 40000 | 34200 | 85.5% | 1.94 | 0 | 11.3 |  |  |  | No | R-410A | 3.4583 | Residential & Commercial | Ducted CEE Tier 1
212983646 | Central HP <5.4 tons | CARRIER | HRCU-A-CB (Split System: Heat Pump with Remote Outdoor Unit-Air-Source) | 38MURAQ18AB3* |  |  | CAP**2417AL* | 59SC2E060M14**12 | 17600 | 16 | 8.5 | 18500 | 19400 | 104.9% | 2.34 | 0 | 10.5 |  |  |  | No | R-410A | 1.4667 | Residential & Commercial | Ducted CEE Tier 1
212974625 | Central HP <5.4 tons | CARRIER | HRCU-A-CB (Split System: Heat Pump with Remote Outdoor Unit-Air-Source) | 38MURAQ18AB3* |  |  | CAP**2414AL* | 59TP6C040V14**10 | 17300 | 15.5 | 8.5 | 18400 | 19400 | 105.4% | 2.32 | 0 | 10.5 |  |  |  | No | R-410A | 1.4417 | Residential & Commercial | Ducted CEE Tier 1
212975430 | Central HP <5.4 tons | CARRIER | HRCU-A-CB (Split System: Heat Pump with Remote Outdoor Unit-Air-Source) | 38MURAQ18AB3* |  |  | CAP**3017AL* | 59TP6C060V14**12 | 17400 | 16.5 | 8.5 | 18000 | 18700 | 103.9% | 2.26 | 0 | 10.5 |  |  |  | No | R-410A | 1.45 | Residential & Commercial | Ducted CEE Tier 1
212977802 | Central HP <5.4 tons | CARRIER | HRCU-A-CB (Split System: Heat Pump with Remote Outdoor Unit-Air-Source) | 38MURAQ18AB3* |  |  | CNPV*2417AL* | 58S(B,C)*B045M14**12 | 17500 | 16.5 | 8.5 | 18400 | 19200 | 104.3% | 2.3 | 0 | 11 |  |  |  | No | R-410A | 1.4583 | Residential & Commercial | Ducted CEE Tier 1
212978234 | Central HP <5.4 tons | CARRIER | HRCU-A-CB (Split System: Heat Pump with Remote Outdoor Unit-Air-Source) | 38MURAQ18AB3* |  |  | CAP**2414AL* | 58S(B,C)*B070M14**12 | 17600 | 16.5 | 8.5 | 18500 | 19400 | 104.9% | 2.34 | 0 | 10.5 |  |  |  | No | R-410A | 1.4667 | Residential & Commercial | Ducted CEE Tier 1
213252435 | Central HP <5.4 tons | RUNTRU | HRCU-A-CB (Split System: Heat Pump with Remote Outdoor Unit-Air-Source) | E4HL5030A1000A | ADP |  | TA*36C+TXV+TD |  | 24000 | 15.2 | 8.1 | 22400 | 19100 | 85.27% | 1.75 | 0 | 10 |  |  |  | No | R-410A | 2 | Residential & Commercial | Ducted CEE Tier 1
213187950 | Central HP <5.4 tons | AMERISTAR | HRCU-A-C (Split System: Heat Pump with Remote Outdoor Unit with No Indoor Fan --Air Source) | E4HL5030A1000A | ADP |  | V,T36H175P149+TD |  | 24000 | 15.2 | 8.1 | 22400 | 19100 | 85.27% | 1.75 | 0 | 10 |  |  |  | No | R-410A | 2 | Residential & Commercial | Ducted CEE Tier 1
215940018 | Central HP <5.4 tons | ARCOAIRE | HRCU-A-CB (Split System: Heat Pump with Remote Outdoor Unit-Air-Source) | H5H3V36*K*AAA* |  |  | ESH5X42M12A*+WALLCON | *96CTN0802120B* | 33600 | 19 | 9 | 34800 | 26600 | 76.44% | 1.92 | 0 | 11.5 |  |  |  | No | R-454B | 2.8 | Residential & Commercial | Ducted CEE Tier 1
212976096 | Central HP <5.4 tons | CARRIER | HRCU-A-CB (Split System: Heat Pump with Remote Outdoor Unit-Air-Source) | 38MURAQ24AB3* |  |  | CNPV*3017AL* | 59TP6C080V17**16 | 23400 | 16.5 | 8.1 | 25800 | 24200 | 93.8% | 2 | 0 | 10 |  |  |  | No | R-410A | 1.95 | Residential & Commercial | Ducted CEE Tier 1
212976413 | Central HP <5.4 tons | CARRIER | HRCU-A-CB (Split System: Heat Pump with Remote Outdoor Unit-Air-Source) | 38MURAQ24AB3* |  |  | CNPV*3621AL* | 59TP6C080V21**20 | 23800 | 17 | 8.5 | 26400 | 24000 | 90.91% | 1.98 | 0 | 10.5 |  |  |  | No | R-410A | 1.9833 | Residential & Commercial | Ducted CEE Tier 1
212977634 | Central HP <5.4 tons | CARRIER | HRCU-A-CB (Split System: Heat Pump with Remote Outdoor Unit-Air-Source) | 38MURAQ24AB3* |  |  | CAP**3717AL* | 58S(B,C)*B045M14**12 | 24200 | 17 | 8.5 | 25200 | 22000 | 87.3% | 1.84 | 0 | 10 |  |  |  | No | R-410A | 2.0167 | Residential & Commercial | Ducted CEE Tier 1
212979179 | Central HP <5.4 tons | CARRIER | HRCU-A-CB (Split System: Heat Pump with Remote Outdoor Unit-Air-Source) | 38MURAQ24AB3* |  |  | CAP**3717AL* | 58S(B,C)*B070M17**16 | 24000 | 17 | 8.5 | 25200 | 22200 | 88.1% | 1.86 | 0 | 10 |  |  |  | No | R-410A | 2 | Residential & Commercial | Ducted CEE Tier 1
212498328 | Central HP <5.4 tons | PAYNE HEATING AND COOLING | HRCU-A-CB (Split System: Heat Pump with Remote Outdoor Unit-Air-Source) | 38MURAQ24AB3* | ADP |  | CE2903C+TXV |  | 23800 | 17 | 8.85 | 25600 | 25400 | 99.22% | 2.14 | 0 | 10 |  |  |  | No | R-410A | 1.9833 | Residential & Commercial | Ducted CEE Tier 1
212982240 | Central HP <5.4 tons | CARRIER | HRCU-A-CB (Split System: Heat Pump with Remote Outdoor Unit-Air-Source) | 38MURAQ24AB3* |  |  | CAP**2417AL* | 58SU*B060M17**16 | 23400 | 17 | 9 | 26200 | 26000 | 99.24% | 2.2 | 0 | 10 |  |  |  | No | R-410A | 1.95 | Residential & Commercial | Ducted CEE Tier 1
211226065 | Central HP <5.4 tons | CARRIER | HRCU-A-CB (Split System: Heat Pump with Remote Outdoor Unit-Air-Source) | 38MURAQ36AB3* |  |  | CNPV*4821AL* | 59SP6A080V21**20 | 36200 | 16 | 8.1 | 38500 | 34800 | 90.39% | 2.02 | 0 | 10 |  |  |  | No | R-410A | 3.0167 | Residential & Commercial | Ducted CEE Tier 1
215308399 | Central HP <5.4 tons | AMERISTAR | HRCU-A-CB (Split System: Heat Pump with Remote Outdoor Unit-Air-Source) | E4HL5036A1000A | ADP |  | F,PE*G34925 |  | 24000 | 15.2 | 8.5 | 22400 | 17600 | 78.57% | 1.9 | 0 | 11 |  |  |  | No | R-410A | 2 | Residential & Commercial | Ducted CEE Tier 1
214810780 | Central HP <5.4 tons | ECOER | HRCU-A-CB (Split System: Heat Pump with Remote Outdoor Unit-Air-Source) | EODA19H-2436AA* | ADP |  | HG82936+AEFE4B* |  | 34200 | 19.5 | 9.5 | 34400 | 24800 | 72.09% | 2 | 0 | 12 |  |  |  | No | R-410A | 2.85 | Residential & Commercial | Ducted CEE Tier 1
215308397 | Central HP <5.4 tons | AMERISTAR | HRCU-A-CB (Split System: Heat Pump with Remote Outdoor Unit-Air-Source) | E4HL5036A1000A | ADP |  | F,PE*G33925 |  | 24000 | 15.2 | 8.5 | 22400 | 17600 | 78.57% | 1.9 | 0 | 11 |  |  |  | No | R-410A | 2 | Residential & Commercial | Ducted CEE Tier 1
214776254 | Central HP <5.4 tons | ECOER | HRCU-A-CB (Split System: Heat Pump with Remote Outdoor Unit-Air-Source) | EODA19H-2436A | ADP |  | HG82936+AEFE3A* |  | 34200 | 19 | 9.5 | 34400 | 24800 | 72.09% | 2 | 0 | 12 |  |  |  | No | R-410A | 2.85 | Residential & Commercial | Ducted CEE Tier 1
215668850 | Central HP <5.4 tons | KENMORE | HRCU-A-CB (Split System: Heat Pump with Remote Outdoor Unit-Air-Source) | (C,H,T)5H0V36*K*AAA* |  |  | EA*5X42M21A*+WALLCON | *80CTL0902120B* | 33200 | 18 | 9 | 35800 | 25600 | 71.51% | 1.86 | 0 | 10 |  |  |  | No | R-454B | 2.7667 | Residential & Commercial | Ducted CEE Tier 1
214312435 | Central HP <5.4 tons | FRIEDRICH | HRCU-A-C (Split System: Heat Pump with Remote Outdoor Unit with No Indoor Fan --Air Source) | WFPU18Z363C | ADP |  | H,RG1K936+TD |  | 29600 | 15.5 | 9.4 | 28400 | 23800 | 83.8% | 2.08 | 0 | 11.2 |  |  |  | No | R-410A | 2.4667 | Residential & Commercial | Ducted CEE Tier 1
215668634 | Central HP <5.4 tons | KENMORE | HRCU-A-CB (Split System: Heat Pump with Remote Outdoor Unit-Air-Source) | (C,H,T)5H0V36*K*AAA* |  |  | EA*5X37M21A*+WALLCON | *80CSU0401712A* | 34400 | 18 | 9 | 35200 | 25200 | 71.59% | 1.88 | 0 | 10 |  |  |  | No | R-454B | 2.8667 | Residential & Commercial | Ducted CEE Tier 1
212367399 | Central HP <5.4 tons | BOSCH | HRCU-A-CB (Split System: Heat Pump with Remote Outdoor Unit-Air-Source) | BOVA-36HDN1-M20G | ADP |  | HG34936 | BGH96M080B3B | 23800 | 18 | 9 | 22400 | 17000 | 75.89% | 1.9 | 0 | 12 |  |  |  | No | R-410A | 1.9833 | Residential & Commercial | Ducted CEE Tier 1
213356016 | Central HP <5.4 tons | BOSCH | HRCU-A-CB (Split System: Heat Pump with Remote Outdoor Unit-Air-Source) | BOVA-36HDN1-M20G | ADP |  | A24VBA+TXV+AEFE4B* |  | 23400 | 20 | 9.35 | 22400 | 17200 | 76.79% | 1.98 | 0 | 12.5 |  |  |  | No | R-410A | 1.95 | Residential & Commercial | Ducted CEE Tier 1
213363288 | Central HP <5.4 tons | BOSCH | HRCU-A-CB (Split System: Heat Pump with Remote Outdoor Unit-Air-Source) | BOVA-36HDN1-M20G | ADP |  | HG32924 | BGH96M060B3B | 23000 | 18 | 8.8 | 22400 | 17000 | 75.89% | 1.86 | 0 | 11.5 |  |  |  | No | R-410A | 1.9167 | Residential & Commercial | Ducted CEE Tier 1
214312423 | Central HP <5.4 tons | FRIEDRICH | HRCU-A-C (Split System: Heat Pump with Remote Outdoor Unit with No Indoor Fan --Air Source) | WFPU18Z483C | ADP |  | V,R60H210P199+TD |  | 42000 | 15.5 | 8.55 | 40000 | 34200 | 85.5% | 1.94 | 0 | 11.4 |  |  |  | No | R-410A | 3.5 | Residential & Commercial | Ducted CEE Tier 1
215669379 | Central HP <5.4 tons | KEEPRITE | HRCU-A-CB (Split System: Heat Pump with Remote Outdoor Unit-Air-Source) | C5H0V36*K*AAA* |  |  | EA*5X60M24A*+WALLCON | *97CMN0802120B* | 34400 | 18 | 9 | 34200 | 24800 | 72.51% | 1.9 | 0 | 10 |  |  |  | No | R-454B | 2.8667 | Residential & Commercial | Ducted CEE Tier 1
215669429 | Central HP <5.4 tons | KEEPRITE | HRCU-A-CB (Split System: Heat Pump with Remote Outdoor Unit-Air-Source) | C5H0V36*K*AAA* |  |  | EA*5X61M21A*+WALLCON | *80CSU0401712A* | 34800 | 18.5 | 9 | 34400 | 24800 | 72.09% | 1.92 | 0 | 10 |  |  |  | No | R-454B | 2.9 | Residential & Commercial | Ducted CEE Tier 1
215412936 | Central HP <5.4 tons | FRIEDRICH | HRCU-A-C (Split System: Heat Pump with Remote Outdoor Unit with No Indoor Fan --Air Source) | WFPU18Z363C | ADP |  | V,R36H***P219+TD |  | 29000 | 15.2 | 9.35 | 28400 | 23800 | 83.8% | 2.08 | 0 | 11 |  |  |  | No | R-410A | 2.4167 | Residential & Commercial | Ducted CEE Tier 1
214312431 | Central HP <5.4 tons | FRIEDRICH | HRCU-A-C (Split System: Heat Pump with Remote Outdoor Unit with No Indoor Fan --Air Source) | WFPU18Z363C | ADP |  | V,R36H210P169+TD |  | 29600 | 15.5 | 9.4 | 28400 | 23800 | 83.8% | 2.08 | 0 | 11.2 |  |  |  | No | R-410A | 2.4667 | Residential & Commercial | Ducted CEE Tier 1
215668946 | Central HP <5.4 tons | KENMORE | HRCU-A-CB (Split System: Heat Pump with Remote Outdoor Unit-Air-Source) | (C,H,T)5H0V36*K*AAA* |  |  | EA*5X42M21A*+WALLCON | *96CTN1002122B* | 33200 | 17.5 | 9 | 35800 | 25600 | 71.51% | 1.84 | 0 | 10 |  |  |  | No | R-454B | 2.7667 | Residential & Commercial | Ducted CEE Tier 1
214569614 | Central HP <5.4 tons | CARRIER | HRCU-A-CB (Split System: Heat Pump with Remote Outdoor Unit-Air-Source) | 25VNA436A*031* |  |  | CAP**6124AL*+UI | 59MN7C060C21**20 | 34600 | 19 | 9 | 36000 | 25200 | 70% | 2 | 0 | 12 |  |  |  | No | R-410A | 2.8833 | Residential & Commercial | Ducted CEE Tier 1
214421509 | Central HP <5.4 tons | CHAMPION HEATING AND COOLING | HRCU-A-CB (Split System: Heat Pump with Remote Outdoor Unit-Air-Source) | HH836E2S11 |  |  | CTF36B5CDS1+JMET12BS2N1 |  | 34200 | 19 | 9 | 31600 | 25800 | 81.65% | 2 | 0 | 11.7 |  |  |  | No | R-454B | 2.85 | Residential & Commercial | Ducted CEE Tier 1
213608448 | Central HP <5.4 tons | BRYANT | HRCU-A-C (Split System: Heat Pump with Remote Outdoor Unit with No Indoor Fan --Air Source) | 38MURAQ24AB3 | ADP |  | H,PE21924+TD |  | 23000 | 16 | 8.8 | 23000 | 19600 | 85.22% | 1.84 | 0 | 10 |  |  |  | No | R-410A | 1.9167 | Residential & Commercial | Ducted CEE Tier 1
214604342 | Central HP <5.4 tons | MIDEA | HRCU-A-C (Split System: Heat Pump with Remote Outdoor Unit with No Indoor Fan --Air Source) | 38MURAQ24AB3 | ADP |  | HG30924+TD |  | 24000 | 16 | 9.1 | 23200 | 19600 | 84.48% | 1.88 | 0 | 10.5 |  |  |  | No | R-410A | 2 | Residential & Commercial | Ducted CEE Tier 1
214606646 | Central HP <5.4 tons | MIDEA | HRCU-A-CB (Split System: Heat Pump with Remote Outdoor Unit-Air-Source) | 38MURAQ24AB3 | ADP |  | CE2301A+TXV |  | 24000 | 16 | 9.2 | 23400 | 19600 | 83.76% | 1.9 | 0 | 10.5 |  |  |  | No | R-410A | 2 | Residential & Commercial | Ducted CEE Tier 1
214720097 | Central HP <5.4 tons | CHAMPION HEATING AND COOLING | HRCU-A-CB (Split System: Heat Pump with Remote Outdoor Unit-Air-Source) | HH836E2S11 |  |  | CTU48C5XFS1+TXV | TL8E080C16UH11 | 33200 | 18 | 9 | 31400 | 25400 | 80.89% | 2 | 0 | 11 |  |  |  | No | R-454B | 2.7667 | Residential & Commercial | Ducted CEE Tier 1
212367398 | Central HP <5.4 tons | BOSCH | HRCU-A-CB (Split System: Heat Pump with Remote Outdoor Unit-Air-Source) | BOVA-36HDN1-M20G | ADP |  | HG82936 | BGH96M060B3B | 24000 | 18 | 9 | 22400 | 17000 | 75.89% | 1.9 | 0 | 12 |  |  |  | No | R-410A | 2 | Residential & Commercial | Ducted CEE Tier 1
212367484 | Central HP <5.4 tons | BOSCH | HRCU-A-CB (Split System: Heat Pump with Remote Outdoor Unit-Air-Source) | BOVA-36HDN1-M20G | ADP |  | H,RG34936 | BGH96M080B3B | 23800 | 18 | 9 | 22400 | 17000 | 75.89% | 1.9 | 0 | 12 |  |  |  | No | R-410A | 1.9833 | Residential & Commercial | Ducted CEE Tier 1
212367400 | Central HP <5.4 tons | BOSCH | HRCU-A-CB (Split System: Heat Pump with Remote Outdoor Unit-Air-Source) | BOVA-36HDN1-M20G | ADP |  | HG82936 | BGH96M080B3B | 24000 | 18 | 9 | 22400 | 17000 | 75.89% | 1.9 | 0 | 12 |  |  |  | No | R-410A | 2 | Residential & Commercial | Ducted CEE Tier 1
215668954 | Central HP <5.4 tons | KENMORE | HRCU-A-CB (Split System: Heat Pump with Remote Outdoor Unit-Air-Source) | (C,H,T)5H0V36*K*AAA* |  |  | EA*5X43M21A*+WALLCON | *80CSU0401712A* | 34400 | 18 | 9 | 35200 | 25200 | 71.59% | 1.88 | 0 | 10 |  |  |  | No | R-454B | 2.8667 | Residential & Commercial | Ducted CEE Tier 1
215668690 | Central HP <5.4 tons | KENMORE | HRCU-A-CB (Split System: Heat Pump with Remote Outdoor Unit-Air-Source) | (C,H,T)5H0V36*K*AAA* |  |  | EA*5X37M21A*+WALLCON | *80CTL0902120B* | 34600 | 18 | 9 | 35200 | 25000 | 71.02% | 1.9 | 0 | 10 |  |  |  | No | R-454B | 2.8833 | Residential & Commercial | Ducted CEE Tier 1
215668722 | Central HP <5.4 tons | KENMORE | HRCU-A-CB (Split System: Heat Pump with Remote Outdoor Unit-Air-Source) | (C,H,T)5H0V36*K*AAA* |  |  | EA*5X37M21A*+WALLCON | *95CSU1002122B* | 34600 | 18 | 9 | 35200 | 25000 | 71.02% | 1.9 | 0 | 10 |  |  |  | No | R-454B | 2.8833 | Residential & Commercial | Ducted CEE Tier 1
215676261 | Central HP <5.4 tons | KENMORE | HRCU-A-CB (Split System: Heat Pump with Remote Outdoor Unit-Air-Source) | (C,H,T)5H0V48*K*AAA* |  |  | EVD5X48M24A*+WALLCON | *97CMN0802120B* | 47000 | 18.5 | 9 | 50000 | 36400 | 72.8% | 2 | 0 | 10 |  |  |  | No | R-454B | 3.9167 | Residential & Commercial | Ducted CEE Tier 1
215675941 | Central HP <5.4 tons | KENMORE | HRCU-A-CB (Split System: Heat Pump with Remote Outdoor Unit-Air-Source) | (C,H,T)5H0V48*K*AAA* |  |  | EVM5X60M24A*+WALLCON | *97CMN1202422B* | 48000 | 19 | 9 | 50000 | 36600 | 73.2% | 2 | 0 | 10 |  |  |  | No | R-454B | 4 | Residential & Commercial | Ducted CEE Tier 1
215675581 | Central HP <5.4 tons | KENMORE | HRCU-A-CB (Split System: Heat Pump with Remote Outdoor Unit-Air-Source) | (C,H,T)5H0V48*K*AAA* |  |  | EVM5X49M21A*+WALLCON | *80CTL1102120B* | 48000 | 19 | 9 | 50000 | 36600 | 73.2% | 2 | 0 | 10.5 |  |  |  | No | R-454B | 4 | Residential & Commercial | Ducted CEE Tier 1
212983206 | Central HP <5.4 tons | CARRIER | HRCU-A-CB (Split System: Heat Pump with Remote Outdoor Unit-Air-Source) | 38MURAQ24AB3* |  |  | CNPV*2417AL* | 59SC2E040M17**12 | 23000 | 15.5 | 8.5 | 27000 | 25600 | 94.81% | 2.12 | 0 | 10 |  |  |  | No | R-410A | 1.9167 | Residential & Commercial | Ducted CEE Tier 1
212983576 | Central HP <5.4 tons | CARRIER | HRCU-A-CB (Split System: Heat Pump with Remote Outdoor Unit-Air-Source) | 38MURAQ24AB3* |  |  | CNPV*2414AL* | 59SC2E060M14**12 | 23400 | 16.5 | 8.5 | 27000 | 24600 | 91.11% | 2.04 | 0 | 10 |  |  |  | No | R-410A | 1.95 | Residential & Commercial | Ducted CEE Tier 1
213258267 | Central HP <5.4 tons | KEEPRITE | HRCU-A-CB (Split System: Heat Pump with Remote Outdoor Unit-Air-Source) | DLCURAH18ABK | ADP |  | H,GE34936 | *96VTN0401712A* | 17700 | 15.2 | 8.5 | 17100 | 18400 | 107.6% | 2.26 | 0 | 10.5 |  |  |  | No | R-410A | 1.475 | Residential & Commercial | Ducted CEE Tier 1
213258217 | Central HP <5.4 tons | KEEPRITE | HRCU-A-CB (Split System: Heat Pump with Remote Outdoor Unit-Air-Source) | DLCURAH18ABK | ADP |  | H,GG32936 | *96VSN0401712A* | 17500 | 15.2 | 8.5 | 17100 | 18700 | 109.4% | 2.28 | 0 | 10 |  |  |  | No | R-410A | 1.4583 | Residential & Commercial | Ducted CEE Tier 1
212509264 | Central HP <5.4 tons | PAYNE HEATING AND COOLING | HRCU-A-CB (Split System: Heat Pump with Remote Outdoor Unit-Air-Source) | 38MURAQ24AB3* | ADP |  | H,PG81936 | PG92ESAA36060A** | 23600 | 17 | 8.5 | 24000 | 23200 | 96.67% | 1.96 | 0 | 10 |  |  |  | No | R-410A | 1.9667 | Residential & Commercial | Ducted CEE Tier 1
215431148 | Central HP <5.4 tons | FRIEDRICH | HRCU-A-CB (Split System: Heat Pump with Remote Outdoor Unit-Air-Source) | WFPU18Z363C | ADP |  | PL36H175P159+AEFE4B* |  | 34000 | 18 | 9.45 | 33400 | 25600 | 76.65% | 2.04 | 0 | 10 |  |  |  | No | R-410A | 2.8333 | Residential & Commercial | Ducted CEE Tier 1
214570389 | Central HP <5.4 tons | BRYANT HEATING AND COOLING SYSTEMS | HRCU-A-CB (Split System: Heat Pump with Remote Outdoor Unit-Air-Source) | 288BNV025*0**C* |  |  | CAP**3621AL*+UI | 935CB66100C21*** | 23600 | 16.5 | 8.1 | 21400 | 16600 | 77.57% | 1.94 | 0 | 10.5 |  |  |  | No | R-410A | 1.9667 | Residential & Commercial | Ducted CEE Tier 1
214571209 | Central HP <5.4 tons | BRYANT HEATING AND COOLING SYSTEMS | HRCU-A-CB (Split System: Heat Pump with Remote Outdoor Unit-Air-Source) | 288BNV025*0**C* |  |  | CNPV*4821AL*+UI | 88*TB60070C21*** | 24200 | 17 | 8.1 | 21200 | 16600 | 78.3% | 2.02 | 0 | 11 |  |  |  | No | R-410A | 2.0167 | Residential & Commercial | Ducted CEE Tier 1
214571259 | Central HP <5.4 tons | BRYANT HEATING AND COOLING SYSTEMS | HRCU-A-CB (Split System: Heat Pump with Remote Outdoor Unit-Air-Source) | 288BNV025*0**C* |  |  | CNPV*4821AL*+UI | 986TD60080C21*** | 24200 | 17 | 8.1 | 21200 | 16600 | 78.3% | 2.02 | 0 | 11.5 |  |  |  | No | R-410A | 2.0167 | Residential & Commercial | Ducted CEE Tier 1
215412951 | Central HP <5.4 tons | FRIEDRICH | HRCU-A-CB (Split System: Heat Pump with Remote Outdoor Unit-Air-Source) | WFPU18Z363C | ADP |  | H,RG9J936+AEFE4B* |  | 33800 | 18 | 9.45 | 33400 | 25600 | 76.65% | 2.04 | 0 | 10 |  |  |  | No | R-410A | 2.8167 | Residential & Commercial | Ducted CEE Tier 1
215933240 | Central HP <5.4 tons | DAY & NIGHT | HRCU-A-CB (Split System: Heat Pump with Remote Outdoor Unit-Air-Source) | C5H3V36*K*AAA* |  |  | ESH5X36M12A*+WALLCON | *96CTN0601714B* | 33000 | 18.5 | 9 | 34400 | 26200 | 76.16% | 1.92 | 0 | 10.5 |  |  |  | No | R-454B | 2.75 | Residential & Commercial | Ducted CEE Tier 1
214312439 | Central HP <5.4 tons | FRIEDRICH | HRCU-A-C (Split System: Heat Pump with Remote Outdoor Unit with No Indoor Fan --Air Source) | WFPU18Z483C | ADP |  | H,RG51960+TD |  | 42000 | 15.5 | 8.55 | 40000 | 34200 | 85.5% | 1.94 | 0 | 11.4 |  |  |  | No | R-410A | 3.5 | Residential & Commercial | Ducted CEE Tier 1
207728379 | Central HP <5.4 tons | BOSCH | HRCU-A-CB (Split System: Heat Pump with Remote Outdoor Unit-Air-Source) | BOVB-60HDN1-M20G | ADP |  | F,PE*CC6948 |  | 45500 | 17 | 9.25 | 46000 | 33200 | 72.17% | 1.96 | 13 | 11.7 |  |  |  | No | R-410A | 3.7917 | Residential & Commercial | Ducted CEE Tier 1
212509260 | Central HP <5.4 tons | PAYNE HEATING AND COOLING | HRCU-A-CB (Split System: Heat Pump with Remote Outdoor Unit-Air-Source) | 38MURAQ18AB3* | ADP |  | H,PG7J936 | PG96VTAA30040A** | 17200 | 16 | 8.5 | 16700 | 18800 | 112.6% | 2.3 | 0 | 10 |  |  |  | No | R-410A | 1.4333 | Residential & Commercial | Ducted CEE Tier 1
212509258 | Central HP <5.4 tons | PAYNE HEATING AND COOLING | HRCU-A-CB (Split System: Heat Pump with Remote Outdoor Unit-Air-Source) | 38MURAQ18AB3* | ADP |  | H,PG7J936 | PG95ESUA36040B** | 17500 | 16 | 8.5 | 16900 | 18700 | 110.7% | 2.3 | 0 | 10.5 |  |  |  | No | R-410A | 1.4583 | Residential & Commercial | Ducted CEE Tier 1
215405106 | Central HP <5.4 tons | ECOER | HRCU-A-CB (Split System: Heat Pump with Remote Outdoor Unit-Air-Source) | EODA19H-2436AA* | ADP |  | HG7J924+AEFE3A* |  | 23000 | 20 | 9.25 | 22400 | 19200 | 85.71% | 2.06 | 0 | 12.5 |  |  |  | No | R-410A | 1.9167 | Residential & Commercial | Ducted CEE Tier 1
214572568 | Central HP <5.4 tons | CARRIER | HRCU-A-CB (Split System: Heat Pump with Remote Outdoor Unit-Air-Source) | 25VNA837A*030* |  |  | CAP**3721AL*+UI | 59MN7C080C21**20 | 32800 | 17.5 | 8.5 | 32800 | 25200 | 76.83% | 2 | 0 | 11.5 |  |  |  | No | R-410A | 2.7333 | Residential & Commercial | Ducted CEE Tier 1
214572668 | Central HP <5.4 tons | CARRIER | HRCU-A-CB (Split System: Heat Pump with Remote Outdoor Unit-Air-Source) | 25VNA837A*030* |  |  | CAP**4224AL*+UI | 59CU5B100C21**22 | 31800 | 17.5 | 8.5 | 32800 | 24400 | 74.39% | 1.9 | 0 | 11 |  |  |  | No | R-410A | 2.65 | Residential & Commercial | Ducted CEE Tier 1
214572718 | Central HP <5.4 tons | CARRIER | HRCU-A-CB (Split System: Heat Pump with Remote Outdoor Unit-Air-Source) | 25VNA837A*030* |  |  | CAP**4321AL*+UI | 59CU5B080C21**20 | 32800 | 17.5 | 8.5 | 32800 | 25200 | 76.83% | 2 | 0 | 11 |  |  |  | No | R-410A | 2.7333 | Residential & Commercial | Ducted CEE Tier 1
214572968 | Central HP <5.4 tons | CARRIER | HRCU-A-CB (Split System: Heat Pump with Remote Outdoor Unit-Air-Source) | 25VNA837A*030* |  |  | CAP**6121AL*+UI | 59CU5B100C21**22 | 33200 | 18.5 | 8.5 | 31800 | 24800 | 77.99% | 2 | 0 | 11.5 |  |  |  | No | R-410A | 2.7667 | Residential & Commercial | Ducted CEE Tier 1
211226090 | Central HP <5.4 tons | CARRIER | HRCU-A-CB (Split System: Heat Pump with Remote Outdoor Unit-Air-Source) | 38MURAQ36AB3* |  |  | CNPV*4824AL* | 58SP*A070V21**20 | 36000 | 16 | 8.1 | 38500 | 34800 | 90.39% | 2.02 | 0 | 10 |  |  |  | No | R-410A | 3 | Residential & Commercial | Ducted CEE Tier 1
211226095 | Central HP <5.4 tons | CARRIER | HRCU-A-CB (Split System: Heat Pump with Remote Outdoor Unit-Air-Source) | 38MURAQ36AB3* |  |  | CNPV*4824AL* | 58TP*A090V21**20 | 35800 | 16.5 | 8.1 | 38500 | 34800 | 90.39% | 2 | 0 | 10 |  |  |  | No | R-410A | 2.9833 | Residential & Commercial | Ducted CEE Tier 1
211226106 | Central HP <5.4 tons | CARRIER | HRCU-A-CB (Split System: Heat Pump with Remote Outdoor Unit-Air-Source) | 38MURAQ36AB3* |  |  | CNPV*4824AL* | 59SC5B100E21**22 | 37600 | 15.5 | 8.5 | 39500 | 35000 | 88.61% | 2.08 | 0 | 10.5 |  |  |  | No | R-410A | 3.1333 | Residential & Commercial | Ducted CEE Tier 1
211226115 | Central HP <5.4 tons | CARRIER | HRCU-A-CB (Split System: Heat Pump with Remote Outdoor Unit-Air-Source) | 38MURAQ36AB3* |  |  | CNPV*4824AL* | 59TP6B080V21**20 | 35600 | 16 | 8.1 | 38500 | 34800 | 90.39% | 2 | 0 | 10 |  |  |  | No | R-410A | 2.9667 | Residential & Commercial | Ducted CEE Tier 1
213782302 | Central HP <5.4 tons | KEEPRITE | HRCU-A-CB (Split System: Heat Pump with Remote Outdoor Unit-Air-Source) | CVH837GKA2* |  |  | EHD4X60AAL+WALLCON | *97CMN0801714B* | 32800 | 16.5 | 8.1 | 32600 | 25000 | 76.69% | 1.96 | 0 | 11 |  |  |  | No | R-410A | 2.7333 | Residential & Commercial | Ducted CEE Tier 1
214771896 | Central HP <5.4 tons | CONTINENTAL | HRCU-A-C (Split System: Heat Pump with Remote Outdoor Unit with No Indoor Fan --Air Source) | WSEHV2436RA1-C | ADP |  | H,DE33936 |  | 22400 | 15.2 | 8.4 | 22400 | 21200 | 94.64% | 1.78 | 0 | 10.5 |  |  |  | No | R-410A | 1.8667 | Residential & Commercial | Ducted CEE Tier 1
213781332 | Central HP <5.4 tons | KEEPRITE | HRCU-A-CB (Split System: Heat Pump with Remote Outdoor Unit-Air-Source) | CVH837GKA2* |  |  | EA*4X48L21A*+WALLCON | *95CSU0601716B* | 32200 | 17 | 8.1 | 32600 | 25000 | 76.69% | 1.94 | 0 | 11 |  |  |  | No | R-410A | 2.6833 | Residential & Commercial | Ducted CEE Tier 1
213780882 | Central HP <5.4 tons | KEEPRITE | HRCU-A-CB (Split System: Heat Pump with Remote Outdoor Unit-Air-Source) | CVH837GKA2* |  |  | EA*4X37L21A*+WALLCON | *80CTL0902120B* | 32800 | 17 | 8.5 | 33000 | 25000 | 75.76% | 1.98 | 0 | 11 |  |  |  | No | R-410A | 2.7333 | Residential & Commercial | Ducted CEE Tier 1
213187959 | Central HP <5.4 tons | AMERISTAR | HRCU-A-C (Split System: Heat Pump with Remote Outdoor Unit with No Indoor Fan --Air Source) | E4HL5030A1000A | ADP |  | H,TG81936+TD |  | 24000 | 15.2 | 8.1 | 22400 | 19100 | 85.27% | 1.75 | 0 | 10 |  |  |  | No | R-410A | 2 | Residential & Commercial | Ducted CEE Tier 1
214569466 | Central HP <5.4 tons | CARRIER | HRCU-A-CB (Split System: Heat Pump with Remote Outdoor Unit-Air-Source) | 25VNA448A*031* |  |  | CSPH*4812AL*+UI | 59TN6C080C21**20 | 44500 | 20.5 | 9.5 | 46500 | 36400 | 78.28% | 2.22 | 0 | 11.5 |  |  |  | No | R-410A | 3.7083 | Residential & Commercial | Ducted CEE Tier 1
214312429 | Central HP <5.4 tons | FRIEDRICH | HRCU-A-C (Split System: Heat Pump with Remote Outdoor Unit with No Indoor Fan --Air Source) | WFPU18Z363C | ADP |  | H,RG35936+TD |  | 29400 | 15.2 | 9.4 | 28400 | 23800 | 83.8% | 2.08 | 0 | 11 |  |  |  | No | R-410A | 2.45 | Residential & Commercial | Ducted CEE Tier 1
214719836 | Central HP <5.4 tons | CHAMPION HEATING AND COOLING | HRCU-A-CB (Split System: Heat Pump with Remote Outdoor Unit-Air-Source) | HH836E2S11 |  |  | CTU48C5XFS1+TXV | TMLE080C16MP11 | 33200 | 19 | 9 | 31200 | 25400 | 81.41% | 2 | 0 | 11 |  |  |  | No | R-454B | 2.7667 | Residential & Commercial | Ducted CEE Tier 1
214501174 | Central HP <5.4 tons | THERMAL ZONE | HRCU-A-CB (Split System: Heat Pump with Remote Outdoor Unit-Air-Source) | TZPLV182PA | ADP |  | H,GG21924+AEFE3A* |  | 18000 | 16 | 8.85 | 17100 | 14600 | 85.38% | 2.06 | 0 | 11.7 |  |  |  | No | R-410A | 1.5 | Residential & Commercial | Ducted CEE Tier 1
214719871 | Central HP <5.4 tons | CHAMPION HEATING AND COOLING | HRCU-A-CB (Split System: Heat Pump with Remote Outdoor Unit-Air-Source) | HH836E2S11 |  |  | CTU48C5XFS1+TXV | TL9E080C16UH11 | 33400 | 18 | 9 | 31400 | 25400 | 80.89% | 2 | 0 | 11 |  |  |  | No | R-454B | 2.7833 | Residential & Commercial | Ducted CEE Tier 1
214719928 | Central HP <5.4 tons | CHAMPION HEATING AND COOLING | HRCU-A-CB (Split System: Heat Pump with Remote Outdoor Unit-Air-Source) | HH836E2S11 |  |  | CTU48C5XFS1+TXV | Z8ES080C20SMPS1 | 34200 | 19 | 9 | 32000 | 25400 | 79.38% | 2 | 0 | 11 |  |  |  | No | R-454B | 2.85 | Residential & Commercial | Ducted CEE Tier 1
214311501 | Central HP <5.4 tons | THERMAL ZONE | HRCU-A-C (Split System: Heat Pump with Remote Outdoor Unit with No Indoor Fan --Air Source) | TZPLV242PA | ADP |  | H,RE21924+TD |  | 23000 | 16 | 8.8 | 23000 | 19600 | 85.22% | 1.84 | 0 | 10 |  |  |  | No | R-410A | 1.9167 | Residential & Commercial | Ducted CEE Tier 1
214719846 | Central HP <5.4 tons | CHAMPION HEATING AND COOLING | HRCU-A-CB (Split System: Heat Pump with Remote Outdoor Unit-Air-Source) | HH836E2S11 |  |  | CTU48C5XFS1+TXV | TMLE120C16MP11 | 33600 | 19 | 9 | 31400 | 25400 | 80.89% | 2 | 0 | 11 |  |  |  | No | R-454B | 2.8 | Residential & Commercial | Ducted CEE Tier 1
214719876 | Central HP <5.4 tons | CHAMPION HEATING AND COOLING | HRCU-A-CB (Split System: Heat Pump with Remote Outdoor Unit-Air-Source) | HH836E2S11 |  |  | CTU48C5XFS1+TXV | TM9E100C20MP12 | 34400 | 17 | 9 | 32400 | 25800 | 79.63% | 2 | 0 | 11 |  |  |  | No | R-454B | 2.8667 | Residential & Commercial | Ducted CEE Tier 1
215675681 | Central HP <5.4 tons | KENMORE | HRCU-A-CB (Split System: Heat Pump with Remote Outdoor Unit-Air-Source) | (C,H,T)5H0V48*K*AAA* |  |  | EVM5X60M21A*+WALLCON | *80CSU0802120A* | 48000 | 19 | 9 | 50000 | 36600 | 73.2% | 2.12 | 0 | 10 |  |  |  | No | R-454B | 4 | Residential & Commercial | Ducted CEE Tier 1
215675731 | Central HP <5.4 tons | KENMORE | HRCU-A-CB (Split System: Heat Pump with Remote Outdoor Unit-Air-Source) | (C,H,T)5H0V48*K*AAA* |  |  | EVM5X60M21A*+WALLCON | *80CTL0901716B* | 48000 | 19 | 9 | 50000 | 37000 | 74% | 1.98 | 0 | 10 |  |  |  | No | R-454B | 4 | Residential & Commercial | Ducted CEE Tier 1
215675891 | Central HP <5.4 tons | KENMORE | HRCU-A-CB (Split System: Heat Pump with Remote Outdoor Unit-Air-Source) | (C,H,T)5H0V48*K*AAA* |  |  | EVM5X60M24A*+WALLCON | *80CTL1102120B* | 48000 | 19 | 9 | 50000 | 36400 | 72.8% | 2 | 0 | 10.5 |  |  |  | No | R-454B | 4 | Residential & Commercial | Ducted CEE Tier 1
215676701 | Central HP <5.4 tons | KENMORE | HRCU-A-CB (Split System: Heat Pump with Remote Outdoor Unit-Air-Source) | (C,H,T)5H0V48*K*AAA* |  |  | EVD5X61M21A*+WALLCON | *80CSU1002120A* | 48500 | 19 | 9 | 50000 | 37000 | 74% | 2 | 0 | 10 |  |  |  | No | R-454B | 4.0417 | Residential & Commercial | Ducted CEE Tier 1
216441211 | Central HP <5.4 tons | CHAMPION HEATING AND COOLING | HRCU-A-CB (Split System: Heat Pump with Remote Outdoor Unit-Air-Source) | HH824E2S11 | ADP |  | SK7*25+TXV |  | 23000 | 19 | 9.45 | 22400 | 16600 | 74.11% | 2.08 | 0 | 12 |  |  |  | No | R-454B | 1.9167 | Residential & Commercial | Ducted CEE Tier 1
214397926 | Central HP <5.4 tons | CHAMPION HEATING AND COOLING | HRCU-A-CB (Split System: Heat Pump with Remote Outdoor Unit-Air-Source) | HH824E2S11 |  |  | CTF36B5ADS1+JMVT12BC2N1 |  | 23000 | 19 | 9.5 | 23000 | 18500 | 80.43% | 2 | 0 | 12 |  |  |  | No | R-454B | 1.9167 | Residential & Commercial | Ducted CEE Tier 1
214573849 | Central HP <5.4 tons | BRYANT HEATING AND COOLING SYSTEMS | HRCU-A-CB (Split System: Heat Pump with Remote Outdoor Unit-Air-Source) | 288BNV037*0**B* |  |  | CAP**4321AL*+UI | 88*TB60070C21*** | 32800 | 17.5 | 8.5 | 32800 | 25200 | 76.83% | 2 | 0 | 11 |  |  |  | No | R-410A | 2.7333 | Residential & Commercial | Ducted CEE Tier 1
214574049 | Central HP <5.4 tons | BRYANT HEATING AND COOLING SYSTEMS | HRCU-A-CB (Split System: Heat Pump with Remote Outdoor Unit-Air-Source) | 288BNV037*0**B* |  |  | CAP**6024AL*+UI | 935CB66100C21*** | 32800 | 17.5 | 8.5 | 31600 | 24800 | 78.48% | 2 | 0 | 11.5 |  |  |  | No | R-410A | 2.7333 | Residential & Commercial | Ducted CEE Tier 1
214777843 | Central HP <5.4 tons | FRIEDRICH | HRCU-A-CB (Split System: Heat Pump with Remote Outdoor Unit-Air-Source) | WFPU18Z483C | ADP |  | F,PE*CC4960 |  | 47500 | 17 | 8.4 | 45000 | 32600 | 72.44% | 1.88 | 0 | 10 |  |  |  | No | R-410A | 3.9583 | Residential & Commercial | Ducted CEE Tier 1
214312424 | Central HP <5.4 tons | FRIEDRICH | HRCU-A-C (Split System: Heat Pump with Remote Outdoor Unit with No Indoor Fan --Air Source) | WFPU18Z483C | ADP |  | H,RG52960+TD |  | 42000 | 15.5 | 8.55 | 40000 | 34200 | 85.5% | 1.94 | 0 | 11.4 |  |  |  | No | R-410A | 3.5 | Residential & Commercial | Ducted CEE Tier 1
215676201 | Central HP <5.4 tons | KENMORE | HRCU-A-CB (Split System: Heat Pump with Remote Outdoor Unit-Air-Source) | (C,H,T)5H0V48*K*AAA* |  |  | EVD5X48M24A*+WALLCON | *80CTL0702120B* | 47000 | 18.5 | 9 | 50000 | 36600 | 73.2% | 2.02 | 0 | 10 |  |  |  | No | R-454B | 3.9167 | Residential & Commercial | Ducted CEE Tier 1
215676351 | Central HP <5.4 tons | KENMORE | HRCU-A-CB (Split System: Heat Pump with Remote Outdoor Unit-Air-Source) | (C,H,T)5H0V48*K*AAA* |  |  | EVD5X49M24A*+WALLCON | *97CMN0602120B* | 47500 | 18.5 | 9 | 50000 | 37000 | 74% | 1.98 | 0 | 10 |  |  |  | No | R-454B | 3.9583 | Residential & Commercial | Ducted CEE Tier 1
215675951 | Central HP <5.4 tons | KENMORE | HRCU-A-CB (Split System: Heat Pump with Remote Outdoor Unit-Air-Source) | (C,H,T)5H0V48*K*AAA* |  |  | EVM5X60M24A*+WALLCON | *96CTN1002122B* | 48000 | 19 | 9 | 50000 | 36600 | 73.2% | 2 | 0 | 10.5 |  |  |  | No | R-454B | 4 | Residential & Commercial | Ducted CEE Tier 1
215676681 | Central HP <5.4 tons | KENMORE | HRCU-A-CB (Split System: Heat Pump with Remote Outdoor Unit-Air-Source) | (C,H,T)5H0V48*K*AAA* |  |  | EVD5X60M24A*+WALLCON | *96CTN1202422B* | 48000 | 19 | 9 | 50000 | 36600 | 73.2% | 2 | 0 | 10.5 |  |  |  | No | R-454B | 4 | Residential & Commercial | Ducted CEE Tier 1
215676061 | Central HP <5.4 tons | KENMORE | HRCU-A-CB (Split System: Heat Pump with Remote Outdoor Unit-Air-Source) | (C,H,T)5H0V48*K*AAA* |  |  | EVM5X61M24A*+WALLCON | *97CMN1002122B* | 48500 | 19.5 | 9.5 | 50000 | 36600 | 73.2% | 2.12 | 0 | 10.5 |  |  |  | No | R-454B | 4.0417 | Residential & Commercial | Ducted CEE Tier 1
215676011 | Central HP <5.4 tons | KENMORE | HRCU-A-CB (Split System: Heat Pump with Remote Outdoor Unit-Air-Source) | (C,H,T)5H0V48*K*AAA* |  |  | EVM5X61M24A*+WALLCON | *80CTL1352422B* | 48500 | 19.5 | 9.5 | 50000 | 36600 | 73.2% | 2.1 | 0 | 10.5 |  |  |  | No | R-454B | 4.0417 | Residential & Commercial | Ducted CEE Tier 1
215675711 | Central HP <5.4 tons | KENMORE | HRCU-A-CB (Split System: Heat Pump with Remote Outdoor Unit-Air-Source) | (C,H,T)5H0V48*K*AAA* |  |  | EVM5X60M21A*+WALLCON | *80CTL0701716B* | 48000 | 18.5 | 9 | 50000 | 37200 | 74.4% | 2 | 0 | 10 |  |  |  | No | R-454B | 4 | Residential & Commercial | Ducted CEE Tier 1
213886012 | Central HP <5.4 tons | AC PRO.com | HRCU-A-CB (Split System: Heat Pump with Remote Outdoor Unit-Air-Source) | AUD36W/A1-D(U) | ADP |  | HE7J924+AEFE3A* |  | 22600 | 15.2 | 8.4 | 22400 | 21200 | 94.64% | 1.78 | 0 | 10.5 |  |  |  | No | R-410A | 1.8833 | Residential & Commercial | Ducted CEE Tier 1
215933440 | Central HP <5.4 tons | DAY & NIGHT | HRCU-A-CB (Split System: Heat Pump with Remote Outdoor Unit-Air-Source) | C5H3V36*K*AAA* |  |  | ESH5X42M12A*+WALLCON | *97CMN1002122B* | 33600 | 19 | 9 | 34600 | 26600 | 76.88% | 1.94 | 0 | 11.5 |  |  |  | No | R-454B | 2.8 | Residential & Commercial | Ducted CEE Tier 1
215431153 | Central HP <5.4 tons | FRIEDRICH | HRCU-A-CB (Split System: Heat Pump with Remote Outdoor Unit-Air-Source) | WFPU18Z363C | ADP |  | V,R36H***P449+AEFE3A* |  | 33600 | 17 | 9.45 | 33400 | 25600 | 76.65% | 2.04 | 0 | 10 |  |  |  | No | R-410A | 2.8 | Residential & Commercial | Ducted CEE Tier 1
214573828 | Central HP <5.4 tons | CARRIER | HRCU-A-CB (Split System: Heat Pump with Remote Outdoor Unit-Air-Source) | 25VNA837A*031* |  |  | CAP**4224AL*+UI | 59MN7C080C21**20 | 31800 | 17 | 8.5 | 32800 | 24400 | 74.39% | 1.9 | 0 | 11 |  |  |  | No | R-410A | 2.65 | Residential & Commercial | Ducted CEE Tier 1
215932900 | Central HP <5.4 tons | DAY & NIGHT | HRCU-A-CB (Split System: Heat Pump with Remote Outdoor Unit-Air-Source) | C5H3V36*K*AAA* |  |  | EA*5X61M24A*+WALLCON | *95CSU1002122B* | 34600 | 20.5 | 9.5 | 34200 | 25800 | 75.44% | 2.06 | 0 | 12 |  |  |  | No | R-454B | 2.8833 | Residential & Commercial | Ducted CEE Tier 1
213608446 | Central HP <5.4 tons | BRYANT | HRCU-A-C (Split System: Heat Pump with Remote Outdoor Unit with No Indoor Fan --Air Source) | 38MURAQ24AB3 | ADP |  | H,PE20924+TD |  | 22400 | 15.2 | 8.6 | 23000 | 19600 | 85.22% | 1.8 | 0 | 10 |  |  |  | No | R-410A | 1.8667 | Residential & Commercial | Ducted CEE Tier 1
213923861 | Central HP <5.4 tons | MIDEA | HRCU-A-CB (Split System: Heat Pump with Remote Outdoor Unit-Air-Source) | 38MURAQ24AB3 | ADP |  | V36H***P039+AEFE3A* |  | 24000 | 16 | 9 | 23200 | 19600 | 84.48% | 1.86 | 0 | 10.5 |  |  |  | No | R-410A | 2 | Residential & Commercial | Ducted CEE Tier 1
214719690 | Central HP <5.4 tons | CHAMPION HEATING AND COOLING | HRCU-A-CB (Split System: Heat Pump with Remote Outdoor Unit-Air-Source) | HH836E2S11 |  |  | CTU36B5XDS1+TXV | TMLE100B12MP11 | 33200 | 18 | 8.5 | 31200 | 25200 | 80.77% | 2 | 0 | 11 |  |  |  | No | R-454B | 2.7667 | Residential & Commercial | Ducted CEE Tier 1
212925409 | Central HP <5.4 tons | COMFORT-AIRE | HRCU-A-C (Split System: Heat Pump with Remote Outdoor Unit with No Indoor Fan --Air Source) | A-VCD18SA-1 | ADP |  | H,A,DG21924+TD |  | 17700 | 16 | 8.85 | 17100 | 14600 | 85.38% | 2.06 | 0 | 11.5 |  |  |  | No | R-410A | 1.475 | Residential & Commercial | Ducted CEE Tier 1
213613896 | Central HP <5.4 tons | KEEPRITE | HRCU-A-C (Split System: Heat Pump with Remote Outdoor Unit with No Indoor Fan --Air Source) | DLCURAH18ABK | ADP |  | H,GE21924+TD |  | 17700 | 16 | 8.85 | 17100 | 14600 | 85.38% | 2.06 | 0 | 11.5 |  |  |  | No | R-410A | 1.475 | Residential & Commercial | Ducted CEE Tier 1
214398199 | Central HP <5.4 tons | CHAMPION HEATING AND COOLING | HRCU-A-CB (Split System: Heat Pump with Remote Outdoor Unit-Air-Source) | HH836E2S11 |  |  | CTF48C5CFS1 | TM8E100C16MP11 | 33400 | 19 | 9 | 31400 | 25400 | 80.89% | 2 | 0 | 11 |  |  |  | No | R-454B | 2.7833 | Residential & Commercial | Ducted CEE Tier 1
215431131 | Central HP <5.4 tons | FRIEDRICH | HRCU-A-CB (Split System: Heat Pump with Remote Outdoor Unit-Air-Source) | WFPU17Z243C | ADP |  | H,RG8J936+AEFE3A* |  | 21600 | 16 | 9 | 21400 | 16500 | 77.1% | 2.05 | 0 | 10 |  |  |  | No | R-410A | 1.8 | Residential & Commercial | Ducted CEE Tier 1
216051831 | Central HP <5.4 tons | FRIEDRICH | HRCU-A-CB (Split System: Heat Pump with Remote Outdoor Unit-Air-Source) | WFPU17Z243C | ADP |  | F,PE*E34(1,2)25+TXV |  | 22000 | 16 | 9 | 21400 | 16500 | 77.1% | 2.04 | 0 | 10 |  |  |  | No | R-410A | 1.8333 | Residential & Commercial | Ducted CEE Tier 1
214783914 | Central HP <5.4 tons | AC PRO.com | HRCU-A-CB (Split System: Heat Pump with Remote Outdoor Unit-Air-Source) | AUD36W/A1-D(U) | ADP |  | V36H***D129+AEFE3A* |  | 22800 | 16 | 8.85 | 22400 | 21600 | 96.43% | 1.78 | 0 | 11.5 |  |  |  | No | R-410A | 1.9 | Residential & Commercial | Ducted CEE Tier 1
215382870 | Central HP <5.4 tons | FRIEDRICH | HRCU-A-CB (Split System: Heat Pump with Remote Outdoor Unit-Air-Source) | WFPU17Z243C | ADP |  | F,PE*E34930 |  | 22000 | 16 | 9 | 21400 | 16500 | 77.1% | 2.04 | 0 | 10 |  |  |  | No | R-410A | 1.8333 | Residential & Commercial | Ducted CEE Tier 1
215679944 | Central HP <5.4 tons | BRYANT HEATING AND COOLING SYSTEMS | HRCU-A-CB (Split System: Heat Pump with Remote Outdoor Unit-Air-Source) | 290VAN036**AA* |  |  | CSAH*6012AM*+UI | 83*CB36040C17*** | 34600 | 17 | 8.5 | 34600 | 24800 | 71.68% | 1.92 | 0 | 10 |  |  |  | No | R-454B | 2.8833 | Residential & Commercial | Ducted CEE Tier 1
216051830 | Central HP <5.4 tons | FRIEDRICH | HRCU-A-CB (Split System: Heat Pump with Remote Outdoor Unit-Air-Source) | WFPU17Z243C | ADP |  | F,PE*TT3931 |  | 22000 | 16 | 9 | 21400 | 16500 | 77.1% | 2.05 | 0 | 10 |  |  |  | No | R-410A | 1.8333 | Residential & Commercial | Ducted CEE Tier 1
214573698 | Central HP <5.4 tons | CARRIER | HRCU-A-CB (Split System: Heat Pump with Remote Outdoor Unit-Air-Source) | 25VNA837A*031* |  |  | CAP**3721AL*+UI | 59MN7C060C21**20 | 32800 | 17 | 8.5 | 33000 | 25400 | 76.97% | 1.98 | 0 | 11 |  |  |  | No | R-410A | 2.7333 | Residential & Commercial | Ducted CEE Tier 1
214572528 | Central HP <5.4 tons | CARRIER | HRCU-A-CB (Split System: Heat Pump with Remote Outdoor Unit-Air-Source) | 25VNA837A*030* |  |  | CAP**3721AL*+UI | 58TN*B070C21**20 | 32800 | 17.5 | 8.5 | 32800 | 25200 | 76.83% | 2 | 0 | 11 |  |  |  | No | R-410A | 2.7333 | Residential & Commercial | Ducted CEE Tier 1
214572778 | Central HP <5.4 tons | CARRIER | HRCU-A-CB (Split System: Heat Pump with Remote Outdoor Unit-Air-Source) | 25VNA837A*030* |  |  | CAP**4821AL*+UI | 59CU5B080C21**20 | 32200 | 17.5 | 8.5 | 32400 | 25000 | 77.16% | 1.98 | 0 | 11 |  |  |  | No | R-410A | 2.6833 | Residential & Commercial | Ducted CEE Tier 1
214573028 | Central HP <5.4 tons | CARRIER | HRCU-A-CB (Split System: Heat Pump with Remote Outdoor Unit-Air-Source) | 25VNA837A*030* |  |  | CAP**6124AL*+UI | 59CU5B100C21**22 | 33200 | 18.5 | 8.5 | 31800 | 24800 | 77.99% | 2 | 0 | 11.5 |  |  |  | No | R-410A | 2.7667 | Residential & Commercial | Ducted CEE Tier 1
215389768 | Central HP <5.4 tons | ECOER | HRCU-A-C (Split System: Heat Pump with Remote Outdoor Unit with No Indoor Fan --Air Source) | EODA19H-2436A | ADP |  | HG35936+TD |  | 30800 | 15.2 | 8.8 | 32000 | 23200 | 72.5% | 1.9 | 0 | 10.5 |  |  |  | No | R-410A | 2.5667 | Residential & Commercial | Ducted CEE Tier 1
213356036 | Central HP <5.4 tons | PAYNE HEATING AND COOLING | HRCU-A-CB (Split System: Heat Pump with Remote Outdoor Unit-Air-Source) | 38MURAQ18AB3* | ADP |  | A36VCA+TXV+CBPE3A* |  | 17800 | 15.5 | 9 | 17100 | 19400 | 113.5% | 2.4 | 0 | 10.5 |  |  |  | No | R-410A | 1.4833 | Residential & Commercial | Ducted CEE Tier 1
214573318 | Central HP <5.4 tons | CARRIER | HRCU-A-CB (Split System: Heat Pump with Remote Outdoor Unit-Air-Source) | 25VNA837A*030* |  |  | CNPV*3621AL*+UI | 59CU5B080C21**20 | 31400 | 16.5 | 8.1 | 33200 | 24200 | 72.89% | 1.82 | 0 | 11 |  |  |  | No | R-410A | 2.6167 | Residential & Commercial | Ducted CEE Tier 1
214302678 | Central HP <5.4 tons | BOSCH | HRCU-A-CB (Split System: Heat Pump with Remote Outdoor Unit-Air-Source) | BOVD-36HDN1-M20G | ADP |  | F,PE*G32924 |  | 23000 | 19 | 9.3 | 22400 | 17200 | 76.79% | 1.96 | 0 | 12.5 |  |  |  | No | R-410A | 1.9167 | Residential & Commercial | Ducted CEE Tier 1
212367410 | Central HP <5.4 tons | BOSCH | HRCU-A-CB (Split System: Heat Pump with Remote Outdoor Unit-Air-Source) | BOVB-36HDN1-M20G | ADP |  | HG82936 | BGH96M060B3B | 24000 | 18 | 9 | 22400 | 17000 | 75.89% | 1.9 | 0 | 12 |  |  |  | No | R-410A | 2 | Residential & Commercial | Ducted CEE Tier 1
216093469 | Central HP <5.4 tons | BOSCH | HRCU-A-CB (Split System: Heat Pump with Remote Outdoor Unit-Air-Source) | BOVA-24RXB-M15S | ADP |  | HG32*24+TXV+AEFE3A* |  | 23000 | 18 | 8.25 | 22400 | 16800 | 75% | 1.8 | 0 | 11 |  |  |  | No | R-454B | 1.9167 | Residential & Commercial | Ducted CEE Tier 1
214279015 | Central HP <5.4 tons | BOSCH | HRCU-A-CB (Split System: Heat Pump with Remote Outdoor Unit-Air-Source) | BOVC-36HDN1-M20G | ADP |  | F,PE*G32925 |  | 23200 | 20 | 9.3 | 22400 | 17200 | 76.79% | 1.96 | 0 | 12.5 |  |  |  | No | R-410A | 1.9333 | Residential & Commercial | Ducted CEE Tier 1
214569641 | Central HP <5.4 tons | BRYANT HEATING AND COOLING SYSTEMS | HRCU-A-CB (Split System: Heat Pump with Remote Outdoor Unit-Air-Source) | 284ANV036*0**B* |  |  | CSPH*4212AL*+UI | 987MC60080C21*** | 34000 | 18.5 | 9 | 36600 | 26000 | 71.04% | 2.04 | 0 | 11.5 |  |  |  | No | R-410A | 2.8333 | Residential & Commercial | Ducted CEE Tier 1
212509278 | Central HP <5.4 tons | PAYNE HEATING AND COOLING | HRCU-A-CB (Split System: Heat Pump with Remote Outdoor Unit-Air-Source) | 38MURAQ24AB3* | ADP |  | H,PG7J936 | PG95ESUA48060B** | 24200 | 17 | 8.5 | 24600 | 22000 | 89.43% | 1.86 | 0 | 10 |  |  |  | No | R-410A | 2.0167 | Residential & Commercial | Ducted CEE Tier 1
213147603 | Central HP <5.4 tons | PAYNE HEATING AND COOLING | HRCU-A-CB (Split System: Heat Pump with Remote Outdoor Unit-Air-Source) | 38MURAQ24AB3* | ADP |  | V,C36H***P429+AEFE3A* |  | 23600 | 18 | 8.7 | 24800 | 22600 | 91.13% | 1.86 | 0 | 10 |  |  |  | No | R-410A | 1.9667 | Residential & Commercial | Ducted CEE Tier 1
212509285 | Central HP <5.4 tons | PAYNE HEATING AND COOLING | HRCU-A-CB (Split System: Heat Pump with Remote Outdoor Unit-Air-Source) | 38MURAQ24AB3* | ADP |  | H,PG81936 | PG96VTAA60100C** | 24000 | 17 | 8.5 | 24400 | 22400 | 91.8% | 1.9 | 0 | 10 |  |  |  | No | R-410A | 2 | Residential & Commercial | Ducted CEE Tier 1
213146614 | Central HP <5.4 tons | PAYNE HEATING AND COOLING | HRCU-A-CB (Split System: Heat Pump with Remote Outdoor Unit-Air-Source) | 38MURAQ24AB3* | ADP |  | PL36H175P159+AEFE4B* |  | 24200 | 18 | 9 | 25000 | 22600 | 90.4% | 1.92 | 0 | 10.5 |  |  |  | No | R-410A | 2.0167 | Residential & Commercial | Ducted CEE Tier 1
213258271 | Central HP <5.4 tons | KEEPRITE | HRCU-A-CB (Split System: Heat Pump with Remote Outdoor Unit-Air-Source) | DLCURAH18ABK | ADP |  | H,GG32936 | *96VTN0601412A* | 17700 | 16 | 8.5 | 17200 | 18600 | 108.1% | 2.28 | 0 | 10 |  |  |  | No | R-410A | 1.475 | Residential & Commercial | Ducted CEE Tier 1
212982360 | Central HP <5.4 tons | CARRIER | HRCU-A-CB (Split System: Heat Pump with Remote Outdoor Unit-Air-Source) | 38MURAQ24AB3* |  |  | CNPV*3621AL* | 58SU*B060M17**16 | 23600 | 17 | 8.5 | 25600 | 24000 | 93.75% | 2 | 0 | 10.5 |  |  |  | No | R-410A | 1.9667 | Residential & Commercial | Ducted CEE Tier 1
213362467 | Central HP <5.4 tons | BOSCH | HRCU-A-CB (Split System: Heat Pump with Remote Outdoor Unit-Air-Source) | BOVA-36HDN1-M20G | ADP |  | HG35936 | BGH96M080B3B | 24000 | 18 | 9 | 22400 | 17000 | 75.89% | 1.9 | 0 | 12 |  |  |  | No | R-410A | 2 | Residential & Commercial | Ducted CEE Tier 1
212367497 | Central HP <5.4 tons | BOSCH | HRCU-A-CB (Split System: Heat Pump with Remote Outdoor Unit-Air-Source) | BOVB-36HDN1-M20G | ADP |  | H,RG82936 | BGH96M080B3B | 24000 | 18 | 9 | 22400 | 17000 | 75.89% | 1.9 | 0 | 12 |  |  |  | No | R-410A | 2 | Residential & Commercial | Ducted CEE Tier 1
213356021 | Central HP <5.4 tons | BOSCH | HRCU-A-CB (Split System: Heat Pump with Remote Outdoor Unit-Air-Source) | BOVB-36HDN1-M20G | ADP |  | HG32924+AEFE4B* |  | 23200 | 20 | 9.3 | 22400 | 17200 | 76.79% | 1.96 | 0 | 12.5 |  |  |  | No | R-410A | 1.9333 | Residential & Commercial | Ducted CEE Tier 1
214397749 | Central HP <5.4 tons | CHAMPION HEATING AND COOLING | HRCU-A-CB (Split System: Heat Pump with Remote Outdoor Unit-Air-Source) | HH836E2S11 |  |  | CTF36C5CDS1 | TM8V080C16MP12 | 34000 | 18 | 8.5 | 31600 | 26000 | 82.28% | 2 | 0 | 11 |  |  |  | No | R-454B | 2.8333 | Residential & Commercial | Ducted CEE Tier 1
214311495 | Central HP <5.4 tons | THERMAL ZONE | HRCU-A-C (Split System: Heat Pump with Remote Outdoor Unit with No Indoor Fan --Air Source) | TZPLV242PA | ADP |  | H,RG21924+TD |  | 23000 | 16 | 8.8 | 23000 | 19600 | 85.22% | 1.84 | 0 | 10 |  |  |  | No | R-410A | 1.9167 | Residential & Commercial | Ducted CEE Tier 1
214397788 | Central HP <5.4 tons | CHAMPION HEATING AND COOLING | HRCU-A-CB (Split System: Heat Pump with Remote Outdoor Unit-Air-Source) | HH836E2S11 |  |  | CTF48C5CFS1 | TP9C080C16MP13 | 33200 | 18 | 9 | 31600 | 25400 | 80.38% | 2 | 0 | 11 |  |  |  | No | R-454B | 2.7667 | Residential & Commercial | Ducted CEE Tier 1
214609090 | Central HP <5.4 tons | CHAMPION HEATING AND COOLING | HRCU-A-CB (Split System: Heat Pump with Remote Outdoor Unit-Air-Source) | HH836E2S11 |  |  | CTF48C5CFS1 | Z9ES100C16SMPS1 | 35000 | 18 | 9 | 32600 | 25800 | 79.14% | 2 | 0 | 11 |  |  |  | No | R-454B | 2.9167 | Residential & Commercial | Ducted CEE Tier 1
214569632 | Central HP <5.4 tons | CARRIER | HRCU-A-CB (Split System: Heat Pump with Remote Outdoor Unit-Air-Source) | 25VNA436A*031* |  |  | CSPH*4212AL*+UI | 58TN*B070C21**20 | 34000 | 18.5 | 9 | 36600 | 26000 | 71.04% | 2.04 | 0 | 11.5 |  |  |  | No | R-410A | 2.8333 | Residential & Commercial | Ducted CEE Tier 1
214717453 | Central HP <5.4 tons | TEMPSTAR | HRCU-A-C (Split System: Heat Pump with Remote Outdoor Unit with No Indoor Fan --Air Source) | DLCURAH24ABK | ADP |  | H,GE30(1,2)24+TXV+TD |  | 24000 | 16 | 9.1 | 23200 | 19600 | 84.48% | 1.88 | 0 | 10.5 |  |  |  | No | R-410A | 2 | Residential & Commercial | Ducted CEE Tier 1
214717454 | Central HP <5.4 tons | TEMPSTAR | HRCU-A-C (Split System: Heat Pump with Remote Outdoor Unit with No Indoor Fan --Air Source) | DLCURAH24ABK | ADP |  | H,GE30924+TD |  | 24000 | 16 | 9.1 | 23200 | 19600 | 84.48% | 1.88 | 0 | 10.5 |  |  |  | No | R-410A | 2 | Residential & Commercial | Ducted CEE Tier 1
214810781 | Central HP <5.4 tons | ECOER | HRCU-A-CB (Split System: Heat Pump with Remote Outdoor Unit-Air-Source) | EODA19H-2436AA* | ADP |  | HG82936+AEFE3A* |  | 34200 | 19 | 9.5 | 34400 | 24800 | 72.09% | 2 | 0 | 12 |  |  |  | No | R-410A | 2.85 | Residential & Commercial | Ducted CEE Tier 1
214572688 | Central HP <5.4 tons | CARRIER | HRCU-A-CB (Split System: Heat Pump with Remote Outdoor Unit-Air-Source) | 25VNA837A*030* |  |  | CAP**4224AL*+UI | 59MN7C080C21**20 | 31800 | 17 | 8.5 | 32800 | 24400 | 74.39% | 1.9 | 0 | 11 |  |  |  | No | R-410A | 2.65 | Residential & Commercial | Ducted CEE Tier 1
214572958 | Central HP <5.4 tons | CARRIER | HRCU-A-CB (Split System: Heat Pump with Remote Outdoor Unit-Air-Source) | 25VNA837A*030* |  |  | CAP**6121AL*+UI | 59CU5B080C21**20 | 33200 | 17.5 | 8.5 | 32000 | 25000 | 78.12% | 2 | 0 | 11.5 |  |  |  | No | R-410A | 2.7667 | Residential & Commercial | Ducted CEE Tier 1
212980475 | Central HP <5.4 tons | CARRIER | HRCU-A-CB (Split System: Heat Pump with Remote Outdoor Unit-Air-Source) | 38MURAQ36AB3* |  |  | CAP**4821AL* | 58S(B,C)*B090M21**20 | 35800 | 16.5 | 8.5 | 37800 | 34600 | 91.53% | 2.02 | 0 | 10 |  |  |  | No | R-410A | 2.9833 | Residential & Commercial | Ducted CEE Tier 1
212981206 | Central HP <5.4 tons | CARRIER | HRCU-A-CB (Split System: Heat Pump with Remote Outdoor Unit-Air-Source) | 38MURAQ36AB3* |  |  | CAP**4824AL* | 58S(B,C)*B135M24**20 | 35800 | 16.5 | 8.5 | 37800 | 34600 | 91.53% | 2.02 | 0 | 10 |  |  |  | No | R-410A | 2.9833 | Residential & Commercial | Ducted CEE Tier 1
212590800 | Central HP <5.4 tons | ARMSTRONG AIR | HRCU-A-CB (Split System: Heat Pump with Remote Outdoor Unit-Air-Source) | 4SHP22LX124P-**A | ADP |  | H,A,DD12936 | A96US2V070B12 | 23800 | 20 | 8.45 | 22000 | 15400 | 70% | 1.92 | 0 | 13.5 |  |  |  | No | R-410A | 1.9833 | Residential & Commercial | Ducted CEE Tier 1
212367412 | Central HP <5.4 tons | BOSCH | HRCU-A-CB (Split System: Heat Pump with Remote Outdoor Unit-Air-Source) | BOVB-36HDN1-M20G | ADP |  | HG82936 | BGH96M080B3B | 24000 | 18 | 9 | 22400 | 17000 | 75.89% | 1.9 | 0 | 12 |  |  |  | No | R-410A | 2 | Residential & Commercial | Ducted CEE Tier 1
212367494 | Central HP <5.4 tons | BOSCH | HRCU-A-CB (Split System: Heat Pump with Remote Outdoor Unit-Air-Source) | BOVB-36HDN1-M20G | ADP |  | H,RG34936 | BGH96M060B3B | 23800 | 18 | 9 | 22400 | 17000 | 75.89% | 1.9 | 0 | 12 |  |  |  | No | R-410A | 1.9833 | Residential & Commercial | Ducted CEE Tier 1
213363291 | Central HP <5.4 tons | BOSCH | HRCU-A-CB (Split System: Heat Pump with Remote Outdoor Unit-Air-Source) | BOVB-36HDN1-M20G | ADP |  | HG32924 | BGH96M080B3B | 23000 | 18 | 8.8 | 22400 | 17000 | 75.89% | 1.86 | 0 | 11.5 |  |  |  | No | R-410A | 1.9167 | Residential & Commercial | Ducted CEE Tier 1
215431156 | Central HP <5.4 tons | FRIEDRICH | HRCU-A-CB (Split System: Heat Pump with Remote Outdoor Unit-Air-Source) | WFPU18Z363C | ADP |  | H,RG80936+AEFE3A* |  | 34000 | 17 | 9.5 | 33400 | 25600 | 76.65% | 2.05 | 0 | 10 |  |  |  | No | R-410A | 2.8333 | Residential & Commercial | Ducted CEE Tier 1
214573638 | Central HP <5.4 tons | CARRIER | HRCU-A-CB (Split System: Heat Pump with Remote Outdoor Unit-Air-Source) | 25VNA837A*031* |  |  | CAP**3621AL*+UI | 59MN7C060C21**20 | 31400 | 17 | 8.1 | 33200 | 24400 | 73.49% | 1.84 | 0 | 10.5 |  |  |  | No | R-410A | 2.6167 | Residential & Commercial | Ducted CEE Tier 1
214571239 | Central HP <5.4 tons | BRYANT HEATING AND COOLING SYSTEMS | HRCU-A-CB (Split System: Heat Pump with Remote Outdoor Unit-Air-Source) | 288BNV025*0**C* |  |  | CNPV*4821AL*+UI | 987MC60060C21*** | 24000 | 16.5 | 8.1 | 21400 | 16700 | 78.04% | 2 | 0 | 11 |  |  |  | No | R-410A | 2 | Residential & Commercial | Ducted CEE Tier 1
215431145 | Central HP <5.4 tons | FRIEDRICH | HRCU-A-CB (Split System: Heat Pump with Remote Outdoor Unit-Air-Source) | WFPU18Z363C | ADP |  | PL36H175P149+AEFE4B* |  | 33400 | 18 | 9.3 | 33400 | 25600 | 76.65% | 2.02 | 0 | 10 |  |  |  | No | R-410A | 2.7833 | Residential & Commercial | Ducted CEE Tier 1
215431147 | Central HP <5.4 tons | FRIEDRICH | HRCU-A-CB (Split System: Heat Pump with Remote Outdoor Unit-Air-Source) | WFPU18Z363C | ADP |  | V,R36H175P149+AEFE4B* |  | 33400 | 18 | 9.3 | 33400 | 25600 | 76.65% | 2.02 | 0 | 10 |  |  |  | No | R-410A | 2.7833 | Residential & Commercial | Ducted CEE Tier 1
214574488 | Central HP <5.4 tons | CARRIER | HRCU-A-CB (Split System: Heat Pump with Remote Outdoor Unit-Air-Source) | 25VNA837A*031* |  |  | CNPV*3621AL*+UI | 59MN7C080C21**20 | 31400 | 17 | 8.1 | 33200 | 24200 | 72.89% | 1.82 | 0 | 11 |  |  |  | No | R-410A | 2.6167 | Residential & Commercial | Ducted CEE Tier 1
215821308 | Central HP <5.4 tons | BOSCH | HRCU-A-CB (Split System: Heat Pump with Remote Outdoor Unit-Air-Source) | BOVA-60MTB-M19E | ADP |  | FE*BB9*48+TXV |  | 46000 | 17 | 9.5 | 46000 | 48000 | 104.3% | 2.02 | 0 | 11 |  |  |  | No | R-454B | 3.8333 | Residential & Commercial | Ducted CEE Tier 1
211225735 | Central HP <5.4 tons | CARRIER | HRCU-A-CB (Split System: Heat Pump with Remote Outdoor Unit-Air-Source) | 38MURAQ36AB3* |  |  | CAP**3721AL* | 58SP*A070V17**16 | 36600 | 15.5 | 8.5 | 38500 | 34800 | 90.39% | 2.08 | 0 | 10 |  |  |  | No | R-410A | 3.05 | Residential & Commercial | Ducted CEE Tier 1
211225768 | Central HP <5.4 tons | CARRIER | HRCU-A-CB (Split System: Heat Pump with Remote Outdoor Unit-Air-Source) | 38MURAQ36AB3* |  |  | CAP**3721AL* | OVMAAB036098 | 36200 | 15.2 | 8.5 | 38500 | 35000 | 90.91% | 2.06 | 0 | 10 |  |  |  | No | R-410A | 3.0167 | Residential & Commercial | Ducted CEE Tier 1
211225816 | Central HP <5.4 tons | CARRIER | HRCU-A-CB (Split System: Heat Pump with Remote Outdoor Unit-Air-Source) | 38MURAQ36AB3* |  |  | CAP**4221AL* | 59TP6B100V21**22 | 35400 | 16.5 | 8.1 | 38500 | 35000 | 90.91% | 1.88 | 0 | 10 |  |  |  | No | R-410A | 2.95 | Residential & Commercial | Ducted CEE Tier 1
211225832 | Central HP <5.4 tons | CARRIER | HRCU-A-CB (Split System: Heat Pump with Remote Outdoor Unit-Air-Source) | 38MURAQ36AB3* |  |  | CAP**4224AL* | 58SP*A090V24**20 | 35200 | 16 | 8.1 | 38500 | 35000 | 90.91% | 1.88 | 0 | 10 |  |  |  | No | R-410A | 2.9333 | Residential & Commercial | Ducted CEE Tier 1
211225834 | Central HP <5.4 tons | CARRIER | HRCU-A-CB (Split System: Heat Pump with Remote Outdoor Unit-Air-Source) | 38MURAQ36AB3* |  |  | CAP**4224AL* | 58SU*A080E21**20 | 37000 | 15.5 | 8.5 | 40000 | 35200 | 88% | 1.96 | 0 | 10 |  |  |  | No | R-410A | 3.0833 | Residential & Commercial | Ducted CEE Tier 1
211225867 | Central HP <5.4 tons | CARRIER | HRCU-A-CB (Split System: Heat Pump with Remote Outdoor Unit-Air-Source) | 38MURAQ36AB3* |  |  | CAP**4321AL* | 58S(B,C)*A045E17**12 | 36000 | 15.5 | 8.5 | 38500 | 34800 | 90.39% | 2.06 | 0 | 10 |  |  |  | No | R-410A | 3 | Residential & Commercial | Ducted CEE Tier 1
211225901 | Central HP <5.4 tons | CARRIER | HRCU-A-CB (Split System: Heat Pump with Remote Outdoor Unit-Air-Source) | 38MURAQ36AB3* |  |  | CAP**4321AL* | 59SU5A060E17**16 | 36800 | 15.5 | 8.5 | 38500 | 34800 | 90.39% | 2.1 | 0 | 10 |  |  |  | No | R-410A | 3.0667 | Residential & Commercial | Ducted CEE Tier 1
211225951 | Central HP <5.4 tons | CARRIER | HRCU-A-CB (Split System: Heat Pump with Remote Outdoor Unit-Air-Source) | 38MURAQ36AB3* |  |  | CAP**4821AL* | 59SP6A080V21**20 | 36000 | 16 | 8.5 | 38500 | 34600 | 89.87% | 2.06 | 0 | 10 |  |  |  | No | R-410A | 3 | Residential & Commercial | Ducted CEE Tier 1
211225967 | Central HP <5.4 tons | CARRIER | HRCU-A-CB (Split System: Heat Pump with Remote Outdoor Unit-Air-Source) | 38MURAQ36AB3* |  |  | CAP**4824AL* | 58S(B,C)*A070E21**16 | 35800 | 16.5 | 8.5 | 37800 | 34600 | 91.53% | 2.04 | 0 | 10 |  |  |  | No | R-410A | 2.9833 | Residential & Commercial | Ducted CEE Tier 1
211225969 | Central HP <5.4 tons | CARRIER | HRCU-A-CB (Split System: Heat Pump with Remote Outdoor Unit-Air-Source) | 38MURAQ36AB3* |  |  | CAP**4824AL* | 58S(B,C)*A090E21**20 | 36600 | 16 | 8.5 | 38500 | 34800 | 90.39% | 2.08 | 0 | 10 |  |  |  | No | R-410A | 3.05 | Residential & Commercial | Ducted CEE Tier 1
211226000 | Central HP <5.4 tons | CARRIER | HRCU-A-CB (Split System: Heat Pump with Remote Outdoor Unit-Air-Source) | 38MURAQ36AB3* |  |  | CAP**4824AL* | 59SU5A100E21**22 | 37200 | 15.5 | 8.5 | 38500 | 35000 | 90.91% | 2.12 | 0 | 10 |  |  |  | No | R-410A | 3.1 | Residential & Commercial | Ducted CEE Tier 1
212367483 | Central HP <5.4 tons | BOSCH | HRCU-A-CB (Split System: Heat Pump with Remote Outdoor Unit-Air-Source) | BOVA-36HDN1-M20G | ADP |  | H,RG82936 | BGH96M060B3B | 24000 | 18 | 9 | 22400 | 17000 | 75.89% | 1.9 | 0 | 12 |  |  |  | No | R-410A | 2 | Residential & Commercial | Ducted CEE Tier 1
212367485 | Central HP <5.4 tons | BOSCH | HRCU-A-CB (Split System: Heat Pump with Remote Outdoor Unit-Air-Source) | BOVA-36HDN1-M20G | ADP |  | H,RG82936 | BGH96M080B3B | 24000 | 18 | 9 | 22400 | 17000 | 75.89% | 1.9 | 0 | 12 |  |  |  | No | R-410A | 2 | Residential & Commercial | Ducted CEE Tier 1
215821297 | Central HP <5.4 tons | BOSCH | HRCU-A-CB (Split System: Heat Pump with Remote Outdoor Unit-Air-Source) | BOVA-24RXB-M15S | ADP |  | FE*E31*24+TXV |  | 22400 | 16 | 8.1 | 22200 | 16800 | 75.68% | 1.78 | 0 | 11 |  |  |  | No | R-454B | 1.8667 | Residential & Commercial | Ducted CEE Tier 1
215821299 | Central HP <5.4 tons | BOSCH | HRCU-A-CB (Split System: Heat Pump with Remote Outdoor Unit-Air-Source) | BOVA-24RXB-M15S | ADP |  | FE*G32*24+TXV |  | 22600 | 16 | 8.25 | 22400 | 16800 | 75% | 1.8 | 0 | 11 |  |  |  | No | R-454B | 1.8833 | Residential & Commercial | Ducted CEE Tier 1
211799913 | Central HP <5.4 tons | BOSCH | HRCU-A-C (Split System: Heat Pump with Remote Outdoor Unit with No Indoor Fan --Air Source) | BOVA-36HDN1-M20G | ADP |  | H,RG37936+TD |  | 23400 | 15.2 | 9 | 22400 | 15900 | 70.98% | 1.82 | 0 | 12 |  |  |  | No | R-410A | 1.95 | Residential & Commercial | Ducted CEE Tier 1
215402574 | Central HP <5.4 tons | BOSCH | HRCU-A-CB (Split System: Heat Pump with Remote Outdoor Unit-Air-Source) | BOVD-36HDN1-M20G | ADP |  | BV**B9737 |  | 34000 | 19 | 9.4 | 32600 | 23600 | 72.39% | 1.88 | 0 | 12 |  |  |  | No | R-410A | 2.8333 | Residential & Commercial | Ducted CEE Tier 1
215413747 | Central HP <5.4 tons | BOSCH | HRCU-A-CB (Split System: Heat Pump with Remote Outdoor Unit-Air-Source) | BOVD-36HDN1-M20G | ADP |  | HG8J936+AEFE4B* |  | 23600 | 20 | 9.5 | 22400 | 17200 | 76.79% | 2 | 0 | 12.5 |  |  |  | No | R-410A | 1.9667 | Residential & Commercial | Ducted CEE Tier 1
215413749 | Central HP <5.4 tons | BOSCH | HRCU-A-CB (Split System: Heat Pump with Remote Outdoor Unit-Air-Source) | BOVD-36HDN1-M20G | ADP |  | PL36H175P459+AEFE4B* |  | 24000 | 20 | 9.5 | 22400 | 17200 | 76.79% | 2 | 0 | 13 |  |  |  | No | R-410A | 2 | Residential & Commercial | Ducted CEE Tier 1
215397419 | Central HP <5.4 tons | BOSCH | HRCU-A-CB (Split System: Heat Pump with Remote Outdoor Unit-Air-Source) | BOVD-36HDN1-M20G | ADP |  | HG36936+AEFE3A* |  | 34000 | 18 | 9.5 | 32600 | 23600 | 72.39% | 1.9 | 0 | 12 |  |  |  | No | R-410A | 2.8333 | Residential & Commercial | Ducted CEE Tier 1
212693030 | Central HP <5.4 tons | TOSOT | HRCU-A-C (Split System: Heat Pump with Remote Outdoor Unit with No Indoor Fan --Air Source) | TU60-48WADU | ADP |  | HE88960+TD |  | 47000 | 15.2 | 8.5 | 46000 | 33200 | 72.17% | 1.8 | 0 | 10 |  |  |  | No | R-410A | 3.9167 | Residential & Commercial | Ducted CEE Tier 1
212596654 | Central HP <5.4 tons | TOSOT | HRCU-A-CB (Split System: Heat Pump with Remote Outdoor Unit-Air-Source) | TU60-48WADU | ADP |  | F,PC*CC4960+TD |  | 47000 | 15.2 | 8.4 | 46000 | 33200 | 72.17% | 1.78 | 0 | 10 |  |  |  | No | R-410A | 3.9167 | Residential & Commercial | Ducted CEE Tier 1
216093484 | Central HP <5.4 tons | BOSCH | HRCU-A-CB (Split System: Heat Pump with Remote Outdoor Unit-Air-Source) | BOVA-60RTB-M20S | ADP |  | HG35*48+TXV+AEFE5* |  | 44500 | 18 | 9 | 45500 | 33200 | 72.97% | 1.92 | 0 | 11 |  |  |  | No | R-454B | 3.7083 | Residential & Commercial | Ducted CEE Tier 1
216093486 | Central HP <5.4 tons | BOSCH | HRCU-A-CB (Split System: Heat Pump with Remote Outdoor Unit-Air-Source) | BOVA-60RTB-M20S | ADP |  | FE*TT4*60+TXV |  | 47000 | 18 | 9.5 | 46000 | 33200 | 72.17% | 2 | 0 | 12 |  |  |  | No | R-454B | 3.9167 | Residential & Commercial | Ducted CEE Tier 1
214312426 | Central HP <5.4 tons | FRIEDRICH | HRCU-A-C (Split System: Heat Pump with Remote Outdoor Unit with No Indoor Fan --Air Source) | WFPU18Z483C | ADP |  | H,RG88960+TD |  | 42000 | 15.5 | 8.55 | 40000 | 34200 | 85.5% | 1.94 | 0 | 11.4 |  |  |  | No | R-410A | 3.5 | Residential & Commercial | Ducted CEE Tier 1
214312440 | Central HP <5.4 tons | FRIEDRICH | HRCU-A-C (Split System: Heat Pump with Remote Outdoor Unit with No Indoor Fan --Air Source) | WFPU18Z483C | ADP |  | V,R48H210P199+TD |  | 42000 | 15.5 | 8.55 | 40000 | 34200 | 85.5% | 1.94 | 0 | 11.4 |  |  |  | No | R-410A | 3.5 | Residential & Commercial | Ducted CEE Tier 1
214931584 | Central HP <5.4 tons | FRIEDRICH | HRCU-A-C (Split System: Heat Pump with Remote Outdoor Unit with No Indoor Fan --Air Source) | WFPU18Z483C | ADP |  | H,RG54960+TD |  | 41000 | 15.2 | 8.55 | 40000 | 34200 | 85.5% | 1.94 | 0 | 11 |  |  |  | No | R-410A | 3.4167 | Residential & Commercial | Ducted CEE Tier 1
215382916 | Central HP <5.4 tons | FRIEDRICH | HRCU-A-C (Split System: Heat Pump with Remote Outdoor Unit with No Indoor Fan --Air Source) | WFPU18Z483C | ADP |  | H,RG48948+TD |  | 40500 | 15.2 | 8.55 | 40000 | 34200 | 85.5% | 1.94 | 0 | 11 |  |  |  | No | R-410A | 3.375 | Residential & Commercial | Ducted CEE Tier 1
215382917 | Central HP <5.4 tons | FRIEDRICH | HRCU-A-C (Split System: Heat Pump with Remote Outdoor Unit with No Indoor Fan --Air Source) | WFPU18Z483C | ADP |  | H,RG54948+TD |  | 41000 | 15.2 | 8.55 | 40000 | 34200 | 85.5% | 1.94 | 0 | 11 |  |  |  | No | R-410A | 3.4167 | Residential & Commercial | Ducted CEE Tier 1
214604335 | Central HP <5.4 tons | MIDEA | HRCU-A-C (Split System: Heat Pump with Remote Outdoor Unit with No Indoor Fan --Air Source) | 38MURAQ18AB3 | ADP |  | HG21930+TD |  | 17700 | 16 | 8.85 | 17100 | 14600 | 85.38% | 2.06 | 0 | 11.5 |  |  |  | No | R-410A | 1.475 | Residential & Commercial | Ducted CEE Tier 1
213250272 | Central HP <5.4 tons | COMFORT-AIRE | HRCU-A-C (Split System: Heat Pump with Remote Outdoor Unit with No Indoor Fan --Air Source) | A-VCD24SA-1 | ADP |  | *G21924+TD |  | 23000 | 16 | 8.8 | 23000 | 19600 | 85.22% | 1.84 | 0 | 10 |  |  |  | No | R-410A | 1.9167 | Residential & Commercial | Ducted CEE Tier 1
214569522 | Central HP <5.4 tons | CARRIER | HRCU-A-CB (Split System: Heat Pump with Remote Outdoor Unit-Air-Source) | 25VNA436A*031* |  |  | CAP**3721AL*+UI | 59MN7C060C21**20 | 34200 | 19 | 9.5 | 36600 | 25800 | 70.49% | 2.04 | 0 | 11.5 |  |  |  | No | R-410A | 2.85 | Residential & Commercial | Ducted CEE Tier 1
214569524 | Central HP <5.4 tons | CARRIER | HRCU-A-CB (Split System: Heat Pump with Remote Outdoor Unit-Air-Source) | 25VNA436A*031* |  |  | CAP**3721AL*+UI | 59MN7C080C21**20 | 34400 | 19 | 9.5 | 36400 | 25600 | 70.33% | 2.04 | 0 | 12 |  |  |  | No | R-410A | 2.8667 | Residential & Commercial | Ducted CEE Tier 1
213298075 | Central HP <5.4 tons | FRASER-JOHNSTON | HRCU-A-CB (Split System: Heat Pump with Remote Outdoor Unit-Air-Source) | HMH72B341 |  |  | XAUB36DXXN1+TXV | Z8ES040A12SMPS1 | 34000 | 18 | 8.5 | 33400 | 24200 | 72.46% | 2.1 | 0 | 10 |  |  |  | No | R-410A | 2.8333 | Residential & Commercial | Ducted CEE Tier 1
214807786 | Central HP <5.4 tons | COLEMAN | HRCU-A-CB (Split System: Heat Pump with Remote Outdoor Unit-Air-Source) | HH836E2S11 |  |  | CTU48C5XFS1+JMC17C2SN1+TXV |  | 34400 | 19 | 9 | 32000 | 25200 | 78.75% | 2 | 0 | 11.7 |  |  |  | No | R-454B | 2.8667 | Residential & Commercial | Ducted CEE Tier 1
214384428 | Central HP <5.4 tons | THERMAL ZONE | HRCU-A-C (Split System: Heat Pump with Remote Outdoor Unit with No Indoor Fan --Air Source) | TZPLV242PA | ADP |  | H,GG21924+TD |  | 23000 | 16 | 8.8 | 23000 | 19600 | 85.22% | 1.84 | 0 | 10 |  |  |  | No | R-410A | 1.9167 | Residential & Commercial | Ducted CEE Tier 1
213305965 | Central HP <5.4 tons | TEMPSTAR | HRCU-A-CB (Split System: Heat Pump with Remote Outdoor Unit-Air-Source) | DLCURAH18ABK | ADP |  | CE2301C+TXV |  | 17400 | 17 | 8.6 | 17000 | 19300 | 113.5% | 2.3 | 0 | 10.5 |  |  |  | No | R-410A | 1.45 | Residential & Commercial | Ducted CEE Tier 1
213187958 | Central HP <5.4 tons | AMERISTAR | HRCU-A-C (Split System: Heat Pump with Remote Outdoor Unit with No Indoor Fan --Air Source) | E4HL5030A1000A | ADP |  | H,TG80936+TD |  | 24000 | 15.2 | 8.1 | 22400 | 19100 | 85.27% | 1.75 | 0 | 10 |  |  |  | No | R-410A | 2 | Residential & Commercial | Ducted CEE Tier 1
213386559 | Central HP <5.4 tons | TOSOT | HRCU-A-C (Split System: Heat Pump with Remote Outdoor Unit with No Indoor Fan --Air Source) | TU60-48WADU | ADP |  | HE86960 |  | 47000 | 15.2 | 8.5 | 46000 | 33200 | 72.17% | 1.8 | 0 | 10 |  |  |  | No | R-410A | 3.9167 | Residential & Commercial | Ducted CEE Tier 1
213307711 | Central HP <5.4 tons | TOSOT | HRCU-A-CB (Split System: Heat Pump with Remote Outdoor Unit-Air-Source) | TU60-48WADU | ADP |  | F,PE*CC7960 |  | 48000 | 16 | 9 | 46000 | 38500 | 83.7% | 1.8 | 0 | 11 |  |  |  | No | R-410A | 4 | Residential & Commercial | Ducted CEE Tier 1
213613876 | Central HP <5.4 tons | KEEPRITE | HRCU-A-C (Split System: Heat Pump with Remote Outdoor Unit with No Indoor Fan --Air Source) | DLCURAH30ABK | ADP |  | H,GE32936+TD |  | 29000 | 15.2 | 9.2 | 31200 | 26600 | 85.26% | 1.78 | 0 | 10 |  |  |  | No | R-410A | 2.4167 | Residential & Commercial | Ducted CEE Tier 1
214569330 | Central HP <5.4 tons | CARRIER | HRCU-A-CB (Split System: Heat Pump with Remote Outdoor Unit-Air-Source) | 25VNA424A*031* |  |  | CAP**3721AL*+UI | 59MN7C060C21**20 | 24000 | 19.5 | 11 | 26400 | 19800 | 75% | 2.52 | 0 | 13 |  |  |  | No | R-410A | 2 | Residential & Commercial | Ducted CEE Tier 1
214569346 | Central HP <5.4 tons | CARRIER | HRCU-A-CB (Split System: Heat Pump with Remote Outdoor Unit-Air-Source) | 25VNA424A*031* |  |  | CAP**4224AL*+UI | 59MN7C060C21**20 | 23400 | 20 | 10.5 | 26600 | 19800 | 74.44% | 2.44 | 0 | 13 |  |  |  | No | R-410A | 1.95 | Residential & Commercial | Ducted CEE Tier 1
214717456 | Central HP <5.4 tons | TEMPSTAR | HRCU-A-C (Split System: Heat Pump with Remote Outdoor Unit with No Indoor Fan --Air Source) | DLCURAH30ABK | ADP |  | H,GE31930+TD |  | 28600 | 15.2 | 9.05 | 31000 | 26600 | 85.81% | 1.76 | 0 | 10 |  |  |  | No | R-410A | 2.3833 | Residential & Commercial | Ducted CEE Tier 1
214809142 | Central HP <5.4 tons | COLEMAN | HRCU-A-CB (Split System: Heat Pump with Remote Outdoor Unit-Air-Source) | HH860E2S11 |  |  | CTU60C5XGS1+JMVT16CC2N1+TXV |  | 45000 | 19 | 9 | 45000 | 33600 | 74.67% | 2 | 0 | 12 |  |  |  | No | R-454B | 3.75 | Residential & Commercial | Ducted CEE Tier 1
214421539 | Central HP <5.4 tons | CHAMPION HEATING AND COOLING | HRCU-A-CB (Split System: Heat Pump with Remote Outdoor Unit-Air-Source) | HH860E2S11 |  |  | CTM60C5CHS1+JMET16CS2N1 |  | 53000 | 19 | 8.5 | 53500 | 38500 | 71.96% | 2 | 0 | 11.7 |  |  |  | No | R-454B | 4.4167 | Residential & Commercial | Ducted CEE Tier 1
214279950 | Central HP <5.4 tons | KEEPRITE | HRCU-A-CB (Split System: Heat Pump with Remote Outdoor Unit-Air-Source) | DLCURAH24ABK |  |  | EA*4X37L21A* | *96MSN0601716A* | 24600 | 17 | 9 | 25400 | 21200 | 83.46% | 1.78 | 0 | 10 |  |  |  | No | R-410A | 2.05 | Residential & Commercial | Ducted CEE Tier 1
211226001 | Central HP <5.4 tons | CARRIER | HRCU-A-CB (Split System: Heat Pump with Remote Outdoor Unit-Air-Source) | 38MURAQ36AB3* |  |  | CAP**4824AL* | 59TP6B080V21**20 | 35600 | 16 | 8.1 | 37800 | 34600 | 91.53% | 2.02 | 0 | 10 |  |  |  | No | R-410A | 2.9667 | Residential & Commercial | Ducted CEE Tier 1
211226034 | Central HP <5.4 tons | CARRIER | HRCU-A-CB (Split System: Heat Pump with Remote Outdoor Unit-Air-Source) | 38MURAQ36AB3* |  |  | CNPV*4821AL* | 58S(B,C)*A070E21**16 | 35800 | 16.5 | 8.1 | 38500 | 34800 | 90.39% | 2 | 0 | 10 |  |  |  | No | R-410A | 2.9833 | Residential & Commercial | Ducted CEE Tier 1
212980486 | Central HP <5.4 tons | CARRIER | HRCU-A-CB (Split System: Heat Pump with Remote Outdoor Unit-Air-Source) | 38MURAQ36AB3* |  |  | CAP**4824AL* | 58S(B,C)*B090M21**20 | 36000 | 16.5 | 8.5 | 37800 | 34600 | 91.53% | 2.04 | 0 | 10 |  |  |  | No | R-410A | 3 | Residential & Commercial | Ducted CEE Tier 1
211226053 | Central HP <5.4 tons | CARRIER | HRCU-A-CB (Split System: Heat Pump with Remote Outdoor Unit-Air-Source) | 38MURAQ36AB3* |  |  | CNPV*4821AL* | 59SC2D060E17**14 | 36200 | 16 | 8.1 | 38500 | 34800 | 90.39% | 2.02 | 0 | 10 |  |  |  | No | R-410A | 3.0167 | Residential & Commercial | Ducted CEE Tier 1
211226066 | Central HP <5.4 tons | CARRIER | HRCU-A-CB (Split System: Heat Pump with Remote Outdoor Unit-Air-Source) | 38MURAQ36AB3* |  |  | CNPV*4821AL* | 59SP6A100V21**20 | 36200 | 16 | 8.1 | 38500 | 34800 | 90.39% | 2.02 | 0 | 10 |  |  |  | No | R-410A | 3.0167 | Residential & Commercial | Ducted CEE Tier 1
215431166 | Central HP <5.4 tons | FRIEDRICH | HRCU-A-CB (Split System: Heat Pump with Remote Outdoor Unit-Air-Source) | WFPU18Z483C | ADP |  | PL60H210P199+AEFE5* |  | 47500 | 17 | 8.45 | 45000 | 32600 | 72.44% | 1.9 | 0 | 10 |  |  |  | No | R-410A | 3.9583 | Residential & Commercial | Ducted CEE Tier 1
214573749 | Central HP <5.4 tons | BRYANT HEATING AND COOLING SYSTEMS | HRCU-A-CB (Split System: Heat Pump with Remote Outdoor Unit-Air-Source) | 288BNV037*0**B* |  |  | CAP**4221AL*+UI | 935CB66100C21*** | 31800 | 17.5 | 8.5 | 32800 | 24400 | 74.39% | 1.9 | 0 | 11 |  |  |  | No | R-410A | 2.65 | Residential & Commercial | Ducted CEE Tier 1
214573949 | Central HP <5.4 tons | BRYANT HEATING AND COOLING SYSTEMS | HRCU-A-CB (Split System: Heat Pump with Remote Outdoor Unit-Air-Source) | 288BNV037*0**B* |  |  | CAP**4821AL*+UI | 987MC60080C21*** | 32200 | 17.5 | 8.5 | 32400 | 25000 | 77.16% | 1.98 | 0 | 11 |  |  |  | No | R-410A | 2.6833 | Residential & Commercial | Ducted CEE Tier 1
215383025 | Central HP <5.4 tons | FRIEDRICH | HRCU-A-C (Split System: Heat Pump with Remote Outdoor Unit with No Indoor Fan --Air Source) | WFPU18Z483C | ADP |  | H,RG55948+TD |  | 41500 | 15.2 | 8.55 | 40000 | 34200 | 85.5% | 1.94 | 0 | 11 |  |  |  | No | R-410A | 3.4583 | Residential & Commercial | Ducted CEE Tier 1
215675781 | Central HP <5.4 tons | KENMORE | HRCU-A-CB (Split System: Heat Pump with Remote Outdoor Unit-Air-Source) | (C,H,T)5H0V48*K*AAA* |  |  | EVM5X60M21A*+WALLCON | *95CSU1002122B* | 48000 | 19 | 9 | 50000 | 36600 | 73.2% | 2.12 | 0 | 10 |  |  |  | No | R-454B | 4 | Residential & Commercial | Ducted CEE Tier 1
215675801 | Central HP <5.4 tons | KENMORE | HRCU-A-CB (Split System: Heat Pump with Remote Outdoor Unit-Air-Source) | (C,H,T)5H0V48*K*AAA* |  |  | EVM5X60M21A*+WALLCON | *97CMN0801714B* | 47500 | 18.5 | 9 | 50000 | 37400 | 74.8% | 1.98 | 0 | 10 |  |  |  | No | R-454B | 3.9583 | Residential & Commercial | Ducted CEE Tier 1
214572999 | Central HP <5.4 tons | BRYANT HEATING AND COOLING SYSTEMS | HRCU-A-CB (Split System: Heat Pump with Remote Outdoor Unit-Air-Source) | 288BNV037*0**A* |  |  | CAP**6121AL*+UI | 986TD60080C21*** | 33200 | 18.5 | 8.5 | 31800 | 24800 | 77.99% | 2 | 0 | 11.5 |  |  |  | No | R-410A | 2.7667 | Residential & Commercial | Ducted CEE Tier 1
214573049 | Central HP <5.4 tons | BRYANT HEATING AND COOLING SYSTEMS | HRCU-A-CB (Split System: Heat Pump with Remote Outdoor Unit-Air-Source) | 288BNV037*0**A* |  |  | CAP**6124AL*+UI | 987MC60080C21*** | 33200 | 17.5 | 8.5 | 31800 | 24800 | 77.99% | 2 | 0 | 11.5 |  |  |  | No | R-410A | 2.7667 | Residential & Commercial | Ducted CEE Tier 1
214573149 | Central HP <5.4 tons | BRYANT HEATING AND COOLING SYSTEMS | HRCU-A-CB (Split System: Heat Pump with Remote Outdoor Unit-Air-Source) | 288BNV037*0**A* |  |  | CSPH*4212AL*+UI | 935CB66100C21*** | 32600 | 17 | 8.5 | 32800 | 24800 | 75.61% | 1.96 | 0 | 11 |  |  |  | No | R-410A | 2.7167 | Residential & Commercial | Ducted CEE Tier 1
214573658 | Central HP <5.4 tons | CARRIER | HRCU-A-CB (Split System: Heat Pump with Remote Outdoor Unit-Air-Source) | 25VNA837A*031* |  |  | CAP**3621AL*+UI | 59TN6C080C21**20 | 31600 | 17.5 | 8.1 | 32800 | 24200 | 73.78% | 1.86 | 0 | 11 |  |  |  | No | R-410A | 2.6333 | Residential & Commercial | Ducted CEE Tier 1
214574058 | Central HP <5.4 tons | CARRIER | HRCU-A-CB (Split System: Heat Pump with Remote Outdoor Unit-Air-Source) | 25VNA837A*031* |  |  | CAP**6024AL*+UI | 59MN7C060C21**20 | 32600 | 17.5 | 8.5 | 31800 | 25000 | 78.62% | 1.96 | 0 | 11 |  |  |  | No | R-410A | 2.7167 | Residential & Commercial | Ducted CEE Tier 1
214574078 | Central HP <5.4 tons | CARRIER | HRCU-A-CB (Split System: Heat Pump with Remote Outdoor Unit-Air-Source) | 25VNA837A*031* |  |  | CAP**6024AL*+UI | 59TN6C080C21**20 | 32800 | 18 | 8.5 | 31600 | 24600 | 77.85% | 2 | 0 | 11.5 |  |  |  | No | R-410A | 2.7333 | Residential & Commercial | Ducted CEE Tier 1
215412952 | Central HP <5.4 tons | FRIEDRICH | HRCU-A-CB (Split System: Heat Pump with Remote Outdoor Unit-Air-Source) | WFPU18Z363C | ADP |  | H,RG9J936+AEFE3A* |  | 33600 | 17 | 9.45 | 33400 | 25600 | 76.65% | 2.04 | 0 | 10 |  |  |  | No | R-410A | 2.8 | Residential & Commercial | Ducted CEE Tier 1
214570759 | Central HP <5.4 tons | BRYANT HEATING AND COOLING SYSTEMS | HRCU-A-CB (Split System: Heat Pump with Remote Outdoor Unit-Air-Source) | 288BNV025*0**C* |  |  | CAP**4824AL*+UI | 987MC60060C21*** | 24000 | 16.5 | 8.5 | 21000 | 16600 | 79.05% | 2 | 0 | 10.5 |  |  |  | No | R-410A | 2 | Residential & Commercial | Ducted CEE Tier 1
213613879 | Central HP <5.4 tons | KEEPRITE | HRCU-A-C (Split System: Heat Pump with Remote Outdoor Unit with No Indoor Fan --Air Source) | DLCURAH36ABK | ADP |  | H,GE34936+TD |  | 35800 | 15.2 | 8.45 | 36400 | 31200 | 85.71% | 1.82 | 0 | 10 |  |  |  | No | R-410A | 2.9833 | Residential & Commercial | Ducted CEE Tier 1
215431123 | Central HP <5.4 tons | FRIEDRICH | HRCU-A-CB (Split System: Heat Pump with Remote Outdoor Unit-Air-Source) | WFPU17Z243C | ADP |  | V,R36H175P149+AEFE4B* |  | 22000 | 16 | 9 | 21400 | 16500 | 77.1% | 2.04 | 0 | 10 |  |  |  | No | R-410A | 1.8333 | Residential & Commercial | Ducted CEE Tier 1
213886011 | Central HP <5.4 tons | AC PRO.com | HRCU-A-CB (Split System: Heat Pump with Remote Outdoor Unit-Air-Source) | AUD36W/A1-D(U) | ADP |  | HE7J924+AEFE4B* |  | 22800 | 15.2 | 8.4 | 22400 | 21200 | 94.64% | 1.78 | 0 | 11 |  |  |  | No | R-410A | 1.9 | Residential & Commercial | Ducted CEE Tier 1
214841723 | Central HP <5.4 tons | AC PRO.com | HRCU-A-CB (Split System: Heat Pump with Remote Outdoor Unit-Air-Source) | AUD36W/A1-D(U) | ADP |  | F,PE*G33925 |  | 23400 | 17 | 8.95 | 22400 | 21600 | 96.43% | 1.8 | 0 | 11.7 |  |  |  | No | R-410A | 1.95 | Residential & Commercial | Ducted CEE Tier 1
215431121 | Central HP <5.4 tons | FRIEDRICH | HRCU-A-CB (Split System: Heat Pump with Remote Outdoor Unit-Air-Source) | WFPU17Z243C | ADP |  | PL36H175P149+AEFE4B* |  | 22000 | 16 | 9 | 21400 | 16500 | 77.1% | 2.04 | 0 | 10 |  |  |  | No | R-410A | 1.8333 | Residential & Commercial | Ducted CEE Tier 1
213780932 | Central HP <5.4 tons | KEEPRITE | HRCU-A-CB (Split System: Heat Pump with Remote Outdoor Unit-Air-Source) | CVH837GKA2* |  |  | EA*4X37L21A*+WALLCON | *97CMN1002122B* | 33000 | 17 | 8.5 | 32600 | 25000 | 76.69% | 1.98 | 0 | 11.5 |  |  |  | No | R-410A | 2.75 | Residential & Commercial | Ducted CEE Tier 1
215412947 | Central HP <5.4 tons | FRIEDRICH | HRCU-A-CB (Split System: Heat Pump with Remote Outdoor Unit-Air-Source) | WFPU17Z243C | ADP |  | H,RG9J936+AEFE4B* |  | 22000 | 16 | 9 | 21400 | 16500 | 77.1% | 2.05 | 0 | 10 |  |  |  | No | R-410A | 1.8333 | Residential & Commercial | Ducted CEE Tier 1
215281569 | Central HP <5.4 tons | FRIEDRICH | HRCU-A-CB (Split System: Heat Pump with Remote Outdoor Unit-Air-Source) | WFPU17Z243C | ADP |  | SM7931 |  | 20800 | 16 | 8.75 | 21400 | 16500 | 77.1% | 2 | 0 | 10 |  |  |  | No | R-410A | 1.7333 | Residential & Commercial | Ducted CEE Tier 1
214397978 | Central HP <5.4 tons | CHAMPION HEATING AND COOLING | HRCU-A-CB (Split System: Heat Pump with Remote Outdoor Unit-Air-Source) | HH824E2S11 |  |  | CTF30B5ACS1 | TM9V080B12MP12 | 23000 | 17 | 9.5 | 23000 | 18200 | 79.13% | 2 | 0 | 12 |  |  |  | No | R-454B | 1.9167 | Residential & Commercial | Ducted CEE Tier 1
214570668 | Central HP <5.4 tons | CARRIER | HRCU-A-CB (Split System: Heat Pump with Remote Outdoor Unit-Air-Source) | 25VNA825A*032* |  |  | CAP**4821AL*+UI | 58TN*B070C21**20 | 24000 | 16.5 | 8.5 | 21000 | 16600 | 79.05% | 2.02 | 0 | 11 |  |  |  | No | R-410A | 2 | Residential & Commercial | Ducted CEE Tier 1
214397568 | Central HP <5.4 tons | CHAMPION HEATING AND COOLING | HRCU-A-CB (Split System: Heat Pump with Remote Outdoor Unit-Air-Source) | HH824E2S11 |  |  | CTF30B5ACS1 | TM9V060B12MP12 | 23000 | 17 | 9.5 | 23000 | 18300 | 79.57% | 2 | 0 | 12 |  |  |  | No | R-454B | 1.9167 | Residential & Commercial | Ducted CEE Tier 1
214397551 | Central HP <5.4 tons | CHAMPION HEATING AND COOLING | HRCU-A-CB (Split System: Heat Pump with Remote Outdoor Unit-Air-Source) | HH824E2S11 |  |  | CTM30B5ACS1 | TM8Y080B12MP11 | 23000 | 17 | 9.5 | 23000 | 18700 | 81.3% | 2 | 0 | 12 |  |  |  | No | R-454B | 1.9167 | Residential & Commercial | Ducted CEE Tier 1
211226084 | Central HP <5.4 tons | CARRIER | HRCU-A-CB (Split System: Heat Pump with Remote Outdoor Unit-Air-Source) | 38MURAQ36AB3* |  |  | CNPV*4824AL* | 58S(B,C)*A090E21**20 | 36600 | 16 | 8.1 | 39500 | 34800 | 88.1% | 2.04 | 0 | 10.5 |  |  |  | No | R-410A | 3.05 | Residential & Commercial | Ducted CEE Tier 1
211226116 | Central HP <5.4 tons | CARRIER | HRCU-A-CB (Split System: Heat Pump with Remote Outdoor Unit-Air-Source) | 38MURAQ36AB3* |  |  | CNPV*4824AL* | 59TP6B100V21**20 | 36600 | 15.5 | 8.1 | 39500 | 35000 | 88.61% | 2.04 | 0 | 10 |  |  |  | No | R-410A | 3.05 | Residential & Commercial | Ducted CEE Tier 1
213146641 | Central HP <5.4 tons | PAYNE HEATING AND COOLING | HRCU-A-CB (Split System: Heat Pump with Remote Outdoor Unit-Air-Source) | 38MURAQ36AB3* | ADP |  | V,C36H175P159+AEFE4B* |  | 37000 | 16 | 8.1 | 36800 | 34400 | 93.48% | 2 | 0 | 10 |  |  |  | No | R-410A | 3.0833 | Residential & Commercial | Ducted CEE Tier 1
216093470 | Central HP <5.4 tons | BOSCH | HRCU-A-CB (Split System: Heat Pump with Remote Outdoor Unit-Air-Source) | BOVA-36RTB-M20S | ADP |  | FE*G32*36+TXV |  | 32400 | 18 | 9.05 | 32200 | 24000 | 74.53% | 1.92 | 0 | 11 |  |  |  | No | R-454B | 2.7 | Residential & Commercial | Ducted CEE Tier 1
214569552 | Central HP <5.4 tons | CARRIER | HRCU-A-CB (Split System: Heat Pump with Remote Outdoor Unit-Air-Source) | 25VNA436A*031* |  |  | CAP**4321AL*+UI | 59CU5B100C21**22 | 34600 | 19.5 | 9.5 | 36400 | 25600 | 70.33% | 2.06 | 0 | 12 |  |  |  | No | R-410A | 2.8833 | Residential & Commercial | Ducted CEE Tier 1
214569686 | Central HP <5.4 tons | CARRIER | HRCU-A-CB (Split System: Heat Pump with Remote Outdoor Unit-Air-Source) | 25VNA436A*031* |  |  | CNPV*4824AL*+UI | 59CU5B080C21**20 | 33800 | 19 | 9 | 36800 | 26000 | 70.65% | 2.04 | 0 | 12.5 |  |  |  | No | R-410A | 2.8167 | Residential & Commercial | Ducted CEE Tier 1
214569700 | Central HP <5.4 tons | CARRIER | HRCU-A-CB (Split System: Heat Pump with Remote Outdoor Unit-Air-Source) | 25VNA436A*031* |  |  | CNPV*6024AL*+UI | 59CU5B100C21**22 | 34400 | 20 | 9 | 36200 | 25400 | 70.17% | 2.04 | 0 | 12.5 |  |  |  | No | R-410A | 2.8667 | Residential & Commercial | Ducted CEE Tier 1
213305956 | Central HP <5.4 tons | TEMPSTAR | HRCU-A-CB (Split System: Heat Pump with Remote Outdoor Unit-Air-Source) | DLCURAH18ABK | ADP |  | CP2403A+TXV+TD |  | 17400 | 15.2 | 8.7 | 17000 | 19400 | 114.1% | 2.32 | 0 | 10.5 |  |  |  | No | R-410A | 1.45 | Residential & Commercial | Ducted CEE Tier 1
214604337 | Central HP <5.4 tons | MIDEA | HRCU-A-C (Split System: Heat Pump with Remote Outdoor Unit with No Indoor Fan --Air Source) | 38MURAQ24AB3 | ADP |  | HG21930+TD |  | 23000 | 16 | 8.8 | 23000 | 19600 | 85.22% | 1.84 | 0 | 10 |  |  |  | No | R-410A | 1.9167 | Residential & Commercial | Ducted CEE Tier 1
214290120 | Central HP <5.4 tons | THERMAL ZONE | HRCU-A-C (Split System: Heat Pump with Remote Outdoor Unit with No Indoor Fan --Air Source) | TZPLV182PA | ADP |  | H,GG21924+TD |  | 17700 | 16 | 8.85 | 17100 | 14600 | 85.38% | 2.06 | 0 | 11.5 |  |  |  | No | R-410A | 1.475 | Residential & Commercial | Ducted CEE Tier 1
213613873 | Central HP <5.4 tons | KEEPRITE | HRCU-A-C (Split System: Heat Pump with Remote Outdoor Unit with No Indoor Fan --Air Source) | DLCURAH24ABK | ADP |  | H,GE30924+TD |  | 24000 | 16 | 9.1 | 23200 | 19600 | 84.48% | 1.88 | 0 | 10.5 |  |  |  | No | R-410A | 2 | Residential & Commercial | Ducted CEE Tier 1
215383026 | Central HP <5.4 tons | FRIEDRICH | HRCU-A-C (Split System: Heat Pump with Remote Outdoor Unit with No Indoor Fan --Air Source) | WFPU18Z483C | ADP |  | H,RG55960+TD |  | 41500 | 15.2 | 8.55 | 40000 | 34200 | 85.5% | 1.94 | 0 | 11 |  |  |  | No | R-410A | 3.4583 | Residential & Commercial | Ducted CEE Tier 1
212509255 | Central HP <5.4 tons | PAYNE HEATING AND COOLING | HRCU-A-CB (Split System: Heat Pump with Remote Outdoor Unit-Air-Source) | 38MURAQ18AB3* | ADP |  | H,PG7J936 | PG92ESAA36060A** | 18000 | 16 | 8.5 | 17400 | 18200 | 104.6% | 2.24 | 0 | 11 |  |  |  | No | R-410A | 1.5 | Residential & Commercial | Ducted CEE Tier 1
213311126 | Central HP <5.4 tons | PAYNE HEATING AND COOLING | HRCU-A-CB (Split System: Heat Pump with Remote Outdoor Unit-Air-Source) | 38MURAQ18AB3* | ADP |  | PL36H***P449+CBPE3A* |  | 17800 | 15.5 | 9 | 17100 | 19400 | 113.5% | 2.4 | 0 | 10.5 |  |  |  | No | R-410A | 1.4833 | Residential & Commercial | Ducted CEE Tier 1
212983305 | Central HP <5.4 tons | CARRIER | HRCU-A-CB (Split System: Heat Pump with Remote Outdoor Unit-Air-Source) | 38MURAQ18AB3* |  |  | CNPV*3017AL* | 59SC2E040M17**12 | 17400 | 15.5 | 8.1 | 18100 | 18700 | 103.3% | 2.24 | 0 | 10.5 |  |  |  | No | R-410A | 1.45 | Residential & Commercial | Ducted CEE Tier 1
213362052 | Central HP <5.4 tons | BOSCH | HRCU-A-CB (Split System: Heat Pump with Remote Outdoor Unit-Air-Source) | BOVB-60HDN1-M20G | ADP |  | HG35948 | BGH96M080C4B | 41000 | 16 | 8.8 | 42500 | 31000 | 72.94% | 1.9 | 0 | 11 |  |  |  | No | R-410A | 3.4167 | Residential & Commercial | Ducted CEE Tier 1
212367402 | Central HP <5.4 tons | BOSCH | HRCU-A-CB (Split System: Heat Pump with Remote Outdoor Unit-Air-Source) | BOVA-60HDN1-M20G | ADP |  | HG84948 | BGH96M080C4B | 42500 | 17 | 8.8 | 42500 | 31000 | 72.94% | 1.9 | 0 | 11.7 |  |  |  | No | R-410A | 3.5417 | Residential & Commercial | Ducted CEE Tier 1
212367421 | Central HP <5.4 tons | BOSCH | HRCU-A-CB (Split System: Heat Pump with Remote Outdoor Unit-Air-Source) | BOVB-60HDN1-M20G | ADP |  | HG84948 | BGH96M080C4B | 42500 | 17 | 8.8 | 42500 | 31000 | 72.94% | 1.9 | 0 | 11.7 |  |  |  | No | R-410A | 3.5417 | Residential & Commercial | Ducted CEE Tier 1
215383023 | Central HP <5.4 tons | FRIEDRICH | HRCU-A-C (Split System: Heat Pump with Remote Outdoor Unit with No Indoor Fan --Air Source) | WFPU18Z483C | ADP |  | H,RG72948+TD |  | 40500 | 15.2 | 8.55 | 40000 | 34200 | 85.5% | 1.94 | 0 | 11 |  |  |  | No | R-410A | 3.375 | Residential & Commercial | Ducted CEE Tier 1
215383024 | Central HP <5.4 tons | FRIEDRICH | HRCU-A-C (Split System: Heat Pump with Remote Outdoor Unit with No Indoor Fan --Air Source) | WFPU18Z483C | ADP |  | H,RG72960+TD |  | 40500 | 15.2 | 8.55 | 40000 | 34200 | 85.5% | 1.94 | 0 | 11 |  |  |  | No | R-410A | 3.375 | Residential & Commercial | Ducted CEE Tier 1
215387294 | Central HP <5.4 tons | FRIEDRICH | HRCU-A-CB (Split System: Heat Pump with Remote Outdoor Unit-Air-Source) | WFPU17Z243C | ADP |  | F,PE*G33925 |  | 21600 | 16 | 8.85 | 21400 | 16500 | 77.1% | 2.02 | 0 | 10 |  |  |  | No | R-410A | 1.8 | Residential & Commercial | Ducted CEE Tier 1
215281573 | Central HP <5.4 tons | FRIEDRICH | HRCU-A-CB (Split System: Heat Pump with Remote Outdoor Unit-Air-Source) | WFPU17Z243C | ADP |  | SM6931 |  | 21000 | 16 | 8.85 | 21400 | 16500 | 77.1% | 2.02 | 0 | 10 |  |  |  | No | R-410A | 1.75 | Residential & Commercial | Ducted CEE Tier 1
215431126 | Central HP <5.4 tons | FRIEDRICH | HRCU-A-CB (Split System: Heat Pump with Remote Outdoor Unit-Air-Source) | WFPU17Z243C | ADP |  | V,R36H175P159+AEFE4B* |  | 22000 | 16 | 9 | 21400 | 16500 | 77.1% | 2.05 | 0 | 10 |  |  |  | No | R-410A | 1.8333 | Residential & Commercial | Ducted CEE Tier 1
212367486 | Central HP <5.4 tons | BOSCH | HRCU-A-CB (Split System: Heat Pump with Remote Outdoor Unit-Air-Source) | BOVA-60HDN1-M20G | ADP |  | H,RG84948 | BGH96M080B3B | 42500 | 17 | 8.8 | 41500 | 30600 | 73.73% | 1.9 | 0 | 11.7 |  |  |  | No | R-410A | 3.5417 | Residential & Commercial | Ducted CEE Tier 1
208106496 | Central HP <5.4 tons | BOSCH | HRCU-A-CB (Split System: Heat Pump with Remote Outdoor Unit-Air-Source) | BOVA-60HDN1-M20G | ADP |  | PL60H210P199 | BGH96M080C4B | 42500 | 17 | 8.8 | 42500 | 31000 | 72.94% | 1.9 | 12 | 11.7 |  |  |  | No | R-410A | 3.5417 | Residential & Commercial | Ducted CEE Tier 1
212555856 | Central HP <5.4 tons | TRANE | HRCU-A-C (Split System: Heat Pump with Remote Outdoor Unit with No Indoor Fan --Air Source) | 4TXD2060A10NU** | ADP |  | H,TG52960 |  | 47000 | 15.2 | 8.5 | 46000 | 33200 | 72.17% | 1.8 | 0 | 10 |  |  |  | No | R-410A | 3.9167 | Residential & Commercial | Ducted CEE Tier 1
214866051 | Central HP <5.4 tons | AIREASE | HRCU-A-CB (Split System: Heat Pump with Remote Outdoor Unit-Air-Source) | 4SHP22LX124P-**A |  |  | 7AH2AE30PX-0* |  | 24200 | 22 | 9.5 | 22400 | 16100 | 71.88% | 2.34 | 0 | 13.5 |  |  |  | No | R-410A | 2.0167 | Residential & Commercial | Ducted CEE Tier 1
212406526 | Central HP <5.4 tons | TRANE | HRCU-A-C (Split System: Heat Pump with Remote Outdoor Unit with No Indoor Fan --Air Source) | 4TXD2060A10NU** | ADP |  | H,TG52948+TD |  | 47000 | 15.2 | 8.5 | 46000 | 33200 | 72.17% | 1.8 | 0 | 10 |  |  |  | No | R-410A | 3.9167 | Residential & Commercial | Ducted CEE Tier 1
212601618 | Central HP <5.4 tons | AIREASE | HRCU-A-CB (Split System: Heat Pump with Remote Outdoor Unit-Air-Source) | 4SHP22LX124P-**A | ADP |  | H,A,DE34936 | A96US2V070B12 | 23800 | 21 | 8.5 | 22000 | 15400 | 70% | 1.92 | 0 | 13.5 |  |  |  | No | R-410A | 1.9833 | Residential & Commercial | Ducted CEE Tier 1
215281572 | Central HP <5.4 tons | FRIEDRICH | HRCU-A-CB (Split System: Heat Pump with Remote Outdoor Unit-Air-Source) | WFPU17Z243C | ADP |  | SM7925 |  | 20800 | 16 | 8.75 | 21400 | 16500 | 77.1% | 2 | 0 | 10 |  |  |  | No | R-410A | 1.7333 | Residential & Commercial | Ducted CEE Tier 1
213886001 | Central HP <5.4 tons | AC PRO.com | HRCU-A-CB (Split System: Heat Pump with Remote Outdoor Unit-Air-Source) | AUD60W/A1-D(U) | ADP |  | PL60H210P529+AEFE5* |  | 54000 | 15.2 | 9 | 52000 | 40500 | 77.88% | 1.8 | 0 | 10 |  |  |  | No | R-410A | 4.5 | Residential & Commercial | Ducted CEE Tier 1
215383030 | Central HP <5.4 tons | FRIEDRICH | HRCU-A-C (Split System: Heat Pump with Remote Outdoor Unit with No Indoor Fan --Air Source) | WFPU18Z483C | ADP |  | H,RG74948+TD |  | 41000 | 15.2 | 8.55 | 40000 | 34200 | 85.5% | 1.94 | 0 | 11 |  |  |  | No | R-410A | 3.4167 | Residential & Commercial | Ducted CEE Tier 1
214573208 | Central HP <5.4 tons | CARRIER | HRCU-A-CB (Split System: Heat Pump with Remote Outdoor Unit-Air-Source) | 25VNA837A*030* |  |  | CSPH*4812AL*+UI | 59CU5B100C21**22 | 32600 | 17.5 | 8.5 | 32600 | 24800 | 76.07% | 1.98 | 0 | 11 |  |  |  | No | R-410A | 2.7167 | Residential & Commercial | Ducted CEE Tier 1
215389769 | Central HP <5.4 tons | ECOER | HRCU-A-C (Split System: Heat Pump with Remote Outdoor Unit with No Indoor Fan --Air Source) | EODA19H-2436A | ADP |  | M36E589+TD |  | 30200 | 15.2 | 8.75 | 32000 | 23200 | 72.5% | 1.9 | 0 | 10.5 |  |  |  | No | R-410A | 2.5167 | Residential & Commercial | Ducted CEE Tier 1
214573418 | Central HP <5.4 tons | CARRIER | HRCU-A-CB (Split System: Heat Pump with Remote Outdoor Unit-Air-Source) | 25VNA837A*030* |  |  | CNPV*4221AL*+UI | 59TN6C080C21**20 | 31800 | 17 | 8.1 | 33000 | 24400 | 73.94% | 1.9 | 0 | 11.5 |  |  |  | No | R-410A | 2.65 | Residential & Commercial | Ducted CEE Tier 1
213088732 | Central HP <5.4 tons | BOSCH | HRCU-A-CB (Split System: Heat Pump with Remote Outdoor Unit-Air-Source) | BOVA-60HDN1-M20G | ADP |  | V,R60H210P199+AEFE5* |  | 51500 | 17 | 9.45 | 53000 | 38000 | 71.7% | 2.02 | 0 | 11.7 |  |  |  | No | R-410A | 4.2917 | Residential & Commercial | Ducted CEE Tier 1
213088748 | Central HP <5.4 tons | BOSCH | HRCU-A-CB (Split System: Heat Pump with Remote Outdoor Unit-Air-Source) | BOVB-60HDN1-M20G | ADP |  | H,RG84948+AEFE4B* |  | 47000 | 18 | 9.5 | 46000 | 33200 | 72.17% | 2 | 0 | 12 |  |  |  | No | R-410A | 3.9167 | Residential & Commercial | Ducted CEE Tier 1
212361436 | Central HP <5.4 tons | BOSCH | HRCU-A-CB (Split System: Heat Pump with Remote Outdoor Unit-Air-Source) | BOVA-60HDN1-M20G | ADP |  | HE36(1,2)60+TXV | BGH96M100C5B | 44500 | 17 | 8.8 | 44500 | 32400 | 72.81% | 1.9 | 0 | 11.5 |  |  |  | No | R-410A | 3.7083 | Residential & Commercial | Ducted CEE Tier 1
214717447 | Central HP <5.4 tons | TEMPSTAR | HRCU-A-C (Split System: Heat Pump with Remote Outdoor Unit with No Indoor Fan --Air Source) | DLCURAH18ABK | ADP |  | H,GE31(1,2)30+TXV+TD |  | 18000 | 16 | 9.2 | 17300 | 14600 | 84.39% | 2.14 | 0 | 11.7 |  |  |  | No | R-410A | 1.5 | Residential & Commercial | Ducted CEE Tier 1
214569674 | Central HP <5.4 tons | CARRIER | HRCU-A-CB (Split System: Heat Pump with Remote Outdoor Unit-Air-Source) | 25VNA436A*031* |  |  | CNPV*4821AL*+UI | 59CU5B080C21**20 | 33800 | 19 | 9 | 36800 | 26000 | 70.65% | 2.04 | 0 | 12.5 |  |  |  | No | R-410A | 2.8167 | Residential & Commercial | Ducted CEE Tier 1
214569688 | Central HP <5.4 tons | CARRIER | HRCU-A-CB (Split System: Heat Pump with Remote Outdoor Unit-Air-Source) | 25VNA436A*031* |  |  | CNPV*4824AL*+UI | 59CU5B100C21**22 | 34000 | 19.5 | 9 | 36600 | 26000 | 71.04% | 2.04 | 0 | 12.5 |  |  |  | No | R-410A | 2.8333 | Residential & Commercial | Ducted CEE Tier 1
215681804 | Central HP <5.4 tons | BRYANT HEATING AND COOLING SYSTEMS | HRCU-A-CB (Split System: Heat Pump with Remote Outdoor Unit-Air-Source) | 290VAN048**AA* |  |  | CVAMA4821XMA*+UI | 987TA66100C21*** | 47000 | 18.5 | 9 | 50000 | 36400 | 72.8% | 2 | 0 | 10 |  |  |  | No | R-454B | 3.9167 | Residential & Commercial | Ducted CEE Tier 1
215681904 | Central HP <5.4 tons | BRYANT HEATING AND COOLING SYSTEMS | HRCU-A-CB (Split System: Heat Pump with Remote Outdoor Unit-Air-Source) | 290VAN048**AA* |  |  | CVAMA6021XMA*+UI | 83*CB36040C17*** | 48000 | 18.5 | 9 | 50000 | 36600 | 73.2% | 2 | 0 | 10 |  |  |  | No | R-454B | 4 | Residential & Commercial | Ducted CEE Tier 1
213250271 | Central HP <5.4 tons | COMFORT-AIRE | HRCU-A-C (Split System: Heat Pump with Remote Outdoor Unit with No Indoor Fan --Air Source) | A-VCD18SA-1 | ADP |  | *G21924+TD |  | 17700 | 16 | 8.85 | 17100 | 14600 | 85.38% | 2.06 | 0 | 11.5 |  |  |  | No | R-410A | 1.475 | Residential & Commercial | Ducted CEE Tier 1
213613874 | Central HP <5.4 tons | KEEPRITE | HRCU-A-C (Split System: Heat Pump with Remote Outdoor Unit with No Indoor Fan --Air Source) | DLCURAH24ABK | ADP |  | H,GE31930+TD |  | 24000 | 16 | 9.2 | 23400 | 19600 | 83.76% | 1.9 | 0 | 10.5 |  |  |  | No | R-410A | 2 | Residential & Commercial | Ducted CEE Tier 1
215431128 | Central HP <5.4 tons | FRIEDRICH | HRCU-A-CB (Split System: Heat Pump with Remote Outdoor Unit-Air-Source) | WFPU17Z243C | ADP |  | PL36H***P449+AEFE3A* |  | 22000 | 16 | 9 | 21400 | 16500 | 77.1% | 2.05 | 0 | 10 |  |  |  | No | R-410A | 1.8333 | Residential & Commercial | Ducted CEE Tier 1
215431130 | Central HP <5.4 tons | FRIEDRICH | HRCU-A-CB (Split System: Heat Pump with Remote Outdoor Unit-Air-Source) | WFPU17Z243C | ADP |  | H,RG8J936+AEFE4B* |  | 21800 | 16 | 9 | 21400 | 16500 | 77.1% | 2.05 | 0 | 10 |  |  |  | No | R-410A | 1.8167 | Residential & Commercial | Ducted CEE Tier 1
213356035 | Central HP <5.4 tons | PAYNE HEATING AND COOLING | HRCU-A-CB (Split System: Heat Pump with Remote Outdoor Unit-Air-Source) | 38MURAQ18AB3* | ADP |  | A24VBA+TXV+CBPE3A* |  | 17800 | 15.5 | 9 | 17100 | 19400 | 113.5% | 2.4 | 0 | 10.5 |  |  |  | No | R-410A | 1.4833 | Residential & Commercial | Ducted CEE Tier 1
213281354 | Central HP <5.4 tons | BOSCH | HRCU-A-CB (Split System: Heat Pump with Remote Outdoor Unit-Air-Source) | BOVB-60HDN1-M20G | ADP |  | V60H210P179+AEFE5* |  | 46000 | 18 | 9.35 | 46000 | 33200 | 72.17% | 1.98 | 0 | 11.7 |  |  |  | No | R-410A | 3.8333 | Residential & Commercial | Ducted CEE Tier 1
212978270 | Central HP <5.4 tons | CARRIER | HRCU-A-CB (Split System: Heat Pump with Remote Outdoor Unit-Air-Source) | 38MURAQ18AB3* |  |  | CAP**3014AL* | 58S(B,C)*B070M14**12 | 17700 | 16.5 | 8.5 | 18200 | 18700 | 102.7% | 2.24 | 0 | 10.5 |  |  |  | No | R-410A | 1.475 | Residential & Commercial | Ducted CEE Tier 1
207728364 | Central HP <5.4 tons | BOSCH | HRCU-A-CB (Split System: Heat Pump with Remote Outdoor Unit-Air-Source) | BOVB-60HDN1-M20G | ADP |  | F,PE*BB9948 |  | 44000 | 16 | 9.05 | 45500 | 33200 | 72.97% | 1.92 | 12.5 | 11 |  |  |  | No | R-410A | 3.6667 | Residential & Commercial | Ducted CEE Tier 1
212367401 | Central HP <5.4 tons | BOSCH | HRCU-A-CB (Split System: Heat Pump with Remote Outdoor Unit-Air-Source) | BOVA-60HDN1-M20G | ADP |  | HG84948 | BGH96M080B3B | 42500 | 17 | 8.8 | 41500 | 30600 | 73.73% | 1.9 | 0 | 11.7 |  |  |  | No | R-410A | 3.5417 | Residential & Commercial | Ducted CEE Tier 1
213281448 | Central HP <5.4 tons | BOSCH | HRCU-A-CB (Split System: Heat Pump with Remote Outdoor Unit-Air-Source) | BOVB-60HDN1-M20G | ADP |  | V48H175P789+AEFE4B* |  | 45000 | 18 | 9.15 | 46000 | 33200 | 72.17% | 1.94 | 0 | 11.5 |  |  |  | No | R-410A | 3.75 | Residential & Commercial | Ducted CEE Tier 1
213370121 | Central HP <5.4 tons | TOSOT | HRCU-A-C (Split System: Heat Pump with Remote Outdoor Unit with No Indoor Fan --Air Source) | TU36-24WADU | ADP |  | *E35936 |  | 23000 | 15.2 | 8.5 | 22400 | 21200 | 94.64% | 1.8 | 0 | 11 |  |  |  | No | R-410A | 1.9167 | Residential & Commercial | Ducted CEE Tier 1
212596783 | Central HP <5.4 tons | TOSOT | HRCU-A-C (Split System: Heat Pump with Remote Outdoor Unit with No Indoor Fan --Air Source) | TU36-24WADU | ADP |  | HG33936+TD |  | 22400 | 15.2 | 8.4 | 22400 | 21200 | 94.64% | 1.78 | 0 | 10.5 |  |  |  | No | R-410A | 1.8667 | Residential & Commercial | Ducted CEE Tier 1
213249110 | Central HP <5.4 tons | TOSOT | HRCU-A-C (Split System: Heat Pump with Remote Outdoor Unit with No Indoor Fan --Air Source) | TU36-24WADU | ADP |  | *G33936+TD |  | 22400 | 15.2 | 8.4 | 22400 | 21200 | 94.64% | 1.78 | 0 | 10.5 |  |  |  | No | R-410A | 1.8667 | Residential & Commercial | Ducted CEE Tier 1
213184842 | Central HP <5.4 tons | BOSCH | HRCU-A-CB (Split System: Heat Pump with Remote Outdoor Unit-Air-Source) | BOVA-60HDN1-M20G | ADP |  | H,GE35948+AEFE5* |  | 44500 | 18 | 9 | 45500 | 33200 | 72.97% | 1.92 | 0 | 11 |  |  |  | No | R-410A | 3.7083 | Residential & Commercial | Ducted CEE Tier 1
213362043 | Central HP <5.4 tons | BOSCH | HRCU-A-CB (Split System: Heat Pump with Remote Outdoor Unit-Air-Source) | BOVA-60HDN1-M20G | ADP |  | HG84960 | BGH96M080C4B | 42500 | 17 | 8.8 | 42500 | 31000 | 72.94% | 1.9 | 0 | 11.7 |  |  |  | No | R-410A | 3.5417 | Residential & Commercial | Ducted CEE Tier 1
212380903 | Central HP <5.4 tons | BOSCH | HRCU-A-CB (Split System: Heat Pump with Remote Outdoor Unit-Air-Source) | BOVB-60HDN1-M20G | ADP |  | H,RG84960 | BGH96M080C4B | 42500 | 17 | 8.8 | 42500 | 31000 | 72.94% | 1.9 | 0 | 11.7 |  |  |  | No | R-410A | 3.5417 | Residential & Commercial | Ducted CEE Tier 1
214569507 | Central HP <5.4 tons | BRYANT HEATING AND COOLING SYSTEMS | HRCU-A-CB (Split System: Heat Pump with Remote Outdoor Unit-Air-Source) | 284ANV048*0**B* |  |  | CNPV*6024AL*+UI | 935CB60080C21*** | 44500 | 21 | 9 | 46500 | 36400 | 78.28% | 2.26 | 0 | 12 |  |  |  | No | R-410A | 3.7083 | Residential & Commercial | Ducted CEE Tier 1
212381094 | Central HP <5.4 tons | BOSCH | HRCU-A-CB (Split System: Heat Pump with Remote Outdoor Unit-Air-Source) | BOVB-60HDN1-M20G | ADP |  | H,RG2K948 | BGH96M100C5A | 44500 | 17 | 8.8 | 44500 | 32400 | 72.81% | 1.9 | 0 | 11.5 |  |  |  | No | R-410A | 3.7083 | Residential & Commercial | Ducted CEE Tier 1
212380712 | Central HP <5.4 tons | BOSCH | HRCU-A-CB (Split System: Heat Pump with Remote Outdoor Unit-Air-Source) | BOVB-60HDN1-M20G | ADP |  | PL60H210P179 | BGH96M100C5B | 45000 | 17 | 8.8 | 44500 | 32400 | 72.81% | 1.9 | 0 | 11.7 |  |  |  | No | R-410A | 3.75 | Residential & Commercial | Ducted CEE Tier 1
213281326 | Central HP <5.4 tons | BOSCH | HRCU-A-CB (Split System: Heat Pump with Remote Outdoor Unit-Air-Source) | BOVB-60HDN1-M20G | ADP |  | PL48H175P159+AEFE4B* |  | 44500 | 18 | 9.05 | 45500 | 33200 | 72.97% | 1.92 | 0 | 11 |  |  |  | No | R-410A | 3.7083 | Residential & Commercial | Ducted CEE Tier 1
212380755 | Central HP <5.4 tons | BOSCH | HRCU-A-CB (Split System: Heat Pump with Remote Outdoor Unit-Air-Source) | BOVA-60HDN1-M20G | ADP |  | V,R60H210P199 | BGH96M080C4A | 42500 | 17 | 8.8 | 42500 | 31000 | 72.94% | 1.9 | 0 | 11.7 |  |  |  | No | R-410A | 3.5417 | Residential & Commercial | Ducted CEE Tier 1
212380757 | Central HP <5.4 tons | BOSCH | HRCU-A-CB (Split System: Heat Pump with Remote Outdoor Unit-Air-Source) | BOVA-60HDN1-M20G | ADP |  | H,RG86960 | BGH96M080C4A | 42500 | 17 | 8.8 | 42500 | 31000 | 72.94% | 1.9 | 0 | 11.7 |  |  |  | No | R-410A | 3.5417 | Residential & Commercial | Ducted CEE Tier 1
212380759 | Central HP <5.4 tons | BOSCH | HRCU-A-CB (Split System: Heat Pump with Remote Outdoor Unit-Air-Source) | BOVA-60HDN1-M20G | ADP |  | V,R60H210P179 | BGH96M080C4B | 42500 | 17 | 8.8 | 42500 | 31000 | 72.94% | 1.9 | 0 | 11.7 |  |  |  | No | R-410A | 3.5417 | Residential & Commercial | Ducted CEE Tier 1
213613897 | Central HP <5.4 tons | KEEPRITE | HRCU-A-C (Split System: Heat Pump with Remote Outdoor Unit with No Indoor Fan --Air Source) | DLCURAH24ABK | ADP |  | H,GE21924+TD |  | 23000 | 16 | 8.8 | 23000 | 19600 | 85.22% | 1.84 | 0 | 10 |  |  |  | No | R-410A | 1.9167 | Residential & Commercial | Ducted CEE Tier 1
213305955 | Central HP <5.4 tons | TEMPSTAR | HRCU-A-CB (Split System: Heat Pump with Remote Outdoor Unit-Air-Source) | DLCURAH18ABK | ADP |  | CP1903A+TXV+TD |  | 17400 | 15.2 | 8.7 | 17000 | 19400 | 114.1% | 2.32 | 0 | 10.5 |  |  |  | No | R-410A | 1.45 | Residential & Commercial | Ducted CEE Tier 1
211392886 | Central HP <5.4 tons | FRASER-JOHNSTON | HRCU-A-CB (Split System: Heat Pump with Remote Outdoor Unit-Air-Source) | HMH72B341 |  |  | XAFB36DBCN1 | TMLE040A12MP11 | 34000 | 18 | 8.1 | 33600 | 23800 | 70.83% | 2.06 | 0 | 10 |  |  |  | No | R-410A | 2.8333 | Residential & Commercial | Ducted CEE Tier 1
214569572 | Central HP <5.4 tons | CARRIER | HRCU-A-CB (Split System: Heat Pump with Remote Outdoor Unit-Air-Source) | 25VNA436A*031* |  |  | CAP**4824AL*+UI | 58TN*B070C21**20 | 33800 | 19.5 | 9.5 | 36400 | 25800 | 70.88% | 2.04 | 0 | 12 |  |  |  | No | R-410A | 2.8167 | Residential & Commercial | Ducted CEE Tier 1
214569574 | Central HP <5.4 tons | CARRIER | HRCU-A-CB (Split System: Heat Pump with Remote Outdoor Unit-Air-Source) | 25VNA436A*031* |  |  | CAP**4824AL*+UI | 59CU5B080C21**20 | 33800 | 19 | 9.5 | 36400 | 25800 | 70.88% | 2.04 | 0 | 12 |  |  |  | No | R-410A | 2.8167 | Residential & Commercial | Ducted CEE Tier 1
212380775 | Central HP <5.4 tons | BOSCH | HRCU-A-CB (Split System: Heat Pump with Remote Outdoor Unit-Air-Source) | BOVA-60HDN1-M20G | ADP |  | V,R60H210P179 | BGH96M100C5B | 45000 | 17 | 8.8 | 44500 | 32400 | 72.81% | 1.9 | 0 | 11.7 |  |  |  | No | R-410A | 3.75 | Residential & Commercial | Ducted CEE Tier 1
212361593 | Central HP <5.4 tons | BOSCH | HRCU-A-CB (Split System: Heat Pump with Remote Outdoor Unit-Air-Source) | BOVA-60HDN1-M20G | ADP |  | HE48(1,2)60+TXV | BGH96M100D5B | 45500 | 17 | 9 | 45000 | 32800 | 72.89% | 1.9 | 0 | 11.7 |  |  |  | No | R-410A | 3.7917 | Residential & Commercial | Ducted CEE Tier 1
212361473 | Central HP <5.4 tons | BOSCH | HRCU-A-CB (Split System: Heat Pump with Remote Outdoor Unit-Air-Source) | BOVA-60HDN1-M20G | ADP |  | HE35948 | BGH96M100C5B | 44000 | 17 | 8.8 | 44500 | 32400 | 72.81% | 1.9 | 0 | 11.5 |  |  |  | No | R-410A | 3.6667 | Residential & Commercial | Ducted CEE Tier 1
212361482 | Central HP <5.4 tons | BOSCH | HRCU-A-CB (Split System: Heat Pump with Remote Outdoor Unit-Air-Source) | BOVA-60HDN1-M20G | ADP |  | HE36960 | BGH96M100D5B | 45000 | 17 | 9 | 45000 | 32800 | 72.89% | 1.9 | 0 | 11.5 |  |  |  | No | R-410A | 3.75 | Residential & Commercial | Ducted CEE Tier 1
212361491 | Central HP <5.4 tons | BOSCH | HRCU-A-CB (Split System: Heat Pump with Remote Outdoor Unit-Air-Source) | BOVA-60HDN1-M20G | ADP |  | HE37960 | BGH96M120D5B | 45000 | 17 | 9 | 45000 | 33000 | 73.33% | 1.9 | 0 | 11.5 |  |  |  | No | R-410A | 3.75 | Residential & Commercial | Ducted CEE Tier 1
215281568 | Central HP <5.4 tons | FRIEDRICH | HRCU-A-CB (Split System: Heat Pump with Remote Outdoor Unit-Air-Source) | WFPU17Z243C | ADP |  | SM3925 |  | 20600 | 16 | 8.7 | 21400 | 16500 | 77.1% | 2 | 0 | 10 |  |  |  | No | R-410A | 1.7167 | Residential & Commercial | Ducted CEE Tier 1
213366572 | Central HP <5.4 tons | TOSOT | HRCU-A-CB (Split System: Heat Pump with Remote Outdoor Unit-Air-Source) | TU36-24WADU | ADP |  | HE33936+AEFE4B* |  | 23400 | 17 | 8.95 | 22400 | 21600 | 96.43% | 1.8 | 0 | 11.7 |  |  |  | No | R-410A | 1.95 | Residential & Commercial | Ducted CEE Tier 1
215295778 | Central HP <5.4 tons | AIRQUEST | HRCU-A-CB (Split System: Heat Pump with Remote Outdoor Unit-Air-Source) | DLCURAH36ABK | ADP |  | H,GG81936 | *96VTN1202422B* | 35600 | 16 | 8.5 | 36200 | 34200 | 94.48% | 2.02 | 0 | 10 |  |  |  | No | R-410A | 2.9667 | Residential & Commercial | Ducted CEE Tier 1
215295779 | Central HP <5.4 tons | AIRQUEST | HRCU-A-CB (Split System: Heat Pump with Remote Outdoor Unit-Air-Source) | DLCURAH36ABK | ADP |  | HG81936 | *96VTN1202422B* | 35600 | 16 | 8.5 | 36200 | 34200 | 94.48% | 2.02 | 0 | 10 |  |  |  | No | R-410A | 2.9667 | Residential & Commercial | Ducted CEE Tier 1
214569654 | Central HP <5.4 tons | CARRIER | HRCU-A-CB (Split System: Heat Pump with Remote Outdoor Unit-Air-Source) | 25VNA436A*031* |  |  | CSPH*4812AL*+UI | 59TN6C080C21**20 | 34200 | 19 | 9 | 36400 | 25800 | 70.88% | 2.06 | 0 | 12 |  |  |  | No | R-410A | 2.85 | Residential & Commercial | Ducted CEE Tier 1
213613872 | Central HP <5.4 tons | KEEPRITE | HRCU-A-C (Split System: Heat Pump with Remote Outdoor Unit with No Indoor Fan --Air Source) | DLCURAH18ABK | ADP |  | H,GE31930+TD |  | 18000 | 16 | 9.2 | 17300 | 14600 | 84.39% | 2.14 | 0 | 11.7 |  |  |  | No | R-410A | 1.5 | Residential & Commercial | Ducted CEE Tier 1
213305964 | Central HP <5.4 tons | TEMPSTAR | HRCU-A-CB (Split System: Heat Pump with Remote Outdoor Unit-Air-Source) | DLCURAH18ABK | ADP |  | CE1801A+TXV |  | 17400 | 17 | 8.6 | 17000 | 19300 | 113.5% | 2.3 | 0 | 10.5 |  |  |  | No | R-410A | 1.45 | Residential & Commercial | Ducted CEE Tier 1
214595959 | Central HP <5.4 tons | MIDEA | HRCU-A-CB (Split System: Heat Pump with Remote Outdoor Unit-Air-Source) | DLCURAH24ABK | ADP |  | F,PE*G22924 |  | 24000 | 16 | 9 | 23200 | 19600 | 84.48% | 1.86 | 0 | 10.5 |  |  |  | No | R-410A | 2 | Residential & Commercial | Ducted CEE Tier 1
214279030 | Central HP <5.4 tons | MIDEA | HRCU-A-CB (Split System: Heat Pump with Remote Outdoor Unit-Air-Source) | 38MURAQ24AB3 | ADP |  | HG21924+AEFE3A* |  | 23400 | 16 | 8.8 | 23000 | 19600 | 85.22% | 1.84 | 0 | 10.5 |  |  |  | No | R-410A | 1.95 | Residential & Commercial | Ducted CEE Tier 1
213362051 | Central HP <5.4 tons | BOSCH | HRCU-A-CB (Split System: Heat Pump with Remote Outdoor Unit-Air-Source) | BOVB-60HDN1-M20G | ADP |  | HG35948 | BGH96M080B3B | 41000 | 16 | 8.8 | 41500 | 30600 | 73.73% | 1.9 | 0 | 11 |  |  |  | No | R-410A | 3.4167 | Residential & Commercial | Ducted CEE Tier 1
213281329 | Central HP <5.4 tons | BOSCH | HRCU-A-CB (Split System: Heat Pump with Remote Outdoor Unit-Air-Source) | BOVB-60HDN1-M20G | ADP |  | HG86960+AEFE5* |  | 51500 | 17 | 9.45 | 53000 | 38000 | 71.7% | 2.02 | 0 | 11.7 |  |  |  | No | R-410A | 4.2917 | Residential & Commercial | Ducted CEE Tier 1
204802864 | Central HP <5.4 tons | BOSCH | HRCU-A-CB (Split System: Heat Pump with Remote Outdoor Unit-Air-Source) | BOVA-60HDN1-M20G | ADP |  | F,PE*TT1948 |  | 46500 | 17 | 9.45 | 46000 | 33200 | 72.17% | 2 | 13.5 | 11.7 |  |  |  | No | R-410A | 3.875 | Residential & Commercial | Ducted CEE Tier 1
211634336 | Central HP <5.4 tons | BOSCH | HRCU-A-CB (Split System: Heat Pump with Remote Outdoor Unit-Air-Source) | BOVB-60HDN1-M20G | ADP |  | F,PE*TT4960 |  | 47000 | 18 | 9.5 | 46000 | 33200 | 72.17% | 2 | 0 | 12 |  |  |  | No | R-410A | 3.9167 | Residential & Commercial | Ducted CEE Tier 1
213307136 | Central HP <5.4 tons | BOSCH | HRCU-A-CB (Split System: Heat Pump with Remote Outdoor Unit-Air-Source) | BOVB-60HDN1-M20G | ADP |  | V48H175P469+AEFE4B* |  | 46500 | 18 | 9.5 | 46000 | 33200 | 72.17% | 2 | 0 | 11.7 |  |  |  | No | R-410A | 3.875 | Residential & Commercial | Ducted CEE Tier 1
213307138 | Central HP <5.4 tons | BOSCH | HRCU-A-CB (Split System: Heat Pump with Remote Outdoor Unit-Air-Source) | BOVB-60HDN1-M20G | ADP |  | HG2K948+AEFE4B* |  | 45000 | 18 | 9.15 | 46000 | 33200 | 72.17% | 1.94 | 0 | 11.5 |  |  |  | No | R-410A | 3.75 | Residential & Commercial | Ducted CEE Tier 1
214777844 | Central HP <5.4 tons | FRIEDRICH | HRCU-A-CB (Split System: Heat Pump with Remote Outdoor Unit-Air-Source) | WFPU17Z243C | ADP |  | F,PE*E33930 |  | 21600 | 16 | 8.85 | 21400 | 16500 | 77.1% | 2.02 | 0 | 10 |  |  |  | No | R-410A | 1.8 | Residential & Commercial | Ducted CEE Tier 1
215412948 | Central HP <5.4 tons | FRIEDRICH | HRCU-A-CB (Split System: Heat Pump with Remote Outdoor Unit-Air-Source) | WFPU17Z243C | ADP |  | H,RG9J936+AEFE3A* |  | 22000 | 16 | 9 | 21400 | 16500 | 77.1% | 2.05 | 0 | 10 |  |  |  | No | R-410A | 1.8333 | Residential & Commercial | Ducted CEE Tier 1
213370129 | Central HP <5.4 tons | TOSOT | HRCU-A-C (Split System: Heat Pump with Remote Outdoor Unit with No Indoor Fan --Air Source) | TU36-24WADU | ADP |  | *G35936 |  | 23000 | 15.2 | 8.5 | 22400 | 21200 | 94.64% | 1.8 | 0 | 11 |  |  |  | No | R-410A | 1.9167 | Residential & Commercial | Ducted CEE Tier 1
212406525 | Central HP <5.4 tons | TRANE | HRCU-A-C (Split System: Heat Pump with Remote Outdoor Unit with No Indoor Fan --Air Source) | 4TXD2036A10NU** | ADP |  | H,TG34930+TD |  | 22800 | 15.2 | 8.5 | 22400 | 21200 | 94.64% | 1.8 | 0 | 11 |  |  |  | No | R-410A | 1.9 | Residential & Commercial | Ducted CEE Tier 1
212396547 | Central HP <5.4 tons | TRANE | HRCU-A-CB (Split System: Heat Pump with Remote Outdoor Unit-Air-Source) | 4TXD2036A10NU** | ADP |  | F,PE*E32925 |  | 23000 | 16 | 8.85 | 22400 | 21200 | 94.64% | 1.8 | 0 | 11.5 |  |  |  | No | R-410A | 1.9167 | Residential & Commercial | Ducted CEE Tier 1
213366573 | Central HP <5.4 tons | TOSOT | HRCU-A-CB (Split System: Heat Pump with Remote Outdoor Unit-Air-Source) | TU36-24WADU | ADP |  | HE33930+AEFE3A* |  | 23200 | 16 | 8.95 | 22400 | 21600 | 96.43% | 1.8 | 0 | 11.7 |  |  |  | No | R-410A | 1.9333 | Residential & Commercial | Ducted CEE Tier 1
212498647 | Central HP <5.4 tons | TRANE | HRCU-A-CB (Split System: Heat Pump with Remote Outdoor Unit-Air-Source) | 4TXD2036A10NU** | ADP |  | CP3005C+TXV+TD |  | 22400 | 15.2 | 8.25 | 22400 | 21200 | 94.64% | 1.76 | 0 | 10.5 |  |  |  | No | R-410A | 1.8667 | Residential & Commercial | Ducted CEE Tier 1
216093471 | Central HP <5.4 tons | BOSCH | HRCU-A-CB (Split System: Heat Pump with Remote Outdoor Unit-Air-Source) | BOVA-36RTB-M20S | ADP |  | HG32*24+TXV+AEFE3A* |  | 23000 | 20 | 9.2 | 22400 | 17000 | 75.89% | 1.94 | 0 | 12.5 |  |  |  | No | R-454B | 1.9167 | Residential & Commercial | Ducted CEE Tier 1
214073859 | Central HP <5.4 tons | TRANE | HRCU-A-C (Split System: Heat Pump with Remote Outdoor Unit with No Indoor Fan --Air Source) | 4TXD2060A10NU** | ADP |  | PL60H210P529+TD |  | 47000 | 15.2 | 8.5 | 46000 | 33200 | 72.17% | 1.8 | 0 | 10 |  |  |  | No | R-410A | 3.9167 | Residential & Commercial | Ducted CEE Tier 1
214717448 | Central HP <5.4 tons | TEMPSTAR | HRCU-A-C (Split System: Heat Pump with Remote Outdoor Unit with No Indoor Fan --Air Source) | DLCURAH18ABK | ADP |  | H,GE30(1,2)24+TXV+TD |  | 18000 | 16 | 9.1 | 17300 | 14600 | 84.39% | 2.12 | 0 | 11.7 |  |  |  | No | R-410A | 1.5 | Residential & Commercial | Ducted CEE Tier 1
214501175 | Central HP <5.4 tons | THERMAL ZONE | HRCU-A-CB (Split System: Heat Pump with Remote Outdoor Unit-Air-Source) | TZPLV242PA | ADP |  | H,GG21924+AEFE3A* |  | 23400 | 16 | 8.8 | 23000 | 19600 | 85.22% | 1.84 | 0 | 10.5 |  |  |  | No | R-410A | 1.95 | Residential & Commercial | Ducted CEE Tier 1
214801869 | Central HP <5.4 tons | TEMPSTAR | HRCU-A-C (Split System: Heat Pump with Remote Outdoor Unit with No Indoor Fan --Air Source) | DLCURAH24ABK | ADP |  | CE(P,V)3617G349 |  | 24000 | 16 | 9.5 | 23400 | 19600 | 83.76% | 1.95 | 0 | 10.5 |  |  |  | No | R-410A | 2 | Residential & Commercial | Ducted CEE Tier 1
214665276 | Central HP <5.4 tons | TEMPSTAR | HRCU-A-C (Split System: Heat Pump with Remote Outdoor Unit with No Indoor Fan --Air Source) | DLCURAH24ABK | ADP |  | H,GE31930+TD |  | 24000 | 16 | 9.2 | 23400 | 19600 | 83.76% | 1.9 | 0 | 10.5 |  |  |  | No | R-410A | 2 | Residential & Commercial | Ducted CEE Tier 1
214719910 | Central HP <5.4 tons | COLEMAN | HRCU-A-CB (Split System: Heat Pump with Remote Outdoor Unit-Air-Source) | HH836E2S11 |  |  | CTU48C5XFS1+TXV | TM8Y120C20MP11 | 34400 | 19 | 9 | 32600 | 25800 | 79.14% | 2 | 0 | 11 |  |  |  | No | R-454B | 2.8667 | Residential & Commercial | Ducted CEE Tier 1
211390271 | Central HP <5.4 tons | FRASER-JOHNSTON | HRCU-A-CB (Split System: Heat Pump with Remote Outdoor Unit-Air-Source) | HMH72B341 |  |  | XAFC36DBCN1 | TMLV100C16MP12 | 34000 | 17.5 | 8.5 | 33800 | 23800 | 70.41% | 2.08 | 0 | 10 |  |  |  | No | R-410A | 2.8333 | Residential & Commercial | Ducted CEE Tier 1
213307710 | Central HP <5.4 tons | TOSOT | HRCU-A-CB (Split System: Heat Pump with Remote Outdoor Unit-Air-Source) | TU36-24WADU | ADP |  | F,PE*CC4937 |  | 34000 | 15.2 | 9 | 33400 | 27600 | 82.63% | 1.8 | 0 | 10 |  |  |  | No | R-410A | 2.8333 | Residential & Commercial | Ducted CEE Tier 1
212361480 | Central HP <5.4 tons | BOSCH | HRCU-A-CB (Split System: Heat Pump with Remote Outdoor Unit-Air-Source) | BOVA-60HDN1-M20G | ADP |  | HE48960 | BGH96M100D5A | 45500 | 17 | 9 | 45000 | 32800 | 72.89% | 1.9 | 0 | 11.7 |  |  |  | No | R-410A | 3.7917 | Residential & Commercial | Ducted CEE Tier 1
212361579 | Central HP <5.4 tons | BOSCH | HRCU-A-CB (Split System: Heat Pump with Remote Outdoor Unit-Air-Source) | BOVA-60HDN1-M20G | ADP |  | HE48(1,2)60+TXV | BGH96M080B3A | 42500 | 17 | 8.8 | 41500 | 30600 | 73.73% | 1.9 | 0 | 11.7 |  |  |  | No | R-410A | 3.5417 | Residential & Commercial | Ducted CEE Tier 1
212361580 | Central HP <5.4 tons | BOSCH | HRCU-A-CB (Split System: Heat Pump with Remote Outdoor Unit-Air-Source) | BOVA-60HDN1-M20G | ADP |  | HE35(1,2)48+TXV | BGH96M080B3B | 41000 | 16 | 8.8 | 41500 | 30600 | 73.73% | 1.9 | 0 | 11 |  |  |  | No | R-410A | 3.4167 | Residential & Commercial | Ducted CEE Tier 1
212361595 | Central HP <5.4 tons | BOSCH | HRCU-A-CB (Split System: Heat Pump with Remote Outdoor Unit-Air-Source) | BOVA-60HDN1-M20G | ADP |  | HE48(1,2)60+TXV | BGH96M120D5A | 45500 | 17 | 9 | 45000 | 33000 | 73.33% | 1.9 | 0 | 11.7 |  |  |  | No | R-410A | 3.7917 | Residential & Commercial | Ducted CEE Tier 1
212361437 | Central HP <5.4 tons | BOSCH | HRCU-A-CB (Split System: Heat Pump with Remote Outdoor Unit-Air-Source) | BOVA-60HDN1-M20G | ADP |  | HE36(1,2)60+TXV | BGH96M100D5A | 45000 | 17 | 9 | 45000 | 32800 | 72.89% | 1.9 | 0 | 11.5 |  |  |  | No | R-410A | 3.75 | Residential & Commercial | Ducted CEE Tier 1
212361486 | Central HP <5.4 tons | BOSCH | HRCU-A-CB (Split System: Heat Pump with Remote Outdoor Unit-Air-Source) | BOVA-60HDN1-M20G | ADP |  | HE36960 | BGH96M120D5A | 45000 | 17 | 9 | 45000 | 33000 | 73.33% | 1.9 | 0 | 11.5 |  |  |  | No | R-410A | 3.75 | Residential & Commercial | Ducted CEE Tier 1
212361489 | Central HP <5.4 tons | BOSCH | HRCU-A-CB (Split System: Heat Pump with Remote Outdoor Unit-Air-Source) | BOVA-60HDN1-M20G | ADP |  | HE35948 | BGH96M120D5B | 44500 | 17 | 9 | 45000 | 33000 | 73.33% | 1.9 | 0 | 11.5 |  |  |  | No | R-410A | 3.7083 | Residential & Commercial | Ducted CEE Tier 1
212361587 | Central HP <5.4 tons | BOSCH | HRCU-A-CB (Split System: Heat Pump with Remote Outdoor Unit-Air-Source) | BOVA-60HDN1-M20G | ADP |  | HE48(1,2)60+TXV | BGH96M100C5A | 45000 | 17 | 8.8 | 44500 | 32400 | 72.81% | 1.9 | 0 | 11.7 |  |  |  | No | R-410A | 3.75 | Residential & Commercial | Ducted CEE Tier 1
212544102 | Central HP <5.4 tons | TRANE | HRCU-A-C (Split System: Heat Pump with Remote Outdoor Unit with No Indoor Fan --Air Source) | 4TXD2036A10NU** | ADP |  | H,TG34936 |  | 22800 | 15.2 | 8.5 | 22400 | 21200 | 94.64% | 1.8 | 0 | 11 |  |  |  | No | R-410A | 1.9 | Residential & Commercial | Ducted CEE Tier 1
214574368 | Central HP <5.4 tons | CARRIER | HRCU-A-CB (Split System: Heat Pump with Remote Outdoor Unit-Air-Source) | 25VNA837A*031* |  |  | CSPH*4812AL*+UI | 59MN7C080C21**20 | 32600 | 17 | 8.5 | 32800 | 25000 | 76.22% | 1.98 | 0 | 11 |  |  |  | No | R-410A | 2.7167 | Residential & Commercial | Ducted CEE Tier 1
214574518 | Central HP <5.4 tons | CARRIER | HRCU-A-CB (Split System: Heat Pump with Remote Outdoor Unit-Air-Source) | 25VNA837A*031* |  |  | CNPV*4221AL*+UI | 59CU5B080C21**20 | 31800 | 17 | 8.1 | 33000 | 24600 | 74.55% | 1.88 | 0 | 11 |  |  |  | No | R-410A | 2.65 | Residential & Commercial | Ducted CEE Tier 1
214574668 | Central HP <5.4 tons | CARRIER | HRCU-A-CB (Split System: Heat Pump with Remote Outdoor Unit-Air-Source) | 25VNA837A*031* |  |  | CNPV*4824AL*+UI | 59MN7C080C21**20 | 32400 | 17.5 | 8.5 | 32800 | 24800 | 75.61% | 1.96 | 0 | 11.5 |  |  |  | No | R-410A | 2.7 | Residential & Commercial | Ducted CEE Tier 1
215681874 | Central HP <5.4 tons | BRYANT HEATING AND COOLING SYSTEMS | HRCU-A-CB (Split System: Heat Pump with Remote Outdoor Unit-Air-Source) | 290VAN048**AA* |  |  | CVAMA4921XMA*+UI | 987TA60080C21*** | 48000 | 19 | 9 | 50000 | 36800 | 73.6% | 2 | 0 | 10 |  |  |  | No | R-454B | 4 | Residential & Commercial | Ducted CEE Tier 1
215682024 | Central HP <5.4 tons | BRYANT HEATING AND COOLING SYSTEMS | HRCU-A-CB (Split System: Heat Pump with Remote Outdoor Unit-Air-Source) | 290VAN048**AA* |  |  | CVAMA6024XMA*+UI | 987TA66120C24*** | 48000 | 19 | 9 | 50000 | 36600 | 73.2% | 2 | 0 | 10.5 |  |  |  | No | R-454B | 4 | Residential & Commercial | Ducted CEE Tier 1
214574508 | Central HP <5.4 tons | CARRIER | HRCU-A-CB (Split System: Heat Pump with Remote Outdoor Unit-Air-Source) | 25VNA837A*031* |  |  | CNPV*4221AL*+UI | 58TN*B070C21**20 | 31800 | 17 | 8.1 | 33000 | 24600 | 74.55% | 1.88 | 0 | 11 |  |  |  | No | R-410A | 2.65 | Residential & Commercial | Ducted CEE Tier 1
214574608 | Central HP <5.4 tons | CARRIER | HRCU-A-CB (Split System: Heat Pump with Remote Outdoor Unit-Air-Source) | 25VNA837A*031* |  |  | CNPV*4821AL*+UI | 59MN7C080C21**20 | 32400 | 17.5 | 8.5 | 32800 | 24800 | 75.61% | 1.96 | 0 | 11.5 |  |  |  | No | R-410A | 2.7 | Residential & Commercial | Ducted CEE Tier 1
214574708 | Central HP <5.4 tons | CARRIER | HRCU-A-CB (Split System: Heat Pump with Remote Outdoor Unit-Air-Source) | 25VNA837A*031* |  |  | CNPV*6024AL*+UI | 59CU5B100C21**22 | 32800 | 19 | 8.5 | 32200 | 24600 | 76.4% | 1.98 | 0 | 12 |  |  |  | No | R-410A | 2.7333 | Residential & Commercial | Ducted CEE Tier 1
214573848 | Central HP <5.4 tons | CARRIER | HRCU-A-CB (Split System: Heat Pump with Remote Outdoor Unit-Air-Source) | 25VNA837A*031* |  |  | CAP**4321AL*+UI | 58TN*B070C21**20 | 32800 | 17.5 | 8.5 | 32800 | 25200 | 76.83% | 2 | 0 | 11 |  |  |  | No | R-410A | 2.7333 | Residential & Commercial | Ducted CEE Tier 1
214574048 | Central HP <5.4 tons | CARRIER | HRCU-A-CB (Split System: Heat Pump with Remote Outdoor Unit-Air-Source) | 25VNA837A*031* |  |  | CAP**6024AL*+UI | 59CU5B100C21**22 | 32800 | 17.5 | 8.5 | 31600 | 24800 | 78.48% | 2 | 0 | 11.5 |  |  |  | No | R-410A | 2.7333 | Residential & Commercial | Ducted CEE Tier 1
214574098 | Central HP <5.4 tons | CARRIER | HRCU-A-CB (Split System: Heat Pump with Remote Outdoor Unit-Air-Source) | 25VNA837A*031* |  |  | CAP**6121AL*+UI | 59CU5B080C21**20 | 33200 | 17.5 | 8.5 | 32000 | 25000 | 78.12% | 2 | 0 | 11.5 |  |  |  | No | R-410A | 2.7667 | Residential & Commercial | Ducted CEE Tier 1
212380687 | Central HP <5.4 tons | BOSCH | HRCU-A-CB (Split System: Heat Pump with Remote Outdoor Unit-Air-Source) | BOVA-60HDN1-M20G | ADP |  | PL60H210P179 | BGH96M080C4A | 42500 | 17 | 8.8 | 42500 | 31000 | 72.94% | 1.9 | 0 | 11.7 |  |  |  | No | R-410A | 3.5417 | Residential & Commercial | Ducted CEE Tier 1
213088727 | Central HP <5.4 tons | BOSCH | HRCU-A-CB (Split System: Heat Pump with Remote Outdoor Unit-Air-Source) | BOVA-60HDN1-M20G | ADP |  | V,R48H175P469+AEFE4B* |  | 46500 | 18 | 9.5 | 46000 | 33200 | 72.17% | 2 | 0 | 11.7 |  |  |  | No | R-410A | 3.875 | Residential & Commercial | Ducted CEE Tier 1
212361492 | Central HP <5.4 tons | BOSCH | HRCU-A-CB (Split System: Heat Pump with Remote Outdoor Unit-Air-Source) | BOVA-60HDN1-M20G | ADP |  | HE48960 | BGH96M120D5B | 45500 | 17 | 9 | 45000 | 33000 | 73.33% | 1.9 | 0 | 11.7 |  |  |  | No | R-410A | 3.7917 | Residential & Commercial | Ducted CEE Tier 1
212361435 | Central HP <5.4 tons | BOSCH | HRCU-A-CB (Split System: Heat Pump with Remote Outdoor Unit-Air-Source) | BOVA-60HDN1-M20G | ADP |  | HE36(1,2)60+TXV | BGH96M100C5A | 44500 | 17 | 8.8 | 44500 | 32400 | 72.81% | 1.9 | 0 | 11.5 |  |  |  | No | R-410A | 3.7083 | Residential & Commercial | Ducted CEE Tier 1
215438138 | Central HP <5.4 tons | BOSCH | HRCU-A-CB (Split System: Heat Pump with Remote Outdoor Unit-Air-Source) | BOVA-36RTB-M20S | ADP |  | FE*G32*25+TXV |  | 23000 | 15.2 | 8.8 | 22400 | 16400 | 73.21% | 1.86 | 0 | 11.7 |  |  |  | No | R-454B | 1.9167 | Residential & Commercial | Ducted CEE Tier 1
211391566 | Central HP <5.4 tons | FRASER-JOHNSTON | HRCU-A-CB (Split System: Heat Pump with Remote Outdoor Unit-Air-Source) | HMH72B341 |  |  | XAFC30CXXN1+TXV | TMLE100C16MP11 | 33000 | 18 | 8.5 | 33000 | 23200 | 70.3% | 2.04 | 0 | 10 |  |  |  | No | R-410A | 2.75 | Residential & Commercial | Ducted CEE Tier 1
213305968 | Central HP <5.4 tons | TEMPSTAR | HRCU-A-CB (Split System: Heat Pump with Remote Outdoor Unit-Air-Source) | DLCURAH18ABK | ADP |  | CE2403C+TXV |  | 17700 | 17 | 8.7 | 17000 | 19400 | 114.1% | 2.32 | 0 | 11 |  |  |  | No | R-410A | 1.475 | Residential & Commercial | Ducted CEE Tier 1
214595971 | Central HP <5.4 tons | INNOVAIR | HRCU-A-CB (Split System: Heat Pump with Remote Outdoor Unit-Air-Source) | SHV24H2R20 | ADP |  | HG21924+AEFE3A* |  | 23400 | 16 | 8.8 | 23000 | 19600 | 85.22% | 1.84 | 0 | 10.5 |  |  |  | No | R-410A | 1.95 | Residential & Commercial | Ducted CEE Tier 1
214719858 | Central HP <5.4 tons | COLEMAN | HRCU-A-CB (Split System: Heat Pump with Remote Outdoor Unit-Air-Source) | HH836E2S11 |  |  | CTU48C5XFS1+TXV | TM8E120C20MP11 | 34400 | 17 | 8.5 | 32400 | 25600 | 79.01% | 2 | 0 | 11 |  |  |  | No | R-454B | 2.8667 | Residential & Commercial | Ducted CEE Tier 1
213305954 | Central HP <5.4 tons | TEMPSTAR | HRCU-A-CB (Split System: Heat Pump with Remote Outdoor Unit-Air-Source) | DLCURAH18ABK | ADP |  | CP2301A+TXV+TD |  | 17100 | 15.2 | 8.6 | 17000 | 19300 | 113.5% | 2.3 | 0 | 10.5 |  |  |  | No | R-410A | 1.425 | Residential & Commercial | Ducted CEE Tier 1
213252943 | Central HP <5.4 tons | BOSCH | HRCU-A-CB (Split System: Heat Pump with Remote Outdoor Unit-Air-Source) | BOVB-60HDN1-M18M | ADP |  | HG84960+AEFE5* |  | 45000 | 17 | 9 | 45000 | 32600 | 72.44% | 1.9 | 0 | 10.2 |  |  |  | No | R-410A | 3.75 | Residential & Commercial | Ducted CEE Tier 1
211239711 | Central HP <5.4 tons | CARRIER | HRCU-A-CB (Split System: Heat Pump with Remote Outdoor Unit-Air-Source) | 38MURAQ24AB3* |  |  | CAP**2517AL* | 59SP6A080V17**16 | 24800 | 17 | 8.5 | 25600 | 21200 | 82.81% | 1.78 | 0 | 10.5 |  |  |  | No | R-410A | 2.0667 | Residential & Commercial | Ducted CEE Tier 1
212396548 | Central HP <5.4 tons | TRANE | HRCU-A-CB (Split System: Heat Pump with Remote Outdoor Unit-Air-Source) | 4TXD2036A10NU** | ADP |  | F,PE*E32924 |  | 22800 | 16 | 8.85 | 22400 | 21200 | 94.64% | 1.8 | 0 | 11.5 |  |  |  | No | R-410A | 1.9 | Residential & Commercial | Ducted CEE Tier 1
212498649 | Central HP <5.4 tons | TRANE | HRCU-A-CB (Split System: Heat Pump with Remote Outdoor Unit-Air-Source) | 4TXD2036A10NU** | ADP |  | CE2505C+TXV |  | 23000 | 16 | 8.8 | 22400 | 21600 | 96.43% | 1.78 | 0 | 11.5 |  |  |  | No | R-410A | 1.9167 | Residential & Commercial | Ducted CEE Tier 1
214771897 | Central HP <5.4 tons | CONTINENTAL | HRCU-A-C (Split System: Heat Pump with Remote Outdoor Unit with No Indoor Fan --Air Source) | WSEHV2436RA1-C | ADP |  | H,DE34936 |  | 22800 | 15.2 | 8.5 | 22400 | 21200 | 94.64% | 1.8 | 0 | 11 |  |  |  | No | R-410A | 1.9 | Residential & Commercial | Ducted CEE Tier 1
214442621 | Central HP <5.4 tons | FRIEDRICH | HRCU-A-C (Split System: Heat Pump with Remote Outdoor Unit with No Indoor Fan --Air Source) | WFPU18Z363C | ADP |  | H,RE8J936+TD |  | 29000 | 15.2 | 9.35 | 28400 | 23800 | 83.8% | 2.08 | 0 | 11 |  |  |  | No | R-410A | 2.4167 | Residential & Commercial | Ducted CEE Tier 1
211239725 | Central HP <5.4 tons | CARRIER | HRCU-A-CB (Split System: Heat Pump with Remote Outdoor Unit-Air-Source) | 38MURAQ24AB3* |  |  | CAP**2517AL* | 58TP*A070V17**16 | 24800 | 17 | 8.5 | 25400 | 21200 | 83.46% | 1.78 | 0 | 10.5 |  |  |  | No | R-410A | 2.0667 | Residential & Commercial | Ducted CEE Tier 1
211239768 | Central HP <5.4 tons | CARRIER | HRCU-A-CB (Split System: Heat Pump with Remote Outdoor Unit-Air-Source) | 38MURAQ24AB3* |  |  | CAP**3017AL* | 59SP6A060V14**12 | 23400 | 16.5 | 8.5 | 26000 | 24000 | 92.31% | 1.98 | 0 | 10 |  |  |  | No | R-410A | 1.95 | Residential & Commercial | Ducted CEE Tier 1
211239775 | Central HP <5.4 tons | CARRIER | HRCU-A-CB (Split System: Heat Pump with Remote Outdoor Unit-Air-Source) | 38MURAQ24AB3* |  |  | CAP**3017AL* | 58SP*A070V17**16 | 23800 | 16.5 | 8.5 | 26200 | 23400 | 89.31% | 1.94 | 0 | 10 |  |  |  | No | R-410A | 1.9833 | Residential & Commercial | Ducted CEE Tier 1
211239802 | Central HP <5.4 tons | CARRIER | HRCU-A-CB (Split System: Heat Pump with Remote Outdoor Unit-Air-Source) | 38MURAQ24AB3* |  |  | CAP**3017AL* | 58S(B,C)*A070E14**12 | 24200 | 16.5 | 8.5 | 26400 | 22800 | 86.36% | 1.88 | 0 | 10 |  |  |  | No | R-410A | 2.0167 | Residential & Commercial | Ducted CEE Tier 1
211239902 | Central HP <5.4 tons | CARRIER | HRCU-A-CB (Split System: Heat Pump with Remote Outdoor Unit-Air-Source) | 38MURAQ24AB3* |  |  | CAP**3717AL* | 58SP*A045V14**12 | 24800 | 16.5 | 8.5 | 25800 | 21400 | 82.95% | 1.78 | 0 | 10 |  |  |  | No | R-410A | 2.0667 | Residential & Commercial | Ducted CEE Tier 1
211239934 | Central HP <5.4 tons | CARRIER | HRCU-A-CB (Split System: Heat Pump with Remote Outdoor Unit-Air-Source) | 38MURAQ24AB3* |  |  | CAP**3717AL* | 59SC2D060E14**12 | 25200 | 16.5 | 8.5 | 26200 | 21000 | 80.15% | 1.76 | 0 | 10 |  |  |  | No | R-410A | 2.1 | Residential & Commercial | Ducted CEE Tier 1
213772286 | Central HP <5.4 tons | BRYANT HEATING AND COOLING SYSTEMS | HRCU-A-CB (Split System: Heat Pump with Remote Outdoor Unit-Air-Source) | 288BNV025*0**B* |  |  | CSPH*4212AL*+UI | 88*TB48090C17*** | 24200 | 16.5 | 8.1 | 21200 | 16600 | 78.3% | 2 | 0 | 10.5 |  |  |  | No | R-410A | 2.0167 | Residential & Commercial | Ducted CEE Tier 1
213772356 | Central HP <5.4 tons | BRYANT HEATING AND COOLING SYSTEMS | HRCU-A-CB (Split System: Heat Pump with Remote Outdoor Unit-Air-Source) | 288BNV025*0**B* |  |  | CSPH*4212AL*+UI | 987MC66100C21*** | 24200 | 16 | 8.1 | 21400 | 16600 | 77.57% | 2 | 0 | 10.5 |  |  |  | No | R-410A | 2.0167 | Residential & Commercial | Ducted CEE Tier 1
211239943 | Central HP <5.4 tons | CARRIER | HRCU-A-CB (Split System: Heat Pump with Remote Outdoor Unit-Air-Source) | 38MURAQ24AB3* |  |  | CAP**3717AL* | OVMAAB036098 | 24200 | 16.5 | 8.5 | 25400 | 21800 | 85.83% | 1.82 | 0 | 10 |  |  |  | No | R-410A | 2.0167 | Residential & Commercial | Ducted CEE Tier 1
211239945 | Central HP <5.4 tons | CARRIER | HRCU-A-CB (Split System: Heat Pump with Remote Outdoor Unit-Air-Source) | 38MURAQ24AB3* |  |  | CAP**3717AL* | OVMAAB042112 | 24800 | 16 | 8.5 | 25800 | 21400 | 82.95% | 1.78 | 0 | 10 |  |  |  | No | R-410A | 2.0667 | Residential & Commercial | Ducted CEE Tier 1
211239977 | Central HP <5.4 tons | CARRIER | HRCU-A-CB (Split System: Heat Pump with Remote Outdoor Unit-Air-Source) | 38MURAQ24AB3* |  |  | CAP**3721AL* | 58TP*A110V21**22 | 24400 | 17 | 8.5 | 25200 | 21200 | 84.13% | 1.8 | 0 | 10.5 |  |  |  | No | R-410A | 2.0333 | Residential & Commercial | Ducted CEE Tier 1
211240036 | Central HP <5.4 tons | CARRIER | HRCU-A-CB (Split System: Heat Pump with Remote Outdoor Unit-Air-Source) | 38MURAQ24AB3* |  |  | CNPV*2417AL* | 59TP6B060V14**12 | 23200 | 16 | 8.5 | 26400 | 24600 | 93.18% | 2.04 | 0 | 10 |  |  |  | No | R-410A | 1.9333 | Residential & Commercial | Ducted CEE Tier 1
211240050 | Central HP <5.4 tons | CARRIER | HRCU-A-CB (Split System: Heat Pump with Remote Outdoor Unit-Air-Source) | 38MURAQ24AB3* |  |  | CNPV*2417AL* | 58S(B,C)*A070E14**12 | 23800 | 16 | 8.5 | 26800 | 23200 | 86.57% | 1.92 | 0 | 10 |  |  |  | No | R-410A | 1.9833 | Residential & Commercial | Ducted CEE Tier 1
211240068 | Central HP <5.4 tons | CARRIER | HRCU-A-CB (Split System: Heat Pump with Remote Outdoor Unit-Air-Source) | 38MURAQ24AB3* |  |  | CNPV*3014AL* | 58S(B,C)*A070E14**12 | 24200 | 16.5 | 8.1 | 26200 | 23000 | 87.79% | 1.9 | 0 | 10.5 |  |  |  | No | R-410A | 2.0167 | Residential & Commercial | Ducted CEE Tier 1
211240075 | Central HP <5.4 tons | CARRIER | HRCU-A-CB (Split System: Heat Pump with Remote Outdoor Unit-Air-Source) | 38MURAQ24AB3* |  |  | CNPV*3017AL* | 59SP6A080V17**16 | 24200 | 16.5 | 8.1 | 26200 | 23000 | 87.79% | 1.9 | 0 | 10.5 |  |  |  | No | R-410A | 2.0167 | Residential & Commercial | Ducted CEE Tier 1
213872340 | Central HP <5.4 tons | CHAMPION HEATING AND COOLING | HRCU-A-CB (Split System: Heat Pump with Remote Outdoor Unit-Air-Source) | HMH72B341 | ADP |  | H,YG9J936 | TM9E100C20MP12 | 34000 | 15.2 | 8.1 | 31600 | 23200 | 73.42% | 2.06 | 0 | 10 |  |  |  | No | R-410A | 2.8333 | Residential & Commercial | Ducted CEE Tier 1
214807796 | Central HP <5.4 tons | COLEMAN | HRCU-A-CB (Split System: Heat Pump with Remote Outdoor Unit-Air-Source) | HH836E2S11 |  |  | CTU48C5XFS1+JME16C2SN1+TXV |  | 34200 | 19 | 9 | 31600 | 25200 | 79.75% | 2 | 0 | 11.7 |  |  |  | No | R-454B | 2.85 | Residential & Commercial | Ducted CEE Tier 1
214301835 | Central HP <5.4 tons | CHAMPION HEATING AND COOLING | HRCU-A-CB (Split System: Heat Pump with Remote Outdoor Unit-Air-Source) | HMH72B341 | ADP |  | H,YE9J(1,2)36+TXV | TM8E060A12MP11 | 34000 | 17 | 8.1 | 32200 | 23400 | 72.67% | 2.06 | 0 | 10 |  |  |  | No | R-410A | 2.8333 | Residential & Commercial | Ducted CEE Tier 1
214569682 | Central HP <5.4 tons | CARRIER | HRCU-A-CB (Split System: Heat Pump with Remote Outdoor Unit-Air-Source) | 25VNA436A*031* |  |  | CNPV*4821AL*+UI | 59TN6C080C21**20 | 34000 | 19.5 | 9 | 36600 | 26000 | 71.04% | 2.04 | 0 | 12.5 |  |  |  | No | R-410A | 2.8333 | Residential & Commercial | Ducted CEE Tier 1
215821300 | Central HP <5.4 tons | BOSCH | HRCU-A-CB (Split System: Heat Pump with Remote Outdoor Unit-Air-Source) | BOVA-36RTB-M20S | ADP |  | FE*G32*24+TXV |  | 22600 | 18 | 9.2 | 22400 | 17000 | 75.89% | 1.94 | 0 | 12 |  |  |  | No | R-454B | 1.8833 | Residential & Commercial | Ducted CEE Tier 1
213249111 | Central HP <5.4 tons | TOSOT | HRCU-A-C (Split System: Heat Pump with Remote Outdoor Unit with No Indoor Fan --Air Source) | TU36-24WADU | ADP |  | *E34936+TD |  | 22800 | 15.2 | 8.5 | 22400 | 21200 | 94.64% | 1.8 | 0 | 11 |  |  |  | No | R-410A | 1.9 | Residential & Commercial | Ducted CEE Tier 1
211752601 | Central HP <5.4 tons | SAMSUNG | HRCU-A-CB (Split System: Heat Pump with Remote Outdoor Unit-Air-Source) | AC036BXUPCH | ADP |  | AX360CT |  | 36000 | 18.5 | 8.4 | 34600 | 34600 | 100% | 1.8 | 0 | 10.5 |  |  |  | No | R-410A | 3 | Residential & Commercial | Ducted CEE Tier 1
213608428 | Central HP <5.4 tons | TOSOT | HRCU-A-C (Split System: Heat Pump with Remote Outdoor Unit with No Indoor Fan --Air Source) | TU36-24WADU | ADP |  | HE33936+TD |  | 22400 | 15.2 | 8.4 | 22400 | 21200 | 94.64% | 1.78 | 0 | 10.5 |  |  |  | No | R-410A | 1.8667 | Residential & Commercial | Ducted CEE Tier 1
214573448 | Central HP <5.4 tons | CARRIER | HRCU-A-CB (Split System: Heat Pump with Remote Outdoor Unit-Air-Source) | 25VNA837A*030* |  |  | CNPV*4821AL*+UI | 59CU5B100C21**22 | 32400 | 17.5 | 8.5 | 32600 | 24800 | 76.07% | 1.98 | 0 | 11.5 |  |  |  | No | R-410A | 2.7 | Residential & Commercial | Ducted CEE Tier 1
214573598 | Central HP <5.4 tons | CARRIER | HRCU-A-CB (Split System: Heat Pump with Remote Outdoor Unit-Air-Source) | 25VNA837A*030* |  |  | CNPV*6024AL*+UI | 59TN6C080C21**20 | 32800 | 19 | 8.5 | 32200 | 24600 | 76.4% | 1.98 | 0 | 12 |  |  |  | No | R-410A | 2.7333 | Residential & Commercial | Ducted CEE Tier 1
215308395 | Central HP <5.4 tons | AMERISTAR | HRCU-A-CB (Split System: Heat Pump with Remote Outdoor Unit-Air-Source) | E4HL5036A1000A | ADP |  | F,PE*G32925 |  | 24000 | 15.2 | 8.5 | 22400 | 17600 | 78.57% | 1.9 | 0 | 11 |  |  |  | No | R-410A | 2 | Residential & Commercial | Ducted CEE Tier 1
214572928 | Central HP <5.4 tons | CARRIER | HRCU-A-CB (Split System: Heat Pump with Remote Outdoor Unit-Air-Source) | 25VNA837A*030* |  |  | CAP**6024AL*+UI | 59MN7C080C21**20 | 32800 | 17.5 | 8.5 | 31600 | 24800 | 78.48% | 2 | 0 | 11.5 |  |  |  | No | R-410A | 2.7333 | Residential & Commercial | Ducted CEE Tier 1
214572978 | Central HP <5.4 tons | CARRIER | HRCU-A-CB (Split System: Heat Pump with Remote Outdoor Unit-Air-Source) | 25VNA837A*030* |  |  | CAP**6121AL*+UI | 59MN7C060C21**20 | 33000 | 17.5 | 8.5 | 32200 | 25000 | 77.64% | 1.98 | 0 | 11 |  |  |  | No | R-410A | 2.75 | Residential & Commercial | Ducted CEE Tier 1
213334141 | Central HP <5.4 tons | SAMSUNG | HRCU-A-CB (Split System: Heat Pump with Remote Outdoor Unit-Air-Source) | AC036BXUPCH | ADP |  | V36H175D789+AEFE4B* |  | 36000 | 18 | 8.4 | 33000 | 34200 | 103.6% | 1.8 | 0 | 10.5 |  |  |  | No | R-410A | 3 | Residential & Commercial | Ducted CEE Tier 1
214861363 | Central HP <5.4 tons | SAMSUNG | HRCU-A-CB (Split System: Heat Pump with Remote Outdoor Unit-Air-Source) | AC036BXUPCH | ADP |  | F,PE*CC1(1,2)37+TXV |  | 36000 | 18 | 8.4 | 33000 | 34200 | 103.6% | 1.8 | 0 | 10.5 |  |  |  | No | R-410A | 3 | Residential & Commercial | Ducted CEE Tier 1
214779005 | Central HP <5.4 tons | ECOER | HRCU-A-CB (Split System: Heat Pump with Remote Outdoor Unit-Air-Source) | EODA19H-4860AA* | ADP |  | HG52960+AEFE5* |  | 53500 | 18 | 9.5 | 53000 | 38000 | 71.7% | 1.9 | 0 | 11.7 |  |  |  | No | R-410A | 4.4583 | Residential & Commercial | Ducted CEE Tier 1
214779006 | Central HP <5.4 tons | ECOER | HRCU-A-CB (Split System: Heat Pump with Remote Outdoor Unit-Air-Source) | EODA19H-4860AA* | ADP |  | HG88960+AEFE5* |  | 53000 | 18 | 9.5 | 53000 | 38000 | 71.7% | 1.9 | 0 | 11.5 |  |  |  | No | R-410A | 4.4167 | Residential & Commercial | Ducted CEE Tier 1
214569696 | Central HP <5.4 tons | CARRIER | HRCU-A-CB (Split System: Heat Pump with Remote Outdoor Unit-Air-Source) | 25VNA436A*031* |  |  | CNPV*6024AL*+UI | 58TN*B070C21**20 | 34200 | 20 | 9 | 36200 | 25600 | 70.72% | 2.02 | 0 | 12.5 |  |  |  | No | R-410A | 2.85 | Residential & Commercial | Ducted CEE Tier 1
213872335 | Central HP <5.4 tons | CHAMPION HEATING AND COOLING | HRCU-A-CB (Split System: Heat Pump with Remote Outdoor Unit-Air-Source) | HMH72B341 | ADP |  | H,YG9J936 | TM8E100C16MP11 | 33000 | 18 | 8.5 | 31400 | 22800 | 72.61% | 2.04 | 0 | 10 |  |  |  | No | R-410A | 2.75 | Residential & Commercial | Ducted CEE Tier 1
213872352 | Central HP <5.4 tons | CHAMPION HEATING AND COOLING | HRCU-A-CB (Split System: Heat Pump with Remote Outdoor Unit-Air-Source) | HMH72B341 | ADP |  | H,YG9J936 | Z8ES080B12LMPS1 | 33200 | 18 | 8.5 | 31400 | 23000 | 73.25% | 2.04 | 0 | 10 |  |  |  | No | R-410A | 2.7667 | Residential & Commercial | Ducted CEE Tier 1
211392863 | Central HP <5.4 tons | FRASER-JOHNSTON | HRCU-A-CB (Split System: Heat Pump with Remote Outdoor Unit-Air-Source) | HMH72B341 |  |  | XAFB36DBCN1 | TM8E040A12MP11 | 34000 | 18 | 8.1 | 33600 | 23800 | 70.83% | 2.06 | 0 | 10 |  |  |  | No | R-410A | 2.8333 | Residential & Commercial | Ducted CEE Tier 1
214301844 | Central HP <5.4 tons | CHAMPION HEATING AND COOLING | HRCU-A-CB (Split System: Heat Pump with Remote Outdoor Unit-Air-Source) | HMH72B341 | ADP |  | H,YE9J(1,2)36+TXV | TM8E120C16MP11 | 33200 | 18 | 8.5 | 31400 | 22800 | 72.61% | 2.06 | 0 | 10 |  |  |  | No | R-410A | 2.7667 | Residential & Commercial | Ducted CEE Tier 1
215821306 | Central HP <5.4 tons | BOSCH | HRCU-A-CB (Split System: Heat Pump with Remote Outdoor Unit-Air-Source) | BOVA-60RTB-M20S | ADP |  | FE*BB9*48+TXV |  | 44500 | 17 | 9.05 | 45500 | 33200 | 72.97% | 1.92 | 0 | 11 |  |  |  | No | R-454B | 3.7083 | Residential & Commercial | Ducted CEE Tier 1
213366568 | Central HP <5.4 tons | TOSOT | HRCU-A-CB (Split System: Heat Pump with Remote Outdoor Unit-Air-Source) | TU60-48WADU | ADP |  | HE49960+AEFE5* |  | 47500 | 16 | 9 | 46000 | 38500 | 83.7% | 1.8 | 0 | 11 |  |  |  | No | R-410A | 3.9583 | Residential & Commercial | Ducted CEE Tier 1
213608429 | Central HP <5.4 tons | TOSOT | HRCU-A-C (Split System: Heat Pump with Remote Outdoor Unit with No Indoor Fan --Air Source) | TU60-48WADU | ADP |  | HE86948+TD |  | 47000 | 15.2 | 8.5 | 46000 | 33200 | 72.17% | 1.8 | 0 | 10 |  |  |  | No | R-410A | 3.9167 | Residential & Commercial | Ducted CEE Tier 1
216054315 | Central HP <5.4 tons | BOSCH | HRCU-A-CB (Split System: Heat Pump with Remote Outdoor Unit-Air-Source) | BOVA-60RTB-M20S | ADP |  | HG86*60+TXV+AEFE5* |  | 51500 | 17.75 | 9.45 | 53000 | 38000 | 71.7% | 1.98 | 0 | 11.7 |  |  |  | No | R-454B | 4.2917 | Residential & Commercial | Ducted CEE Tier 1
214569428 | Central HP <5.4 tons | CARRIER | HRCU-A-CB (Split System: Heat Pump with Remote Outdoor Unit-Air-Source) | 25VNA448A*031* |  |  | CAP**6024AL*+UI | 59MN7C080C21**20 | 44500 | 21 | 10 | 46000 | 36400 | 79.13% | 2.34 | 0 | 11.5 |  |  |  | No | R-410A | 3.7083 | Residential & Commercial | Ducted CEE Tier 1
214569498 | Central HP <5.4 tons | CARRIER | HRCU-A-CB (Split System: Heat Pump with Remote Outdoor Unit-Air-Source) | 25VNA448A*031* |  |  | CNPV*4824AL*+UI | 59MN7C060C21**20 | 43000 | 20 | 9 | 47000 | 37000 | 78.72% | 2.12 | 0 | 11 |  |  |  | No | R-410A | 3.5833 | Residential & Commercial | Ducted CEE Tier 1
216093488 | Central HP <5.4 tons | BOSCH | HRCU-A-CB (Split System: Heat Pump with Remote Outdoor Unit-Air-Source) | BOVA-60RXB-M15S | ADP |  | HG35*48+TXV+AEFE5* |  | 44000 | 17 | 8.1 | 44500 | 33200 | 74.61% | 1.8 | 0 | 11 |  |  |  | No | R-454B | 3.6667 | Residential & Commercial | Ducted CEE Tier 1
215389837 | Central HP <5.4 tons | ECOER | HRCU-A-C (Split System: Heat Pump with Remote Outdoor Unit with No Indoor Fan --Air Source) | EODA19H-4860A | ADP |  | HG84960+TD |  | 51500 | 15.2 | 8.6 | 51000 | 36800 | 72.16% | 1.9 | 0 | 10.5 |  |  |  | No | R-410A | 4.2917 | Residential & Commercial | Ducted CEE Tier 1
214777836 | Central HP <5.4 tons | AIREASE | HRCU-A-CB (Split System: Heat Pump with Remote Outdoor Unit-Air-Source) | 4SHP22LX124P-**A | ADP |  | PL36H175P159+AEFE4B* |  | 23400 | 21 | 8.7 | 20600 | 15700 | 76.21% | 2.26 | 0 | 13.5 |  |  |  | No | R-410A | 1.95 | Residential & Commercial | Ducted CEE Tier 1
212406527 | Central HP <5.4 tons | TRANE | HRCU-A-C (Split System: Heat Pump with Remote Outdoor Unit with No Indoor Fan --Air Source) | 4TXD2060A10NU** | ADP |  | H,TE86948+TD |  | 47000 | 15.2 | 8.5 | 46000 | 33200 | 72.17% | 1.8 | 0 | 10 |  |  |  | No | R-410A | 3.9167 | Residential & Commercial | Ducted CEE Tier 1
215681954 | Central HP <5.4 tons | BRYANT HEATING AND COOLING SYSTEMS | HRCU-A-CB (Split System: Heat Pump with Remote Outdoor Unit-Air-Source) | 290VAN048**AA* |  |  | CVAMA6021XMA*+UI | 987TA60080C21*** | 48000 | 19 | 9 | 50000 | 36800 | 73.6% | 2 | 0 | 10 |  |  |  | No | R-454B | 4 | Residential & Commercial | Ducted CEE Tier 1
215682404 | Central HP <5.4 tons | BRYANT HEATING AND COOLING SYSTEMS | HRCU-A-CB (Split System: Heat Pump with Remote Outdoor Unit-Air-Source) | 290VAN048**AA* |  |  | CVAVA6024XMA*+UI | 987TA60080C21*** | 48000 | 19 | 9 | 50000 | 36600 | 73.2% | 2 | 0 | 10 |  |  |  | No | R-454B | 4 | Residential & Commercial | Ducted CEE Tier 1
215682504 | Central HP <5.4 tons | BRYANT HEATING AND COOLING SYSTEMS | HRCU-A-CB (Split System: Heat Pump with Remote Outdoor Unit-Air-Source) | 290VAN048**AA* |  |  | CVAVA6121XMA*+UI | 987TA66100C21*** | 48500 | 19.5 | 9.5 | 50000 | 36800 | 73.6% | 2.12 | 0 | 10.5 |  |  |  | No | R-454B | 4.0417 | Residential & Commercial | Ducted CEE Tier 1
215682524 | Central HP <5.4 tons | BRYANT HEATING AND COOLING SYSTEMS | HRCU-A-CB (Split System: Heat Pump with Remote Outdoor Unit-Air-Source) | 290VAN048**AA* |  |  | CVAVA6124XMA*+UI | 83*CB60080C21*** | 49000 | 19 | 9 | 50000 | 36400 | 72.8% | 2.12 | 0 | 10.5 |  |  |  | No | R-454B | 4.0833 | Residential & Commercial | Ducted CEE Tier 1
212509257 | Central HP <5.4 tons | PAYNE HEATING AND COOLING | HRCU-A-CB (Split System: Heat Pump with Remote Outdoor Unit-Air-Source) | 38MURAQ18AB3* | ADP |  | H,PG7J936 | PG95ESAA36060A** | 17700 | 16 | 8.5 | 17100 | 18600 | 108.8% | 2.28 | 0 | 10.5 |  |  |  | No | R-410A | 1.475 | Residential & Commercial | Ducted CEE Tier 1
213362041 | Central HP <5.4 tons | BOSCH | HRCU-A-CB (Split System: Heat Pump with Remote Outdoor Unit-Air-Source) | BOVA-60HDN1-M20G | ADP |  | HG35948 | BGH96M080B3B | 41000 | 16 | 8.8 | 41500 | 30600 | 73.73% | 1.9 | 0 | 11 |  |  |  | No | R-410A | 3.4167 | Residential & Commercial | Ducted CEE Tier 1
212927288 | Central HP <5.4 tons | CHAMPION HEATING AND COOLING | HRCU-A-CB (Split System: Heat Pump with Remote Outdoor Unit-Air-Source) | HMH72B341 | ADP |  | H,YG9J936 | TM9E080B12MP12 | 34000 | 17 | 8.5 | 32200 | 23600 | 73.29% | 2.06 | 0 | 10 |  |  |  | No | R-410A | 2.8333 | Residential & Commercial | Ducted CEE Tier 1
214396959 | Central HP <5.4 tons | CHAMPION HEATING AND COOLING | HRCU-A-CB (Split System: Heat Pump with Remote Outdoor Unit-Air-Source) | HH836E2S11 |  |  | CTM48C5CFS1 | TM8E120C16MP11 | 33600 | 19 | 9 | 31400 | 25400 | 80.89% | 2 | 0 | 11 |  |  |  | No | R-454B | 2.8 | Residential & Commercial | Ducted CEE Tier 1
214717451 | Central HP <5.4 tons | TEMPSTAR | HRCU-A-C (Split System: Heat Pump with Remote Outdoor Unit with No Indoor Fan --Air Source) | DLCURAH24ABK | ADP |  | H,GE32(1,2)36+TXV+TD |  | 24000 | 16 | 9.4 | 23400 | 19600 | 83.76% | 1.94 | 0 | 10.5 |  |  |  | No | R-410A | 2 | Residential & Commercial | Ducted CEE Tier 1
214801868 | Central HP <5.4 tons | TEMPSTAR | HRCU-A-C (Split System: Heat Pump with Remote Outdoor Unit with No Indoor Fan --Air Source) | DLCURAH24ABK | ADP |  | H,GG34936+TD |  | 24000 | 16 | 9.5 | 23400 | 19600 | 83.76% | 1.95 | 0 | 10.5 |  |  |  | No | R-410A | 2 | Residential & Commercial | Ducted CEE Tier 1
214396875 | Central HP <5.4 tons | CHAMPION HEATING AND COOLING | HRCU-A-CB (Split System: Heat Pump with Remote Outdoor Unit-Air-Source) | HH836E2S11 |  |  | CTM36C5CDS1 | TPLC080C16MP13 | 34000 | 18 | 8.5 | 32000 | 26200 | 81.88% | 2 | 0 | 11 |  |  |  | No | R-454B | 2.8333 | Residential & Commercial | Ducted CEE Tier 1
215431151 | Central HP <5.4 tons | FRIEDRICH | HRCU-A-CB (Split System: Heat Pump with Remote Outdoor Unit-Air-Source) | WFPU18Z363C | ADP |  | PL36H***P449+AEFE3A* |  | 33600 | 17 | 9.45 | 33400 | 25600 | 76.65% | 2.04 | 0 | 10 |  |  |  | No | R-410A | 2.8 | Residential & Commercial | Ducted CEE Tier 1
214573738 | Central HP <5.4 tons | CARRIER | HRCU-A-CB (Split System: Heat Pump with Remote Outdoor Unit-Air-Source) | 25VNA837A*031* |  |  | CAP**4221AL*+UI | 59CU5B080C21**20 | 31800 | 17 | 8.5 | 33000 | 24400 | 73.94% | 1.9 | 0 | 11 |  |  |  | No | R-410A | 2.65 | Residential & Commercial | Ducted CEE Tier 1
214574038 | Central HP <5.4 tons | CARRIER | HRCU-A-CB (Split System: Heat Pump with Remote Outdoor Unit-Air-Source) | 25VNA837A*031* |  |  | CAP**6024AL*+UI | 59CU5B080C21**20 | 32800 | 17.5 | 8.5 | 31600 | 24800 | 78.48% | 1.98 | 0 | 11.5 |  |  |  | No | R-410A | 2.7333 | Residential & Commercial | Ducted CEE Tier 1
214398256 | Central HP <5.4 tons | COLEMAN | HRCU-A-CB (Split System: Heat Pump with Remote Outdoor Unit-Air-Source) | HH860E2S11 |  |  | CTF60C5CGS1 | TM8V120C20MP12 | 44500 | 18 | 9 | 45000 | 33800 | 75.11% | 2 | 0 | 11 |  |  |  | No | R-454B | 3.7083 | Residential & Commercial | Ducted CEE Tier 1
214398315 | Central HP <5.4 tons | COLEMAN | HRCU-A-CB (Split System: Heat Pump with Remote Outdoor Unit-Air-Source) | HH860E2S11 |  |  | CTM60C5CGS1 | TP9C100C16MP13 | 43500 | 18 | 9 | 44000 | 33200 | 75.45% | 2 | 0 | 11.7 |  |  |  | No | R-454B | 3.625 | Residential & Commercial | Ducted CEE Tier 1
214397506 | Central HP <5.4 tons | COLEMAN | HRCU-A-CB (Split System: Heat Pump with Remote Outdoor Unit-Air-Source) | HH860E2S11 |  |  | CTF60C5CGS1 | CP9C080C16MP13 | 43500 | 17 | 9 | 44000 | 33600 | 76.36% | 2 | 0 | 11 |  |  |  | No | R-454B | 3.625 | Residential & Commercial | Ducted CEE Tier 1
214311497 | Central HP <5.4 tons | THERMAL ZONE | HRCU-A-C (Split System: Heat Pump with Remote Outdoor Unit with No Indoor Fan --Air Source) | TZPLV302PA | ADP |  | H,RE32936+TD |  | 29000 | 15.2 | 9.2 | 31200 | 26600 | 85.26% | 1.78 | 0 | 10 |  |  |  | No | R-410A | 2.4167 | Residential & Commercial | Ducted CEE Tier 1
214569320 | Central HP <5.4 tons | CARRIER | HRCU-A-CB (Split System: Heat Pump with Remote Outdoor Unit-Air-Source) | 25VNA424A*031* |  |  | CAP**3621AL*+UI | 59CU5B100C21**22 | 23400 | 20.5 | 10.5 | 26600 | 19700 | 74.06% | 2.44 | 0 | 13 |  |  |  | No | R-410A | 1.95 | Residential & Commercial | Ducted CEE Tier 1
214569372 | Central HP <5.4 tons | CARRIER | HRCU-A-CB (Split System: Heat Pump with Remote Outdoor Unit-Air-Source) | 25VNA424A*031* |  |  | CSPH*4212AL*+UI | 58TN*B070C21**20 | 23800 | 19.5 | 10.5 | 26400 | 19700 | 74.62% | 2.52 | 0 | 13 |  |  |  | No | R-410A | 1.9833 | Residential & Commercial | Ducted CEE Tier 1
213369684 | Central HP <5.4 tons | MOOVAIR | HRCU-A-C (Split System: Heat Pump with Remote Outdoor Unit with No Indoor Fan --Air Source) | DMA30HOS20230E7 | ADP |  | *G7J936+TD |  | 29400 | 15.2 | 9.35 | 31200 | 26600 | 85.26% | 1.8 | 0 | 10 |  |  |  | No | R-410A | 2.45 | Residential & Commercial | Ducted CEE Tier 1
213184778 | Central HP <5.4 tons | BOSCH | HRCU-A-CB (Split System: Heat Pump with Remote Outdoor Unit-Air-Source) | BOVA-60HDN1-M20G | ADP |  | V,G60H210D169+AEFE5* |  | 45000 | 18 | 9.1 | 45500 | 33200 | 72.97% | 1.94 | 0 | 11.5 |  |  |  | No | R-410A | 3.75 | Residential & Commercial | Ducted CEE Tier 1
212361439 | Central HP <5.4 tons | BOSCH | HRCU-A-CB (Split System: Heat Pump with Remote Outdoor Unit-Air-Source) | BOVA-60HDN1-M20G | ADP |  | HE36(1,2)60+TXV | BGH96M120D5A | 45000 | 17 | 9 | 45000 | 33000 | 73.33% | 1.9 | 0 | 11.5 |  |  |  | No | R-410A | 3.75 | Residential & Commercial | Ducted CEE Tier 1
212361470 | Central HP <5.4 tons | BOSCH | HRCU-A-CB (Split System: Heat Pump with Remote Outdoor Unit-Air-Source) | BOVA-60HDN1-M20G | ADP |  | HE36960 | BGH96M100C5A | 44500 | 17 | 8.8 | 44500 | 32400 | 72.81% | 1.9 | 0 | 11.5 |  |  |  | No | R-410A | 3.7083 | Residential & Commercial | Ducted CEE Tier 1
212361472 | Central HP <5.4 tons | BOSCH | HRCU-A-CB (Split System: Heat Pump with Remote Outdoor Unit-Air-Source) | BOVA-60HDN1-M20G | ADP |  | HE48960 | BGH96M100C5A | 45000 | 17 | 8.8 | 44500 | 32400 | 72.81% | 1.9 | 0 | 11.7 |  |  |  | No | R-410A | 3.75 | Residential & Commercial | Ducted CEE Tier 1
213872355 | Central HP <5.4 tons | CHAMPION HEATING AND COOLING | HRCU-A-CB (Split System: Heat Pump with Remote Outdoor Unit-Air-Source) | HMH72B341 | ADP |  | H,YG9J936 | Z8ES080C16SMPS1 | 34000 | 18 | 8.5 | 31800 | 23800 | 74.84% | 2.14 | 0 | 10 |  |  |  | No | R-410A | 2.8333 | Residential & Commercial | Ducted CEE Tier 1
211389732 | Central HP <5.4 tons | FRASER-JOHNSTON | HRCU-A-CB (Split System: Heat Pump with Remote Outdoor Unit-Air-Source) | HMH72B341 |  |  | XAFB36DXXN1+TXV | TM8Y080B12MP11 | 34000 | 18 | 8.1 | 33400 | 23600 | 70.66% | 2.04 | 0 | 10 |  |  |  | No | R-410A | 2.8333 | Residential & Commercial | Ducted CEE Tier 1
214719680 | Central HP <5.4 tons | CHAMPION HEATING AND COOLING | HRCU-A-CB (Split System: Heat Pump with Remote Outdoor Unit-Air-Source) | HH836E2S11 |  |  | CTU36B5XDS1+TXV | TM8Y080B12MP11 | 33400 | 18 | 8.5 | 31200 | 25600 | 82.05% | 2 | 0 | 11 |  |  |  | No | R-454B | 2.7833 | Residential & Commercial | Ducted CEE Tier 1
214717449 | Central HP <5.4 tons | TEMPSTAR | HRCU-A-C (Split System: Heat Pump with Remote Outdoor Unit with No Indoor Fan --Air Source) | DLCURAH18ABK | ADP |  | H,GE30924+TD |  | 18000 | 16 | 9.1 | 17300 | 14600 | 84.39% | 2.12 | 0 | 11.7 |  |  |  | No | R-410A | 1.5 | Residential & Commercial | Ducted CEE Tier 1
212927284 | Central HP <5.4 tons | CHAMPION HEATING AND COOLING | HRCU-A-CB (Split System: Heat Pump with Remote Outdoor Unit-Air-Source) | HMH72B341 | ADP |  | H,YG9J936 | TM8E100B12MP11 | 34000 | 17 | 8.5 | 32200 | 23400 | 72.67% | 2.06 | 0 | 10 |  |  |  | No | R-410A | 2.8333 | Residential & Commercial | Ducted CEE Tier 1
212361586 | Central HP <5.4 tons | BOSCH | HRCU-A-CB (Split System: Heat Pump with Remote Outdoor Unit-Air-Source) | BOVA-60HDN1-M20G | ADP |  | HE35(1,2)48+TXV | BGH96M100C5A | 44000 | 17 | 8.8 | 44500 | 32400 | 72.81% | 1.9 | 0 | 11.5 |  |  |  | No | R-410A | 3.6667 | Residential & Commercial | Ducted CEE Tier 1
213362042 | Central HP <5.4 tons | BOSCH | HRCU-A-CB (Split System: Heat Pump with Remote Outdoor Unit-Air-Source) | BOVA-60HDN1-M20G | ADP |  | HG35948 | BGH96M080C4B | 41000 | 16 | 8.8 | 42500 | 31000 | 72.94% | 1.9 | 0 | 11 |  |  |  | No | R-410A | 3.4167 | Residential & Commercial | Ducted CEE Tier 1
213184849 | Central HP <5.4 tons | BOSCH | HRCU-A-CB (Split System: Heat Pump with Remote Outdoor Unit-Air-Source) | BOVA-60HDN1-M20G | ADP |  | H,RG48960+AEFE5* |  | 46000 | 18 | 9.35 | 46000 | 33200 | 72.17% | 1.98 | 0 | 11.7 |  |  |  | No | R-410A | 3.8333 | Residential & Commercial | Ducted CEE Tier 1
205993424 | Central HP <5.4 tons | BOSCH | HRCU-A-CB (Split System: Heat Pump with Remote Outdoor Unit-Air-Source) | BOVA-60HDN1-M20G | ADP |  | BV**C6960 |  | 45000 | 16 | 9.25 | 46000 | 33200 | 72.17% | 1.96 | 11.7 | 11.5 |  |  |  | No | R-410A | 3.75 | Residential & Commercial | Ducted CEE Tier 1
212689688 | Central HP <5.4 tons | TOSOT | HRCU-A-C (Split System: Heat Pump with Remote Outdoor Unit with No Indoor Fan --Air Source) | TU36-24WADU | ADP |  | HE34936+TD |  | 22800 | 15.2 | 8.5 | 22400 | 21200 | 94.64% | 1.8 | 0 | 11 |  |  |  | No | R-410A | 1.9 | Residential & Commercial | Ducted CEE Tier 1
212693012 | Central HP <5.4 tons | TOSOT | HRCU-A-C (Split System: Heat Pump with Remote Outdoor Unit with No Indoor Fan --Air Source) | TU36-24WADU | ADP |  | HG34936+TD |  | 22800 | 15.2 | 8.5 | 22400 | 21200 | 94.64% | 1.8 | 0 | 11 |  |  |  | No | R-410A | 1.9 | Residential & Commercial | Ducted CEE Tier 1
215679584 | Central HP <5.4 tons | BRYANT HEATING AND COOLING SYSTEMS | HRCU-A-CB (Split System: Heat Pump with Remote Outdoor Unit-Air-Source) | 290VAN036**AA* |  |  | CAA**6024AM*+UI | 987TA66120C24*** | 34400 | 18.5 | 9 | 34200 | 24800 | 72.51% | 1.9 | 0 | 10.5 |  |  |  | No | R-454B | 2.8667 | Residential & Commercial | Ducted CEE Tier 1
215680004 | Central HP <5.4 tons | BRYANT HEATING AND COOLING SYSTEMS | HRCU-A-CB (Split System: Heat Pump with Remote Outdoor Unit-Air-Source) | 290VAN036**AA* |  |  | CSAH*6012AM*+UI | 987TA66120C24*** | 34600 | 16.5 | 8.5 | 34600 | 24800 | 71.68% | 1.92 | 0 | 10 |  |  |  | No | R-454B | 2.8833 | Residential & Commercial | Ducted CEE Tier 1
213366571 | Central HP <5.4 tons | TOSOT | HRCU-A-CB (Split System: Heat Pump with Remote Outdoor Unit-Air-Source) | TU36-24WADU | ADP |  | HE33930+AEFE4B* |  | 23400 | 17 | 8.95 | 22400 | 21600 | 96.43% | 1.8 | 0 | 11.7 |  |  |  | No | R-410A | 1.95 | Residential & Commercial | Ducted CEE Tier 1
213249350 | Central HP <5.4 tons | TOSOT | HRCU-A-C (Split System: Heat Pump with Remote Outdoor Unit with No Indoor Fan --Air Source) | TU36-24WADU | ADP |  | *E7J936+TD |  | 22200 | 15.2 | 8.4 | 22400 | 21200 | 94.64% | 1.78 | 0 | 10.5 |  |  |  | No | R-410A | 1.85 | Residential & Commercial | Ducted CEE Tier 1
215682544 | Central HP <5.4 tons | BRYANT HEATING AND COOLING SYSTEMS | HRCU-A-CB (Split System: Heat Pump with Remote Outdoor Unit-Air-Source) | 290VAN048**AA* |  |  | CVAVA6124XMA*+UI | 987TA60080C21*** | 48500 | 19 | 9.5 | 50000 | 36800 | 73.6% | 2.1 | 0 | 10.5 |  |  |  | No | R-454B | 4.0417 | Residential & Commercial | Ducted CEE Tier 1
211389864 | Central HP <5.4 tons | FRASER-JOHNSTON | HRCU-A-CB (Split System: Heat Pump with Remote Outdoor Unit-Air-Source) | HMH72B341 |  |  | XAFB36DBCN1 | TM8Y060A12MP11 | 33800 | 18 | 8.1 | 33400 | 23400 | 70.06% | 2.04 | 0 | 10 |  |  |  | No | R-410A | 2.8167 | Residential & Commercial | Ducted CEE Tier 1
213613871 | Central HP <5.4 tons | KEEPRITE | HRCU-A-C (Split System: Heat Pump with Remote Outdoor Unit with No Indoor Fan --Air Source) | DLCURAH18ABK | ADP |  | H,GE30924+TD |  | 18000 | 16 | 9.1 | 17300 | 14600 | 84.39% | 2.12 | 0 | 11.7 |  |  |  | No | R-410A | 1.5 | Residential & Commercial | Ducted CEE Tier 1
214397334 | Central HP <5.4 tons | LUXAIRE | HRCU-A-CB (Split System: Heat Pump with Remote Outdoor Unit-Air-Source) | HH836E2S11 |  |  | CTM48C5CFS1 | TM8E080C20MP11 | 34600 | 18 | 8.5 | 32800 | 25800 | 78.66% | 2 | 0 | 11 |  |  |  | No | R-454B | 2.8833 | Residential & Commercial | Ducted CEE Tier 1
213369613 | Central HP <5.4 tons | TRANE | HRCU-A-C (Split System: Heat Pump with Remote Outdoor Unit with No Indoor Fan --Air Source) | 4TXD2036A10NU** | ADP |  | *G33936 |  | 22400 | 15.2 | 8.4 | 22400 | 21200 | 94.64% | 1.78 | 0 | 10.5 |  |  |  | No | R-410A | 1.8667 | Residential & Commercial | Ducted CEE Tier 1
214397970 | Central HP <5.4 tons | COLEMAN | HRCU-A-CB (Split System: Heat Pump with Remote Outdoor Unit-Air-Source) | HH824E2S11 |  |  | CTF30B5ACS1+JME12B2SN1 |  | 23000 | 19 | 9.5 | 23000 | 19000 | 82.61% | 2 | 0 | 12 |  |  |  | No | R-454B | 1.9167 | Residential & Commercial | Ducted CEE Tier 1
214570378 | Central HP <5.4 tons | CARRIER | HRCU-A-CB (Split System: Heat Pump with Remote Outdoor Unit-Air-Source) | 25VNA825A*032* |  |  | CAP**3621AL*+UI | 59CU5B080C21**20 | 23600 | 16.5 | 8.1 | 21400 | 16700 | 78.04% | 1.94 | 0 | 10.5 |  |  |  | No | R-410A | 1.9667 | Residential & Commercial | Ducted CEE Tier 1
214570728 | Central HP <5.4 tons | CARRIER | HRCU-A-CB (Split System: Heat Pump with Remote Outdoor Unit-Air-Source) | 25VNA825A*032* |  |  | CAP**4824AL*+UI | 58TN*B070C21**20 | 24000 | 17 | 8.5 | 21000 | 16500 | 78.57% | 2.02 | 0 | 11 |  |  |  | No | R-410A | 2 | Residential & Commercial | Ducted CEE Tier 1
214397965 | Central HP <5.4 tons | COLEMAN | HRCU-A-CB (Split System: Heat Pump with Remote Outdoor Unit-Air-Source) | HH824E2S11 |  |  | CTM30B5ACS1+JME12B2SN1 |  | 23000 | 19 | 9.5 | 23000 | 18600 | 80.87% | 2 | 0 | 12 |  |  |  | No | R-454B | 1.9167 | Residential & Commercial | Ducted CEE Tier 1
214397565 | Central HP <5.4 tons | COLEMAN | HRCU-A-CB (Split System: Heat Pump with Remote Outdoor Unit-Air-Source) | HH824E2S11 |  |  | CTF30B5ACS1 | TM9V060B12MP12 | 23000 | 17 | 9.5 | 23000 | 18300 | 79.57% | 2 | 0 | 12 |  |  |  | No | R-454B | 1.9167 | Residential & Commercial | Ducted CEE Tier 1
214311494 | Central HP <5.4 tons | THERMAL ZONE | HRCU-A-C (Split System: Heat Pump with Remote Outdoor Unit with No Indoor Fan --Air Source) | TZPLV182PA | ADP |  | H,RG21924+TD |  | 17700 | 16 | 8.85 | 17100 | 14600 | 85.38% | 2.06 | 0 | 11.5 |  |  |  | No | R-410A | 1.475 | Residential & Commercial | Ducted CEE Tier 1
213145641 | Central HP <5.4 tons | TEMPSTAR | HRCU-A-CB (Split System: Heat Pump with Remote Outdoor Unit-Air-Source) | DLCURAH18ABK | ADP |  | PL36H***P449+AEFE3A* |  | 17800 | 17 | 9 | 17100 | 19400 | 113.5% | 2.4 | 0 | 11 |  |  |  | No | R-410A | 1.4833 | Residential & Commercial | Ducted CEE Tier 1
215682284 | Central HP <5.4 tons | BRYANT HEATING AND COOLING SYSTEMS | HRCU-A-CB (Split System: Heat Pump with Remote Outdoor Unit-Air-Source) | 290VAN048**AA* |  |  | CVAVA4924XMA*+UI | 987TA66120C24*** | 48000 | 19 | 9 | 50000 | 36600 | 73.2% | 2 | 0 | 10.5 |  |  |  | No | R-454B | 4 | Residential & Commercial | Ducted CEE Tier 1
212614026 | Central HP <5.4 tons | MOOVAIR | HRCU-A-C (Split System: Heat Pump with Remote Outdoor Unit with No Indoor Fan --Air Source) | DMA24HOS20230E7 | ADP |  | HE20924+TD |  | 22400 | 16 | 8.6 | 23000 | 19600 | 85.22% | 1.8 | 0 | 10 |  |  |  | No | R-410A | 1.8667 | Residential & Commercial | Ducted CEE Tier 1
213312931 | Central HP <5.4 tons | CHAMPION HEATING AND COOLING | HRCU-A-CB (Split System: Heat Pump with Remote Outdoor Unit-Air-Source) | HMH72B341 | ADP |  | H,YG9J936+AEFE4B* |  | 34000 | 18 | 8.7 | 31600 | 22800 | 72.15% | 2.1 | 0 | 10.5 |  |  |  | No | R-410A | 2.8333 | Residential & Commercial | Ducted CEE Tier 1
213369680 | Central HP <5.4 tons | MOOVAIR | HRCU-A-C (Split System: Heat Pump with Remote Outdoor Unit with No Indoor Fan --Air Source) | DMA24HOS20230E7 | ADP |  | *G21930+TD |  | 23000 | 16 | 8.8 | 23000 | 19600 | 85.22% | 1.84 | 0 | 10 |  |  |  | No | R-410A | 1.9167 | Residential & Commercial | Ducted CEE Tier 1
214575727 | Central HP <5.4 tons | MOOVAIR | HRCU-A-CB (Split System: Heat Pump with Remote Outdoor Unit-Air-Source) | DMA18HOS20230E7 | ADP |  | SK1925 |  | 16200 | 16 | 8.4 | 16900 | 14500 | 85.8% | 1.98 | 0 | 11 |  |  |  | No | R-410A | 1.35 | Residential & Commercial | Ducted CEE Tier 1
214572808 | Central HP <5.4 tons | CARRIER | HRCU-A-CB (Split System: Heat Pump with Remote Outdoor Unit-Air-Source) | 25VNA837A*030* |  |  | CAP**4821AL*+UI | 59MN7C080C21**20 | 32200 | 17.5 | 8.5 | 32400 | 25000 | 77.16% | 1.98 | 0 | 11 |  |  |  | No | R-410A | 2.6833 | Residential & Commercial | Ducted CEE Tier 1
214573038 | Central HP <5.4 tons | CARRIER | HRCU-A-CB (Split System: Heat Pump with Remote Outdoor Unit-Air-Source) | 25VNA837A*030* |  |  | CAP**6124AL*+UI | 59MN7C060C21**20 | 33000 | 18 | 8.5 | 32000 | 25000 | 78.12% | 1.98 | 0 | 11.5 |  |  |  | No | R-410A | 2.75 | Residential & Commercial | Ducted CEE Tier 1
214573058 | Central HP <5.4 tons | CARRIER | HRCU-A-CB (Split System: Heat Pump with Remote Outdoor Unit-Air-Source) | 25VNA837A*030* |  |  | CAP**6124AL*+UI | 59TN6C080C21**20 | 33200 | 18.5 | 8.5 | 31800 | 24800 | 77.99% | 2.02 | 0 | 11.5 |  |  |  | No | R-410A | 2.7667 | Residential & Commercial | Ducted CEE Tier 1
214573308 | Central HP <5.4 tons | CARRIER | HRCU-A-CB (Split System: Heat Pump with Remote Outdoor Unit-Air-Source) | 25VNA837A*030* |  |  | CNPV*3621AL*+UI | 58TN*B070C21**20 | 31400 | 17 | 8.1 | 33200 | 24200 | 72.89% | 1.82 | 0 | 11 |  |  |  | No | R-410A | 2.6167 | Residential & Commercial | Ducted CEE Tier 1
213872349 | Central HP <5.4 tons | CHAMPION HEATING AND COOLING | HRCU-A-CB (Split System: Heat Pump with Remote Outdoor Unit-Air-Source) | HMH72B341 | ADP |  | H,YG7J936 | Z8ES040A12SMPS1 | 31800 | 17 | 8.1 | 30600 | 22200 | 72.55% | 2 | 0 | 10 |  |  |  | No | R-410A | 2.65 | Residential & Commercial | Ducted CEE Tier 1
211389851 | Central HP <5.4 tons | FRASER-JOHNSTON | HRCU-A-CB (Split System: Heat Pump with Remote Outdoor Unit-Air-Source) | HMH72B341 |  |  | XAFB36DXXN1+TXV | TM8Y060A12MP11 | 33800 | 18 | 8.1 | 33400 | 23400 | 70.06% | 2.04 | 0 | 10 |  |  |  | No | R-410A | 2.8167 | Residential & Commercial | Ducted CEE Tier 1
211389899 | Central HP <5.4 tons | FRASER-JOHNSTON | HRCU-A-CB (Split System: Heat Pump with Remote Outdoor Unit-Air-Source) | HMH72B341 |  |  | XAUB30CXXN1+TXV | TM8Y060A12MP11 | 32600 | 17.5 | 8.1 | 33400 | 23400 | 70.06% | 2.02 | 0 | 10 |  |  |  | No | R-410A | 2.7167 | Residential & Commercial | Ducted CEE Tier 1
211391371 | Central HP <5.4 tons | FRASER-JOHNSTON | HRCU-A-CB (Split System: Heat Pump with Remote Outdoor Unit-Air-Source) | HMH72B341 |  |  | XAFC30CXXN1+TXV | TM8E120C16MP11 | 33200 | 18 | 8.5 | 33000 | 23200 | 70.3% | 2.06 | 0 | 10 |  |  |  | No | R-410A | 2.7667 | Residential & Commercial | Ducted CEE Tier 1
211391536 | Central HP <5.4 tons | FRASER-JOHNSTON | HRCU-A-CB (Split System: Heat Pump with Remote Outdoor Unit-Air-Source) | HMH72B341 |  |  | XAFC36DBCN1 | TMLE100C16MP11 | 34000 | 17.5 | 8.1 | 33600 | 23800 | 70.83% | 2.08 | 0 | 10 |  |  |  | No | R-410A | 2.8333 | Residential & Commercial | Ducted CEE Tier 1
213872337 | Central HP <5.4 tons | CHAMPION HEATING AND COOLING | HRCU-A-CB (Split System: Heat Pump with Remote Outdoor Unit-Air-Source) | HMH72B341 | ADP |  | H,YG9J936 | TM8Y060A12MP11 | 33800 | 17 | 8.1 | 31800 | 23000 | 72.33% | 2.04 | 0 | 10 |  |  |  | No | R-410A | 2.8167 | Residential & Commercial | Ducted CEE Tier 1
213872338 | Central HP <5.4 tons | CHAMPION HEATING AND COOLING | HRCU-A-CB (Split System: Heat Pump with Remote Outdoor Unit-Air-Source) | HMH72B341 | ADP |  | H,YG7J936 | TM8Y080B12MP11 | 32800 | 17 | 8.1 | 31400 | 22800 | 72.61% | 2.02 | 0 | 10 |  |  |  | No | R-410A | 2.7333 | Residential & Commercial | Ducted CEE Tier 1
214719893 | Central HP <5.4 tons | COLEMAN | HRCU-A-CB (Split System: Heat Pump with Remote Outdoor Unit-Air-Source) | HH836E2S11 |  |  | CTU48C5XFS1+TXV | TM9V080C16MP12 | 33200 | 18 | 9 | 31600 | 25400 | 80.38% | 2 | 0 | 11 |  |  |  | No | R-454B | 2.7667 | Residential & Commercial | Ducted CEE Tier 1
214807751 | Central HP <5.4 tons | COLEMAN | HRCU-A-CB (Split System: Heat Pump with Remote Outdoor Unit-Air-Source) | HH836E2S11 |  |  | CTU36B5XDS1+TXV | Z8ET080B12LMPS1 | 33200 | 19 | 9 | 30400 | 24800 | 81.58% | 2 | 0 | 11.7 |  |  |  | No | R-454B | 2.7667 | Residential & Commercial | Ducted CEE Tier 1
212509254 | Central HP <5.4 tons | PAYNE HEATING AND COOLING | HRCU-A-CB (Split System: Heat Pump with Remote Outdoor Unit-Air-Source) | 38MURAQ18AB3* | ADP |  | H,PG7J936 | PG92ESAA36040B** | 17700 | 15.2 | 8.5 | 17200 | 18600 | 108.1% | 2.28 | 0 | 10.5 |  |  |  | No | R-410A | 1.475 | Residential & Commercial | Ducted CEE Tier 1
213281444 | Central HP <5.4 tons | BOSCH | HRCU-A-CB (Split System: Heat Pump with Remote Outdoor Unit-Air-Source) | BOVA-60HDN1-M20G | ADP |  | V48H175P159+AEFE4B* |  | 44500 | 18 | 9.05 | 45500 | 33200 | 72.97% | 1.92 | 0 | 11 |  |  |  | No | R-410A | 3.7083 | Residential & Commercial | Ducted CEE Tier 1
213356195 | Central HP <5.4 tons | BOSCH | HRCU-A-CB (Split System: Heat Pump with Remote Outdoor Unit-Air-Source) | BOVB-60HDN1-M20G | ADP |  | A48VGA+TXV+AEFE5* |  | 46000 | 18 | 9.3 | 46000 | 33200 | 72.17% | 1.96 | 0 | 11.7 |  |  |  | No | R-410A | 3.8333 | Residential & Commercial | Ducted CEE Tier 1
211393243 | Central HP <5.4 tons | FRASER-JOHNSTON | HRCU-A-CB (Split System: Heat Pump with Remote Outdoor Unit-Air-Source) | HMH72B341 |  |  | XAFB36DXXN1+TXV | TL9E060B12UH11 | 33400 | 17.5 | 8.1 | 33000 | 23200 | 70.3% | 2.02 | 0 | 10 |  |  |  | No | R-410A | 2.7833 | Residential & Commercial | Ducted CEE Tier 1
214301861 | Central HP <5.4 tons | CHAMPION HEATING AND COOLING | HRCU-A-CB (Split System: Heat Pump with Remote Outdoor Unit-Air-Source) | HMH72B341 | ADP |  | H,YE9J(1,2)36+TXV | TM9V080B12MP12 | 33600 | 17 | 8.5 | 31800 | 23000 | 72.33% | 2.04 | 0 | 10 |  |  |  | No | R-410A | 2.8 | Residential & Commercial | Ducted CEE Tier 1
213088478 | Central HP <5.4 tons | TEMPSTAR | HRCU-A-CB (Split System: Heat Pump with Remote Outdoor Unit-Air-Source) | DLCURAH18ABK | ADP |  | V,R36H***P449+AEFE3A* |  | 17800 | 17 | 9 | 17100 | 19400 | 113.5% | 2.4 | 0 | 11 |  |  |  | No | R-410A | 1.4833 | Residential & Commercial | Ducted CEE Tier 1
211389859 | Central HP <5.4 tons | COLEMAN | HRCU-A-CB (Split System: Heat Pump with Remote Outdoor Unit-Air-Source) | HMH72B341 |  |  | XAFB36DBCN1 | TM8Y060A12MP11 | 33800 | 18 | 8.1 | 33400 | 23400 | 70.06% | 2.04 | 0 | 10 |  |  |  | No | R-410A | 2.8167 | Residential & Commercial | Ducted CEE Tier 1
211389873 | Central HP <5.4 tons | COLEMAN | HRCU-A-CB (Split System: Heat Pump with Remote Outdoor Unit-Air-Source) | HMH72B341 |  |  | XAUB36DXXN1+TXV | TM8Y060A12MP11 | 33800 | 18 | 8.1 | 33400 | 23400 | 70.06% | 2.04 | 0 | 10 |  |  |  | No | R-410A | 2.8167 | Residential & Commercial | Ducted CEE Tier 1
214717450 | Central HP <5.4 tons | TEMPSTAR | HRCU-A-C (Split System: Heat Pump with Remote Outdoor Unit with No Indoor Fan --Air Source) | DLCURAH24ABK | ADP |  | H,GE31(1,2)30+TXV+TD |  | 24000 | 16 | 9.2 | 23400 | 19600 | 83.76% | 1.9 | 0 | 10.5 |  |  |  | No | R-410A | 2 | Residential & Commercial | Ducted CEE Tier 1
213305953 | Central HP <5.4 tons | TEMPSTAR | HRCU-A-CB (Split System: Heat Pump with Remote Outdoor Unit-Air-Source) | DLCURAH18ABK | ADP |  | CP1801A+TXV+TD |  | 17100 | 15.2 | 8.6 | 17000 | 19300 | 113.5% | 2.3 | 0 | 10.5 |  |  |  | No | R-410A | 1.425 | Residential & Commercial | Ducted CEE Tier 1
213369679 | Central HP <5.4 tons | MOOVAIR | HRCU-A-C (Split System: Heat Pump with Remote Outdoor Unit with No Indoor Fan --Air Source) | DMA24HOS20230E7 | ADP |  | *G21924+TD |  | 23000 | 16 | 8.8 | 23000 | 19600 | 85.22% | 1.84 | 0 | 10 |  |  |  | No | R-410A | 1.9167 | Residential & Commercial | Ducted CEE Tier 1
214771865 | Central HP <5.4 tons | FRIEDRICH | HRCU-A-C (Split System: Heat Pump with Remote Outdoor Unit with No Indoor Fan --Air Source) | WFPU18Z363C | ADP |  | H,RE34936+TD |  | 29000 | 15.2 | 9.35 | 28400 | 23800 | 83.8% | 2.06 | 0 | 11 |  |  |  | No | R-410A | 2.4167 | Residential & Commercial | Ducted CEE Tier 1
212983869 | Central HP <5.4 tons | CARRIER | HRCU-A-CB (Split System: Heat Pump with Remote Outdoor Unit-Air-Source) | 38MURAQ36AB3* |  |  | CAP**4821AL* | 59SC2E060M17**14 | 35600 | 16 | 8.5 | 37800 | 34800 | 92.06% | 2.02 | 0 | 10 |  |  |  | No | R-410A | 2.9667 | Residential & Commercial | Ducted CEE Tier 1
211240077 | Central HP <5.4 tons | CARRIER | HRCU-A-CB (Split System: Heat Pump with Remote Outdoor Unit-Air-Source) | 38MURAQ24AB3* |  |  | CNPV*3017AL* | 58S(B,C)*A070E17**16 | 24800 | 16 | 8.1 | 26800 | 22200 | 82.84% | 1.82 | 0 | 10.5 |  |  |  | No | R-410A | 2.0667 | Residential & Commercial | Ducted CEE Tier 1
212509265 | Central HP <5.4 tons | PAYNE HEATING AND COOLING | HRCU-A-CB (Split System: Heat Pump with Remote Outdoor Unit-Air-Source) | 38MURAQ24AB3* | ADP |  | H,PG81936 | PG95ESAA30026A** | 23400 | 16 | 8.5 | 24000 | 23200 | 96.67% | 1.96 | 0 | 10 |  |  |  | No | R-410A | 1.95 | Residential & Commercial | Ducted CEE Tier 1
213258233 | Central HP <5.4 tons | KEEPRITE | HRCU-A-CB (Split System: Heat Pump with Remote Outdoor Unit-Air-Source) | DLCURAH18ABK | ADP |  | H,GG31930 | *96VSN0601714A* | 17200 | 16 | 8.5 | 17000 | 18700 | 110% | 2.3 | 0 | 10 |  |  |  | No | R-410A | 1.4333 | Residential & Commercial | Ducted CEE Tier 1
213258276 | Central HP <5.4 tons | KEEPRITE | HRCU-A-CB (Split System: Heat Pump with Remote Outdoor Unit-Air-Source) | DLCURAH18ABK | ADP |  | H,GE34936 | *96VTN0601412A* | 17900 | 16 | 8.5 | 17000 | 18100 | 106.5% | 2.22 | 0 | 10.5 |  |  |  | No | R-410A | 1.4917 | Residential & Commercial | Ducted CEE Tier 1
215412961 | Central HP <5.4 tons | BOSCH | HRCU-A-CB (Split System: Heat Pump with Remote Outdoor Unit-Air-Source) | BOVD-36HDN1-M20G | ADP |  | V,R36H175P149+AEFE4B* |  | 23800 | 20 | 9.5 | 22400 | 17200 | 76.79% | 2 | 0 | 13 |  |  |  | No | R-410A | 1.9833 | Residential & Commercial | Ducted CEE Tier 1
215869163 | Central HP <5.4 tons | BOSCH | HRCU-A-CB (Split System: Heat Pump with Remote Outdoor Unit-Air-Source) | BOVD-36HDN1-M20G | ADP |  | H,RG33936+AEFE3A* |  | 23400 | 19 | 9.45 | 22400 | 17200 | 76.79% | 1.98 | 0 | 12.5 |  |  |  | No | R-410A | 1.95 | Residential & Commercial | Ducted CEE Tier 1
213145626 | Central HP <5.4 tons | BOSCH | HRCU-A-CB (Split System: Heat Pump with Remote Outdoor Unit-Air-Source) | BOVB-36HDN1-M20G | ADP |  | PL36H175P459+AEFE4B* |  | 24000 | 20 | 9.5 | 22400 | 17200 | 76.79% | 2 | 0 | 13 |  |  |  | No | R-410A | 2 | Residential & Commercial | Ducted CEE Tier 1
213362466 | Central HP <5.4 tons | BOSCH | HRCU-A-CB (Split System: Heat Pump with Remote Outdoor Unit-Air-Source) | BOVA-36HDN1-M20G | ADP |  | HG9J936 | BGH96M060B3B | 23800 | 18 | 9 | 22400 | 17000 | 75.89% | 1.9 | 0 | 12 |  |  |  | No | R-410A | 1.9833 | Residential & Commercial | Ducted CEE Tier 1
214302676 | Central HP <5.4 tons | BOSCH | HRCU-A-CB (Split System: Heat Pump with Remote Outdoor Unit-Air-Source) | BOVC-36HDN1-M20G | ADP |  | F,PE*G32924 |  | 23000 | 19 | 9.3 | 22400 | 17200 | 76.79% | 1.96 | 0 | 12.5 |  |  |  | No | R-410A | 1.9167 | Residential & Commercial | Ducted CEE Tier 1
213310739 | Central HP <5.4 tons | BOSCH | HRCU-A-CB (Split System: Heat Pump with Remote Outdoor Unit-Air-Source) | BOVA-36HDN1-M20G | ADP |  | V,R36H142P429+AEFE3A* |  | 23200 | 19 | 9.35 | 22400 | 17200 | 76.79% | 1.98 | 0 | 12.5 |  |  |  | No | R-410A | 1.9333 | Residential & Commercial | Ducted CEE Tier 1
211389878 | Central HP <5.4 tons | FRASER-JOHNSTON | HRCU-A-CB (Split System: Heat Pump with Remote Outdoor Unit-Air-Source) | HMH72B341 |  |  | XAUB36DXXN1+TXV | TM8Y060A12MP11 | 33800 | 18 | 8.1 | 33400 | 23400 | 70.06% | 2.04 | 0 | 10 |  |  |  | No | R-410A | 2.8167 | Residential & Commercial | Ducted CEE Tier 1
211390189 | Central HP <5.4 tons | FRASER-JOHNSTON | HRCU-A-CB (Split System: Heat Pump with Remote Outdoor Unit-Air-Source) | HMH72B341 |  |  | XAFC36DXXN1+TXV | TMLV100C16MP12 | 34000 | 17.5 | 8.5 | 33800 | 23800 | 70.41% | 2.08 | 0 | 10 |  |  |  | No | R-410A | 2.8333 | Residential & Commercial | Ducted CEE Tier 1
213369631 | Central HP <5.4 tons | Dettson | HRCU-A-C (Split System: Heat Pump with Remote Outdoor Unit with No Indoor Fan --Air Source) | EVD-18-O | ADP |  | *G21924+TD |  | 17700 | 16 | 8.85 | 17100 | 14600 | 85.38% | 2.06 | 0 | 11.5 |  |  |  | No | R-410A | 1.475 | Residential & Commercial | Ducted CEE Tier 1
212614022 | Central HP <5.4 tons | MOOVAIR | HRCU-A-C (Split System: Heat Pump with Remote Outdoor Unit with No Indoor Fan --Air Source) | DMA18HOS20230E7 | ADP |  | HE20924+TD |  | 17100 | 16 | 8.65 | 17000 | 14500 | 85.29% | 2.02 | 0 | 11 |  |  |  | No | R-410A | 1.425 | Residential & Commercial | Ducted CEE Tier 1
213369675 | Central HP <5.4 tons | MOOVAIR | HRCU-A-C (Split System: Heat Pump with Remote Outdoor Unit with No Indoor Fan --Air Source) | DMA18HOS20230E7 | ADP |  | *G21918+TD |  | 17700 | 16 | 8.85 | 17100 | 14600 | 85.38% | 2.06 | 0 | 11.5 |  |  |  | No | R-410A | 1.475 | Residential & Commercial | Ducted CEE Tier 1
212367420 | Central HP <5.4 tons | BOSCH | HRCU-A-CB (Split System: Heat Pump with Remote Outdoor Unit-Air-Source) | BOVB-60HDN1-M20G | ADP |  | HG84948 | BGH96M080B3B | 42500 | 17 | 8.8 | 41500 | 30600 | 73.73% | 1.9 | 0 | 11.7 |  |  |  | No | R-410A | 3.5417 | Residential & Commercial | Ducted CEE Tier 1
212367487 | Central HP <5.4 tons | BOSCH | HRCU-A-CB (Split System: Heat Pump with Remote Outdoor Unit-Air-Source) | BOVA-60HDN1-M20G | ADP |  | H,RG84948 | BGH96M080C4B | 42500 | 17 | 8.8 | 42500 | 31000 | 72.94% | 1.9 | 0 | 11.7 |  |  |  | No | R-410A | 3.5417 | Residential & Commercial | Ducted CEE Tier 1
212367488 | Central HP <5.4 tons | BOSCH | HRCU-A-CB (Split System: Heat Pump with Remote Outdoor Unit-Air-Source) | BOVA-60HDN1-M20G | ADP |  | H,RG88960 | BGH96M080C4B | 42500 | 17 | 8.8 | 42500 | 31000 | 72.94% | 1.9 | 0 | 11.7 |  |  |  | No | R-410A | 3.5417 | Residential & Commercial | Ducted CEE Tier 1
212367505 | Central HP <5.4 tons | BOSCH | HRCU-A-CB (Split System: Heat Pump with Remote Outdoor Unit-Air-Source) | BOVB-60HDN1-M20G | ADP |  | H,RG84948 | BGH96M080B3B | 42500 | 17 | 8.8 | 41500 | 30600 | 73.73% | 1.9 | 0 | 11.7 |  |  |  | No | R-410A | 3.5417 | Residential & Commercial | Ducted CEE Tier 1
214573249 | Central HP <5.4 tons | BRYANT HEATING AND COOLING SYSTEMS | HRCU-A-CB (Split System: Heat Pump with Remote Outdoor Unit-Air-Source) | 288BNV037*0**A* |  |  | CSPH*6012AL*+UI | 88*TB60070C21*** | 33000 | 17 | 8.5 | 32200 | 25000 | 77.64% | 2 | 0 | 11 |  |  |  | No | R-410A | 2.75 | Residential & Commercial | Ducted CEE Tier 1
215674590 | Central HP <5.4 tons | KENMORE | HRCU-A-CB (Split System: Heat Pump with Remote Outdoor Unit-Air-Source) | (C,H,T)5H0V48*K*AAA* |  |  | EA*5X61M24A*+WALLCON | *97CMN0802120B* | 46000 | 18 | 9 | 48000 | 33800 | 70.42% | 2.08 | 0 | 10 |  |  |  | No | R-454B | 3.8333 | Residential & Commercial | Ducted CEE Tier 1
215674292 | Central HP <5.4 tons | KENMORE | HRCU-A-CB (Split System: Heat Pump with Remote Outdoor Unit-Air-Source) | (C,H,T)5H0V48*K*AAA* |  |  | EA*5X60M24A*+WALLCON | *96CTN1202422B* | 45000 | 18 | 9 | 47500 | 33600 | 70.74% | 2.06 | 0 | 10 |  |  |  | No | R-454B | 3.75 | Residential & Commercial | Ducted CEE Tier 1
214862349 | Central HP <5.4 tons | BRYANT HEATING AND COOLING SYSTEMS | HRCU-A-CB (Split System: Heat Pump with Remote Outdoor Unit-Air-Source) | 288BNV037*0**A* | ADP |  | H,PG35936 | 987MC42060C17*** | 31200 | 18 | 8.1 | 31600 | 24200 | 76.58% | 1.84 | 0 | 10.5 |  |  |  | No | R-410A | 2.6 | Residential & Commercial | Ducted CEE Tier 1
214862383 | Central HP <5.4 tons | BRYANT HEATING AND COOLING SYSTEMS | HRCU-A-CB (Split System: Heat Pump with Remote Outdoor Unit-Air-Source) | 288BNV037*0**A* | ADP |  | H,PG83936 | 987MC66120C24*** | 32400 | 18 | 8.1 | 30600 | 24400 | 79.74% | 1.98 | 0 | 11.5 |  |  |  | No | R-410A | 2.7 | Residential & Commercial | Ducted CEE Tier 1
214810870 | Central HP <5.4 tons | FRIEDRICH | HRCU-A-C (Split System: Heat Pump with Remote Outdoor Unit with No Indoor Fan --Air Source) | WFPU18Z363C | ADP |  | H,GG34936+TD |  | 29000 | 15.2 | 9.35 | 28400 | 23800 | 83.8% | 2.06 | 0 | 11 |  |  |  | No | R-410A | 2.4167 | Residential & Commercial | Ducted CEE Tier 1
212555858 | Central HP <5.4 tons | TRANE | HRCU-A-C (Split System: Heat Pump with Remote Outdoor Unit with No Indoor Fan --Air Source) | 4TXD2060A10NU** | ADP |  | H,TE86960 |  | 47000 | 15.2 | 8.5 | 46000 | 33200 | 72.17% | 1.8 | 0 | 10 |  |  |  | No | R-410A | 3.9167 | Residential & Commercial | Ducted CEE Tier 1
215382918 | Central HP <5.4 tons | FRIEDRICH | HRCU-A-C (Split System: Heat Pump with Remote Outdoor Unit with No Indoor Fan --Air Source) | WFPU18Z483C | ADP |  | H,RG84948+TD |  | 41500 | 15.2 | 8.55 | 40000 | 34200 | 85.5% | 1.94 | 0 | 11 |  |  |  | No | R-410A | 3.4583 | Residential & Commercial | Ducted CEE Tier 1
215382919 | Central HP <5.4 tons | FRIEDRICH | HRCU-A-C (Split System: Heat Pump with Remote Outdoor Unit with No Indoor Fan --Air Source) | WFPU18Z483C | ADP |  | H,RG86960+TD |  | 41500 | 15.2 | 8.55 | 40000 | 34200 | 85.5% | 1.94 | 0 | 11 |  |  |  | No | R-410A | 3.4583 | Residential & Commercial | Ducted CEE Tier 1
215431168 | Central HP <5.4 tons | FRIEDRICH | HRCU-A-CB (Split System: Heat Pump with Remote Outdoor Unit-Air-Source) | WFPU18Z483C | ADP |  | V,R60H210P199+AEFE5* |  | 47500 | 17 | 8.45 | 45000 | 32600 | 72.44% | 1.9 | 0 | 10 |  |  |  | No | R-410A | 3.9583 | Residential & Commercial | Ducted CEE Tier 1
215383031 | Central HP <5.4 tons | FRIEDRICH | HRCU-A-C (Split System: Heat Pump with Remote Outdoor Unit with No Indoor Fan --Air Source) | WFPU18Z483C | ADP |  | H,RG74960+TD |  | 41000 | 15.2 | 8.55 | 40000 | 34200 | 85.5% | 1.94 | 0 | 11 |  |  |  | No | R-410A | 3.4167 | Residential & Commercial | Ducted CEE Tier 1
215667754 | Central HP <5.4 tons | KENMORE | HRCU-A-CB (Split System: Heat Pump with Remote Outdoor Unit-Air-Source) | (C,H,T)5H0V24*K*AAA* |  |  | EA*5X37M17A*+WALLCON | *80CTL0701412B* | 23800 | 17.5 | 9 | 23400 | 16500 | 70.51% | 2 | 0 | 10.5 |  |  |  | No | R-454B | 1.9833 | Residential & Commercial | Ducted CEE Tier 1
215667770 | Central HP <5.4 tons | KENMORE | HRCU-A-CB (Split System: Heat Pump with Remote Outdoor Unit-Air-Source) | (C,H,T)5H0V24*K*AAA* |  |  | EA*5X37M17A*+WALLCON | *80CTL0901716B* | 23800 | 17 | 9 | 23400 | 16500 | 70.51% | 2 | 0 | 10.5 |  |  |  | No | R-454B | 1.9833 | Residential & Commercial | Ducted CEE Tier 1
215667850 | Central HP <5.4 tons | KENMORE | HRCU-A-CB (Split System: Heat Pump with Remote Outdoor Unit-Air-Source) | (C,H,T)5H0V24*K*AAA* |  |  | EA*5X37M21A*+WALLCON | *80CTL0702120B* | 24000 | 17.5 | 9 | 23200 | 16300 | 70.26% | 2.02 | 0 | 10.5 |  |  |  | No | R-454B | 2 | Residential & Commercial | Ducted CEE Tier 1
215667882 | Central HP <5.4 tons | KENMORE | HRCU-A-CB (Split System: Heat Pump with Remote Outdoor Unit-Air-Source) | (C,H,T)5H0V24*K*AAA* |  |  | EA*5X37M21A*+WALLCON | *95CSU1002122B* | 24000 | 17 | 9 | 23200 | 16300 | 70.26% | 2.02 | 0 | 10.5 |  |  |  | No | R-454B | 2 | Residential & Commercial | Ducted CEE Tier 1
215667914 | Central HP <5.4 tons | KENMORE | HRCU-A-CB (Split System: Heat Pump with Remote Outdoor Unit-Air-Source) | (C,H,T)5H0V24*K*AAA* |  |  | EA*5X37M21A*+WALLCON | *97CMN1002122B* | 24000 | 17.5 | 9 | 23200 | 16300 | 70.26% | 2.02 | 0 | 10.5 |  |  |  | No | R-454B | 2 | Residential & Commercial | Ducted CEE Tier 1
215682154 | Central HP <5.4 tons | BRYANT HEATING AND COOLING SYSTEMS | HRCU-A-CB (Split System: Heat Pump with Remote Outdoor Unit-Air-Source) | 290VAN048**AA* |  |  | CVAVA4821XMA*+UI | 987TA60080C21*** | 47000 | 18.5 | 9 | 50000 | 36600 | 73.2% | 1.98 | 0 | 10 |  |  |  | No | R-454B | 3.9167 | Residential & Commercial | Ducted CEE Tier 1
215682254 | Central HP <5.4 tons | BRYANT HEATING AND COOLING SYSTEMS | HRCU-A-CB (Split System: Heat Pump with Remote Outdoor Unit-Air-Source) | 290VAN048**AA* |  |  | CVAVA4924XMA*+UI | 83*CB60100C21*** | 48000 | 18.5 | 9 | 50000 | 36600 | 73.2% | 2 | 0 | 10 |  |  |  | No | R-454B | 4 | Residential & Commercial | Ducted CEE Tier 1
215682304 | Central HP <5.4 tons | BRYANT HEATING AND COOLING SYSTEMS | HRCU-A-CB (Split System: Heat Pump with Remote Outdoor Unit-Air-Source) | 290VAN048**AA* |  |  | CVAVA6021XMA*+UI | 83*CB36040C17*** | 48000 | 18.5 | 9 | 50000 | 36600 | 73.2% | 2 | 0 | 10 |  |  |  | No | R-454B | 4 | Residential & Commercial | Ducted CEE Tier 1
215412963 | Central HP <5.4 tons | BOSCH | HRCU-A-CB (Split System: Heat Pump with Remote Outdoor Unit-Air-Source) | BOVD-36HDN1-M20G | ADP |  | V,R36H***P449+AEFE3A* |  | 23800 | 19 | 9.5 | 22400 | 17200 | 76.79% | 2 | 0 | 13 |  |  |  | No | R-410A | 1.9833 | Residential & Commercial | Ducted CEE Tier 1
212380737 | Central HP <5.4 tons | BOSCH | HRCU-A-CB (Split System: Heat Pump with Remote Outdoor Unit-Air-Source) | BOVA-36HDN1-M20G | ADP |  | H,RG8J936 | BGH96M060B3B | 23600 | 18 | 9 | 22400 | 17000 | 75.89% | 1.9 | 0 | 11.7 |  |  |  | No | R-410A | 1.9667 | Residential & Commercial | Ducted CEE Tier 1
212380751 | Central HP <5.4 tons | BOSCH | HRCU-A-CB (Split System: Heat Pump with Remote Outdoor Unit-Air-Source) | BOVA-36HDN1-M20G | ADP |  | H,RG80936 | BGH96M080B3B | 24000 | 18 | 9 | 22400 | 17000 | 75.89% | 1.9 | 0 | 12 |  |  |  | No | R-410A | 2 | Residential & Commercial | Ducted CEE Tier 1
212380740 | Central HP <5.4 tons | BOSCH | HRCU-A-CB (Split System: Heat Pump with Remote Outdoor Unit-Air-Source) | BOVA-36HDN1-M20G | ADP |  | H,RG82936 | BGH96M060B3B | 24000 | 18 | 9 | 22400 | 17000 | 75.89% | 1.9 | 0 | 12 |  |  |  | No | R-410A | 2 | Residential & Commercial | Ducted CEE Tier 1
212380742 | Central HP <5.4 tons | BOSCH | HRCU-A-CB (Split System: Heat Pump with Remote Outdoor Unit-Air-Source) | BOVA-36HDN1-M20G | ADP |  | V,R36H175P159 | BGH96M080B3A | 24000 | 18 | 9 | 22400 | 17000 | 75.89% | 1.9 | 0 | 12 |  |  |  | No | R-410A | 2 | Residential & Commercial | Ducted CEE Tier 1
213252931 | Central HP <5.4 tons | BOSCH | HRCU-A-CB (Split System: Heat Pump with Remote Outdoor Unit-Air-Source) | BOVA-36HDN1-M20G | ADP |  | HG32924+AEFE3A* |  | 23200 | 20 | 9.3 | 22400 | 17200 | 76.79% | 1.96 | 0 | 12.5 |  |  |  | No | R-410A | 1.9333 | Residential & Commercial | Ducted CEE Tier 1
215405107 | Central HP <5.4 tons | ECOER | HRCU-A-CB (Split System: Heat Pump with Remote Outdoor Unit-Air-Source) | EODA19H-4860AA* | ADP |  | HG49960+AEFE5* |  | 44500 | 18 | 9.45 | 46000 | 34000 | 73.91% | 2.1 | 0 | 11.7 |  |  |  | No | R-410A | 3.7083 | Residential & Commercial | Ducted CEE Tier 1
213607926 | Central HP <5.4 tons | TOSOT | HRCU-A-CB (Split System: Heat Pump with Remote Outdoor Unit-Air-Source) | TU60-24WADU | ADP |  | F,PE*CC7960 |  | 48000 | 16 | 9 | 46000 | 38500 | 83.7% | 1.8 | 0 | 11 |  |  |  | No | R-410A | 4 | Residential & Commercial | Ducted CEE Tier 1
213366566 | Central HP <5.4 tons | TOSOT | HRCU-A-CB (Split System: Heat Pump with Remote Outdoor Unit-Air-Source) | TU36-24WADU | ADP |  | HE33936+AEFE3A* |  | 23200 | 16 | 8.95 | 22400 | 21600 | 96.43% | 1.8 | 0 | 11.7 |  |  |  | No | R-410A | 1.9333 | Residential & Commercial | Ducted CEE Tier 1
213369673 | Central HP <5.4 tons | MOOVAIR | HRCU-A-C (Split System: Heat Pump with Remote Outdoor Unit with No Indoor Fan --Air Source) | DMA18HOS20230E7 | ADP |  | *E20918+TD |  | 17100 | 16 | 8.65 | 17000 | 14500 | 85.29% | 2.02 | 0 | 11 |  |  |  | No | R-410A | 1.425 | Residential & Commercial | Ducted CEE Tier 1
214719712 | Central HP <5.4 tons | COLEMAN | HRCU-A-CB (Split System: Heat Pump with Remote Outdoor Unit-Air-Source) | HH836E2S11 |  |  | CTU36B5XDS1+TXV | TP9C080B12MP13 | 33000 | 18 | 8.5 | 30800 | 25000 | 81.17% | 2 | 0 | 11 |  |  |  | No | R-454B | 2.75 | Residential & Commercial | Ducted CEE Tier 1
214719898 | Central HP <5.4 tons | COLEMAN | HRCU-A-CB (Split System: Heat Pump with Remote Outdoor Unit-Air-Source) | HH836E2S11 |  |  | CTU48C5XFS1+TXV | TP9C080C16MP13 | 33200 | 18 | 9 | 31600 | 25400 | 80.38% | 2 | 0 | 11 |  |  |  | No | R-454B | 2.7667 | Residential & Commercial | Ducted CEE Tier 1
214719853 | Central HP <5.4 tons | COLEMAN | HRCU-A-CB (Split System: Heat Pump with Remote Outdoor Unit-Air-Source) | HH836E2S11 |  |  | CTU48C5XFS1+TXV | TMLE100C16MP11 | 33400 | 19 | 9 | 31400 | 25400 | 80.89% | 2 | 0 | 11 |  |  |  | No | R-454B | 2.7833 | Residential & Commercial | Ducted CEE Tier 1
215676244 | Central HP <5.4 tons | BRYANT HEATING AND COOLING SYSTEMS | HRCU-A-CB (Split System: Heat Pump with Remote Outdoor Unit-Air-Source) | 290VAN048**AA* |  |  | CVAVA4824XMA*+UI | 935CB66100C21*** | 47000 | 18.5 | 9 | 50000 | 36200 | 72.4% | 2.02 | 0 | 10 |  |  |  | No | R-454B | 3.9167 | Residential & Commercial | Ducted CEE Tier 1
215676444 | Central HP <5.4 tons | BRYANT HEATING AND COOLING SYSTEMS | HRCU-A-CB (Split System: Heat Pump with Remote Outdoor Unit-Air-Source) | 290VAN048**AA* |  |  | CVAVA6021XMA*+UI | 88*TB48070C17*** | 48000 | 18.5 | 9 | 50000 | 37200 | 74.4% | 2 | 0 | 10 |  |  |  | No | R-454B | 4 | Residential & Commercial | Ducted CEE Tier 1
213607315 | Central HP <5.4 tons | TOSOT | HRCU-A-CB (Split System: Heat Pump with Remote Outdoor Unit-Air-Source) | TU60-24WADU | ADP |  | F,PE*UU1960 |  | 54000 | 15.4 | 9 | 54000 | 41000 | 75.93% | 1.8 | 0 | 10 |  |  |  | No | R-410A | 4.5 | Residential & Commercial | Ducted CEE Tier 1
215676494 | Central HP <5.4 tons | BRYANT HEATING AND COOLING SYSTEMS | HRCU-A-CB (Split System: Heat Pump with Remote Outdoor Unit-Air-Source) | 290VAN048**AA* |  |  | CVAVA6021XMA*+UI | 935CB48060C17*** | 47500 | 18 | 9 | 50000 | 37200 | 74.4% | 1.98 | 0 | 10 |  |  |  | No | R-454B | 3.9583 | Residential & Commercial | Ducted CEE Tier 1
214301833 | Central HP <5.4 tons | CHAMPION HEATING AND COOLING | HRCU-A-CB (Split System: Heat Pump with Remote Outdoor Unit-Air-Source) | HMH72B341 | ADP |  | H,YE9J(1,2)36+TXV | TM8E040A12MP11 | 32800 | 18 | 8.1 | 31800 | 23000 | 72.33% | 2.04 | 0 | 10 |  |  |  | No | R-410A | 2.7333 | Residential & Commercial | Ducted CEE Tier 1
214719700 | Central HP <5.4 tons | CHAMPION HEATING AND COOLING | HRCU-A-CB (Split System: Heat Pump with Remote Outdoor Unit-Air-Source) | HH836E2S11 |  |  | CTU36B5XDS1+TXV | TM8E080B12MP11 | 33600 | 18 | 8.5 | 31800 | 26000 | 81.76% | 2 | 0 | 11 |  |  |  | No | R-454B | 2.8 | Residential & Commercial | Ducted CEE Tier 1
215682004 | Central HP <5.4 tons | BRYANT HEATING AND COOLING SYSTEMS | HRCU-A-CB (Split System: Heat Pump with Remote Outdoor Unit-Air-Source) | 290VAN048**AA* |  |  | CVAMA6024XMA*+UI | 987TA60080C21*** | 48000 | 19 | 9 | 50000 | 36600 | 73.2% | 2 | 0 | 10 |  |  |  | No | R-454B | 4 | Residential & Commercial | Ducted CEE Tier 1
211388631 | Central HP <5.4 tons | FRASER-JOHNSTON | HRCU-A-CB (Split System: Heat Pump with Remote Outdoor Unit-Air-Source) | HMH72B341 |  |  | XAFC36DBCN1 | TM9E100C16MP12 | 34000 | 18 | 8.1 | 33600 | 23800 | 70.83% | 2.08 | 0 | 10 |  |  |  | No | R-410A | 2.8333 | Residential & Commercial | Ducted CEE Tier 1
215667642 | Central HP <5.4 tons | KENMORE | HRCU-A-CB (Split System: Heat Pump with Remote Outdoor Unit-Air-Source) | (C,H,T)5H0V24*K*AAA* |  |  | EA*5X36M17A*+WALLCON | *80CTL0701716B* | 23200 | 17 | 9 | 23600 | 16600 | 70.34% | 1.98 | 0 | 10 |  |  |  | No | R-454B | 1.9333 | Residential & Commercial | Ducted CEE Tier 1
215667746 | Central HP <5.4 tons | KENMORE | HRCU-A-CB (Split System: Heat Pump with Remote Outdoor Unit-Air-Source) | (C,H,T)5H0V24*K*AAA* |  |  | EA*5X37M17A*+WALLCON | *80CTL0451712B* | 23600 | 17 | 9 | 23600 | 16600 | 70.34% | 1.98 | 0 | 10 |  |  |  | No | R-454B | 1.9667 | Residential & Commercial | Ducted CEE Tier 1
215667762 | Central HP <5.4 tons | KENMORE | HRCU-A-CB (Split System: Heat Pump with Remote Outdoor Unit-Air-Source) | (C,H,T)5H0V24*K*AAA* |  |  | EA*5X37M17A*+WALLCON | *80CTL0701716B* | 23800 | 17 | 9 | 23400 | 16500 | 70.51% | 2 | 0 | 10.5 |  |  |  | No | R-454B | 1.9833 | Residential & Commercial | Ducted CEE Tier 1
214279020 | Central HP <5.4 tons | BOSCH | HRCU-A-CB (Split System: Heat Pump with Remote Outdoor Unit-Air-Source) | BOVD-36HDN1-M20G | ADP |  | F,PE*G32925 |  | 23200 | 20 | 9.3 | 22400 | 17200 | 76.79% | 1.96 | 0 | 12.5 |  |  |  | No | R-410A | 1.9333 | Residential & Commercial | Ducted CEE Tier 1
215412962 | Central HP <5.4 tons | BOSCH | HRCU-A-CB (Split System: Heat Pump with Remote Outdoor Unit-Air-Source) | BOVD-36HDN1-M20G | ADP |  | V,R36H175P159+AEFE4B* |  | 24000 | 20 | 9.5 | 22400 | 17200 | 76.79% | 2 | 0 | 13 |  |  |  | No | R-410A | 2 | Residential & Commercial | Ducted CEE Tier 1
213145609 | Central HP <5.4 tons | BOSCH | HRCU-A-CB (Split System: Heat Pump with Remote Outdoor Unit-Air-Source) | BOVA-36HDN1-M20G | ADP |  | PL36H175P149+AEFE4B* |  | 23800 | 20 | 9.5 | 22400 | 17200 | 76.79% | 2 | 0 | 13 |  |  |  | No | R-410A | 1.9833 | Residential & Commercial | Ducted CEE Tier 1
215933070 | Central HP <5.4 tons | DAY & NIGHT | HRCU-A-CB (Split System: Heat Pump with Remote Outdoor Unit-Air-Source) | C5H3V36*K*AAA* |  |  | ESH5X36M12A*+WALLCON | *80CTL0701412B* | 33000 | 18.5 | 9 | 35400 | 27200 | 76.84% | 1.9 | 0 | 10.5 |  |  |  | No | R-454B | 2.75 | Residential & Commercial | Ducted CEE Tier 1
215431155 | Central HP <5.4 tons | FRIEDRICH | HRCU-A-CB (Split System: Heat Pump with Remote Outdoor Unit-Air-Source) | WFPU18Z363C | ADP |  | H,RG80936+AEFE4B* |  | 34000 | 18 | 9.5 | 33400 | 25600 | 76.65% | 2.05 | 0 | 10 |  |  |  | No | R-410A | 2.8333 | Residential & Commercial | Ducted CEE Tier 1
214571218 | Central HP <5.4 tons | CARRIER | HRCU-A-CB (Split System: Heat Pump with Remote Outdoor Unit-Air-Source) | 25VNA825A*032* |  |  | CNPV*4821AL*+UI | 59CU5B080C21**20 | 24200 | 17 | 8.1 | 21400 | 16600 | 77.57% | 2 | 0 | 11 |  |  |  | No | R-410A | 2.0167 | Residential & Commercial | Ducted CEE Tier 1
216374743 | Central HP <5.4 tons | COLEMAN | HRCU-A-CB (Split System: Heat Pump with Remote Outdoor Unit-Air-Source) | HH824E2S11 |  |  | CTF30B5ACS1 | Z9ET080B12SMPS1 | 23000 | 18 | 9.5 | 23000 | 18100 | 78.7% | 2 | 0 | 12 |  |  |  | No | R-454B | 1.9167 | Residential & Commercial | Ducted CEE Tier 1
214396706 | Central HP <5.4 tons | CHAMPION HEATING AND COOLING | HRCU-A-CB (Split System: Heat Pump with Remote Outdoor Unit-Air-Source) | HH824E2S11 |  |  | JHE24B5AC2SS1 |  | 23000 | 19 | 9.5 | 23000 | 18300 | 79.57% | 2 | 0 | 12 |  |  |  | No | R-454B | 1.9167 | Residential & Commercial | Ducted CEE Tier 1
215681944 | Central HP <5.4 tons | BRYANT HEATING AND COOLING SYSTEMS | HRCU-A-CB (Split System: Heat Pump with Remote Outdoor Unit-Air-Source) | 290VAN048**AA* |  |  | CVAMA6021XMA*+UI | 987TA42080C17*** | 47500 | 18.5 | 9 | 50000 | 37200 | 74.4% | 1.98 | 0 | 10 |  |  |  | No | R-454B | 3.9583 | Residential & Commercial | Ducted CEE Tier 1
213369677 | Central HP <5.4 tons | MOOVAIR | HRCU-A-C (Split System: Heat Pump with Remote Outdoor Unit with No Indoor Fan --Air Source) | DMA18HOS20230E7 | ADP |  | *G21930+TD |  | 17700 | 16 | 8.85 | 17100 | 14600 | 85.38% | 2.06 | 0 | 11.5 |  |  |  | No | R-410A | 1.475 | Residential & Commercial | Ducted CEE Tier 1
214397435 | Central HP <5.4 tons | LUXAIRE | HRCU-A-CB (Split System: Heat Pump with Remote Outdoor Unit-Air-Source) | HH860E2S11 |  |  | CTM60C5CGS1 | TM8E080C16MP11 | 44500 | 18 | 9 | 45500 | 34200 | 75.16% | 2 | 0 | 11 |  |  |  | No | R-454B | 3.7083 | Residential & Commercial | Ducted CEE Tier 1
214609049 | Central HP <5.4 tons | LUXAIRE | HRCU-A-CB (Split System: Heat Pump with Remote Outdoor Unit-Air-Source) | HH860E2S11 |  |  | CTM60C5CHS1 | Z9ES100C20SMPS1 | 53000 | 19 | 8.5 | 54000 | 38500 | 71.3% | 2 | 0 | 11 |  |  |  | No | R-454B | 4.4167 | Residential & Commercial | Ducted CEE Tier 1
214609166 | Central HP <5.4 tons | LUXAIRE | HRCU-A-CB (Split System: Heat Pump with Remote Outdoor Unit-Air-Source) | HH860E2S11 |  |  | CTM60D5CHS1 | Z9ES120D20SMPS1 | 53500 | 19 | 8.5 | 53500 | 38500 | 71.96% | 2 | 0 | 11.7 |  |  |  | No | R-454B | 4.4583 | Residential & Commercial | Ducted CEE Tier 1
214609196 | Central HP <5.4 tons | LUXAIRE | HRCU-A-CB (Split System: Heat Pump with Remote Outdoor Unit-Air-Source) | HH860E2S11 |  |  | CTM60C5CGS1 | Z9ES080C20SMPS1 | 44500 | 18 | 9 | 45500 | 33400 | 73.41% | 2 | 0 | 12 |  |  |  | No | R-454B | 3.7083 | Residential & Commercial | Ducted CEE Tier 1
214397043 | Central HP <5.4 tons | CHAMPION HEATING AND COOLING | HRCU-A-CB (Split System: Heat Pump with Remote Outdoor Unit-Air-Source) | HH860E2S11 |  |  | CTM60C5CGS1 | TM8Y080C16MP11 | 44000 | 18 | 9 | 44000 | 33400 | 75.91% | 2 | 0 | 11.7 |  |  |  | No | R-454B | 3.6667 | Residential & Commercial | Ducted CEE Tier 1
214397023 | Central HP <5.4 tons | CHAMPION HEATING AND COOLING | HRCU-A-CB (Split System: Heat Pump with Remote Outdoor Unit-Air-Source) | HH860E2S11 |  |  | CTF60C5CGS1+JMET16CS2N1 |  | 45500 | 19 | 9 | 45500 | 34200 | 75.16% | 2 | 0 | 11.7 |  |  |  | No | R-454B | 3.7917 | Residential & Commercial | Ducted CEE Tier 1
214396758 | Central HP <5.4 tons | CHAMPION HEATING AND COOLING | HRCU-A-CB (Split System: Heat Pump with Remote Outdoor Unit-Air-Source) | HH860E2S11 |  |  | CTM60C5CHS1 | TM9E100C20MP12 | 53500 | 19 | 8.5 | 55000 | 39000 | 70.91% | 2 | 0 | 11 |  |  |  | No | R-454B | 4.4583 | Residential & Commercial | Ducted CEE Tier 1
211391521 | Central HP <5.4 tons | FRASER-JOHNSTON | HRCU-A-CB (Split System: Heat Pump with Remote Outdoor Unit-Air-Source) | HMH72B341 |  |  | XAFC36DBCN1 | TM8E100C16MP11 | 34000 | 17.5 | 8.1 | 33600 | 23800 | 70.83% | 2.08 | 0 | 10 |  |  |  | No | R-410A | 2.8333 | Residential & Commercial | Ducted CEE Tier 1
211391821 | Central HP <5.4 tons | FRASER-JOHNSTON | HRCU-A-CB (Split System: Heat Pump with Remote Outdoor Unit-Air-Source) | HMH72B341 |  |  | XAFB36DXXN1+TXV | TM8E100B12MP11 | 34000 | 18 | 8.1 | 33800 | 23800 | 70.41% | 2.06 | 0 | 10 |  |  |  | No | R-410A | 2.8333 | Residential & Commercial | Ducted CEE Tier 1
214398122 | Central HP <5.4 tons | COLEMAN | HRCU-A-CB (Split System: Heat Pump with Remote Outdoor Unit-Air-Source) | HH836E2S11 |  |  | CTM36B5CDS1 | TM9Y080B12MP11 | 33200 | 18 | 8.5 | 31400 | 25600 | 81.53% | 2 | 0 | 11 |  |  |  | No | R-454B | 2.7667 | Residential & Commercial | Ducted CEE Tier 1
214398206 | Central HP <5.4 tons | COLEMAN | HRCU-A-CB (Split System: Heat Pump with Remote Outdoor Unit-Air-Source) | HH836E2S11 |  |  | CTF48C5CFS1+JMC16C2SN1 |  | 34400 | 19 | 9 | 32000 | 25200 | 78.75% | 2 | 0 | 11.7 |  |  |  | No | R-454B | 2.8667 | Residential & Commercial | Ducted CEE Tier 1
214397756 | Central HP <5.4 tons | COLEMAN | HRCU-A-CB (Split System: Heat Pump with Remote Outdoor Unit-Air-Source) | HH836E2S11 |  |  | CTF36C5CDS1 | TPLC080C16MP13 | 34000 | 18 | 8.5 | 31600 | 26000 | 82.28% | 2 | 0 | 11 |  |  |  | No | R-454B | 2.8333 | Residential & Commercial | Ducted CEE Tier 1
214397790 | Central HP <5.4 tons | COLEMAN | HRCU-A-CB (Split System: Heat Pump with Remote Outdoor Unit-Air-Source) | HH836E2S11 |  |  | CTF48C5CFS1 | CP9C080C16MP13 | 33200 | 18 | 9 | 31600 | 25400 | 80.38% | 2 | 0 | 11 |  |  |  | No | R-454B | 2.7667 | Residential & Commercial | Ducted CEE Tier 1
216054316 | Central HP <5.4 tons | BOSCH | HRCU-A-CB (Split System: Heat Pump with Remote Outdoor Unit-Air-Source) | BOVA-60RXB-M15S | ADP |  | HG86*60+TXV+AEFE5* |  | 54500 | 16 | 8.45 | 54000 | 39000 | 72.22% | 1.86 | 0 | 10 |  |  |  | No | R-454B | 4.5417 | Residential & Commercial | Ducted CEE Tier 1
212361448 | Central HP <5.4 tons | BOSCH | HRCU-A-CB (Split System: Heat Pump with Remote Outdoor Unit-Air-Source) | BOVA-36HDN1-M20G | ADP |  | HE32936 | BGH96M080B3A | 23000 | 18 | 8.8 | 22400 | 17000 | 75.89% | 1.86 | 0 | 11.5 |  |  |  | No | R-410A | 1.9167 | Residential & Commercial | Ducted CEE Tier 1
212361566 | Central HP <5.4 tons | BOSCH | HRCU-A-CB (Split System: Heat Pump with Remote Outdoor Unit-Air-Source) | BOVA-36HDN1-M20G | ADP |  | HE33(1,2)36+TXV | BGH96M080B3A | 23400 | 18 | 8.95 | 22400 | 17000 | 75.89% | 1.9 | 0 | 11.7 |  |  |  | No | R-410A | 1.95 | Residential & Commercial | Ducted CEE Tier 1
215413741 | Central HP <5.4 tons | BOSCH | HRCU-A-CB (Split System: Heat Pump with Remote Outdoor Unit-Air-Source) | BOVD-36HDN1-M20G | ADP |  | A36VDA+TXV+AEFE4B* |  | 24000 | 20 | 9.5 | 22400 | 17200 | 76.79% | 2 | 0 | 13 |  |  |  | No | R-410A | 2 | Residential & Commercial | Ducted CEE Tier 1
214396223 | Central HP <5.4 tons | CHAMPION HEATING AND COOLING | HRCU-A-CB (Split System: Heat Pump with Remote Outdoor Unit-Air-Source) | HH824E2S11 |  |  | CTF36B5ADS1 | TM8V080B12MP12 | 23000 | 18 | 9 | 23000 | 18500 | 80.43% | 2 | 0 | 12 |  |  |  | No | R-454B | 1.9167 | Residential & Commercial | Ducted CEE Tier 1
214609071 | Central HP <5.4 tons | CHAMPION HEATING AND COOLING | HRCU-A-CB (Split System: Heat Pump with Remote Outdoor Unit-Air-Source) | HH824E2S11 |  |  | CTF30A5ADS1 | Z9ES026A08SMPS1 | 23000 | 18 | 9 | 23000 | 18100 | 78.7% | 2 | 0 | 12 |  |  |  | No | R-454B | 1.9167 | Residential & Commercial | Ducted CEE Tier 1
214807826 | Central HP <5.4 tons | COLEMAN | HRCU-A-CB (Split System: Heat Pump with Remote Outdoor Unit-Air-Source) | HH824E2S11 |  |  | CTU30B5XCS1+JMET12BS2N1+TXV |  | 23000 | 18 | 9.5 | 23000 | 18500 | 80.43% | 2 | 0 | 12 |  |  |  | No | R-454B | 1.9167 | Residential & Commercial | Ducted CEE Tier 1
212367507 | Central HP <5.4 tons | BOSCH | HRCU-A-CB (Split System: Heat Pump with Remote Outdoor Unit-Air-Source) | BOVB-60HDN1-M20G | ADP |  | H,RG88960 | BGH96M080C4B | 42500 | 17 | 8.8 | 42500 | 31000 | 72.94% | 1.9 | 0 | 11.7 |  |  |  | No | R-410A | 3.5417 | Residential & Commercial | Ducted CEE Tier 1
213184848 | Central HP <5.4 tons | BOSCH | HRCU-A-CB (Split System: Heat Pump with Remote Outdoor Unit-Air-Source) | BOVA-60HDN1-M20G | ADP |  | H,RG35948+AEFE5* |  | 44500 | 18 | 9 | 45500 | 33200 | 72.97% | 1.92 | 0 | 11 |  |  |  | No | R-410A | 3.7083 | Residential & Commercial | Ducted CEE Tier 1
213253154 | Central HP <5.4 tons | BOSCH | HRCU-A-CB (Split System: Heat Pump with Remote Outdoor Unit-Air-Source) | BOVA-60HDN1-M20G | ADP |  | HG35948+AEFE4B* |  | 44500 | 17 | 9 | 45500 | 33200 | 72.97% | 1.92 | 0 | 11 |  |  |  | No | R-410A | 3.7083 | Residential & Commercial | Ducted CEE Tier 1
213612288 | Central HP <5.4 tons | BOSCH | HRCU-A-CB (Split System: Heat Pump with Remote Outdoor Unit-Air-Source) | BOVB-60HDN1-M20G | ADP |  | V,T48H175P789+AEFE4B* |  | 45000 | 18 | 9.15 | 46000 | 33200 | 72.17% | 1.94 | 0 | 11.5 |  |  |  | No | R-410A | 3.75 | Residential & Commercial | Ducted CEE Tier 1
212361583 | Central HP <5.4 tons | BOSCH | HRCU-A-CB (Split System: Heat Pump with Remote Outdoor Unit-Air-Source) | BOVA-60HDN1-M20G | ADP |  | HE48(1,2)60+TXV | BGH96M080C4A | 42500 | 17 | 8.8 | 42500 | 31000 | 72.94% | 1.9 | 0 | 11.7 |  |  |  | No | R-410A | 3.5417 | Residential & Commercial | Ducted CEE Tier 1
212361585 | Central HP <5.4 tons | BOSCH | HRCU-A-CB (Split System: Heat Pump with Remote Outdoor Unit-Air-Source) | BOVA-60HDN1-M20G | ADP |  | HE48(1,2)60+TXV | BGH96M080C4B | 42500 | 17 | 8.8 | 42500 | 31000 | 72.94% | 1.9 | 0 | 11.7 |  |  |  | No | R-410A | 3.5417 | Residential & Commercial | Ducted CEE Tier 1
214862796 | Central HP <5.4 tons | BOSCH | HRCU-A-CB (Split System: Heat Pump with Remote Outdoor Unit-Air-Source) | BOVB-60HDN1-M20G | ADP |  | HG84(1,2)60+TXV | BGH96M120D5B | 51500 | 18 | 8.5 | 52000 | 37400 | 71.92% | 1.85 | 0 | 11.7 |  |  |  | No | R-410A | 4.2917 | Residential & Commercial | Ducted CEE Tier 1
214396816 | Central HP <5.4 tons | LUXAIRE | HRCU-A-CB (Split System: Heat Pump with Remote Outdoor Unit-Air-Source) | HH836E2S11 |  |  | CTF36C5CDS1 | TL8E080C16UH11 | 34200 | 18 | 8.5 | 32200 | 26400 | 81.99% | 2 | 0 | 11 |  |  |  | No | R-454B | 2.85 | Residential & Commercial | Ducted CEE Tier 1
214396982 | Central HP <5.4 tons | LUXAIRE | HRCU-A-CB (Split System: Heat Pump with Remote Outdoor Unit-Air-Source) | HH836E2S11 |  |  | CTF48C5CFS1 | TPLC080C16MP13 | 33400 | 18 | 9 | 31600 | 25400 | 80.38% | 2 | 0 | 11 |  |  |  | No | R-454B | 2.7833 | Residential & Commercial | Ducted CEE Tier 1
214396514 | Central HP <5.4 tons | LUXAIRE | HRCU-A-CB (Split System: Heat Pump with Remote Outdoor Unit-Air-Source) | HH836E2S11 |  |  | CTM48C5CFS1 | TM8Y100C20MP11 | 34600 | 19 | 9 | 32600 | 25800 | 79.14% | 2 | 0 | 11 |  |  |  | No | R-454B | 2.8833 | Residential & Commercial | Ducted CEE Tier 1
214396546 | Central HP <5.4 tons | LUXAIRE | HRCU-A-CB (Split System: Heat Pump with Remote Outdoor Unit-Air-Source) | HH836E2S11 |  |  | CTM48C5CFS1 | LPLC100C16MP13 | 33000 | 19 | 9 | 31200 | 25200 | 80.77% | 2 | 0 | 11 |  |  |  | No | R-454B | 2.75 | Residential & Commercial | Ducted CEE Tier 1
213312933 | Central HP <5.4 tons | CHAMPION HEATING AND COOLING | HRCU-A-CB (Split System: Heat Pump with Remote Outdoor Unit-Air-Source) | HMH72B341 | ADP |  | H,YG80936+AEFE4B* |  | 34000 | 18 | 8.7 | 31600 | 22800 | 72.15% | 2.1 | 0 | 10.5 |  |  |  | No | R-410A | 2.8333 | Residential & Commercial | Ducted CEE Tier 1
215681414 | Central HP <5.4 tons | BRYANT HEATING AND COOLING SYSTEMS | HRCU-A-CB (Split System: Heat Pump with Remote Outdoor Unit-Air-Source) | 290VAN048**AA* |  |  | CAA**6024AM*+UI | 987TA66100C21*** | 45000 | 18 | 9 | 47500 | 33600 | 70.74% | 2.06 | 0 | 10 |  |  |  | No | R-454B | 3.75 | Residential & Commercial | Ducted CEE Tier 1
214301877 | Central HP <5.4 tons | CHAMPION HEATING AND COOLING | HRCU-A-CB (Split System: Heat Pump with Remote Outdoor Unit-Air-Source) | HMH72B341 | ADP |  | H,YE7J(1,2)36+TXV | Z8ES040A12SMPS1 | 31800 | 17 | 8.1 | 30600 | 22200 | 72.55% | 2 | 0 | 10 |  |  |  | No | R-410A | 2.65 | Residential & Commercial | Ducted CEE Tier 1
215681814 | Central HP <5.4 tons | BRYANT HEATING AND COOLING SYSTEMS | HRCU-A-CB (Split System: Heat Pump with Remote Outdoor Unit-Air-Source) | 290VAN048**AA* |  |  | CVAMA4921XMA*+UI | 986TD60080C21*** | 48000 | 19 | 9 | 50000 | 36800 | 73.6% | 2 | 0 | 10 |  |  |  | No | R-454B | 4 | Residential & Commercial | Ducted CEE Tier 1
215681934 | Central HP <5.4 tons | BRYANT HEATING AND COOLING SYSTEMS | HRCU-A-CB (Split System: Heat Pump with Remote Outdoor Unit-Air-Source) | 290VAN048**AA* |  |  | CVAMA6021XMA*+UI | 83*CB60100C21*** | 48000 | 18.5 | 9 | 50000 | 36600 | 73.2% | 2 | 0 | 10 |  |  |  | No | R-454B | 4 | Residential & Commercial | Ducted CEE Tier 1
215681984 | Central HP <5.4 tons | BRYANT HEATING AND COOLING SYSTEMS | HRCU-A-CB (Split System: Heat Pump with Remote Outdoor Unit-Air-Source) | 290VAN048**AA* |  |  | CVAMA6024XMA*+UI | 83*CB60080C21*** | 48000 | 19 | 9 | 50000 | 36200 | 72.4% | 2.12 | 0 | 10 |  |  |  | No | R-454B | 4 | Residential & Commercial | Ducted CEE Tier 1
215682094 | Central HP <5.4 tons | BRYANT HEATING AND COOLING SYSTEMS | HRCU-A-CB (Split System: Heat Pump with Remote Outdoor Unit-Air-Source) | 290VAN048**AA* |  |  | CVAVA4821XMA*+UI | 986TD60080C21*** | 47000 | 18.5 | 9 | 50000 | 36600 | 73.2% | 1.98 | 0 | 10 |  |  |  | No | R-454B | 3.9167 | Residential & Commercial | Ducted CEE Tier 1
215681864 | Central HP <5.4 tons | BRYANT HEATING AND COOLING SYSTEMS | HRCU-A-CB (Split System: Heat Pump with Remote Outdoor Unit-Air-Source) | 290VAN048**AA* |  |  | CVAMA4921XMA*+UI | 987TA42080C17*** | 47500 | 18.5 | 9 | 50000 | 37200 | 74.4% | 1.98 | 0 | 10 |  |  |  | No | R-454B | 3.9583 | Residential & Commercial | Ducted CEE Tier 1
214074422 | Central HP <5.4 tons | MOOVAIR | HRCU-A-C (Split System: Heat Pump with Remote Outdoor Unit with No Indoor Fan --Air Source) | DMA24HOS20230E7 | ADP |  | HE21(1,2)24+TXV+TD |  | 23000 | 16 | 8.8 | 23000 | 19600 | 85.22% | 1.84 | 0 | 10 |  |  |  | No | R-410A | 1.9167 | Residential & Commercial | Ducted CEE Tier 1
214396917 | Central HP <5.4 tons | LUXAIRE | HRCU-A-CB (Split System: Heat Pump with Remote Outdoor Unit-Air-Source) | HH836E2S11 |  |  | CTF36C5CDS1 | TMLE080C20MP11 | 34800 | 17 | 8.5 | 32800 | 27000 | 82.32% | 2 | 0 | 11 |  |  |  | No | R-454B | 2.9 | Residential & Commercial | Ducted CEE Tier 1
214396932 | Central HP <5.4 tons | LUXAIRE | HRCU-A-CB (Split System: Heat Pump with Remote Outdoor Unit-Air-Source) | HH836E2S11 |  |  | CTF48C5CFS1 | TM8E080C16MP11 | 33200 | 19 | 9 | 31200 | 25400 | 81.41% | 2 | 0 | 11 |  |  |  | No | R-454B | 2.7667 | Residential & Commercial | Ducted CEE Tier 1
214397250 | Central HP <5.4 tons | LUXAIRE | HRCU-A-CB (Split System: Heat Pump with Remote Outdoor Unit-Air-Source) | HH836E2S11 |  |  | CTF36C5CDS1+JME16C2SN1 |  | 34600 | 19 | 9 | 31600 | 26000 | 82.28% | 2 | 0 | 12 |  |  |  | No | R-454B | 2.8833 | Residential & Commercial | Ducted CEE Tier 1
212989321 | Central HP <5.4 tons | CARRIER | HRCU-A-CB (Split System: Heat Pump with Remote Outdoor Unit-Air-Source) | 38MURAQ18AB3* |  |  | CNPV*3017AL* | 59SU5B060M17**16 | 17600 | 16.5 | 8.1 | 18100 | 18700 | 103.3% | 2.24 | 0 | 11 |  |  |  | No | R-410A | 1.4667 | Residential & Commercial | Ducted CEE Tier 1
214862794 | Central HP <5.4 tons | BOSCH | HRCU-A-CB (Split System: Heat Pump with Remote Outdoor Unit-Air-Source) | BOVB-60HDN1-M20G | ADP |  | HG84(1,2)60+TXV | BGH96M080C4B | 42500 | 17 | 8.8 | 42500 | 31000 | 72.94% | 1.9 | 0 | 11.7 |  |  |  | No | R-410A | 3.5417 | Residential & Commercial | Ducted CEE Tier 1
215213867 | Central HP <5.4 tons | BOSCH | HRCU-A-CB (Split System: Heat Pump with Remote Outdoor Unit-Air-Source) | BOVB-60HDN1-M20G | ADP |  | H,G,JG88960+AEFE5* |  | 51500 | 17 | 9.5 | 53000 | 38000 | 71.7% | 2.02 | 0 | 11.7 |  |  |  | No | R-410A | 4.2917 | Residential & Commercial | Ducted CEE Tier 1
214572558 | Central HP <5.4 tons | CARRIER | HRCU-A-CB (Split System: Heat Pump with Remote Outdoor Unit-Air-Source) | 25VNA837A*030* |  |  | CAP**3721AL*+UI | 59MN7C060C21**20 | 32800 | 17 | 8.5 | 33000 | 25400 | 76.97% | 1.98 | 0 | 11 |  |  |  | No | R-410A | 2.7333 | Residential & Commercial | Ducted CEE Tier 1
214573528 | Central HP <5.4 tons | CARRIER | HRCU-A-CB (Split System: Heat Pump with Remote Outdoor Unit-Air-Source) | 25VNA837A*030* |  |  | CNPV*4824AL*+UI | 59MN7C080C21**20 | 32400 | 17.5 | 8.5 | 32800 | 24800 | 75.61% | 1.96 | 0 | 11.5 |  |  |  | No | R-410A | 2.7 | Residential & Commercial | Ducted CEE Tier 1
214573238 | Central HP <5.4 tons | CARRIER | HRCU-A-CB (Split System: Heat Pump with Remote Outdoor Unit-Air-Source) | 25VNA837A*030* |  |  | CSPH*4812AL*+UI | 59TN6C080C21**20 | 32600 | 17.5 | 8.5 | 32600 | 24800 | 76.07% | 1.98 | 0 | 11 |  |  |  | No | R-410A | 2.7167 | Residential & Commercial | Ducted CEE Tier 1
216093480 | Central HP <5.4 tons | BOSCH | HRCU-A-CB (Split System: Heat Pump with Remote Outdoor Unit-Air-Source) | BOVA-60MTB-M19E | ADP |  | HG35*48+TXV+AEFE5* |  | 46000 | 18 | 9.5 | 46000 | 48000 | 104.3% | 2.02 | 0 | 11 |  |  |  | No | R-454B | 3.8333 | Residential & Commercial | Ducted CEE Tier 1
213369685 | Central HP <5.4 tons | MOOVAIR | HRCU-A-C (Split System: Heat Pump with Remote Outdoor Unit with No Indoor Fan --Air Source) | DMA30HOS20230E7 | ADP |  | *G8J936+TD |  | 29800 | 15.2 | 9.5 | 31400 | 26600 | 84.71% | 1.82 | 0 | 10.5 |  |  |  | No | R-410A | 2.4833 | Residential & Commercial | Ducted CEE Tier 1
214397484 | Central HP <5.4 tons | COLEMAN | HRCU-A-CB (Split System: Heat Pump with Remote Outdoor Unit-Air-Source) | HH860E2S11 |  |  | CTM60C5CGS1 | CP9C100C20MP13 | 44000 | 18 | 9 | 44500 | 33600 | 75.51% | 2 | 0 | 11.7 |  |  |  | No | R-454B | 3.6667 | Residential & Commercial | Ducted CEE Tier 1
214397617 | Central HP <5.4 tons | COLEMAN | HRCU-A-CB (Split System: Heat Pump with Remote Outdoor Unit-Air-Source) | HH860E2S11 |  |  | CTF60C5CHS1 | TM8Y100C20MP11 | 54000 | 19 | 9 | 55000 | 39500 | 71.82% | 2 | 0 | 11 |  |  |  | No | R-454B | 4.5 | Residential & Commercial | Ducted CEE Tier 1
214398052 | Central HP <5.4 tons | COLEMAN | HRCU-A-CB (Split System: Heat Pump with Remote Outdoor Unit-Air-Source) | HH860E2S11 |  |  | CTM60C5CHS1 | TPLC120C20MP13 | 53500 | 19 | 9 | 54000 | 39000 | 72.22% | 2 | 0 | 11 |  |  |  | No | R-454B | 4.4583 | Residential & Commercial | Ducted CEE Tier 1
214397872 | Central HP <5.4 tons | CHAMPION HEATING AND COOLING | HRCU-A-CB (Split System: Heat Pump with Remote Outdoor Unit-Air-Source) | HH860E2S11 |  |  | CTF60C5CGS1 | TM9E080C20MP12 | 44500 | 17 | 9 | 45000 | 33800 | 75.11% | 2 | 0 | 11.7 |  |  |  | No | R-454B | 3.7083 | Residential & Commercial | Ducted CEE Tier 1
214717455 | Central HP <5.4 tons | TEMPSTAR | HRCU-A-C (Split System: Heat Pump with Remote Outdoor Unit with No Indoor Fan --Air Source) | DLCURAH30ABK | ADP |  | H,GE31(1,2)30+TXV+TD |  | 28600 | 15.2 | 9.05 | 31000 | 26600 | 85.81% | 1.76 | 0 | 10 |  |  |  | No | R-410A | 2.3833 | Residential & Commercial | Ducted CEE Tier 1
213369636 | Central HP <5.4 tons | Dettson | HRCU-A-C (Split System: Heat Pump with Remote Outdoor Unit with No Indoor Fan --Air Source) | EVD-30-O | ADP |  | *G8J936+TD |  | 29800 | 15.2 | 9.5 | 31400 | 26600 | 84.71% | 1.82 | 0 | 10.5 |  |  |  | No | R-410A | 2.4833 | Residential & Commercial | Ducted CEE Tier 1
214398701 | Central HP <5.4 tons | COLEMAN | HRCU-A-CB (Split System: Heat Pump with Remote Outdoor Unit-Air-Source) | HH860E2S11 |  |  | CTF60C5CGS1 | TM9E100C16MP12 | 44500 | 18 | 9 | 46000 | 34400 | 74.78% | 2 | 0 | 11 |  |  |  | No | R-454B | 3.7083 | Residential & Commercial | Ducted CEE Tier 1
213281363 | Central HP <5.4 tons | BOSCH | HRCU-A-CB (Split System: Heat Pump with Remote Outdoor Unit-Air-Source) | BOVA-36HDN1-M20G | ADP |  | V36H***P449+AEFE3A* |  | 23800 | 19 | 9.5 | 22400 | 17200 | 76.79% | 2 | 0 | 13 |  |  |  | No | R-410A | 1.9833 | Residential & Commercial | Ducted CEE Tier 1
215934120 | Central HP <5.4 tons | DAY & NIGHT | HRCU-A-CB (Split System: Heat Pump with Remote Outdoor Unit-Air-Source) | C5H3V48*K*AAA* |  |  | EA*5X60M24A*+WALLCON | *80CTL1352422B* | 45000 | 21.5 | 9.5 | 48000 | 36200 | 75.42% | 2 | 0 | 11.5 |  |  |  | No | R-454B | 3.75 | Residential & Commercial | Ducted CEE Tier 1
212367397 | Central HP <5.4 tons | BOSCH | HRCU-A-CB (Split System: Heat Pump with Remote Outdoor Unit-Air-Source) | BOVA-36HDN1-M20G | ADP |  | HG34936 | BGH96M060B3B | 23800 | 18 | 9 | 22400 | 17000 | 75.89% | 1.9 | 0 | 12 |  |  |  | No | R-410A | 1.9833 | Residential & Commercial | Ducted CEE Tier 1
212367411 | Central HP <5.4 tons | BOSCH | HRCU-A-CB (Split System: Heat Pump with Remote Outdoor Unit-Air-Source) | BOVB-36HDN1-M20G | ADP |  | HG34936 | BGH96M080B3B | 23800 | 18 | 9 | 22400 | 17000 | 75.89% | 1.9 | 0 | 12 |  |  |  | No | R-410A | 1.9833 | Residential & Commercial | Ducted CEE Tier 1
214389382 | Central HP <5.4 tons | BRYANT HEATING AND COOLING SYSTEMS | HRCU-A-CB (Split System: Heat Pump with Remote Outdoor Unit-Air-Source) | 284ANV036*0**B* |  |  | CNPV*3621AL*+UI | 88*TB36045C17*** | 32000 | 18 | 9 | 39000 | 27400 | 70.26% | 1.9 | 0 | 11 |  |  |  | No | R-410A | 2.6667 | Residential & Commercial | Ducted CEE Tier 1
216051832 | Central HP <5.4 tons | BOSCH | HRCU-A-CB (Split System: Heat Pump with Remote Outdoor Unit-Air-Source) | BOVA-60RXB-M15S | ADP |  | FE*G34*36+TXV |  | 33400 | 16 | 8.35 | 32600 | 33800 | 103.7% | 1.78 | 0 | 11.5 |  |  |  | No | R-454B | 2.7833 | Residential & Commercial | Ducted CEE Tier 1
213774702 | Central HP <5.4 tons | KEEPRITE | HRCU-A-CB (Split System: Heat Pump with Remote Outdoor Unit-Air-Source) | CVH825GKA3* |  |  | EHD4X48AAL+WALLCON | *96CTN0801714B* | 24200 | 16 | 8.1 | 21400 | 16600 | 77.57% | 2 | 0 | 10.5 |  |  |  | No | R-410A | 2.0167 | Residential & Commercial | Ducted CEE Tier 1
213774602 | Central HP <5.4 tons | KEEPRITE | HRCU-A-CB (Split System: Heat Pump with Remote Outdoor Unit-Air-Source) | CVH825GKA3* |  |  | EHD4X48AAL+WALLCON | *80CTL0902120B* | 24200 | 16 | 8.1 | 21200 | 16600 | 78.3% | 2.02 | 0 | 10.5 |  |  |  | No | R-410A | 2.0167 | Residential & Commercial | Ducted CEE Tier 1
213774452 | Central HP <5.4 tons | KEEPRITE | HRCU-A-CB (Split System: Heat Pump with Remote Outdoor Unit-Air-Source) | CVH825GKA3* |  |  | EHD4X42AAL+WALLCON | *80CTL1352422B* | 24200 | 16 | 8.1 | 21400 | 16600 | 77.57% | 2 | 0 | 10.5 |  |  |  | No | R-410A | 2.0167 | Residential & Commercial | Ducted CEE Tier 1
213773682 | Central HP <5.4 tons | KEEPRITE | HRCU-A-CB (Split System: Heat Pump with Remote Outdoor Unit-Air-Source) | CVH825GKA3* |  |  | EA*4X43L21A*+WALLCON | *96CTN1002122B* | 24400 | 16.5 | 8.5 | 21200 | 16600 | 78.3% | 2.02 | 0 | 11 |  |  |  | No | R-410A | 2.0333 | Residential & Commercial | Ducted CEE Tier 1
213773332 | Central HP <5.4 tons | KEEPRITE | HRCU-A-CB (Split System: Heat Pump with Remote Outdoor Unit-Air-Source) | CVH825GKA3* |  |  | EA*4X37L21A*+WALLCON | *97CMN0801714B* | 24400 | 16.5 | 8.1 | 21200 | 16600 | 78.3% | 2.02 | 0 | 11 |  |  |  | No | R-410A | 2.0333 | Residential & Commercial | Ducted CEE Tier 1
213356194 | Central HP <5.4 tons | BOSCH | HRCU-A-CB (Split System: Heat Pump with Remote Outdoor Unit-Air-Source) | BOVA-60HDN1-M20G | ADP |  | A48VGA+TXV+AEFE5* |  | 46000 | 18 | 9.3 | 46000 | 33200 | 72.17% | 1.96 | 0 | 11.7 |  |  |  | No | R-410A | 3.8333 | Residential & Commercial | Ducted CEE Tier 1
213281311 | Central HP <5.4 tons | BOSCH | HRCU-A-CB (Split System: Heat Pump with Remote Outdoor Unit-Air-Source) | BOVA-60HDN1-M20G | ADP |  | PL60H210P299+AEFE5* |  | 45500 | 18 | 9.35 | 46000 | 33200 | 72.17% | 1.98 | 0 | 11.7 |  |  |  | No | R-410A | 3.7917 | Residential & Commercial | Ducted CEE Tier 1
213281445 | Central HP <5.4 tons | BOSCH | HRCU-A-CB (Split System: Heat Pump with Remote Outdoor Unit-Air-Source) | BOVA-60HDN1-M20G | ADP |  | V48H175P789+AEFE4B* |  | 45000 | 18 | 9.15 | 46000 | 33200 | 72.17% | 1.94 | 0 | 11.5 |  |  |  | No | R-410A | 3.75 | Residential & Commercial | Ducted CEE Tier 1
213281447 | Central HP <5.4 tons | BOSCH | HRCU-A-CB (Split System: Heat Pump with Remote Outdoor Unit-Air-Source) | BOVB-60HDN1-M20G | ADP |  | V48H175P159+AEFE4B* |  | 44500 | 18 | 9.05 | 45500 | 33200 | 72.97% | 1.92 | 0 | 11 |  |  |  | No | R-410A | 3.7083 | Residential & Commercial | Ducted CEE Tier 1
213253166 | Central HP <5.4 tons | BOSCH | HRCU-A-CB (Split System: Heat Pump with Remote Outdoor Unit-Air-Source) | BOVB-60HDN1-M20G | ADP |  | HG35948+AEFE4B* |  | 44500 | 17 | 9 | 45500 | 33200 | 72.97% | 1.92 | 0 | 11 |  |  |  | No | R-410A | 3.7083 | Residential & Commercial | Ducted CEE Tier 1
213187954 | Central HP <5.4 tons | AMERISTAR | HRCU-A-C (Split System: Heat Pump with Remote Outdoor Unit with No Indoor Fan --Air Source) | E4HL5030A1000A | ADP |  | V,T36H175P139+TD |  | 24000 | 15.2 | 8.1 | 22400 | 19100 | 85.27% | 1.75 | 0 | 10 |  |  |  | No | R-410A | 2 | Residential & Commercial | Ducted CEE Tier 1
212596648 | Central HP <5.4 tons | TOSOT | HRCU-A-C (Split System: Heat Pump with Remote Outdoor Unit with No Indoor Fan --Air Source) | TU60-48WADU | ADP |  | M60E499+TD |  | 45500 | 15.2 | 8.35 | 46000 | 33200 | 72.17% | 1.78 | 0 | 10 |  |  |  | No | R-410A | 3.7917 | Residential & Commercial | Ducted CEE Tier 1
213249114 | Central HP <5.4 tons | TOSOT | HRCU-A-C (Split System: Heat Pump with Remote Outdoor Unit with No Indoor Fan --Air Source) | TU60-48WADU | ADP |  | *E88960+TD |  | 47000 | 15.2 | 8.5 | 46000 | 33200 | 72.17% | 1.8 | 0 | 10 |  |  |  | No | R-410A | 3.9167 | Residential & Commercial | Ducted CEE Tier 1
213249113 | Central HP <5.4 tons | TOSOT | HRCU-A-C (Split System: Heat Pump with Remote Outdoor Unit with No Indoor Fan --Air Source) | TU60-48WADU | ADP |  | *G52960+TD |  | 47000 | 15.2 | 8.5 | 46000 | 33200 | 72.17% | 1.8 | 0 | 10 |  |  |  | No | R-410A | 3.9167 | Residential & Commercial | Ducted CEE Tier 1
213370125 | Central HP <5.4 tons | TOSOT | HRCU-A-C (Split System: Heat Pump with Remote Outdoor Unit with No Indoor Fan --Air Source) | TU60-48WADU | ADP |  | *E51960 |  | 47000 | 15.2 | 8.45 | 46000 | 33200 | 72.17% | 1.78 | 0 | 10 |  |  |  | No | R-410A | 3.9167 | Residential & Commercial | Ducted CEE Tier 1
212617029 | Central HP <5.4 tons | TOSOT | HRCU-A-C (Split System: Heat Pump with Remote Outdoor Unit with No Indoor Fan --Air Source) | TU60-48WADU | ADP |  | HD19960+TD |  | 47000 | 15.2 | 8.5 | 46000 | 33200 | 72.17% | 1.8 | 0 | 10 |  |  |  | No | R-410A | 3.9167 | Residential & Commercial | Ducted CEE Tier 1
213362473 | Central HP <5.4 tons | BOSCH | HRCU-A-CB (Split System: Heat Pump with Remote Outdoor Unit-Air-Source) | BOVB-36HDN1-M20G | ADP |  | HG35936 | BGH96M080B3B | 24000 | 18 | 9 | 22400 | 17000 | 75.89% | 1.9 | 0 | 12 |  |  |  | No | R-410A | 2 | Residential & Commercial | Ducted CEE Tier 1
213362471 | Central HP <5.4 tons | BOSCH | HRCU-A-CB (Split System: Heat Pump with Remote Outdoor Unit-Air-Source) | BOVB-36HDN1-M20G | ADP |  | HG35936 | BGH96M060B3B | 24000 | 18 | 9 | 22400 | 17000 | 75.89% | 1.9 | 0 | 12 |  |  |  | No | R-410A | 2 | Residential & Commercial | Ducted CEE Tier 1
213362472 | Central HP <5.4 tons | BOSCH | HRCU-A-CB (Split System: Heat Pump with Remote Outdoor Unit-Air-Source) | BOVB-36HDN1-M20G | ADP |  | HG9J936 | BGH96M060B3B | 23800 | 18 | 9 | 22400 | 17000 | 75.89% | 1.9 | 0 | 12 |  |  |  | No | R-410A | 1.9833 | Residential & Commercial | Ducted CEE Tier 1
214279017 | Central HP <5.4 tons | BOSCH | HRCU-A-CB (Split System: Heat Pump with Remote Outdoor Unit-Air-Source) | BOVC-36HDN1-M20G | ADP |  | V36H***P449+AEFE3A* |  | 23800 | 19 | 9.5 | 22400 | 17200 | 76.79% | 2 | 0 | 13 |  |  |  | No | R-410A | 1.9833 | Residential & Commercial | Ducted CEE Tier 1
215413743 | Central HP <5.4 tons | BOSCH | HRCU-A-CB (Split System: Heat Pump with Remote Outdoor Unit-Air-Source) | BOVD-36HDN1-M20G | ADP |  | V36H175P149+AEFE4B* |  | 23800 | 20 | 9.5 | 22400 | 17200 | 76.79% | 2 | 0 | 13 |  |  |  | No | R-410A | 1.9833 | Residential & Commercial | Ducted CEE Tier 1
213894999 | Central HP <5.4 tons | BOSCH | HRCU-A-CB (Split System: Heat Pump with Remote Outdoor Unit-Air-Source) | BOVA-36HDN1-M20G | ADP |  | H,YG8J936 | BGH96M080B3A | 23600 | 18 | 9 | 22400 | 17000 | 75.89% | 1.9 | 0 | 11.7 |  |  |  | No | R-410A | 1.9667 | Residential & Commercial | Ducted CEE Tier 1
212361446 | Central HP <5.4 tons | BOSCH | HRCU-A-CB (Split System: Heat Pump with Remote Outdoor Unit-Air-Source) | BOVA-36HDN1-M20G | ADP |  | HE33936 | BGH96M060B3B | 23400 | 18 | 8.95 | 22400 | 17000 | 75.89% | 1.88 | 0 | 11.7 |  |  |  | No | R-410A | 1.95 | Residential & Commercial | Ducted CEE Tier 1
215937840 | Central HP <5.4 tons | DAY & NIGHT | HRCU-A-CB (Split System: Heat Pump with Remote Outdoor Unit-Air-Source) | C5H3V48*K*AAA* |  |  | EVD5X48M21A*+WALLCON | *97CMN1002122B* | 44500 | 20 | 8.1 | 52000 | 38500 | 74.04% | 2 | 0 | 11 |  |  |  | No | R-454B | 3.7083 | Residential & Commercial | Ducted CEE Tier 1
212380685 | Central HP <5.4 tons | BOSCH | HRCU-A-CB (Split System: Heat Pump with Remote Outdoor Unit-Air-Source) | BOVA-36HDN1-M20G | ADP |  | PL36H175P159 | BGH96M080B3B | 24000 | 18 | 9 | 22400 | 17000 | 75.89% | 1.9 | 0 | 12 |  |  |  | No | R-410A | 2 | Residential & Commercial | Ducted CEE Tier 1
212380862 | Central HP <5.4 tons | BOSCH | HRCU-A-CB (Split System: Heat Pump with Remote Outdoor Unit-Air-Source) | BOVB-36HDN1-M20G | ADP |  | H,RG80936 | BGH96M060B3B | 24000 | 18 | 9 | 22400 | 17000 | 75.89% | 1.9 | 0 | 12 |  |  |  | No | R-410A | 2 | Residential & Commercial | Ducted CEE Tier 1
213253156 | Central HP <5.4 tons | BOSCH | HRCU-A-CB (Split System: Heat Pump with Remote Outdoor Unit-Air-Source) | BOVA-60HDN1-M20G | ADP |  | HG84948+AEFE5* |  | 47000 | 18 | 9.5 | 46000 | 33200 | 72.17% | 2 | 0 | 12 |  |  |  | No | R-410A | 3.9167 | Residential & Commercial | Ducted CEE Tier 1
212396550 | Central HP <5.4 tons | TRANE | HRCU-A-CB (Split System: Heat Pump with Remote Outdoor Unit-Air-Source) | 4TXD2036A10NU** | ADP |  | F,PE*G33930 |  | 23400 | 17 | 8.95 | 22400 | 21200 | 94.64% | 1.8 | 0 | 11.5 |  |  |  | No | R-410A | 1.95 | Residential & Commercial | Ducted CEE Tier 1
212498648 | Central HP <5.4 tons | TRANE | HRCU-A-CB (Split System: Heat Pump with Remote Outdoor Unit-Air-Source) | 4TXD2036A10NU** | ADP |  | CE3005C+TXV |  | 23000 | 16 | 8.8 | 22400 | 21600 | 96.43% | 1.78 | 0 | 11.5 |  |  |  | No | R-410A | 1.9167 | Residential & Commercial | Ducted CEE Tier 1
214609064 | Central HP <5.4 tons | LUXAIRE | HRCU-A-CB (Split System: Heat Pump with Remote Outdoor Unit-Air-Source) | HH836E2S11 |  |  | CTM48C5CFS1 | Z9ES080C20SMPS1 | 34000 | 19 | 9 | 32000 | 25600 | 80% | 2 | 0 | 11 |  |  |  | No | R-454B | 2.8333 | Residential & Commercial | Ducted CEE Tier 1
214301883 | Central HP <5.4 tons | CHAMPION HEATING AND COOLING | HRCU-A-CB (Split System: Heat Pump with Remote Outdoor Unit-Air-Source) | HMH72B341 | ADP |  | H,YE9J(1,2)36+TXV | Z8ES080C16LMPS1 | 34000 | 18 | 8.5 | 31800 | 23800 | 74.84% | 2.14 | 0 | 10 |  |  |  | No | R-410A | 2.8333 | Residential & Commercial | Ducted CEE Tier 1
215682474 | Central HP <5.4 tons | BRYANT HEATING AND COOLING SYSTEMS | HRCU-A-CB (Split System: Heat Pump with Remote Outdoor Unit-Air-Source) | 290VAN048**AA* |  |  | CVAVA6121XMA*+UI | 83*CB60100C21*** | 48500 | 19 | 9 | 50000 | 36800 | 73.6% | 2.12 | 0 | 10 |  |  |  | No | R-454B | 4.0417 | Residential & Commercial | Ducted CEE Tier 1
212955198 | Central HP <5.4 tons | CHAMPION HEATING AND COOLING | HRCU-A-CB (Split System: Heat Pump with Remote Outdoor Unit-Air-Source) | HMH72B341 | ADP |  | F,PE*SS9937 |  | 34000 | 18 | 8.7 | 31600 | 22800 | 72.15% | 2 | 0 | 10.5 |  |  |  | No | R-410A | 2.8333 | Residential & Commercial | Ducted CEE Tier 1
213369632 | Central HP <5.4 tons | Dettson | HRCU-A-C (Split System: Heat Pump with Remote Outdoor Unit with No Indoor Fan --Air Source) | EVD-24-O | ADP |  | *G21924+TD |  | 23000 | 16 | 8.8 | 23000 | 19600 | 85.22% | 1.84 | 0 | 10 |  |  |  | No | R-410A | 1.9167 | Residential & Commercial | Ducted CEE Tier 1
213312362 | Central HP <5.4 tons | CHAMPION HEATING AND COOLING | HRCU-A-CB (Split System: Heat Pump with Remote Outdoor Unit-Air-Source) | HMH72B341 | ADP |  | V,Y36H175P159+AEFE4B* |  | 34000 | 18 | 8.7 | 31600 | 22800 | 72.15% | 2.1 | 0 | 10.5 |  |  |  | No | R-410A | 2.8333 | Residential & Commercial | Ducted CEE Tier 1
212441622 | Central HP <5.4 tons | CHAMPION HEATING AND COOLING | HRCU-A-CB (Split System: Heat Pump with Remote Outdoor Unit-Air-Source) | HMH72B341 | ADP |  | H,YE8J936 | TM8E100C16MP11 | 33000 | 18 | 8.5 | 32400 | 22800 | 70.37% | 2.04 | 0 | 10 |  |  |  | No | R-410A | 2.75 | Residential & Commercial | Ducted CEE Tier 1
213872344 | Central HP <5.4 tons | CHAMPION HEATING AND COOLING | HRCU-A-CB (Split System: Heat Pump with Remote Outdoor Unit-Air-Source) | HMH72B341 | ADP |  | H,YG9J936 | TP9C080C16MP13 | 34000 | 17 | 8.1 | 32200 | 23400 | 72.67% | 2.08 | 0 | 10 |  |  |  | No | R-410A | 2.8333 | Residential & Commercial | Ducted CEE Tier 1
212975463 | Central HP <5.4 tons | CARRIER | HRCU-A-CB (Split System: Heat Pump with Remote Outdoor Unit-Air-Source) | 38MURAQ18AB3* |  |  | CNPV*2417AL* | 59TP6C060V14**12 | 17500 | 16 | 8.5 | 18500 | 19200 | 103.8% | 2.3 | 0 | 10.5 |  |  |  | No | R-410A | 1.4583 | Residential & Commercial | Ducted CEE Tier 1
212981880 | Central HP <5.4 tons | CARRIER | HRCU-A-CB (Split System: Heat Pump with Remote Outdoor Unit-Air-Source) | 38MURAQ18AB3* |  |  | CNPV*3017AL* | 58SU*B040M17**12 | 17500 | 16 | 8.1 | 18200 | 18500 | 101.6% | 2.22 | 0 | 10.5 |  |  |  | No | R-410A | 1.4583 | Residential & Commercial | Ducted CEE Tier 1
215682234 | Central HP <5.4 tons | BRYANT HEATING AND COOLING SYSTEMS | HRCU-A-CB (Split System: Heat Pump with Remote Outdoor Unit-Air-Source) | 290VAN048**AA* |  |  | CVAVA4924XMA*+UI | 986TD60080C21*** | 48000 | 19 | 9 | 50000 | 36600 | 73.2% | 2 | 0 | 10 |  |  |  | No | R-454B | 4 | Residential & Commercial | Ducted CEE Tier 1
215682384 | Central HP <5.4 tons | BRYANT HEATING AND COOLING SYSTEMS | HRCU-A-CB (Split System: Heat Pump with Remote Outdoor Unit-Air-Source) | 290VAN048**AA* |  |  | CVAVA6024XMA*+UI | 83*CB60080C21*** | 48000 | 19 | 9 | 50000 | 36200 | 72.4% | 2.12 | 0 | 10 |  |  |  | No | R-454B | 4 | Residential & Commercial | Ducted CEE Tier 1
215682484 | Central HP <5.4 tons | BRYANT HEATING AND COOLING SYSTEMS | HRCU-A-CB (Split System: Heat Pump with Remote Outdoor Unit-Air-Source) | 290VAN048**AA* |  |  | CVAVA6121XMA*+UI | 987TA42080C17*** | 48000 | 18.5 | 9 | 50000 | 37400 | 74.8% | 2 | 0 | 10 |  |  |  | No | R-454B | 4 | Residential & Commercial | Ducted CEE Tier 1
212614027 | Central HP <5.4 tons | MOOVAIR | HRCU-A-C (Split System: Heat Pump with Remote Outdoor Unit with No Indoor Fan --Air Source) | DMA24HOS20230E7 | ADP |  | HG21924+TD |  | 23000 | 16 | 8.8 | 23000 | 19600 | 85.22% | 1.84 | 0 | 10 |  |  |  | No | R-410A | 1.9167 | Residential & Commercial | Ducted CEE Tier 1
215681774 | Central HP <5.4 tons | BRYANT HEATING AND COOLING SYSTEMS | HRCU-A-CB (Split System: Heat Pump with Remote Outdoor Unit-Air-Source) | 290VAN048**AA* |  |  | CVAMA4821XMA*+UI | 83*CB60080C21*** | 47000 | 18.5 | 9 | 50000 | 36200 | 72.4% | 2 | 0 | 10 |  |  |  | No | R-454B | 3.9167 | Residential & Commercial | Ducted CEE Tier 1
215681924 | Central HP <5.4 tons | BRYANT HEATING AND COOLING SYSTEMS | HRCU-A-CB (Split System: Heat Pump with Remote Outdoor Unit-Air-Source) | 290VAN048**AA* |  |  | CVAMA6021XMA*+UI | 83*CB60080C21*** | 48500 | 19 | 9 | 50000 | 36400 | 72.8% | 2.12 | 0 | 10 |  |  |  | No | R-454B | 4.0417 | Residential & Commercial | Ducted CEE Tier 1
212596658 | Central HP <5.4 tons | TOSOT | HRCU-A-CB (Split System: Heat Pump with Remote Outdoor Unit-Air-Source) | TU36-24WADU | ADP |  | SK3925 |  | 21800 | 15.2 | 8.2 | 22400 | 21200 | 94.64% | 1.76 | 0 | 11 |  |  |  | No | R-410A | 1.8167 | Residential & Commercial | Ducted CEE Tier 1
216093473 | Central HP <5.4 tons | BOSCH | HRCU-A-CB (Split System: Heat Pump with Remote Outdoor Unit-Air-Source) | BOVA-36RTB-M20S | ADP |  | HG36*36+TXV+AEFE3A* |  | 34000 | 18 | 9.5 | 32600 | 24000 | 73.62% | 2 | 0 | 12 |  |  |  | No | R-454B | 2.8333 | Residential & Commercial | Ducted CEE Tier 1
211226117 | Central HP <5.4 tons | CARRIER | HRCU-A-CB (Split System: Heat Pump with Remote Outdoor Unit-Air-Source) | 38MURAQ36AB3* |  |  | CNPV*4824AL* | 59TP6B100V21**22 | 36000 | 16.5 | 8.1 | 38500 | 34800 | 90.39% | 2.02 | 0 | 10.5 |  |  |  | No | R-410A | 3 | Residential & Commercial | Ducted CEE Tier 1
211226135 | Central HP <5.4 tons | CARRIER | HRCU-A-CB (Split System: Heat Pump with Remote Outdoor Unit-Air-Source) | 38MURAQ36AB3* |  |  | CAP**3721AL* | 59SC5B100E21**22 | 37400 | 15.5 | 8.5 | 39000 | 35000 | 89.74% | 2.16 | 0 | 10 |  |  |  | No | R-410A | 3.1167 | Residential & Commercial | Ducted CEE Tier 1
216093472 | Central HP <5.4 tons | BOSCH | HRCU-A-CB (Split System: Heat Pump with Remote Outdoor Unit-Air-Source) | BOVA-36RTB-M20S | ADP |  | HG36*36+TXV+AEFE4B* |  | 34200 | 19 | 9.5 | 32600 | 24000 | 73.62% | 2 | 0 | 12 |  |  |  | No | R-454B | 2.85 | Residential & Commercial | Ducted CEE Tier 1
212975661 | Central HP <5.4 tons | CARRIER | HRCU-A-CB (Split System: Heat Pump with Remote Outdoor Unit-Air-Source) | 38MURAQ24AB3* |  |  | CAP**3014AL* | 59TP6C060V14**12 | 23400 | 16.5 | 8.5 | 26200 | 25000 | 95.42% | 2.08 | 0 | 10 |  |  |  | No | R-410A | 1.95 | Residential & Commercial | Ducted CEE Tier 1
214398627 | Central HP <5.4 tons | COLEMAN | HRCU-A-CB (Split System: Heat Pump with Remote Outdoor Unit-Air-Source) | HH860E2S11 |  |  | CTM60C5CGS1 | TM9Y080C16MP11 | 44000 | 17 | 9 | 44500 | 33800 | 75.96% | 2 | 0 | 11 |  |  |  | No | R-454B | 3.6667 | Residential & Commercial | Ducted CEE Tier 1
214398662 | Central HP <5.4 tons | COLEMAN | HRCU-A-CB (Split System: Heat Pump with Remote Outdoor Unit-Air-Source) | HH860E2S11 |  |  | CTF60C5CGS1 | CPLC080C16MP13 | 43500 | 18 | 9 | 44000 | 33400 | 75.91% | 2 | 0 | 11.7 |  |  |  | No | R-454B | 3.625 | Residential & Commercial | Ducted CEE Tier 1
214397491 | Central HP <5.4 tons | COLEMAN | HRCU-A-CB (Split System: Heat Pump with Remote Outdoor Unit-Air-Source) | HH860E2S11 |  |  | CTM60C5CGS1 | TM9E080C20MP12 | 44500 | 17 | 9 | 45000 | 33800 | 75.11% | 2 | 0 | 11.7 |  |  |  | No | R-454B | 3.7083 | Residential & Commercial | Ducted CEE Tier 1
214398295 | Central HP <5.4 tons | COLEMAN | HRCU-A-CB (Split System: Heat Pump with Remote Outdoor Unit-Air-Source) | HH860E2S11 |  |  | CTM60C5CGS1 | TM9Y100C20MP11 | 44500 | 17 | 9 | 46500 | 34800 | 74.84% | 2 | 0 | 11 |  |  |  | No | R-454B | 3.7083 | Residential & Commercial | Ducted CEE Tier 1
214717457 | Central HP <5.4 tons | TEMPSTAR | HRCU-A-C (Split System: Heat Pump with Remote Outdoor Unit with No Indoor Fan --Air Source) | DLCURAH30ABK | ADP |  | H,GE32(1,2)36+TXV+TD |  | 29000 | 15.2 | 9.2 | 31200 | 26600 | 85.26% | 1.78 | 0 | 10 |  |  |  | No | R-410A | 2.4167 | Residential & Commercial | Ducted CEE Tier 1
212614016 | Central HP <5.4 tons | MOOVAIR | HRCU-A-C (Split System: Heat Pump with Remote Outdoor Unit with No Indoor Fan --Air Source) | DMA30HOS20230E7 | ADP |  | HE31930+TD |  | 28600 | 15.2 | 9.05 | 31000 | 26600 | 85.81% | 1.76 | 0 | 10 |  |  |  | No | R-410A | 2.3833 | Residential & Commercial | Ducted CEE Tier 1
215668842 | Central HP <5.4 tons | KENMORE | HRCU-A-CB (Split System: Heat Pump with Remote Outdoor Unit-Air-Source) | (C,H,T)5H0V36*K*AAA* |  |  | EA*5X42M21A*+WALLCON | *80CTL0901716B* | 33200 | 18 | 9 | 35800 | 25600 | 71.51% | 1.86 | 0 | 10 |  |  |  | No | R-454B | 2.7667 | Residential & Commercial | Ducted CEE Tier 1
215668674 | Central HP <5.4 tons | KENMORE | HRCU-A-CB (Split System: Heat Pump with Remote Outdoor Unit-Air-Source) | (C,H,T)5H0V36*K*AAA* |  |  | EA*5X37M21A*+WALLCON | *80CTL0702120B* | 34400 | 18 | 9 | 35400 | 25200 | 71.19% | 1.88 | 0 | 10 |  |  |  | No | R-454B | 2.8667 | Residential & Commercial | Ducted CEE Tier 1
213252433 | Central HP <5.4 tons | RUNTRU | HRCU-A-CB (Split System: Heat Pump with Remote Outdoor Unit-Air-Source) | E4HL5030A1000A | ADP |  | TA*30A+TXV+TD |  | 24000 | 15.2 | 8.1 | 22400 | 19100 | 85.27% | 1.75 | 0 | 10 |  |  |  | No | R-410A | 2 | Residential & Commercial | Ducted CEE Tier 1
213270508 | Central HP <5.4 tons | AMERISTAR | HRCU-A-CB (Split System: Heat Pump with Remote Outdoor Unit-Air-Source) | E4HL5030A1000A | ADP |  | CE3005C+TXV |  | 24000 | 15.2 | 8.1 | 22400 | 19100 | 85.27% | 1.75 | 0 | 10 |  |  |  | No | R-410A | 2 | Residential & Commercial | Ducted CEE Tier 1
216093487 | Central HP <5.4 tons | BOSCH | HRCU-A-CB (Split System: Heat Pump with Remote Outdoor Unit-Air-Source) | BOVA-60RTB-M20S | ADP |  | HG84*60+TXV+AEFE5* |  | 47000 | 18 | 9.5 | 46000 | 33200 | 72.17% | 2 | 0 | 12 |  |  |  | No | R-454B | 3.9167 | Residential & Commercial | Ducted CEE Tier 1
213386560 | Central HP <5.4 tons | TOSOT | HRCU-A-C (Split System: Heat Pump with Remote Outdoor Unit with No Indoor Fan --Air Source) | TU60-48WADU | ADP |  | *E86960 |  | 47000 | 15.2 | 8.5 | 46000 | 33200 | 72.17% | 1.8 | 0 | 10 |  |  |  | No | R-410A | 3.9167 | Residential & Commercial | Ducted CEE Tier 1
213370123 | Central HP <5.4 tons | TOSOT | HRCU-A-C (Split System: Heat Pump with Remote Outdoor Unit with No Indoor Fan --Air Source) | TU60-48WADU | ADP |  | *E50960 |  | 47000 | 15.2 | 8.4 | 46000 | 33200 | 72.17% | 1.78 | 0 | 10 |  |  |  | No | R-410A | 3.9167 | Residential & Commercial | Ducted CEE Tier 1
214382097 | Central HP <5.4 tons | LUXAIRE | HRCU-A-CB (Split System: Heat Pump with Remote Outdoor Unit-Air-Source) | HL20B3621 |  |  | JHVVC36DE2C2N1+CC |  | 33200 | 19.5 | 8.5 | 33800 | 28800 | 85.21% | 1.98 | 0 | 12 |  |  |  | No | R-410A | 2.7667 | Residential & Commercial | Ducted CEE Tier 1
213187955 | Central HP <5.4 tons | AMERISTAR | HRCU-A-C (Split System: Heat Pump with Remote Outdoor Unit with No Indoor Fan --Air Source) | E4HL5030A1000A | ADP |  | V,T36H210P479+TD |  | 24000 | 15.2 | 8.1 | 22400 | 19100 | 85.27% | 1.75 | 0 | 10 |  |  |  | No | R-410A | 2 | Residential & Commercial | Ducted CEE Tier 1
212596660 | Central HP <5.4 tons | TOSOT | HRCU-A-CB (Split System: Heat Pump with Remote Outdoor Unit-Air-Source) | TU60-48WADU | ADP |  | BV**C7960 |  | 47000 | 15.2 | 8.45 | 46000 | 33200 | 72.17% | 1.8 | 0 | 10 |  |  |  | No | R-410A | 3.9167 | Residential & Commercial | Ducted CEE Tier 1
215431143 | Central HP <5.4 tons | FRIEDRICH | HRCU-A-CB (Split System: Heat Pump with Remote Outdoor Unit-Air-Source) | WFPU18Z363C | ADP |  | A36VDA+TXV+AEFE4B* |  | 33800 | 18 | 9.4 | 33400 | 25600 | 76.65% | 2.04 | 0 | 10 |  |  |  | No | R-410A | 2.8167 | Residential & Commercial | Ducted CEE Tier 1
213184780 | Central HP <5.4 tons | BOSCH | HRCU-A-CB (Split System: Heat Pump with Remote Outdoor Unit-Air-Source) | BOVB-36HDN1-M20G | ADP |  | V,G36H***D129+AEFE3A* |  | 23000 | 19 | 9.3 | 22400 | 17200 | 76.79% | 1.96 | 0 | 12.5 |  |  |  | No | R-410A | 1.9167 | Residential & Commercial | Ducted CEE Tier 1
212927492 | Central HP <5.4 tons | BOSCH | HRCU-A-CB (Split System: Heat Pump with Remote Outdoor Unit-Air-Source) | BOVB-36HDN1-M20G | ADP |  | CE2903C+TXV |  | 22800 | 19 | 9.2 | 22200 | 17200 | 77.48% | 1.94 | 0 | 12 |  |  |  | No | R-410A | 1.9 | Residential & Commercial | Ducted CEE Tier 1
212927494 | Central HP <5.4 tons | BOSCH | HRCU-A-CB (Split System: Heat Pump with Remote Outdoor Unit-Air-Source) | BOVB-36HDN1-M20G | ADP |  | CE3005A+TXV |  | 23200 | 19 | 9.3 | 22400 | 17200 | 76.79% | 1.96 | 0 | 12.5 |  |  |  | No | R-410A | 1.9333 | Residential & Commercial | Ducted CEE Tier 1
212396551 | Central HP <5.4 tons | TRANE | HRCU-A-CB (Split System: Heat Pump with Remote Outdoor Unit-Air-Source) | 4TXD2036A10NU** | ADP |  | F,PE*G33925 |  | 23400 | 17 | 8.95 | 22400 | 21200 | 94.64% | 1.8 | 0 | 11.5 |  |  |  | No | R-410A | 1.95 | Residential & Commercial | Ducted CEE Tier 1
213355884 | Central HP <5.4 tons | BOSCH | HRCU-A-CB (Split System: Heat Pump with Remote Outdoor Unit-Air-Source) | BOVA-36HDN1-M20G | ADP |  | HG9J936+AEFE4B* |  | 24000 | 20 | 9.5 | 22400 | 17200 | 76.79% | 2 | 0 | 13 |  |  |  | No | R-410A | 2 | Residential & Commercial | Ducted CEE Tier 1
212361442 | Central HP <5.4 tons | BOSCH | HRCU-A-CB (Split System: Heat Pump with Remote Outdoor Unit-Air-Source) | BOVA-36HDN1-M20G | ADP |  | HE32936 | BGH96M060B3A | 23000 | 18 | 8.8 | 22400 | 17000 | 75.89% | 1.86 | 0 | 11.5 |  |  |  | No | R-410A | 1.9167 | Residential & Commercial | Ducted CEE Tier 1
212361451 | Central HP <5.4 tons | BOSCH | HRCU-A-CB (Split System: Heat Pump with Remote Outdoor Unit-Air-Source) | BOVA-36HDN1-M20G | ADP |  | HE32936 | BGH96M080B3B | 23000 | 18 | 8.8 | 22400 | 17000 | 75.89% | 1.86 | 0 | 11.5 |  |  |  | No | R-410A | 1.9167 | Residential & Commercial | Ducted CEE Tier 1
212361565 | Central HP <5.4 tons | BOSCH | HRCU-A-CB (Split System: Heat Pump with Remote Outdoor Unit-Air-Source) | BOVA-36HDN1-M20G | ADP |  | HE32(1,2)36+TXV | BGH96M080B3A | 23000 | 18 | 8.8 | 22400 | 17000 | 75.89% | 1.86 | 0 | 11.5 |  |  |  | No | R-410A | 1.9167 | Residential & Commercial | Ducted CEE Tier 1
212361569 | Central HP <5.4 tons | BOSCH | HRCU-A-CB (Split System: Heat Pump with Remote Outdoor Unit-Air-Source) | BOVA-36HDN1-M20G | ADP |  | HE33(1,2)36+TXV | BGH96M080B3B | 23400 | 18 | 8.95 | 22400 | 17000 | 75.89% | 1.9 | 0 | 11.7 |  |  |  | No | R-410A | 1.95 | Residential & Commercial | Ducted CEE Tier 1
215681884 | Central HP <5.4 tons | BRYANT HEATING AND COOLING SYSTEMS | HRCU-A-CB (Split System: Heat Pump with Remote Outdoor Unit-Air-Source) | 290VAN048**AA* |  |  | CVAMA4921XMA*+UI | 987TA66100C21*** | 48000 | 19 | 9 | 50000 | 36800 | 73.6% | 2 | 0 | 10.5 |  |  |  | No | R-454B | 4 | Residential & Commercial | Ducted CEE Tier 1
215682084 | Central HP <5.4 tons | BRYANT HEATING AND COOLING SYSTEMS | HRCU-A-CB (Split System: Heat Pump with Remote Outdoor Unit-Air-Source) | 290VAN048**AA* |  |  | CVAMA6124XMA*+UI | 987TA66120C24*** | 48500 | 19.5 | 9.5 | 50000 | 36600 | 73.2% | 2.12 | 0 | 10.5 |  |  |  | No | R-454B | 4.0417 | Residential & Commercial | Ducted CEE Tier 1
215682434 | Central HP <5.4 tons | BRYANT HEATING AND COOLING SYSTEMS | HRCU-A-CB (Split System: Heat Pump with Remote Outdoor Unit-Air-Source) | 290VAN048**AA* |  |  | CVAVA6121XMA*+UI | 986TD60080C21*** | 48500 | 19 | 9 | 50000 | 36800 | 73.6% | 2 | 0 | 10.5 |  |  |  | No | R-454B | 4.0417 | Residential & Commercial | Ducted CEE Tier 1
213307059 | Central HP <5.4 tons | BOSCH | HRCU-A-CB (Split System: Heat Pump with Remote Outdoor Unit-Air-Source) | BOVA-36HDN1-M20G | ADP |  | V36H142P429+AEFE3A* |  | 23200 | 19 | 9.35 | 22400 | 17200 | 76.79% | 1.98 | 0 | 12.5 |  |  |  | No | R-410A | 1.9333 | Residential & Commercial | Ducted CEE Tier 1
215821298 | Central HP <5.4 tons | BOSCH | HRCU-A-CB (Split System: Heat Pump with Remote Outdoor Unit-Air-Source) | BOVA-24RXB-M15S | ADP |  | FE*G32*25+TXV |  | 23000 | 17 | 8.25 | 22400 | 16800 | 75% | 1.8 | 0 | 11 |  |  |  | No | R-454B | 1.9167 | Residential & Commercial | Ducted CEE Tier 1
215869164 | Central HP <5.4 tons | BOSCH | HRCU-A-CB (Split System: Heat Pump with Remote Outdoor Unit-Air-Source) | BOVD-36HDN1-M20G | ADP |  | H,RG37936+AEFE4B* |  | 34200 | 19 | 9.5 | 32600 | 23600 | 72.39% | 1.9 | 0 | 12 |  |  |  | No | R-410A | 2.85 | Residential & Commercial | Ducted CEE Tier 1
210595862 | Central HP <5.4 tons | KENMORE | HRCU-A-CB (Split System: Heat Pump with Remote Outdoor Unit-Air-Source) | (C,H,T)VH837GKA** |  |  | EHD4X60AAL+WALLCON | *95CSU0802120A* | 33000 | 17 | 8.1 | 32200 | 24800 | 77.02% | 2.02 | 0 | 11.5 |  |  |  | No | R-410A | 2.75 | Residential & Commercial | Ducted CEE Tier 1
210595896 | Central HP <5.4 tons | KENMORE | HRCU-A-CB (Split System: Heat Pump with Remote Outdoor Unit-Air-Source) | (C,H,T)VH837GKA** |  |  | EN(A,D,W)4X60L24**+WALLCON | *96CTN1202422A* | 32800 | 18 | 8.1 | 32200 | 24600 | 76.4% | 1.98 | 0 | 12 |  |  |  | No | R-410A | 2.7333 | Residential & Commercial | Ducted CEE Tier 1
213363290 | Central HP <5.4 tons | BOSCH | HRCU-A-CB (Split System: Heat Pump with Remote Outdoor Unit-Air-Source) | BOVB-36HDN1-M20G | ADP |  | HG32924 | BGH96M060B3B | 23000 | 18 | 8.8 | 22400 | 17000 | 75.89% | 1.86 | 0 | 11.5 |  |  |  | No | R-410A | 1.9167 | Residential & Commercial | Ducted CEE Tier 1
214279016 | Central HP <5.4 tons | BOSCH | HRCU-A-CB (Split System: Heat Pump with Remote Outdoor Unit-Air-Source) | BOVC-36HDN1-M20G | ADP |  | F,PE*G34936 |  | 33400 | 18 | 9.3 | 32600 | 23600 | 72.39% | 1.88 | 0 | 11.7 |  |  |  | No | R-410A | 2.7833 | Residential & Commercial | Ducted CEE Tier 1
214279019 | Central HP <5.4 tons | BOSCH | HRCU-A-CB (Split System: Heat Pump with Remote Outdoor Unit-Air-Source) | BOVD-36HDN1-M20G | ADP |  | F,PE*G32930 |  | 23200 | 20 | 9.3 | 22400 | 17200 | 76.79% | 1.96 | 0 | 12.5 |  |  |  | No | R-410A | 1.9333 | Residential & Commercial | Ducted CEE Tier 1
203449864 | Central HP <5.4 tons | BOSCH | HRCU-A-CB (Split System: Heat Pump with Remote Outdoor Unit-Air-Source) | BOVA-36HDN1-M20G | ADP |  | CP3005A+TXV+TD |  | 22800 | 17 | 9.3 | 22400 | 17200 | 76.79% | 1.96 | 11.5 | 12 |  |  |  | No | R-410A | 1.9 | Residential & Commercial | Ducted CEE Tier 1
203449863 | Central HP <5.4 tons | BOSCH | HRCU-A-CB (Split System: Heat Pump with Remote Outdoor Unit-Air-Source) | BOVA-36HDN1-M20G | ADP |  | CP2505A+TXV+TD |  | 22800 | 17 | 9.3 | 22400 | 17200 | 76.79% | 1.96 | 11.5 | 12 |  |  |  | No | R-410A | 1.9 | Residential & Commercial | Ducted CEE Tier 1
212050547 | Central HP <5.4 tons | BOSCH | HRCU-A-CB (Split System: Heat Pump with Remote Outdoor Unit-Air-Source) | BOVA-36HDN1-M20G | ADP |  | F,PE*E31924 |  | 22600 | 18 | 9.1 | 22200 | 17200 | 77.48% | 1.94 | 0 | 12 |  |  |  | No | R-410A | 1.8833 | Residential & Commercial | Ducted CEE Tier 1
215682204 | Central HP <5.4 tons | BRYANT HEATING AND COOLING SYSTEMS | HRCU-A-CB (Split System: Heat Pump with Remote Outdoor Unit-Air-Source) | 290VAN048**AA* |  |  | CVAVA4824XMA*+UI | 987TA60080C21*** | 47000 | 18.5 | 9 | 50000 | 36400 | 72.8% | 2 | 0 | 10 |  |  |  | No | R-454B | 3.9167 | Residential & Commercial | Ducted CEE Tier 1
214301855 | Central HP <5.4 tons | CHAMPION HEATING AND COOLING | HRCU-A-CB (Split System: Heat Pump with Remote Outdoor Unit-Air-Source) | HMH72B341 | ADP |  | H,YE9J(1,2)36+TXV | TM9E100C16MP12 | 33000 | 17 | 8.5 | 31400 | 22800 | 72.61% | 2.04 | 0 | 10 |  |  |  | No | R-410A | 2.75 | Residential & Commercial | Ducted CEE Tier 1
214301871 | Central HP <5.4 tons | CHAMPION HEATING AND COOLING | HRCU-A-CB (Split System: Heat Pump with Remote Outdoor Unit-Air-Source) | HMH72B341 | ADP |  | H,YE7J(1,2)36+TXV | TM9Y100C16MP11 | 32800 | 18 | 8.1 | 31800 | 23000 | 72.33% | 2.04 | 0 | 10 |  |  |  | No | R-410A | 2.7333 | Residential & Commercial | Ducted CEE Tier 1
214301872 | Central HP <5.4 tons | CHAMPION HEATING AND COOLING | HRCU-A-CB (Split System: Heat Pump with Remote Outdoor Unit-Air-Source) | HMH72B341 | ADP |  | H,YE9J(1,2)36+TXV | TM9Y100C16MP11 | 32800 | 18 | 8.1 | 31800 | 23000 | 72.33% | 2.04 | 0 | 10 |  |  |  | No | R-410A | 2.7333 | Residential & Commercial | Ducted CEE Tier 1
213317994 | Central HP <5.4 tons | TOSOT | HRCU-A-CB (Split System: Heat Pump with Remote Outdoor Unit-Air-Source) | TU60-48WADU | ADP |  | F,PE*UU1960 |  | 54000 | 15.4 | 9 | 54000 | 41000 | 75.93% | 1.8 | 0 | 10 |  |  |  | No | R-410A | 4.5 | Residential & Commercial | Ducted CEE Tier 1
213187956 | Central HP <5.4 tons | AMERISTAR | HRCU-A-C (Split System: Heat Pump with Remote Outdoor Unit with No Indoor Fan --Air Source) | E4HL5030A1000A | ADP |  | PL36H175P459+TD |  | 24000 | 15.2 | 8.1 | 22400 | 19100 | 85.27% | 1.75 | 0 | 10 |  |  |  | No | R-410A | 2 | Residential & Commercial | Ducted CEE Tier 1
215431120 | Central HP <5.4 tons | FRIEDRICH | HRCU-A-CB (Split System: Heat Pump with Remote Outdoor Unit-Air-Source) | WFPU17Z243C | ADP |  | A36VDA+TXV+AEFE4B* |  | 22000 | 16 | 9 | 21400 | 16500 | 77.1% | 2.05 | 0 | 10 |  |  |  | No | R-410A | 1.8333 | Residential & Commercial | Ducted CEE Tier 1
215431129 | Central HP <5.4 tons | FRIEDRICH | HRCU-A-CB (Split System: Heat Pump with Remote Outdoor Unit-Air-Source) | WFPU17Z243C | ADP |  | V,R36H***P449+AEFE3A* |  | 22000 | 16 | 9 | 21400 | 16500 | 77.1% | 2.05 | 0 | 10 |  |  |  | No | R-410A | 1.8333 | Residential & Commercial | Ducted CEE Tier 1
212396546 | Central HP <5.4 tons | TRANE | HRCU-A-CB (Split System: Heat Pump with Remote Outdoor Unit-Air-Source) | 4TXD2036A10NU** | ADP |  | F,PE*E32930 |  | 23000 | 16 | 8.85 | 22400 | 21200 | 94.64% | 1.8 | 0 | 11.5 |  |  |  | No | R-410A | 1.9167 | Residential & Commercial | Ducted CEE Tier 1
215934140 | Central HP <5.4 tons | DAY & NIGHT | HRCU-A-CB (Split System: Heat Pump with Remote Outdoor Unit-Air-Source) | C5H3V48*K*AAA* |  |  | EA*5X61M21A*+WALLCON | *80CSU1002120A* | 45000 | 21 | 9.5 | 48500 | 37000 | 76.29% | 2 | 0 | 11 |  |  |  | No | R-454B | 3.75 | Residential & Commercial | Ducted CEE Tier 1
213184850 | Central HP <5.4 tons | BOSCH | HRCU-A-CB (Split System: Heat Pump with Remote Outdoor Unit-Air-Source) | BOVA-60HDN1-M20G | ADP |  | H,RG48948+AEFE4B* |  | 46000 | 18 | 9.35 | 46000 | 33200 | 72.17% | 1.98 | 0 | 11.7 |  |  |  | No | R-410A | 3.8333 | Residential & Commercial | Ducted CEE Tier 1
213281328 | Central HP <5.4 tons | BOSCH | HRCU-A-CB (Split System: Heat Pump with Remote Outdoor Unit-Air-Source) | BOVB-60HDN1-M20G | ADP |  | V60H210P199+AEFE5* |  | 51500 | 17 | 9.45 | 53000 | 38000 | 71.7% | 2.02 | 0 | 11.7 |  |  |  | No | R-410A | 4.2917 | Residential & Commercial | Ducted CEE Tier 1
216093481 | Central HP <5.4 tons | BOSCH | HRCU-A-CB (Split System: Heat Pump with Remote Outdoor Unit-Air-Source) | BOVA-60MTB-M19E | ADP |  | HG35*48+TXV+AEFE4B* |  | 46000 | 18 | 9.5 | 46000 | 48000 | 104.3% | 2.02 | 0 | 11 |  |  |  | No | R-454B | 3.8333 | Residential & Commercial | Ducted CEE Tier 1
214573788 | Central HP <5.4 tons | CARRIER | HRCU-A-CB (Split System: Heat Pump with Remote Outdoor Unit-Air-Source) | 25VNA837A*031* |  |  | CAP**4224AL*+UI | 58TN*B070C21**20 | 31800 | 18 | 8.5 | 33000 | 24400 | 73.94% | 1.9 | 0 | 11 |  |  |  | No | R-410A | 2.65 | Residential & Commercial | Ducted CEE Tier 1
214573838 | Central HP <5.4 tons | CARRIER | HRCU-A-CB (Split System: Heat Pump with Remote Outdoor Unit-Air-Source) | 25VNA837A*031* |  |  | CAP**4224AL*+UI | 59TN6C080C21**20 | 31800 | 17.5 | 8.5 | 32800 | 24400 | 74.39% | 1.9 | 0 | 11 |  |  |  | No | R-410A | 2.65 | Residential & Commercial | Ducted CEE Tier 1
214574088 | Central HP <5.4 tons | CARRIER | HRCU-A-CB (Split System: Heat Pump with Remote Outdoor Unit-Air-Source) | 25VNA837A*031* |  |  | CAP**6121AL*+UI | 58TN*B070C21**20 | 33200 | 17.5 | 8.5 | 32000 | 25000 | 78.12% | 2 | 0 | 11.5 |  |  |  | No | R-410A | 2.7667 | Residential & Commercial | Ducted CEE Tier 1
215933030 | Central HP <5.4 tons | DAY & NIGHT | HRCU-A-CB (Split System: Heat Pump with Remote Outdoor Unit-Air-Source) | C5H3V36*K*AAA* |  |  | ESH5X36M12A*+WALLCON | *80CSU0401712A* | 33200 | 19 | 9 | 35000 | 27000 | 77.14% | 1.9 | 0 | 11 |  |  |  | No | R-454B | 2.7667 | Residential & Commercial | Ducted CEE Tier 1
215933480 | Central HP <5.4 tons | DAY & NIGHT | HRCU-A-CB (Split System: Heat Pump with Remote Outdoor Unit-Air-Source) | C5H3V36*K*AAA* |  |  | ESH5X42M12A*+WALLCON | *96CTN0801714B* | 33400 | 19 | 9 | 35000 | 26800 | 76.57% | 1.9 | 0 | 11 |  |  |  | No | R-454B | 2.7833 | Residential & Commercial | Ducted CEE Tier 1
214573988 | Central HP <5.4 tons | CARRIER | HRCU-A-CB (Split System: Heat Pump with Remote Outdoor Unit-Air-Source) | 25VNA837A*031* |  |  | CAP**4824AL*+UI | 59CU5B100C21**22 | 32400 | 17.5 | 8.5 | 32200 | 24800 | 77.02% | 2 | 0 | 11.5 |  |  |  | No | R-410A | 2.7 | Residential & Commercial | Ducted CEE Tier 1
214719710 | Central HP <5.4 tons | CHAMPION HEATING AND COOLING | HRCU-A-CB (Split System: Heat Pump with Remote Outdoor Unit-Air-Source) | HH836E2S11 |  |  | CTU36B5XDS1+TXV | TM9V080B12MP12 | 33000 | 18 | 8.5 | 30800 | 25000 | 81.17% | 2 | 0 | 11 |  |  |  | No | R-454B | 2.75 | Residential & Commercial | Ducted CEE Tier 1
214719908 | Central HP <5.4 tons | CHAMPION HEATING AND COOLING | HRCU-A-CB (Split System: Heat Pump with Remote Outdoor Unit-Air-Source) | HH836E2S11 |  |  | CTU48C5XFS1+TXV | TM9Y100C20MP11 | 34200 | 17 | 8.5 | 32800 | 26000 | 79.27% | 2 | 0 | 10 |  |  |  | No | R-454B | 2.85 | Residential & Commercial | Ducted CEE Tier 1
213312365 | Central HP <5.4 tons | CHAMPION HEATING AND COOLING | HRCU-A-CB (Split System: Heat Pump with Remote Outdoor Unit-Air-Source) | HMH72B341 | ADP |  | H,YG80936+AEFE3A* |  | 34000 | 18 | 8.7 | 31600 | 22800 | 72.15% | 2.1 | 0 | 10.5 |  |  |  | No | R-410A | 2.8333 | Residential & Commercial | Ducted CEE Tier 1
215934100 | Central HP <5.4 tons | DAY & NIGHT | HRCU-A-CB (Split System: Heat Pump with Remote Outdoor Unit-Air-Source) | C5H3V48*K*AAA* |  |  | EA*5X60M24A*+WALLCON | *80CTL0702120B* | 44500 | 21 | 9.5 | 48500 | 36600 | 75.46% | 2 | 0 | 11 |  |  |  | No | R-454B | 3.7083 | Residential & Commercial | Ducted CEE Tier 1
215413744 | Central HP <5.4 tons | BOSCH | HRCU-A-CB (Split System: Heat Pump with Remote Outdoor Unit-Air-Source) | BOVD-36HDN1-M20G | ADP |  | PL36H175P159+AEFE4B* |  | 24000 | 20 | 9.5 | 22400 | 17200 | 76.79% | 2 | 0 | 13 |  |  |  | No | R-410A | 2 | Residential & Commercial | Ducted CEE Tier 1
212050664 | Central HP <5.4 tons | BOSCH | HRCU-A-CB (Split System: Heat Pump with Remote Outdoor Unit-Air-Source) | BOVB-36HDN1-M20G | ADP |  | F,PE*E31924 |  | 22600 | 18 | 9.1 | 22200 | 17200 | 77.48% | 1.94 | 0 | 12 |  |  |  | No | R-410A | 1.8833 | Residential & Commercial | Ducted CEE Tier 1
212367482 | Central HP <5.4 tons | BOSCH | HRCU-A-CB (Split System: Heat Pump with Remote Outdoor Unit-Air-Source) | BOVA-36HDN1-M20G | ADP |  | H,RG34936 | BGH96M060B3B | 23800 | 18 | 9 | 22400 | 17000 | 75.89% | 1.9 | 0 | 12 |  |  |  | No | R-410A | 1.9833 | Residential & Commercial | Ducted CEE Tier 1
215869162 | Central HP <5.4 tons | BOSCH | HRCU-A-CB (Split System: Heat Pump with Remote Outdoor Unit-Air-Source) | BOVD-36HDN1-M20G | ADP |  | H,RG33936+AEFE4B* |  | 23400 | 20 | 9.45 | 22400 | 17200 | 76.79% | 1.98 | 0 | 12.5 |  |  |  | No | R-410A | 1.95 | Residential & Commercial | Ducted CEE Tier 1
212380873 | Central HP <5.4 tons | BOSCH | HRCU-A-CB (Split System: Heat Pump with Remote Outdoor Unit-Air-Source) | BOVB-36HDN1-M20G | ADP |  | V,R36H175P459 | BGH96M080B3B | 24000 | 18 | 9 | 22400 | 17000 | 75.89% | 1.9 | 0 | 12 |  |  |  | No | R-410A | 2 | Residential & Commercial | Ducted CEE Tier 1
212367409 | Central HP <5.4 tons | BOSCH | HRCU-A-CB (Split System: Heat Pump with Remote Outdoor Unit-Air-Source) | BOVB-36HDN1-M20G | ADP |  | HG34936 | BGH96M060B3B | 23800 | 18 | 9 | 22400 | 17000 | 75.89% | 1.9 | 0 | 12 |  |  |  | No | R-410A | 1.9833 | Residential & Commercial | Ducted CEE Tier 1
212380857 | Central HP <5.4 tons | BOSCH | HRCU-A-CB (Split System: Heat Pump with Remote Outdoor Unit-Air-Source) | BOVB-36HDN1-M20G | ADP |  | H,RG82936 | BGH96M060B3A | 24000 | 18 | 9 | 22400 | 17000 | 75.89% | 1.9 | 0 | 12 |  |  |  | No | R-410A | 2 | Residential & Commercial | Ducted CEE Tier 1
212614024 | Central HP <5.4 tons | MOOVAIR | HRCU-A-C (Split System: Heat Pump with Remote Outdoor Unit with No Indoor Fan --Air Source) | DMA18HOS20230E7 | ADP |  | HG21924+TD |  | 17700 | 16 | 8.85 | 17100 | 14600 | 85.38% | 2.06 | 0 | 11.5 |  |  |  | No | R-410A | 1.475 | Residential & Commercial | Ducted CEE Tier 1
211392057 | Central HP <5.4 tons | FRASER-JOHNSTON | HRCU-A-CB (Split System: Heat Pump with Remote Outdoor Unit-Air-Source) | HMH72B341 |  |  | XAFC36DXXN1+TXV | TM8E080C16MP11 | 34000 | 17 | 8.5 | 33600 | 23600 | 70.24% | 2.08 | 0 | 10 |  |  |  | No | R-410A | 2.8333 | Residential & Commercial | Ducted CEE Tier 1
211392622 | Central HP <5.4 tons | FRASER-JOHNSTON | HRCU-A-CB (Split System: Heat Pump with Remote Outdoor Unit-Air-Source) | HMH72B341 |  |  | XAFB36DXXN1+TXV | TMLE060A12MP11 | 34000 | 18 | 8.1 | 33800 | 23800 | 70.41% | 2.06 | 0 | 10 |  |  |  | No | R-410A | 2.8333 | Residential & Commercial | Ducted CEE Tier 1
211392123 | Central HP <5.4 tons | FRASER-JOHNSTON | HRCU-A-CB (Split System: Heat Pump with Remote Outdoor Unit-Air-Source) | HMH72B341 |  |  | XAFC30CXXN1+TXV | TMLE080C16MP11 | 33000 | 18 | 8.5 | 33000 | 23200 | 70.3% | 2.04 | 0 | 10 |  |  |  | No | R-410A | 2.75 | Residential & Commercial | Ducted CEE Tier 1
212380858 | Central HP <5.4 tons | BOSCH | HRCU-A-CB (Split System: Heat Pump with Remote Outdoor Unit-Air-Source) | BOVB-36HDN1-M20G | ADP |  | V,R36H175P149 | BGH96M060B3B | 23800 | 18 | 9 | 22400 | 17000 | 75.89% | 1.9 | 0 | 12 |  |  |  | No | R-410A | 1.9833 | Residential & Commercial | Ducted CEE Tier 1
212380859 | Central HP <5.4 tons | BOSCH | HRCU-A-CB (Split System: Heat Pump with Remote Outdoor Unit-Air-Source) | BOVB-36HDN1-M20G | ADP |  | V,R36H175P159 | BGH96M060B3B | 24000 | 18 | 9 | 22400 | 17000 | 75.89% | 1.9 | 0 | 12 |  |  |  | No | R-410A | 2 | Residential & Commercial | Ducted CEE Tier 1
211646205 | Central HP <5.4 tons | BOSCH | HRCU-A-CB (Split System: Heat Pump with Remote Outdoor Unit-Air-Source) | BOVB-36HDN1-M20G | ADP |  | F,PE*G34930 |  | 23800 | 20 | 9.5 | 22400 | 17200 | 76.79% | 2 | 0 | 13 |  |  |  | No | R-410A | 1.9833 | Residential & Commercial | Ducted CEE Tier 1
213613892 | Central HP <5.4 tons | BOSCH | HRCU-A-C (Split System: Heat Pump with Remote Outdoor Unit with No Indoor Fan --Air Source) | BOVA-36HDN1-M20G | ADP |  | *G9J936 |  | 23200 | 15.2 | 9 | 22400 | 16500 | 73.66% | 1.88 | 0 | 12 |  |  |  | No | R-410A | 1.9333 | Residential & Commercial | Ducted CEE Tier 1
213362468 | Central HP <5.4 tons | BOSCH | HRCU-A-CB (Split System: Heat Pump with Remote Outdoor Unit-Air-Source) | BOVA-36HDN1-M20G | ADP |  | HG9J936 | BGH96M080B3B | 23800 | 18 | 9 | 22400 | 17000 | 75.89% | 1.9 | 0 | 12 |  |  |  | No | R-410A | 1.9833 | Residential & Commercial | Ducted CEE Tier 1
212396553 | Central HP <5.4 tons | TRANE | HRCU-A-CB (Split System: Heat Pump with Remote Outdoor Unit-Air-Source) | 4TXD2036A10NU** | ADP |  | F,PE*G34930 |  | 23600 | 17 | 9 | 22400 | 21200 | 94.64% | 1.8 | 0 | 11.5 |  |  |  | No | R-410A | 1.9667 | Residential & Commercial | Ducted CEE Tier 1
214280301 | Central HP <5.4 tons | KEEPRITE | HRCU-A-CB (Split System: Heat Pump with Remote Outdoor Unit-Air-Source) | DLCURAH36ABK |  |  | EA*4X43L21A* | *96MSN0601716A* | 36000 | 15.5 | 8.5 | 38000 | 34800 | 91.58% | 2.06 | 0 | 10 |  |  |  | No | R-410A | 3 | Residential & Commercial | Ducted CEE Tier 1
213886008 | Central HP <5.4 tons | AC PRO.com | HRCU-A-CB (Split System: Heat Pump with Remote Outdoor Unit-Air-Source) | AUD36W/A1-D(U) | ADP |  | PL36H175P269+AEFE4B* |  | 23000 | 15.2 | 8.5 | 22400 | 21200 | 94.64% | 1.8 | 0 | 11 |  |  |  | No | R-410A | 1.9167 | Residential & Commercial | Ducted CEE Tier 1
213886009 | Central HP <5.4 tons | AC PRO.com | HRCU-A-CB (Split System: Heat Pump with Remote Outdoor Unit-Air-Source) | AUD36W/A1-D(U) | ADP |  | HE32924+AEFE4B* |  | 22600 | 15.2 | 8.3 | 22400 | 21200 | 94.64% | 1.76 | 0 | 10.5 |  |  |  | No | R-410A | 1.8833 | Residential & Commercial | Ducted CEE Tier 1
213356019 | Central HP <5.4 tons | BOSCH | HRCU-A-CB (Split System: Heat Pump with Remote Outdoor Unit-Air-Source) | BOVB-36HDN1-M20G | ADP |  | A24VBA+TXV+AEFE4B* |  | 23400 | 20 | 9.35 | 22400 | 17200 | 76.79% | 1.98 | 0 | 12.5 |  |  |  | No | R-410A | 1.95 | Residential & Commercial | Ducted CEE Tier 1
213363289 | Central HP <5.4 tons | BOSCH | HRCU-A-CB (Split System: Heat Pump with Remote Outdoor Unit-Air-Source) | BOVA-36HDN1-M20G | ADP |  | HG32924 | BGH96M080B3B | 23000 | 18 | 8.8 | 22400 | 17000 | 75.89% | 1.86 | 0 | 11.5 |  |  |  | No | R-410A | 1.9167 | Residential & Commercial | Ducted CEE Tier 1
213145611 | Central HP <5.4 tons | BOSCH | HRCU-A-CB (Split System: Heat Pump with Remote Outdoor Unit-Air-Source) | BOVA-36HDN1-M20G | ADP |  | PL36H***P449+AEFE3A* |  | 23800 | 19 | 9.5 | 22400 | 17200 | 76.79% | 2 | 0 | 13 |  |  |  | No | R-410A | 1.9833 | Residential & Commercial | Ducted CEE Tier 1
213281148 | Central HP <5.4 tons | BOSCH | HRCU-A-CB (Split System: Heat Pump with Remote Outdoor Unit-Air-Source) | BOVA-36HDN1-M20G | ADP |  | V36H175P149+AEFE4B* |  | 23800 | 20 | 9.5 | 22400 | 17200 | 76.79% | 2 | 0 | 13 |  |  |  | No | R-410A | 1.9833 | Residential & Commercial | Ducted CEE Tier 1
213769871 | Central HP <5.4 tons | BOSCH | HRCU-A-CB (Split System: Heat Pump with Remote Outdoor Unit-Air-Source) | BOVB-36HDN1-M20G | ADP |  | H,RG33936+AEFE4B* |  | 23400 | 20 | 9.45 | 22400 | 17200 | 76.79% | 1.98 | 0 | 12.5 |  |  |  | No | R-410A | 1.95 | Residential & Commercial | Ducted CEE Tier 1
215934220 | Central HP <5.4 tons | DAY & NIGHT | HRCU-A-CB (Split System: Heat Pump with Remote Outdoor Unit-Air-Source) | C5H3V48*K*AAA* |  |  | EA*5X61M21A*+WALLCON | *95CSU0802120B* | 45000 | 21 | 9.5 | 48500 | 37000 | 76.29% | 2 | 0 | 11 |  |  |  | No | R-454B | 3.75 | Residential & Commercial | Ducted CEE Tier 1
215934270 | Central HP <5.4 tons | DAY & NIGHT | HRCU-A-CB (Split System: Heat Pump with Remote Outdoor Unit-Air-Source) | C5H3V48*K*AAA* |  |  | EA*5X61M21A*+WALLCON | *97CMN1002122B* | 45500 | 21 | 9.5 | 48500 | 36800 | 75.88% | 2 | 0 | 11 |  |  |  | No | R-454B | 3.7917 | Residential & Commercial | Ducted CEE Tier 1
214398511 | Central HP <5.4 tons | COLEMAN | HRCU-A-CB (Split System: Heat Pump with Remote Outdoor Unit-Air-Source) | HH836E2S11 |  |  | CTM36B5CDS1 | TP9C080B12MP13 | 33000 | 17 | 8.5 | 30600 | 25000 | 81.7% | 2 | 0 | 11 |  |  |  | No | R-454B | 2.75 | Residential & Commercial | Ducted CEE Tier 1
214398528 | Central HP <5.4 tons | COLEMAN | HRCU-A-CB (Split System: Heat Pump with Remote Outdoor Unit-Air-Source) | HH836E2S11 |  |  | CTF36C5CDS1 | TM9E080C16MP12 | 34200 | 18 | 8.5 | 32200 | 25800 | 80.12% | 2 | 0 | 11 |  |  |  | No | R-454B | 2.85 | Residential & Commercial | Ducted CEE Tier 1
214398543 | Central HP <5.4 tons | COLEMAN | HRCU-A-CB (Split System: Heat Pump with Remote Outdoor Unit-Air-Source) | HH836E2S11 |  |  | CTF36B5CDS1 | CP9C080B12MP13 | 33000 | 18 | 8.5 | 30800 | 25000 | 81.17% | 2 | 0 | 11 |  |  |  | No | R-454B | 2.75 | Residential & Commercial | Ducted CEE Tier 1
214398545 | Central HP <5.4 tons | COLEMAN | HRCU-A-CB (Split System: Heat Pump with Remote Outdoor Unit-Air-Source) | HH836E2S11 |  |  | CTM36C5CDS1 | TL9E080C16UH11 | 34200 | 18 | 8.5 | 32600 | 26800 | 82.21% | 2 | 0 | 11 |  |  |  | No | R-454B | 2.85 | Residential & Commercial | Ducted CEE Tier 1
216374595 | Central HP <5.4 tons | COLEMAN | HRCU-A-CB (Split System: Heat Pump with Remote Outdoor Unit-Air-Source) | HH836E2S11 |  |  | CTF48C5CFS1 | Z9ET100C16SMPS1 | 33400 | 19 | 9.5 | 31400 | 23800 | 75.8% | 2 | 0 | 11 |  |  |  | No | R-454B | 2.7833 | Residential & Commercial | Ducted CEE Tier 1
214862791 | Central HP <5.4 tons | BOSCH | HRCU-A-CB (Split System: Heat Pump with Remote Outdoor Unit-Air-Source) | BOVB-36HDN1-M20G | ADP |  | HG7J(1,2)36+TXV | BGH96M060B3B | 23200 | 18 | 8.95 | 22400 | 17000 | 75.89% | 1.88 | 0 | 11.7 |  |  |  | No | R-410A | 1.9333 | Residential & Commercial | Ducted CEE Tier 1
215397418 | Central HP <5.4 tons | BOSCH | HRCU-A-CB (Split System: Heat Pump with Remote Outdoor Unit-Air-Source) | BOVD-36HDN1-M20G | ADP |  | HG36936+AEFE4B* |  | 34200 | 19 | 9.5 | 32600 | 23600 | 72.39% | 1.9 | 0 | 12 |  |  |  | No | R-410A | 2.85 | Residential & Commercial | Ducted CEE Tier 1
215413748 | Central HP <5.4 tons | BOSCH | HRCU-A-CB (Split System: Heat Pump with Remote Outdoor Unit-Air-Source) | BOVD-36HDN1-M20G | ADP |  | HG8J936+AEFE3A* |  | 23400 | 19 | 9.5 | 22400 | 17200 | 76.79% | 2 | 0 | 12.5 |  |  |  | No | R-410A | 1.95 | Residential & Commercial | Ducted CEE Tier 1
215413746 | Central HP <5.4 tons | BOSCH | HRCU-A-CB (Split System: Heat Pump with Remote Outdoor Unit-Air-Source) | BOVD-36HDN1-M20G | ADP |  | PL36H***P449+AEFE3A* |  | 23800 | 19 | 9.5 | 22400 | 17200 | 76.79% | 2 | 0 | 13 |  |  |  | No | R-410A | 1.9833 | Residential & Commercial | Ducted CEE Tier 1
215402575 | Central HP <5.4 tons | BOSCH | HRCU-A-CB (Split System: Heat Pump with Remote Outdoor Unit-Air-Source) | BOVD-36HDN1-M20G | ADP |  | BV**B1725 |  | 22000 | 17 | 9 | 22200 | 17200 | 77.48% | 1.92 | 0 | 12 |  |  |  | No | R-410A | 1.8333 | Residential & Commercial | Ducted CEE Tier 1
215412964 | Central HP <5.4 tons | BOSCH | HRCU-A-CB (Split System: Heat Pump with Remote Outdoor Unit-Air-Source) | BOVD-36HDN1-M20G | ADP |  | H,RG8J936+AEFE4B* |  | 23600 | 20 | 9.5 | 22400 | 17200 | 76.79% | 2 | 0 | 12.5 |  |  |  | No | R-410A | 1.9667 | Residential & Commercial | Ducted CEE Tier 1
215934180 | Central HP <5.4 tons | DAY & NIGHT | HRCU-A-CB (Split System: Heat Pump with Remote Outdoor Unit-Air-Source) | C5H3V48*K*AAA* |  |  | EA*5X61M21A*+WALLCON | *80CTL0901716B* | 44500 | 21 | 9.5 | 48500 | 36000 | 74.23% | 2 | 0 | 11.5 |  |  |  | No | R-454B | 3.7083 | Residential & Commercial | Ducted CEE Tier 1
213362474 | Central HP <5.4 tons | BOSCH | HRCU-A-CB (Split System: Heat Pump with Remote Outdoor Unit-Air-Source) | BOVB-36HDN1-M20G | ADP |  | HG9J936 | BGH96M080B3B | 23800 | 18 | 9 | 22400 | 17000 | 75.89% | 1.9 | 0 | 12 |  |  |  | No | R-410A | 1.9833 | Residential & Commercial | Ducted CEE Tier 1
216374626 | Central HP <5.4 tons | COLEMAN | HRCU-A-CB (Split System: Heat Pump with Remote Outdoor Unit-Air-Source) | HH836E2S11 |  |  | CTM36C5CDS1 | Z9ET100C16SMPS1 | 33800 | 19 | 8.5 | 31400 | 24000 | 76.43% | 2 | 0 | 11 |  |  |  | No | R-454B | 2.8167 | Residential & Commercial | Ducted CEE Tier 1
214719841 | Central HP <5.4 tons | CHAMPION HEATING AND COOLING | HRCU-A-CB (Split System: Heat Pump with Remote Outdoor Unit-Air-Source) | HH836E2S11 |  |  | CTU48C5XFS1+TXV | TM8E120C16MP11 | 33600 | 19 | 9 | 31400 | 25400 | 80.89% | 2 | 0 | 11 |  |  |  | No | R-454B | 2.8 | Residential & Commercial | Ducted CEE Tier 1
211392607 | Central HP <5.4 tons | FRASER-JOHNSTON | HRCU-A-CB (Split System: Heat Pump with Remote Outdoor Unit-Air-Source) | HMH72B341 |  |  | XAFB36DXXN1+TXV | TM8E060A12MP11 | 34000 | 18 | 8.1 | 33800 | 23800 | 70.41% | 2.06 | 0 | 10 |  |  |  | No | R-410A | 2.8333 | Residential & Commercial | Ducted CEE Tier 1
215682174 | Central HP <5.4 tons | BRYANT HEATING AND COOLING SYSTEMS | HRCU-A-CB (Split System: Heat Pump with Remote Outdoor Unit-Air-Source) | 290VAN048**AA* |  |  | CVAVA4824XMA*+UI | 986TD60080C21*** | 47000 | 18.5 | 9 | 50000 | 36400 | 72.8% | 2 | 0 | 10 |  |  |  | No | R-454B | 3.9167 | Residential & Commercial | Ducted CEE Tier 1
215682294 | Central HP <5.4 tons | BRYANT HEATING AND COOLING SYSTEMS | HRCU-A-CB (Split System: Heat Pump with Remote Outdoor Unit-Air-Source) | 290VAN048**AA* |  |  | CVAVA6021XMA*+UI | 986TD60080C21*** | 48000 | 19 | 9 | 50000 | 36800 | 73.6% | 2 | 0 | 10 |  |  |  | No | R-454B | 4 | Residential & Commercial | Ducted CEE Tier 1
216093474 | Central HP <5.4 tons | BOSCH | HRCU-A-CB (Split System: Heat Pump with Remote Outdoor Unit-Air-Source) | BOVA-36RTB-M20S | ADP |  | FE*TT1*37+TXV |  | 34200 | 19 | 9.5 | 32600 | 24000 | 73.62% | 2 | 0 | 12 |  |  |  | No | R-454B | 2.85 | Residential & Commercial | Ducted CEE Tier 1
213886004 | Central HP <5.4 tons | AC PRO.com | HRCU-A-CB (Split System: Heat Pump with Remote Outdoor Unit-Air-Source) | AUD60W/A1-D(U) | ADP |  | HE86960+AEFE5* |  | 47000 | 15.2 | 8.5 | 46000 | 33200 | 72.17% | 1.8 | 0 | 10 |  |  |  | No | R-410A | 3.9167 | Residential & Commercial | Ducted CEE Tier 1
215682324 | Central HP <5.4 tons | BRYANT HEATING AND COOLING SYSTEMS | HRCU-A-CB (Split System: Heat Pump with Remote Outdoor Unit-Air-Source) | 290VAN048**AA* |  |  | CVAVA6021XMA*+UI | 83*CB60080C21*** | 48500 | 19 | 9 | 50000 | 36400 | 72.8% | 2.12 | 0 | 10 |  |  |  | No | R-454B | 4.0417 | Residential & Commercial | Ducted CEE Tier 1
214575728 | Central HP <5.4 tons | MOOVAIR | HRCU-A-CB (Split System: Heat Pump with Remote Outdoor Unit-Air-Source) | DMA24HOS20230E7 | ADP |  | SK1925 |  | 21400 | 16 | 8.35 | 22800 | 19600 | 85.96% | 1.76 | 0 | 10 |  |  |  | No | R-410A | 1.7833 | Residential & Commercial | Ducted CEE Tier 1
212596704 | Central HP <5.4 tons | CHAMPION HEATING AND COOLING | HRCU-A-CB (Split System: Heat Pump with Remote Outdoor Unit-Air-Source) | HMH72B341 | ADP |  | F,PE*G32936 |  | 32600 | 17 | 8.35 | 31400 | 22800 | 72.61% | 1.94 | 0 | 10 |  |  |  | No | R-410A | 2.7167 | Residential & Commercial | Ducted CEE Tier 1
212927282 | Central HP <5.4 tons | CHAMPION HEATING AND COOLING | HRCU-A-CB (Split System: Heat Pump with Remote Outdoor Unit-Air-Source) | HMH72B341 | ADP |  | H,YG9J936 | TM8E060A12MP11 | 34000 | 17 | 8.5 | 32200 | 23400 | 72.67% | 2.06 | 0 | 10 |  |  |  | No | R-410A | 2.8333 | Residential & Commercial | Ducted CEE Tier 1
213872342 | Central HP <5.4 tons | CHAMPION HEATING AND COOLING | HRCU-A-CB (Split System: Heat Pump with Remote Outdoor Unit-Air-Source) | HMH72B341 | ADP |  | H,YG9J936 | TM9V100C16MP12 | 34000 | 17 | 8.5 | 32400 | 23600 | 72.84% | 2.1 | 0 | 10 |  |  |  | No | R-410A | 2.8333 | Residential & Commercial | Ducted CEE Tier 1
213253160 | Central HP <5.4 tons | BOSCH | HRCU-A-CB (Split System: Heat Pump with Remote Outdoor Unit-Air-Source) | BOVA-60HDN1-M20G | ADP |  | HG84948+AEFE4B* |  | 47000 | 18 | 9.5 | 46000 | 33200 | 72.17% | 2 | 0 | 12 |  |  |  | No | R-410A | 3.9167 | Residential & Commercial | Ducted CEE Tier 1
213253162 | Central HP <5.4 tons | BOSCH | HRCU-A-CB (Split System: Heat Pump with Remote Outdoor Unit-Air-Source) | BOVA-60HDN1-M20G | ADP |  | HG88960+AEFE5* |  | 51500 | 17 | 9.5 | 53000 | 38000 | 71.7% | 2.02 | 0 | 11.7 |  |  |  | No | R-410A | 4.2917 | Residential & Commercial | Ducted CEE Tier 1
213253167 | Central HP <5.4 tons | BOSCH | HRCU-A-CB (Split System: Heat Pump with Remote Outdoor Unit-Air-Source) | BOVB-60HDN1-M20G | ADP |  | HG84948+AEFE5* |  | 47000 | 18 | 9.5 | 46000 | 33200 | 72.17% | 2 | 0 | 12 |  |  |  | No | R-410A | 3.9167 | Residential & Commercial | Ducted CEE Tier 1
213872334 | Central HP <5.4 tons | CHAMPION HEATING AND COOLING | HRCU-A-CB (Split System: Heat Pump with Remote Outdoor Unit-Air-Source) | HMH72B341 | ADP |  | H,YG9J936 | TM8E080C16MP11 | 33000 | 18 | 8.5 | 31400 | 22800 | 72.61% | 2.04 | 0 | 10 |  |  |  | No | R-410A | 2.75 | Residential & Commercial | Ducted CEE Tier 1
213872348 | Central HP <5.4 tons | CHAMPION HEATING AND COOLING | HRCU-A-CB (Split System: Heat Pump with Remote Outdoor Unit-Air-Source) | HMH72B341 | ADP |  | H,YG9J936 | Z8ES040A12LMPS1 | 34000 | 18 | 8.5 | 31800 | 23800 | 74.84% | 2.1 | 0 | 10 |  |  |  | No | R-410A | 2.8333 | Residential & Commercial | Ducted CEE Tier 1
215675744 | Central HP <5.4 tons | BRYANT HEATING AND COOLING SYSTEMS | HRCU-A-CB (Split System: Heat Pump with Remote Outdoor Unit-Air-Source) | 290VAN048**AA* |  |  | CVAMA6021XMA*+UI | 88*TB60110C21*** | 48000 | 19 | 9 | 50000 | 36600 | 73.2% | 2 | 0 | 10.5 |  |  |  | No | R-454B | 4 | Residential & Commercial | Ducted CEE Tier 1
215675764 | Central HP <5.4 tons | BRYANT HEATING AND COOLING SYSTEMS | HRCU-A-CB (Split System: Heat Pump with Remote Outdoor Unit-Air-Source) | 290VAN048**AA* |  |  | CVAMA6021XMA*+UI | 935CB60080C21*** | 48000 | 18.5 | 9 | 50000 | 36800 | 73.6% | 2 | 0 | 10 |  |  |  | No | R-454B | 4 | Residential & Commercial | Ducted CEE Tier 1
211206941 | Central HP <5.4 tons | CHAMPION HEATING AND COOLING | HRCU-A-CB (Split System: Heat Pump with Remote Outdoor Unit-Air-Source) | HL20B4821 |  |  | XAMC48HE3N1+CC | TM9V080C16MP12 | 43500 | 18 | 8.5 | 45500 | 36800 | 80.88% | 2.14 | 0 | 11 |  |  |  | No | R-410A | 3.625 | Residential & Commercial | Ducted CEE Tier 1
216093490 | Central HP <5.4 tons | BOSCH | HRCU-A-CB (Split System: Heat Pump with Remote Outdoor Unit-Air-Source) | BOVA-60RXB-M15S | ADP |  | HG36*36+TXV+AEFE3A* |  | 34000 | 16 | 8.5 | 32600 | 33800 | 103.7% | 1.8 | 0 | 11.7 |  |  |  | No | R-454B | 2.8333 | Residential & Commercial | Ducted CEE Tier 1
214295812 | Central HP <5.4 tons | BOSCH | HRCU-A-CB (Split System: Heat Pump with Remote Outdoor Unit-Air-Source) | BOVC-36HDN1-M20G | ADP |  | F,PE*G32936 |  | 32400 | 18 | 9.05 | 32200 | 23600 | 73.29% | 1.82 | 0 | 11 |  |  |  | No | R-410A | 2.7 | Residential & Commercial | Ducted CEE Tier 1
214295814 | Central HP <5.4 tons | BOSCH | HRCU-A-CB (Split System: Heat Pump with Remote Outdoor Unit-Air-Source) | BOVD-36HDN1-M20G | ADP |  | F,PE*G32936 |  | 32400 | 18 | 9.05 | 32200 | 23600 | 73.29% | 1.82 | 0 | 11 |  |  |  | No | R-410A | 2.7 | Residential & Commercial | Ducted CEE Tier 1
214295815 | Central HP <5.4 tons | BOSCH | HRCU-A-CB (Split System: Heat Pump with Remote Outdoor Unit-Air-Source) | BOVD-36HDN1-M20G | ADP |  | F,PE*G32924 |  | 23000 | 19 | 9.3 | 22400 | 17200 | 76.79% | 1.96 | 0 | 12.5 |  |  |  | No | R-410A | 1.9167 | Residential & Commercial | Ducted CEE Tier 1
213356018 | Central HP <5.4 tons | BOSCH | HRCU-A-CB (Split System: Heat Pump with Remote Outdoor Unit-Air-Source) | BOVA-36HDN1-M20G | ADP |  | HG32924+AEFE4B* |  | 23200 | 20 | 9.3 | 22400 | 17200 | 76.79% | 1.96 | 0 | 12.5 |  |  |  | No | R-410A | 1.9333 | Residential & Commercial | Ducted CEE Tier 1
215667462 | Central HP <5.4 tons | KENMORE | HRCU-A-CB (Split System: Heat Pump with Remote Outdoor Unit-Air-Source) | (C,H,T)5H0V24*K*AAA* |  |  | EA*5X30M17A*+WALLCON | *80CTL0901716B* | 23000 | 17 | 9 | 23800 | 16700 | 70.17% | 1.98 | 0 | 10 |  |  |  | No | R-454B | 1.9167 | Residential & Commercial | Ducted CEE Tier 1
215667426 | Central HP <5.4 tons | KENMORE | HRCU-A-CB (Split System: Heat Pump with Remote Outdoor Unit-Air-Source) | (C,H,T)5H0V24*K*AAA* |  |  | EA*5X30M17A*+WALLCON | *80CTL0701412B* | 23000 | 17 | 9 | 23800 | 16700 | 70.17% | 1.98 | 0 | 10 |  |  |  | No | R-454B | 1.9167 | Residential & Commercial | Ducted CEE Tier 1
215667444 | Central HP <5.4 tons | KENMORE | HRCU-A-CB (Split System: Heat Pump with Remote Outdoor Unit-Air-Source) | (C,H,T)5H0V24*K*AAA* |  |  | EA*5X30M17A*+WALLCON | *80CTL0701716B* | 23000 | 17 | 9 | 23800 | 16700 | 70.17% | 1.96 | 0 | 10 |  |  |  | No | R-454B | 1.9167 | Residential & Commercial | Ducted CEE Tier 1
215667906 | Central HP <5.4 tons | KENMORE | HRCU-A-CB (Split System: Heat Pump with Remote Outdoor Unit-Air-Source) | (C,H,T)5H0V24*K*AAA* |  |  | EA*5X37M21A*+WALLCON | *97CMN0801714B* | 24000 | 17.5 | 9 | 23400 | 16400 | 70.09% | 2 | 0 | 10.5 |  |  |  | No | R-454B | 2 | Residential & Commercial | Ducted CEE Tier 1
215667738 | Central HP <5.4 tons | KENMORE | HRCU-A-CB (Split System: Heat Pump with Remote Outdoor Unit-Air-Source) | (C,H,T)5H0V24*K*AAA* |  |  | EA*5X37M17A*+WALLCON | *80CSU0601716A* | 23800 | 17 | 9 | 23400 | 16500 | 70.51% | 2 | 0 | 10 |  |  |  | No | R-454B | 1.9833 | Residential & Commercial | Ducted CEE Tier 1
215667572 | Central HP <5.4 tons | KENMORE | HRCU-A-CB (Split System: Heat Pump with Remote Outdoor Unit-Air-Source) | (C,H,T)5H0V24*K*AAA* |  |  | EA*5X36M17A*+WALLCON | *80CSU0401712A* | 23200 | 17 | 9 | 23600 | 16600 | 70.34% | 1.98 | 0 | 10 |  |  |  | No | R-454B | 1.9333 | Residential & Commercial | Ducted CEE Tier 1
206133693 | Central HP <5.4 tons | KEEPRITE | HRCU-A-CB (Split System: Heat Pump with Remote Outdoor Unit-Air-Source) | CVH825GKA2* |  |  | EHD4X36AAL+WALLCON | *80CSU0401712A* | 24000 | 16 | 8.1 | 21400 | 16600 | 77.57% | 1.98 | 11 | 10.5 |  |  |  | No | R-410A | 2 | Residential & Commercial | Ducted CEE Tier 1
215675864 | Central HP <5.4 tons | BRYANT HEATING AND COOLING SYSTEMS | HRCU-A-CB (Split System: Heat Pump with Remote Outdoor Unit-Air-Source) | 290VAN048**AA* |  |  | CVAMA6024XMA*+UI | 88*TB60070C21*** | 47500 | 19 | 9 | 50000 | 36800 | 73.6% | 2 | 0 | 10 |  |  |  | No | R-454B | 3.9583 | Residential & Commercial | Ducted CEE Tier 1
215675914 | Central HP <5.4 tons | BRYANT HEATING AND COOLING SYSTEMS | HRCU-A-CB (Split System: Heat Pump with Remote Outdoor Unit-Air-Source) | 290VAN048**AA* |  |  | CVAMA6024XMA*+UI | 935CB66100C21*** | 48000 | 19 | 9 | 50000 | 36400 | 72.8% | 2.02 | 0 | 10 |  |  |  | No | R-454B | 4 | Residential & Commercial | Ducted CEE Tier 1
214609147 | Central HP <5.4 tons | LUXAIRE | HRCU-A-CB (Split System: Heat Pump with Remote Outdoor Unit-Air-Source) | HH836E2S11 |  |  | CTF48C5CFS1 | Z9ES100C16SMPS1 | 35000 | 18 | 9 | 32600 | 25800 | 79.14% | 2 | 0 | 11 |  |  |  | No | R-454B | 2.9167 | Residential & Commercial | Ducted CEE Tier 1
215674515 | Central HP <5.4 tons | BRYANT HEATING AND COOLING SYSTEMS | HRCU-A-CB (Split System: Heat Pump with Remote Outdoor Unit-Air-Source) | 290VAN048**AA* |  |  | CAA**6124AM*+UI | 935CB60080C21*** | 46000 | 17.5 | 9 | 48000 | 33800 | 70.42% | 2.08 | 0 | 10 |  |  |  | No | R-454B | 3.8333 | Residential & Commercial | Ducted CEE Tier 1
214594999 | Central HP <5.4 tons | COLEMAN | HRCU-A-CB (Split System: Heat Pump with Remote Outdoor Unit-Air-Source) | HH836E2S11 |  |  | CTM36B5CDS1 | Z8ES100B12SMPS1 | 33200 | 18 | 8.5 | 30600 | 25000 | 81.7% | 2 | 0 | 11 |  |  |  | No | R-454B | 2.7667 | Residential & Commercial | Ducted CEE Tier 1
215418106 | Central HP <5.4 tons | ECOER | HRCU-A-C (Split System: Heat Pump with Remote Outdoor Unit with No Indoor Fan --Air Source) | EODA19H-4860A | ADP |  | HG86948+TD |  | 42000 | 15.2 | 8.6 | 41000 | 32000 | 78.05% | 1.9 | 0 | 11.7 |  |  |  | No | R-410A | 3.5 | Residential & Commercial | Ducted CEE Tier 1
214779004 | Central HP <5.4 tons | ECOER | HRCU-A-CB (Split System: Heat Pump with Remote Outdoor Unit-Air-Source) | EODA19H-4860A | ADP |  | HG88960+AEFE5* |  | 53000 | 18 | 9.5 | 53000 | 38000 | 71.7% | 1.9 | 0 | 11.5 |  |  |  | No | R-410A | 4.4167 | Residential & Commercial | Ducted CEE Tier 1
213607927 | Central HP <5.4 tons | TOSOT | HRCU-A-CB (Split System: Heat Pump with Remote Outdoor Unit-Air-Source) | TU60-24WADU | ADP |  | HE86948+AEFE4B* |  | 48000 | 16 | 9 | 46000 | 38500 | 83.7% | 1.8 | 0 | 11 |  |  |  | No | R-410A | 4 | Residential & Commercial | Ducted CEE Tier 1
211289595 | Central HP <5.4 tons | SAMSUNG | HRCU-A-CB (Split System: Heat Pump with Remote Outdoor Unit-Air-Source) | AC036BXUPCH | ADP |  | F,PE*CC3937 |  | 36000 | 18.5 | 8.4 | 34600 | 34600 | 100% | 1.8 | 0 | 10.5 |  |  |  | No | R-410A | 3 | Residential & Commercial | Ducted CEE Tier 1
213608454 | Central HP <5.4 tons | BRYANT | HRCU-A-C (Split System: Heat Pump with Remote Outdoor Unit with No Indoor Fan --Air Source) | 38MURAQ30AB3 | ADP |  | H,PG8J936+TD |  | 29800 | 15.2 | 9.5 | 31400 | 26600 | 84.71% | 1.82 | 0 | 10.5 |  |  |  | No | R-410A | 2.4833 | Residential & Commercial | Ducted CEE Tier 1
212925366 | Central HP <5.4 tons | COMFORT-AIRE | HRCU-A-C (Split System: Heat Pump with Remote Outdoor Unit with No Indoor Fan --Air Source) | A-VCD30SA-1 | ADP |  | H,A,DG33936+TD |  | 29400 | 15.2 | 9.35 | 31200 | 26600 | 85.26% | 1.8 | 0 | 10 |  |  |  | No | R-410A | 2.45 | Residential & Commercial | Ducted CEE Tier 1
214717459 | Central HP <5.4 tons | TEMPSTAR | HRCU-A-C (Split System: Heat Pump with Remote Outdoor Unit with No Indoor Fan --Air Source) | DLCURAH30ABK | ADP |  | H,GE8J936+TD |  | 29800 | 15.2 | 9.5 | 31400 | 26600 | 84.71% | 1.82 | 0 | 10.5 |  |  |  | No | R-410A | 2.4833 | Residential & Commercial | Ducted CEE Tier 1
213369683 | Central HP <5.4 tons | MOOVAIR | HRCU-A-C (Split System: Heat Pump with Remote Outdoor Unit with No Indoor Fan --Air Source) | DMA30HOS20230E7 | ADP |  | *G33936+TD |  | 29400 | 15.2 | 9.35 | 31200 | 26600 | 85.26% | 1.8 | 0 | 10 |  |  |  | No | R-410A | 2.45 | Residential & Commercial | Ducted CEE Tier 1
214397997 | Central HP <5.4 tons | COLEMAN | HRCU-A-CB (Split System: Heat Pump with Remote Outdoor Unit-Air-Source) | HH860E2S11 |  |  | CTF60C5CHS1+JMC17C2SN1 |  | 53500 | 19 | 9 | 53500 | 38000 | 71.03% | 2 | 0 | 12 |  |  |  | No | R-454B | 4.4583 | Residential & Commercial | Ducted CEE Tier 1
214398281 | Central HP <5.4 tons | COLEMAN | HRCU-A-CB (Split System: Heat Pump with Remote Outdoor Unit-Air-Source) | HH860E2S11 |  |  | CTF60C5CGS1 | CPLC100C20MP13 | 44500 | 18 | 9 | 45000 | 33800 | 75.11% | 2 | 0 | 11 |  |  |  | No | R-454B | 3.7083 | Residential & Commercial | Ducted CEE Tier 1
214398283 | Central HP <5.4 tons | COLEMAN | HRCU-A-CB (Split System: Heat Pump with Remote Outdoor Unit-Air-Source) | HH860E2S11 |  |  | CTF60C5CGS1 | CPLC120C20MP13 | 44500 | 18 | 9 | 45000 | 33800 | 75.11% | 2 | 0 | 11 |  |  |  | No | R-454B | 3.7083 | Residential & Commercial | Ducted CEE Tier 1
214397513 | Central HP <5.4 tons | COLEMAN | HRCU-A-CB (Split System: Heat Pump with Remote Outdoor Unit-Air-Source) | HH860E2S11 |  |  | CTM60C5CGS1 | TL9E100C20UH11 | 44000 | 18 | 9 | 44500 | 33400 | 75.06% | 2 | 0 | 11.7 |  |  |  | No | R-454B | 3.6667 | Residential & Commercial | Ducted CEE Tier 1
214398127 | Central HP <5.4 tons | COLEMAN | HRCU-A-CB (Split System: Heat Pump with Remote Outdoor Unit-Air-Source) | HH836E2S11 |  |  | CTF36C5CDS1 | TM8Y100C16MP11 | 33600 | 18 | 8.5 | 30800 | 25200 | 81.82% | 2 | 0 | 11.7 |  |  |  | No | R-454B | 2.8 | Residential & Commercial | Ducted CEE Tier 1
213872353 | Central HP <5.4 tons | CHAMPION HEATING AND COOLING | HRCU-A-CB (Split System: Heat Pump with Remote Outdoor Unit-Air-Source) | HMH72B341 | ADP |  | H,YG7J936 | Z8ES080B12SMPS1 | 33200 | 18 | 8.5 | 31400 | 23000 | 73.25% | 2.04 | 0 | 10 |  |  |  | No | R-410A | 2.7667 | Residential & Commercial | Ducted CEE Tier 1
214398196 | Central HP <5.4 tons | COLEMAN | HRCU-A-CB (Split System: Heat Pump with Remote Outdoor Unit-Air-Source) | HH836E2S11 |  |  | CTF48C5CFS1 | TM8E100C16MP11 | 33400 | 19 | 9 | 31400 | 25400 | 80.89% | 2 | 0 | 11 |  |  |  | No | R-454B | 2.7833 | Residential & Commercial | Ducted CEE Tier 1
213872350 | Central HP <5.4 tons | CHAMPION HEATING AND COOLING | HRCU-A-CB (Split System: Heat Pump with Remote Outdoor Unit-Air-Source) | HMH72B341 | ADP |  | H,YG9J936 | Z8ES040A12SMPS1 | 34000 | 18 | 8.5 | 31800 | 23800 | 74.84% | 2.1 | 0 | 10 |  |  |  | No | R-410A | 2.8333 | Residential & Commercial | Ducted CEE Tier 1
213296999 | Central HP <5.4 tons | LUXAIRE | HRCU-A-CB (Split System: Heat Pump with Remote Outdoor Unit-Air-Source) | HMH72B341 |  |  | XAUB36DXXN1+TXV | Z8ES080B12LMPS1 | 34000 | 18 | 8.1 | 33400 | 24000 | 71.86% | 2.08 | 0 | 10 |  |  |  | No | R-410A | 2.8333 | Residential & Commercial | Ducted CEE Tier 1
213297004 | Central HP <5.4 tons | LUXAIRE | HRCU-A-CB (Split System: Heat Pump with Remote Outdoor Unit-Air-Source) | HMH72B341 |  |  | XAFA30DXXN1+TXV | Z8ES040A12SMPS1 | 33800 | 17.5 | 8.1 | 33400 | 23400 | 70.06% | 2.04 | 0 | 10 |  |  |  | No | R-410A | 2.8167 | Residential & Commercial | Ducted CEE Tier 1
213368020 | Central HP <5.4 tons | Dettson | HRCU-A-C (Split System: Heat Pump with Remote Outdoor Unit with No Indoor Fan --Air Source) | EVD-18-O | ADP |  | HG21924+TD |  | 17700 | 16 | 8.85 | 17100 | 14600 | 85.38% | 2.06 | 0 | 11.5 |  |  |  | No | R-410A | 1.475 | Residential & Commercial | Ducted CEE Tier 1
215667810 | Central HP <5.4 tons | KENMORE | HRCU-A-CB (Split System: Heat Pump with Remote Outdoor Unit-Air-Source) | (C,H,T)5H0V24*K*AAA* |  |  | EA*5X37M17A*+WALLCON | *96CTN0801714B* | 23800 | 17 | 9 | 23400 | 16500 | 70.51% | 2 | 0 | 10.5 |  |  |  | No | R-454B | 1.9833 | Residential & Commercial | Ducted CEE Tier 1
212979509 | Central HP <5.4 tons | KEEPRITE | HRCU-A-CB (Split System: Heat Pump with Remote Outdoor Unit-Air-Source) | DLCURAH24ABK |  |  | EA*4X37L21A* | *80MS(N,L)0702116A* | 24400 | 17 | 8.5 | 25200 | 21200 | 84.13% | 1.8 | 0 | 10.5 |  |  |  | No | R-410A | 2.0333 | Residential & Commercial | Ducted CEE Tier 1
215679474 | Central HP <5.4 tons | BRYANT HEATING AND COOLING SYSTEMS | HRCU-A-CB (Split System: Heat Pump with Remote Outdoor Unit-Air-Source) | 290VAN036**AA* |  |  | CAA**4321AM*+UI | 987TA66100C21*** | 34600 | 18 | 9 | 35200 | 25000 | 71.02% | 1.9 | 0 | 10 |  |  |  | No | R-454B | 2.8833 | Residential & Commercial | Ducted CEE Tier 1
215431125 | Central HP <5.4 tons | FRIEDRICH | HRCU-A-CB (Split System: Heat Pump with Remote Outdoor Unit-Air-Source) | WFPU17Z243C | ADP |  | PL36H175P159+AEFE4B* |  | 22000 | 16 | 9 | 21400 | 16500 | 77.1% | 2.05 | 0 | 10 |  |  |  | No | R-410A | 1.8333 | Residential & Commercial | Ducted CEE Tier 1
215679604 | Central HP <5.4 tons | BRYANT HEATING AND COOLING SYSTEMS | HRCU-A-CB (Split System: Heat Pump with Remote Outdoor Unit-Air-Source) | 290VAN036**AA* |  |  | CAA**6121AM*+UI | 83*CB36040C17*** | 35000 | 18 | 9 | 34400 | 24800 | 72.09% | 1.92 | 0 | 10 |  |  |  | No | R-454B | 2.9167 | Residential & Commercial | Ducted CEE Tier 1
213297179 | Central HP <5.4 tons | LUXAIRE | HRCU-A-CB (Split System: Heat Pump with Remote Outdoor Unit-Air-Source) | HMH72B341 |  |  | XAFC30CXXN1+TXV | Z8ES080B12SMPS1 | 33200 | 18 | 8.5 | 33000 | 23400 | 70.91% | 2.04 | 0 | 10 |  |  |  | No | R-410A | 2.7667 | Residential & Commercial | Ducted CEE Tier 1
214397768 | Central HP <5.4 tons | COLEMAN | HRCU-A-CB (Split System: Heat Pump with Remote Outdoor Unit-Air-Source) | HH836E2S11 |  |  | CTF36C5CDS1 | CPLC100C16MP13 | 34000 | 18 | 8.5 | 31600 | 26000 | 82.28% | 2 | 0 | 11 |  |  |  | No | R-454B | 2.8333 | Residential & Commercial | Ducted CEE Tier 1
211289593 | Central HP <5.4 tons | SAMSUNG | HRCU-A-CB (Split System: Heat Pump with Remote Outdoor Unit-Air-Source) | AC024BXUPCH | ADP |  | F,PE*BB9931 |  | 24000 | 16.5 | 8.1 | 26000 | 26000 | 100% | 1.8 | 0 | 10.1 |  |  |  | No | R-410A | 2 | Residential & Commercial | Ducted CEE Tier 1
215666940 | Central HP <5.4 tons | KENMORE | HRCU-A-CB (Split System: Heat Pump with Remote Outdoor Unit-Air-Source) | (C,H,T)5H0V24*K*AAA* |  |  | EA*5X24M14A*+WALLCON | *80CTL0701412B* | 22800 | 17 | 9 | 24000 | 16900 | 70.42% | 1.94 | 0 | 10 |  |  |  | No | R-454B | 1.9 | Residential & Commercial | Ducted CEE Tier 1
213334145 | Central HP <5.4 tons | SAMSUNG | HRCU-A-CB (Split System: Heat Pump with Remote Outdoor Unit-Air-Source) | AC036BXUPCH | ADP |  | HE81936+AEFE3A* |  | 36000 | 18 | 8.4 | 33000 | 34200 | 103.6% | 1.8 | 0 | 10.5 |  |  |  | No | R-410A | 3 | Residential & Commercial | Ducted CEE Tier 1
214779003 | Central HP <5.4 tons | ECOER | HRCU-A-CB (Split System: Heat Pump with Remote Outdoor Unit-Air-Source) | EODA19H-4860A | ADP |  | HG52960+AEFE5* |  | 53500 | 18 | 9.5 | 53000 | 38000 | 71.7% | 1.9 | 0 | 11.7 |  |  |  | No | R-410A | 4.4583 | Residential & Commercial | Ducted CEE Tier 1
215389840 | Central HP <5.4 tons | ECOER | HRCU-A-C (Split System: Heat Pump with Remote Outdoor Unit with No Indoor Fan --Air Source) | EODA19H-4860A | ADP |  | PL60H210P199+TD |  | 52000 | 15.2 | 8.6 | 51000 | 36800 | 72.16% | 1.9 | 0 | 10.5 |  |  |  | No | R-410A | 4.3333 | Residential & Commercial | Ducted CEE Tier 1
214397770 | Central HP <5.4 tons | COLEMAN | HRCU-A-CB (Split System: Heat Pump with Remote Outdoor Unit-Air-Source) | HH836E2S11 |  |  | CTM48C5CFS1 | TM8E100C20MP11 | 34400 | 17 | 8.5 | 32600 | 25800 | 79.14% | 2 | 0 | 11 |  |  |  | No | R-454B | 2.8667 | Residential & Commercial | Ducted CEE Tier 1
214398152 | Central HP <5.4 tons | COLEMAN | HRCU-A-CB (Split System: Heat Pump with Remote Outdoor Unit-Air-Source) | HH836E2S11 |  |  | CTM36C5CDS1 | TP9C080C16MP13 | 33800 | 17 | 8.5 | 31800 | 26000 | 81.76% | 2 | 0 | 11 |  |  |  | No | R-454B | 2.8167 | Residential & Commercial | Ducted CEE Tier 1
216374753 | Central HP <5.4 tons | COLEMAN | HRCU-A-CB (Split System: Heat Pump with Remote Outdoor Unit-Air-Source) | HH836E2S11 |  |  | CTU36B5XDS1+TXV | Z9ET080B12SMPS1 | 33400 | 18 | 8.5 | 31400 | 24000 | 76.43% | 2 | 0 | 11 |  |  |  | No | R-454B | 2.7833 | Residential & Commercial | Ducted CEE Tier 1
213369678 | Central HP <5.4 tons | MOOVAIR | HRCU-A-C (Split System: Heat Pump with Remote Outdoor Unit with No Indoor Fan --Air Source) | DMA24HOS20230E7 | ADP |  | *E20924+TD |  | 22400 | 16 | 8.6 | 23000 | 19600 | 85.22% | 1.8 | 0 | 10 |  |  |  | No | R-410A | 1.8667 | Residential & Commercial | Ducted CEE Tier 1
214074421 | Central HP <5.4 tons | MOOVAIR | HRCU-A-C (Split System: Heat Pump with Remote Outdoor Unit with No Indoor Fan --Air Source) | DMA24HOS20230E7 | ADP |  | HG21(1,2)24+TXV+TD |  | 23000 | 16 | 8.8 | 23000 | 19600 | 85.22% | 1.84 | 0 | 10 |  |  |  | No | R-410A | 1.9167 | Residential & Commercial | Ducted CEE Tier 1
214074419 | Central HP <5.4 tons | MOOVAIR | HRCU-A-C (Split System: Heat Pump with Remote Outdoor Unit with No Indoor Fan --Air Source) | DMA18HOS20230E7 | ADP |  | HG21(1,2)18+TXV+TD |  | 17700 | 16 | 8.85 | 17100 | 14600 | 85.38% | 2.06 | 0 | 11.5 |  |  |  | No | R-410A | 1.475 | Residential & Commercial | Ducted CEE Tier 1
215679654 | Central HP <5.4 tons | BRYANT HEATING AND COOLING SYSTEMS | HRCU-A-CB (Split System: Heat Pump with Remote Outdoor Unit-Air-Source) | 290VAN036**AA* |  |  | CAA**6121AM*+UI | 987TA66100C21*** | 34800 | 18.5 | 9 | 34400 | 24800 | 72.09% | 1.92 | 0 | 10.5 |  |  |  | No | R-454B | 2.9 | Residential & Commercial | Ducted CEE Tier 1
213370128 | Central HP <5.4 tons | TOSOT | HRCU-A-C (Split System: Heat Pump with Remote Outdoor Unit with No Indoor Fan --Air Source) | TU36-24WADU | ADP |  | *E33936 |  | 22400 | 15.2 | 8.4 | 22400 | 21200 | 94.64% | 1.78 | 0 | 10.5 |  |  |  | No | R-410A | 1.8667 | Residential & Commercial | Ducted CEE Tier 1
212498646 | Central HP <5.4 tons | TRANE | HRCU-A-CB (Split System: Heat Pump with Remote Outdoor Unit-Air-Source) | 4TXD2036A10NU** | ADP |  | CP2505C+TXV+TD |  | 22400 | 15.2 | 8.25 | 22400 | 21200 | 94.64% | 1.76 | 0 | 10.5 |  |  |  | No | R-410A | 1.8667 | Residential & Commercial | Ducted CEE Tier 1
214719996 | Central HP <5.4 tons | COLEMAN | HRCU-A-CB (Split System: Heat Pump with Remote Outdoor Unit-Air-Source) | HH836E2S11 |  |  | CTU48C5XFS1+TXV | TMLE100C20MP11 | 34400 | 17 | 8.5 | 32600 | 25800 | 79.14% | 2 | 0 | 11 |  |  |  | No | R-454B | 2.8667 | Residential & Commercial | Ducted CEE Tier 1
214720080 | Central HP <5.4 tons | COLEMAN | HRCU-A-CB (Split System: Heat Pump with Remote Outdoor Unit-Air-Source) | HH836E2S11 |  |  | CTU48C5XFS1+TXV | CPLC080C16MP13 | 33400 | 18 | 9 | 31600 | 25400 | 80.38% | 2 | 0 | 11 |  |  |  | No | R-454B | 2.7833 | Residential & Commercial | Ducted CEE Tier 1
215675964 | Central HP <5.4 tons | BRYANT HEATING AND COOLING SYSTEMS | HRCU-A-CB (Split System: Heat Pump with Remote Outdoor Unit-Air-Source) | 290VAN048**AA* |  |  | CVAMA6124XMA*+UI | 83*CA60100C21*** | 48500 | 19 | 9 | 50000 | 36800 | 73.6% | 2.1 | 0 | 10 |  |  |  | No | R-454B | 4.0417 | Residential & Commercial | Ducted CEE Tier 1
215676064 | Central HP <5.4 tons | BRYANT HEATING AND COOLING SYSTEMS | HRCU-A-CB (Split System: Heat Pump with Remote Outdoor Unit-Air-Source) | 290VAN048**AA* |  |  | CVAMA6124XMA*+UI | 987MC66120C24*** | 48500 | 19.5 | 9.5 | 50000 | 36800 | 73.6% | 2.12 | 0 | 10.5 |  |  |  | No | R-454B | 4.0417 | Residential & Commercial | Ducted CEE Tier 1
213369674 | Central HP <5.4 tons | MOOVAIR | HRCU-A-C (Split System: Heat Pump with Remote Outdoor Unit with No Indoor Fan --Air Source) | DMA18HOS20230E7 | ADP |  | *E20924+TD |  | 17100 | 16 | 8.65 | 17000 | 14500 | 85.29% | 2.02 | 0 | 11 |  |  |  | No | R-410A | 1.425 | Residential & Commercial | Ducted CEE Tier 1
214074423 | Central HP <5.4 tons | MOOVAIR | HRCU-A-C (Split System: Heat Pump with Remote Outdoor Unit with No Indoor Fan --Air Source) | DMA24HOS20230E7 | ADP |  | HE21924+TD |  | 23000 | 16 | 8.8 | 23000 | 19600 | 85.22% | 1.84 | 0 | 10 |  |  |  | No | R-410A | 1.9167 | Residential & Commercial | Ducted CEE Tier 1
214398597 | Central HP <5.4 tons | COLEMAN | HRCU-A-CB (Split System: Heat Pump with Remote Outdoor Unit-Air-Source) | HH836E2S11 |  |  | CTF48C5CFS1 | TM8Y100C20MP11 | 34400 | 19 | 9 | 32600 | 25800 | 79.14% | 2 | 0 | 11 |  |  |  | No | R-454B | 2.8667 | Residential & Commercial | Ducted CEE Tier 1
214397741 | Central HP <5.4 tons | COLEMAN | HRCU-A-CB (Split System: Heat Pump with Remote Outdoor Unit-Air-Source) | HH836E2S11 |  |  | CTF36C5CDS1 | TM8V100C16MP12 | 34000 | 18 | 8.5 | 31600 | 26000 | 82.28% | 2 | 0 | 11 |  |  |  | No | R-454B | 2.8333 | Residential & Commercial | Ducted CEE Tier 1
214398159 | Central HP <5.4 tons | COLEMAN | HRCU-A-CB (Split System: Heat Pump with Remote Outdoor Unit-Air-Source) | HH836E2S11 |  |  | CTM36C5CDS1 | TM9V100C16MP12 | 33800 | 18 | 8.5 | 31400 | 25800 | 82.17% | 2 | 0 | 11 |  |  |  | No | R-454B | 2.8167 | Residential & Commercial | Ducted CEE Tier 1
214421529 | Central HP <5.4 tons | CHAMPION HEATING AND COOLING | HRCU-A-CB (Split System: Heat Pump with Remote Outdoor Unit-Air-Source) | HH836E2S11 |  |  | CTM48C5CFS1+JMET16CS2N1 |  | 33800 | 19 | 9 | 31400 | 25200 | 80.25% | 2 | 0 | 11.7 |  |  |  | No | R-454B | 2.8167 | Residential & Commercial | Ducted CEE Tier 1
212614025 | Central HP <5.4 tons | MOOVAIR | HRCU-A-C (Split System: Heat Pump with Remote Outdoor Unit with No Indoor Fan --Air Source) | DMA18HOS20230E7 | ADP |  | HG21930+TD |  | 17700 | 16 | 8.85 | 17100 | 14600 | 85.38% | 2.06 | 0 | 11.5 |  |  |  | No | R-410A | 1.475 | Residential & Commercial | Ducted CEE Tier 1
214396924 | Central HP <5.4 tons | CHAMPION HEATING AND COOLING | HRCU-A-CB (Split System: Heat Pump with Remote Outdoor Unit-Air-Source) | HH836E2S11 |  |  | CTM48C5CFS1 | TM8E080C16MP11 | 33400 | 19 | 9 | 31400 | 25400 | 80.89% | 2 | 0 | 11 |  |  |  | No | R-454B | 2.7833 | Residential & Commercial | Ducted CEE Tier 1
215438139 | Central HP <5.4 tons | BOSCH | HRCU-A-CB (Split System: Heat Pump with Remote Outdoor Unit-Air-Source) | BOVA-36RTB-M20S | ADP |  | FE*E32*30+TXV |  | 23000 | 15.2 | 8.8 | 22400 | 16400 | 73.21% | 1.86 | 0 | 11.7 |  |  |  | No | R-454B | 1.9167 | Residential & Commercial | Ducted CEE Tier 1
214020993 | Central HP <5.4 tons | AC PRO.com | HRCU-A-CB (Split System: Heat Pump with Remote Outdoor Unit-Air-Source) | AUD60W/A1-D(U) | ADP |  | V,N60H245D799+AEFE5* |  | 54000 | 15.8 | 9 | 54000 | 41000 | 75.93% | 1.8 | 0 | 10 |  |  |  | No | R-410A | 4.5 | Residential & Commercial | Ducted CEE Tier 1
214396909 | Central HP <5.4 tons | CHAMPION HEATING AND COOLING | HRCU-A-CB (Split System: Heat Pump with Remote Outdoor Unit-Air-Source) | HH836E2S11 |  |  | CTF36B5CDS1 | TM9Y060B12MP11 | 33200 | 18 | 8.5 | 31200 | 25600 | 82.05% | 2 | 0 | 11 |  |  |  | No | R-454B | 2.7667 | Residential & Commercial | Ducted CEE Tier 1
214396441 | Central HP <5.4 tons | CHAMPION HEATING AND COOLING | HRCU-A-CB (Split System: Heat Pump with Remote Outdoor Unit-Air-Source) | HH836E2S11 |  |  | CTM36B5CDS1 | TM9E080B12MP12 | 33400 | 17 | 8.5 | 31800 | 26000 | 81.76% | 2 | 0 | 11 |  |  |  | No | R-454B | 2.7833 | Residential & Commercial | Ducted CEE Tier 1
211393358 | Central HP <5.4 tons | FRASER-JOHNSTON | HRCU-A-CB (Split System: Heat Pump with Remote Outdoor Unit-Air-Source) | HMH72B341 |  |  | XAFC36DXXN1+TXV | TL8E100C20UH11 | 34000 | 17.5 | 8.5 | 34000 | 24000 | 70.59% | 2.12 | 0 | 10 |  |  |  | No | R-410A | 2.8333 | Residential & Commercial | Ducted CEE Tier 1
212925410 | Central HP <5.4 tons | COMFORT-AIRE | HRCU-A-C (Split System: Heat Pump with Remote Outdoor Unit with No Indoor Fan --Air Source) | A-VCD24SA-1 | ADP |  | H,A,DG21924+TD |  | 23000 | 16 | 8.8 | 23000 | 19600 | 85.22% | 1.84 | 0 | 10 |  |  |  | No | R-410A | 1.9167 | Residential & Commercial | Ducted CEE Tier 1
213297189 | Central HP <5.4 tons | LUXAIRE | HRCU-A-CB (Split System: Heat Pump with Remote Outdoor Unit-Air-Source) | HMH72B341 |  |  | XAFB30CXXN1+TXV | Z8ES040A12SMPS1 | 33200 | 18 | 8.5 | 33000 | 23400 | 70.91% | 2.06 | 0 | 10 |  |  |  | No | R-410A | 2.7667 | Residential & Commercial | Ducted CEE Tier 1
214802108 | Central HP <5.4 tons | BOSCH | HRCU-A-CB (Split System: Heat Pump with Remote Outdoor Unit-Air-Source) | BOVB-36HDN1-M20G | ADP |  | H,RG8J936+AEFE3A* |  | 23400 | 19.5 | 9.5 | 22400 | 17200 | 76.79% | 2 | 0 | 12.7 |  |  |  | No | R-410A | 1.95 | Residential & Commercial | Ducted CEE Tier 1
213769872 | Central HP <5.4 tons | BOSCH | HRCU-A-CB (Split System: Heat Pump with Remote Outdoor Unit-Air-Source) | BOVB-36HDN1-M20G | ADP |  | H,RG33936+AEFE3A* |  | 23400 | 19 | 9.45 | 22400 | 17200 | 76.79% | 1.98 | 0 | 12.5 |  |  |  | No | R-410A | 1.95 | Residential & Commercial | Ducted CEE Tier 1
213253164 | Central HP <5.4 tons | BOSCH | HRCU-A-CB (Split System: Heat Pump with Remote Outdoor Unit-Air-Source) | BOVB-60HDN1-M20G | ADP |  | HG35948+AEFE5* |  | 44500 | 18 | 9 | 45500 | 33200 | 72.97% | 1.92 | 0 | 11 |  |  |  | No | R-410A | 3.7083 | Residential & Commercial | Ducted CEE Tier 1
212361434 | Central HP <5.4 tons | BOSCH | HRCU-A-CB (Split System: Heat Pump with Remote Outdoor Unit-Air-Source) | BOVA-60HDN1-M20G | ADP |  | HE36(1,2)60+TXV | BGH96M080C4B | 41500 | 16 | 8.8 | 42500 | 31000 | 72.94% | 1.9 | 0 | 11.5 |  |  |  | No | R-410A | 3.4583 | Residential & Commercial | Ducted CEE Tier 1
212361466 | Central HP <5.4 tons | BOSCH | HRCU-A-CB (Split System: Heat Pump with Remote Outdoor Unit-Air-Source) | BOVA-60HDN1-M20G | ADP |  | HE36960 | BGH96M080C4B | 41500 | 16 | 8.8 | 42500 | 31000 | 72.94% | 1.9 | 0 | 11.5 |  |  |  | No | R-410A | 3.4583 | Residential & Commercial | Ducted CEE Tier 1
212361477 | Central HP <5.4 tons | BOSCH | HRCU-A-CB (Split System: Heat Pump with Remote Outdoor Unit-Air-Source) | BOVA-60HDN1-M20G | ADP |  | HE35948 | BGH96M100D5A | 44500 | 17 | 9 | 45000 | 32800 | 72.89% | 1.9 | 0 | 11.5 |  |  |  | No | R-410A | 3.7083 | Residential & Commercial | Ducted CEE Tier 1
212361582 | Central HP <5.4 tons | BOSCH | HRCU-A-CB (Split System: Heat Pump with Remote Outdoor Unit-Air-Source) | BOVA-60HDN1-M20G | ADP |  | HE35(1,2)48+TXV | BGH96M080C4A | 41000 | 16 | 8.8 | 42500 | 31000 | 72.94% | 1.9 | 0 | 11 |  |  |  | No | R-410A | 3.4167 | Residential & Commercial | Ducted CEE Tier 1
212367495 | Central HP <5.4 tons | BOSCH | HRCU-A-CB (Split System: Heat Pump with Remote Outdoor Unit-Air-Source) | BOVB-36HDN1-M20G | ADP |  | H,RG82936 | BGH96M060B3B | 24000 | 18 | 9 | 22400 | 17000 | 75.89% | 1.9 | 0 | 12 |  |  |  | No | R-410A | 2 | Residential & Commercial | Ducted CEE Tier 1
212367496 | Central HP <5.4 tons | BOSCH | HRCU-A-CB (Split System: Heat Pump with Remote Outdoor Unit-Air-Source) | BOVB-36HDN1-M20G | ADP |  | H,RG34936 | BGH96M080B3B | 23800 | 18 | 9 | 22400 | 17000 | 75.89% | 1.9 | 0 | 12 |  |  |  | No | R-410A | 1.9833 | Residential & Commercial | Ducted CEE Tier 1
211389366 | Central HP <5.4 tons | FRASER-JOHNSTON | HRCU-A-CB (Split System: Heat Pump with Remote Outdoor Unit-Air-Source) | HMH72B341 |  |  | XAFC36DXXN1+TXV | TM8Y120C20MP11 | 34000 | 17.5 | 8.5 | 33800 | 23800 | 70.41% | 2.1 | 0 | 10 |  |  |  | No | R-410A | 2.8333 | Residential & Commercial | Ducted CEE Tier 1
216374549 | Central HP <5.4 tons | COLEMAN | HRCU-A-CB (Split System: Heat Pump with Remote Outdoor Unit-Air-Source) | HH836E2S11 |  |  | CTU36B5XDS1+TXV | Z9ET060B12SMPS1 | 33400 | 18 | 8.5 | 31600 | 24200 | 76.58% | 2 | 0 | 11 |  |  |  | No | R-454B | 2.7833 | Residential & Commercial | Ducted CEE Tier 1
216374590 | Central HP <5.4 tons | COLEMAN | HRCU-A-CB (Split System: Heat Pump with Remote Outdoor Unit-Air-Source) | HH836E2S11 |  |  | CTM36B5CDS1 | Z9ET060B12SMPS1 | 33200 | 18 | 8.5 | 31600 | 24200 | 76.58% | 2 | 0 | 11 |  |  |  | No | R-454B | 2.7667 | Residential & Commercial | Ducted CEE Tier 1
214398592 | Central HP <5.4 tons | COLEMAN | HRCU-A-CB (Split System: Heat Pump with Remote Outdoor Unit-Air-Source) | HH836E2S11 |  |  | CTF48C5CFS1 | TM8Y120C20MP11 | 34400 | 19 | 9 | 32600 | 25800 | 79.14% | 2 | 0 | 11 |  |  |  | No | R-454B | 2.8667 | Residential & Commercial | Ducted CEE Tier 1
213872357 | Central HP <5.4 tons | CHAMPION HEATING AND COOLING | HRCU-A-CB (Split System: Heat Pump with Remote Outdoor Unit-Air-Source) | HMH72B341 | ADP |  | H,YG9J936 | Z8ES080C20SMPS1 | 34000 | 18 | 8.5 | 31800 | 24000 | 75.47% | 2.12 | 0 | 10 |  |  |  | No | R-410A | 2.8333 | Residential & Commercial | Ducted CEE Tier 1
214809172 | Central HP <5.4 tons | COLEMAN | HRCU-A-CB (Split System: Heat Pump with Remote Outdoor Unit-Air-Source) | HH860E2S11 |  |  | CTU60C5XGS1+TXV | TM8V080C16MP12 | 43500 | 18 | 9 | 44000 | 33400 | 75.91% | 2 | 0 | 11.7 |  |  |  | No | R-454B | 3.625 | Residential & Commercial | Ducted CEE Tier 1
214809221 | Central HP <5.4 tons | COLEMAN | HRCU-A-CB (Split System: Heat Pump with Remote Outdoor Unit-Air-Source) | HH860E2S11 |  |  | CTU60C5XGS1+TXV | Z8ES100C16SMPS1 | 44000 | 18 | 9 | 44000 | 33200 | 75.45% | 2 | 0 | 12 |  |  |  | No | R-454B | 3.6667 | Residential & Commercial | Ducted CEE Tier 1
214665277 | Central HP <5.4 tons | TEMPSTAR | HRCU-A-C (Split System: Heat Pump with Remote Outdoor Unit with No Indoor Fan --Air Source) | DLCURAH30ABK | ADP |  | H,GE32936+TD |  | 29000 | 15.2 | 9.2 | 31200 | 26600 | 85.26% | 1.78 | 0 | 10 |  |  |  | No | R-410A | 2.4167 | Residential & Commercial | Ducted CEE Tier 1
214396340 | Central HP <5.4 tons | CHAMPION HEATING AND COOLING | HRCU-A-CB (Split System: Heat Pump with Remote Outdoor Unit-Air-Source) | HH860E2S11 |  |  | CTM60C5CHS1 | TM9V100C20MP12 | 53000 | 19 | 8.5 | 53500 | 38500 | 71.96% | 2 | 0 | 11 |  |  |  | No | R-454B | 4.4167 | Residential & Commercial | Ducted CEE Tier 1
214396607 | Central HP <5.4 tons | CHAMPION HEATING AND COOLING | HRCU-A-CB (Split System: Heat Pump with Remote Outdoor Unit-Air-Source) | HH860E2S11 |  |  | CTM60C5CGS1 | TMLE120C20MP11 | 44500 | 17 | 9 | 45000 | 33600 | 74.67% | 2 | 0 | 11.7 |  |  |  | No | R-454B | 3.7083 | Residential & Commercial | Ducted CEE Tier 1
214833522 | Central HP <5.4 tons | COLEMAN | HRCU-A-CB (Split System: Heat Pump with Remote Outdoor Unit-Air-Source) | HH860E2S11 |  |  | JSE60D5CJ2SS1 |  | 54500 | 19 | 9 | 56500 | 40000 | 70.8% | 2 | 0 | 11 |  |  |  | No | R-454B | 4.5417 | Residential & Commercial | Ducted CEE Tier 1
214720026 | Central HP <5.4 tons | COLEMAN | HRCU-A-CB (Split System: Heat Pump with Remote Outdoor Unit-Air-Source) | HH860E2S11 |  |  | CTU60C5XGS1+TXV | TL9E080C16UH11 | 44500 | 18 | 9 | 45500 | 33800 | 74.29% | 2 | 0 | 11 |  |  |  | No | R-454B | 3.7083 | Residential & Commercial | Ducted CEE Tier 1
213297399 | Central HP <5.4 tons | LUXAIRE | HRCU-A-CB (Split System: Heat Pump with Remote Outdoor Unit-Air-Source) | HMH72B341 |  |  | XAHB30CXXN1+TXV | Z8ES080B12LMPS1 | 31800 | 17 | 8.1 | 32200 | 22600 | 70.19% | 2 | 0 | 10 |  |  |  | No | R-410A | 2.65 | Residential & Commercial | Ducted CEE Tier 1
213297644 | Central HP <5.4 tons | LUXAIRE | HRCU-A-CB (Split System: Heat Pump with Remote Outdoor Unit-Air-Source) | HMH72B341 |  |  | XAHB36DBCN1 | Z8ES080B12LMPS1 | 33200 | 17.5 | 8.1 | 32800 | 23000 | 70.12% | 2 | 0 | 10 |  |  |  | No | R-410A | 2.7667 | Residential & Commercial | Ducted CEE Tier 1
213297009 | Central HP <5.4 tons | LUXAIRE | HRCU-A-CB (Split System: Heat Pump with Remote Outdoor Unit-Air-Source) | HMH72B341 |  |  | XAFA30DXXN1+TXV | Z8ES040A12LMPS1 | 33800 | 17.5 | 8.1 | 33400 | 23400 | 70.06% | 2.04 | 0 | 10 |  |  |  | No | R-410A | 2.8167 | Residential & Commercial | Ducted CEE Tier 1
212614028 | Central HP <5.4 tons | MOOVAIR | HRCU-A-C (Split System: Heat Pump with Remote Outdoor Unit with No Indoor Fan --Air Source) | DMA24HOS20230E7 | ADP |  | HG21930+TD |  | 23000 | 16 | 8.8 | 23000 | 19600 | 85.22% | 1.84 | 0 | 10 |  |  |  | No | R-410A | 1.9167 | Residential & Commercial | Ducted CEE Tier 1
214074420 | Central HP <5.4 tons | MOOVAIR | HRCU-A-C (Split System: Heat Pump with Remote Outdoor Unit with No Indoor Fan --Air Source) | DMA18HOS20230E7 | ADP |  | HG21(1,2)24+TXV+TD |  | 17700 | 16 | 8.85 | 17100 | 14600 | 85.38% | 2.06 | 0 | 11.5 |  |  |  | No | R-410A | 1.475 | Residential & Commercial | Ducted CEE Tier 1
214720006 | Central HP <5.4 tons | COLEMAN | HRCU-A-CB (Split System: Heat Pump with Remote Outdoor Unit-Air-Source) | HH836E2S11 |  |  | CTU48C5XFS1+TXV | TMLE080C20MP11 | 34600 | 17 | 8.5 | 32800 | 25800 | 78.66% | 2 | 0 | 11 |  |  |  | No | R-454B | 2.8833 | Residential & Commercial | Ducted CEE Tier 1
214719920 | Central HP <5.4 tons | COLEMAN | HRCU-A-CB (Split System: Heat Pump with Remote Outdoor Unit-Air-Source) | HH836E2S11 |  |  | CTU48C5XFS1+TXV | Z9ES080C20SMPS1 | 34200 | 18 | 9 | 32000 | 25600 | 80% | 2 | 0 | 11 |  |  |  | No | R-454B | 2.85 | Residential & Commercial | Ducted CEE Tier 1
213296964 | Central HP <5.4 tons | LUXAIRE | HRCU-A-CB (Split System: Heat Pump with Remote Outdoor Unit-Air-Source) | HMH72B341 |  |  | XAHC36DBCN1 | Z8ES080B12SMPS1 | 33400 | 17.5 | 8.1 | 32800 | 23000 | 70.12% | 2.02 | 0 | 10 |  |  |  | No | R-410A | 2.7833 | Residential & Commercial | Ducted CEE Tier 1
203449873 | Central HP <5.4 tons | BOSCH | HRCU-A-CB (Split System: Heat Pump with Remote Outdoor Unit-Air-Source) | BOVA-60HDN1-M20G | ADP |  | F,PE*BB9948 |  | 44000 | 16 | 9.05 | 45500 | 33200 | 72.97% | 1.92 | 11.5 | 11 |  |  |  | No | R-410A | 3.6667 | Residential & Commercial | Ducted CEE Tier 1
213253171 | Central HP <5.4 tons | BOSCH | HRCU-A-CB (Split System: Heat Pump with Remote Outdoor Unit-Air-Source) | BOVB-60HDN1-M20G | ADP |  | HG84948+AEFE4B* |  | 47000 | 18 | 9.5 | 46000 | 33200 | 72.17% | 2 | 0 | 12 |  |  |  | No | R-410A | 3.9167 | Residential & Commercial | Ducted CEE Tier 1
214717452 | Central HP <5.4 tons | TEMPSTAR | HRCU-A-C (Split System: Heat Pump with Remote Outdoor Unit with No Indoor Fan --Air Source) | DLCURAH24ABK | ADP |  | H,GE32936+TD |  | 24000 | 16 | 9.4 | 23400 | 19600 | 83.76% | 1.94 | 0 | 10.5 |  |  |  | No | R-410A | 2 | Residential & Commercial | Ducted CEE Tier 1
214665275 | Central HP <5.4 tons | TEMPSTAR | HRCU-A-C (Split System: Heat Pump with Remote Outdoor Unit with No Indoor Fan --Air Source) | DLCURAH18ABK | ADP |  | H,GE31930+TD |  | 18000 | 16 | 9.2 | 17300 | 14600 | 84.39% | 2.14 | 0 | 11.7 |  |  |  | No | R-410A | 1.5 | Residential & Commercial | Ducted CEE Tier 1
213249112 | Central HP <5.4 tons | TOSOT | HRCU-A-C (Split System: Heat Pump with Remote Outdoor Unit with No Indoor Fan --Air Source) | TU36-24WADU | ADP |  | *G34936+TD |  | 22800 | 15.2 | 8.5 | 22400 | 21200 | 94.64% | 1.8 | 0 | 11 |  |  |  | No | R-410A | 1.9 | Residential & Commercial | Ducted CEE Tier 1
213305966 | Central HP <5.4 tons | TEMPSTAR | HRCU-A-CB (Split System: Heat Pump with Remote Outdoor Unit-Air-Source) | DLCURAH18ABK | ADP |  | CE1801C+TXV |  | 17400 | 17 | 8.6 | 17000 | 19300 | 113.5% | 2.3 | 0 | 10.5 |  |  |  | No | R-410A | 1.45 | Residential & Commercial | Ducted CEE Tier 1
213305967 | Central HP <5.4 tons | TEMPSTAR | HRCU-A-CB (Split System: Heat Pump with Remote Outdoor Unit-Air-Source) | DLCURAH18ABK | ADP |  | CE2403A+TXV |  | 17700 | 17 | 8.7 | 17000 | 19400 | 114.1% | 2.32 | 0 | 11 |  |  |  | No | R-410A | 1.475 | Residential & Commercial | Ducted CEE Tier 1
213296789 | Central HP <5.4 tons | LUXAIRE | HRCU-A-CB (Split System: Heat Pump with Remote Outdoor Unit-Air-Source) | HMH72B341 |  |  | XAHC36DBCN1 | Z9ET100C16SMPS1 | 33600 | 18 | 8.5 | 33000 | 23200 | 70.3% | 2.04 | 0 | 10 |  |  |  | No | R-410A | 2.8 | Residential & Commercial | Ducted CEE Tier 1
213297664 | Central HP <5.4 tons | LUXAIRE | HRCU-A-CB (Split System: Heat Pump with Remote Outdoor Unit-Air-Source) | HMH72B341 |  |  | XAHB36DBCN1 | Z8ES040A12LMPS1 | 33200 | 17.5 | 8.1 | 32800 | 23000 | 70.12% | 2.02 | 0 | 10 |  |  |  | No | R-410A | 2.7667 | Residential & Commercial | Ducted CEE Tier 1
215438142 | Central HP <5.4 tons | BOSCH | HRCU-A-CB (Split System: Heat Pump with Remote Outdoor Unit-Air-Source) | BOVA-60MTB-M19E | ADP |  | FE*TT6*60+TXV |  | 43500 | 15.2 | 8.5 | 44000 | 40000 | 90.91% | 1.8 | 0 | 11.7 |  |  |  | No | R-454B | 3.625 | Residential & Commercial | Ducted CEE Tier 1
215438143 | Central HP <5.4 tons | BOSCH | HRCU-A-CB (Split System: Heat Pump with Remote Outdoor Unit-Air-Source) | BOVA-60MTB-M19E | ADP |  | FE*CC6*60+TXV |  | 43500 | 15.2 | 8.5 | 44000 | 40000 | 90.91% | 1.8 | 0 | 11.7 |  |  |  | No | R-454B | 3.625 | Residential & Commercial | Ducted CEE Tier 1
211393565 | Central HP <5.4 tons | FRASER-JOHNSTON | HRCU-A-CB (Split System: Heat Pump with Remote Outdoor Unit-Air-Source) | HMH72B341 |  |  | XAUB36DXXN1+TXV | TL8E060A12UH11 | 34000 | 18 | 8.1 | 33800 | 23800 | 70.41% | 2.06 | 0 | 10 |  |  |  | No | R-410A | 2.8333 | Residential & Commercial | Ducted CEE Tier 1
211393663 | Central HP <5.4 tons | FRASER-JOHNSTON | HRCU-A-CB (Split System: Heat Pump with Remote Outdoor Unit-Air-Source) | HMH72B341 |  |  | XAFA30DXXN1+TXV | TM8Y060A12MP11 | 33600 | 17.5 | 8.1 | 33200 | 23400 | 70.48% | 2.02 | 0 | 10 |  |  |  | No | R-410A | 2.8 | Residential & Commercial | Ducted CEE Tier 1
213297714 | Central HP <5.4 tons | LUXAIRE | HRCU-A-CB (Split System: Heat Pump with Remote Outdoor Unit-Air-Source) | HMH72B341 |  |  | XAFC36DBCN1 | Z9ES080B12SMPS1 | 33200 | 17 | 8.5 | 32200 | 22600 | 70.19% | 1.8 | 0 | 10 |  |  |  | No | R-410A | 2.7667 | Residential & Commercial | Ducted CEE Tier 1
213297614 | Central HP <5.4 tons | LUXAIRE | HRCU-A-CB (Split System: Heat Pump with Remote Outdoor Unit-Air-Source) | HMH72B341 |  |  | XAHC36DXXN1+TXV | Z8ES080C16LMPS1 | 34000 | 17.5 | 8.5 | 33400 | 23600 | 70.66% | 2.08 | 0 | 10 |  |  |  | No | R-410A | 2.8333 | Residential & Commercial | Ducted CEE Tier 1
213872339 | Central HP <5.4 tons | CHAMPION HEATING AND COOLING | HRCU-A-CB (Split System: Heat Pump with Remote Outdoor Unit-Air-Source) | HMH72B341 | ADP |  | H,YG7J936 | TM8Y080C16MP11 | 33200 | 18 | 8.5 | 31800 | 23000 | 72.33% | 2.06 | 0 | 10 |  |  |  | No | R-410A | 2.7667 | Residential & Commercial | Ducted CEE Tier 1
214295813 | Central HP <5.4 tons | BOSCH | HRCU-A-CB (Split System: Heat Pump with Remote Outdoor Unit-Air-Source) | BOVC-36HDN1-M20G | ADP |  | F,PE*G32924 |  | 23000 | 19 | 9.3 | 22400 | 17200 | 76.79% | 1.96 | 0 | 12.5 |  |  |  | No | R-410A | 1.9167 | Residential & Commercial | Ducted CEE Tier 1
215413745 | Central HP <5.4 tons | BOSCH | HRCU-A-CB (Split System: Heat Pump with Remote Outdoor Unit-Air-Source) | BOVD-36HDN1-M20G | ADP |  | V36H175P159+AEFE4B* |  | 24000 | 20 | 9.5 | 22400 | 17200 | 76.79% | 2 | 0 | 13 |  |  |  | No | R-410A | 2 | Residential & Commercial | Ducted CEE Tier 1
215397415 | Central HP <5.4 tons | BOSCH | HRCU-A-CB (Split System: Heat Pump with Remote Outdoor Unit-Air-Source) | BOVD-36HDN1-M20G | ADP |  | HG32924+AEFE4B* |  | 23200 | 20 | 9.3 | 22400 | 17200 | 76.79% | 1.96 | 0 | 12.5 |  |  |  | No | R-410A | 1.9333 | Residential & Commercial | Ducted CEE Tier 1
215397416 | Central HP <5.4 tons | BOSCH | HRCU-A-CB (Split System: Heat Pump with Remote Outdoor Unit-Air-Source) | BOVD-36HDN1-M20G | ADP |  | HG32924+AEFE3A* |  | 23000 | 19 | 9.3 | 22400 | 17200 | 76.79% | 1.96 | 0 | 12.5 |  |  |  | No | R-410A | 1.9167 | Residential & Commercial | Ducted CEE Tier 1
213872341 | Central HP <5.4 tons | CHAMPION HEATING AND COOLING | HRCU-A-CB (Split System: Heat Pump with Remote Outdoor Unit-Air-Source) | HMH72B341 | ADP |  | H,YG9J936 | TM9V080C16MP12 | 34000 | 17 | 8.1 | 32200 | 23400 | 72.67% | 2.08 | 0 | 10 |  |  |  | No | R-410A | 2.8333 | Residential & Commercial | Ducted CEE Tier 1
214596053 | Central HP <5.4 tons | INNOVAIR | HRCU-A-CB (Split System: Heat Pump with Remote Outdoor Unit-Air-Source) | SHV24H2R20 | ADP |  | HG21924+AEFE3A* |  | 23400 | 16 | 8.8 | 23000 | 19600 | 85.22% | 1.84 | 0 | 10.5 |  |  |  | No | R-410A | 1.95 | Residential & Commercial | Ducted CEE Tier 1
214719717 | Central HP <5.4 tons | COLEMAN | HRCU-A-CB (Split System: Heat Pump with Remote Outdoor Unit-Air-Source) | HH836E2S11 |  |  | CTU36B5XDS1+TXV | CP9C080B12MP13 | 33000 | 18 | 8.5 | 30800 | 25000 | 81.17% | 2 | 0 | 11 |  |  |  | No | R-454B | 2.75 | Residential & Commercial | Ducted CEE Tier 1
214719833 | Central HP <5.4 tons | COLEMAN | HRCU-A-CB (Split System: Heat Pump with Remote Outdoor Unit-Air-Source) | HH836E2S11 |  |  | CTU48C5XFS1+TXV | TMLE080C16MP11 | 33200 | 19 | 9 | 31200 | 25400 | 81.41% | 2 | 0 | 11 |  |  |  | No | R-454B | 2.7667 | Residential & Commercial | Ducted CEE Tier 1
213312361 | Central HP <5.4 tons | CHAMPION HEATING AND COOLING | HRCU-A-CB (Split System: Heat Pump with Remote Outdoor Unit-Air-Source) | HMH72B341 | ADP |  | PL36H175P159+AEFE4B* |  | 34000 | 18 | 8.7 | 31600 | 22800 | 72.15% | 2.1 | 0 | 10.5 |  |  |  | No | R-410A | 2.8333 | Residential & Commercial | Ducted CEE Tier 1
213872347 | Central HP <5.4 tons | CHAMPION HEATING AND COOLING | HRCU-A-CB (Split System: Heat Pump with Remote Outdoor Unit-Air-Source) | HMH72B341 | ADP |  | H,YG7J936 | Z8ES040A12LMPS1 | 31800 | 17 | 8.1 | 30600 | 22200 | 72.55% | 2 | 0 | 10 |  |  |  | No | R-410A | 2.65 | Residential & Commercial | Ducted CEE Tier 1
213872356 | Central HP <5.4 tons | CHAMPION HEATING AND COOLING | HRCU-A-CB (Split System: Heat Pump with Remote Outdoor Unit-Air-Source) | HMH72B341 | ADP |  | H,YG9J936 | Z8ES080C20LMPS1 | 34000 | 18 | 8.5 | 31800 | 24000 | 75.47% | 2.12 | 0 | 10 |  |  |  | No | R-410A | 2.8333 | Residential & Commercial | Ducted CEE Tier 1
212955207 | Central HP <5.4 tons | CHAMPION HEATING AND COOLING | HRCU-A-CB (Split System: Heat Pump with Remote Outdoor Unit-Air-Source) | HMH72B341 | ADP |  | SM6937 |  | 33000 | 18 | 8.7 | 31600 | 22800 | 72.15% | 2 | 0 | 10.5 |  |  |  | No | R-410A | 2.75 | Residential & Commercial | Ducted CEE Tier 1
213369676 | Central HP <5.4 tons | MOOVAIR | HRCU-A-C (Split System: Heat Pump with Remote Outdoor Unit with No Indoor Fan --Air Source) | DMA18HOS20230E7 | ADP |  | *G21924+TD |  | 17700 | 16 | 8.85 | 17100 | 14600 | 85.38% | 2.06 | 0 | 11.5 |  |  |  | No | R-410A | 1.475 | Residential & Commercial | Ducted CEE Tier 1
212614021 | Central HP <5.4 tons | MOOVAIR | HRCU-A-C (Split System: Heat Pump with Remote Outdoor Unit with No Indoor Fan --Air Source) | DMA18HOS20230E7 | ADP |  | HE20918+TD |  | 17100 | 16 | 8.65 | 17000 | 14500 | 85.29% | 2.02 | 0 | 11 |  |  |  | No | R-410A | 1.425 | Residential & Commercial | Ducted CEE Tier 1
215681494 | Central HP <5.4 tons | BRYANT HEATING AND COOLING SYSTEMS | HRCU-A-CB (Split System: Heat Pump with Remote Outdoor Unit-Air-Source) | 290VAN048**AA* |  |  | CAA**6121AM*+UI | 987TA60080C21*** | 46000 | 18 | 9 | 48000 | 33800 | 70.42% | 2.08 | 0 | 10 |  |  |  | No | R-454B | 3.8333 | Residential & Commercial | Ducted CEE Tier 1
215681964 | Central HP <5.4 tons | BRYANT HEATING AND COOLING SYSTEMS | HRCU-A-CB (Split System: Heat Pump with Remote Outdoor Unit-Air-Source) | 290VAN048**AA* |  |  | CVAMA6021XMA*+UI | 987TA66100C21*** | 48000 | 19 | 9 | 50000 | 36800 | 73.6% | 2 | 0 | 10.5 |  |  |  | No | R-454B | 4 | Residential & Commercial | Ducted CEE Tier 1
215667834 | Central HP <5.4 tons | KENMORE | HRCU-A-CB (Split System: Heat Pump with Remote Outdoor Unit-Air-Source) | (C,H,T)5H0V24*K*AAA* |  |  | EA*5X37M21A*+WALLCON | *80CTL0451712B* | 23800 | 17 | 9 | 23400 | 16500 | 70.51% | 2 | 0 | 10.5 |  |  |  | No | R-454B | 1.9833 | Residential & Commercial | Ducted CEE Tier 1
214771859 | Central HP <5.4 tons | ECOER | HRCU-A-CB (Split System: Heat Pump with Remote Outdoor Unit-Air-Source) | EODA19H-4860A | ADP |  | HG49960+AEFE5* |  | 42000 | 15.2 | 8.6 | 41000 | 32000 | 78.05% | 1.9 | 0 | 11.7 |  |  |  | No | R-410A | 3.5 | Residential & Commercial | Ducted CEE Tier 1
213334143 | Central HP <5.4 tons | SAMSUNG | HRCU-A-CB (Split System: Heat Pump with Remote Outdoor Unit-Air-Source) | AC036BXUPCH | ADP |  | HE81936+AEFE4B* |  | 36000 | 18 | 8.4 | 33000 | 34200 | 103.6% | 1.8 | 0 | 10.5 |  |  |  | No | R-410A | 3 | Residential & Commercial | Ducted CEE Tier 1
215681994 | Central HP <5.4 tons | BRYANT HEATING AND COOLING SYSTEMS | HRCU-A-CB (Split System: Heat Pump with Remote Outdoor Unit-Air-Source) | 290VAN048**AA* |  |  | CVAMA6024XMA*+UI | 83*CB60100C21*** | 48000 | 18.5 | 9 | 50000 | 36600 | 73.2% | 2 | 0 | 10 |  |  |  | No | R-454B | 4 | Residential & Commercial | Ducted CEE Tier 1
212614023 | Central HP <5.4 tons | MOOVAIR | HRCU-A-C (Split System: Heat Pump with Remote Outdoor Unit with No Indoor Fan --Air Source) | DMA18HOS20230E7 | ADP |  | HG21918+TD |  | 17700 | 16 | 8.85 | 17100 | 14600 | 85.38% | 2.06 | 0 | 11.5 |  |  |  | No | R-410A | 1.475 | Residential & Commercial | Ducted CEE Tier 1
213366567 | Central HP <5.4 tons | TOSOT | HRCU-A-CB (Split System: Heat Pump with Remote Outdoor Unit-Air-Source) | TU60-24WADU | ADP |  | HE49960+AEFE5* |  | 47500 | 16 | 9 | 46000 | 38500 | 83.7% | 1.8 | 0 | 11 |  |  |  | No | R-410A | 3.9583 | Residential & Commercial | Ducted CEE Tier 1
215667340 | Central HP <5.4 tons | KENMORE | HRCU-A-CB (Split System: Heat Pump with Remote Outdoor Unit-Air-Source) | (C,H,T)5H0V24*K*AAA* |  |  | EA*5X30M14A*+WALLCON | *80CTL0701412B* | 23000 | 17 | 8.5 | 23800 | 16700 | 70.17% | 1.86 | 0 | 10 |  |  |  | No | R-454B | 1.9167 | Residential & Commercial | Ducted CEE Tier 1
213296824 | Central HP <5.4 tons | LUXAIRE | HRCU-A-CB (Split System: Heat Pump with Remote Outdoor Unit-Air-Source) | HMH72B341 |  |  | XAFC36DBCN1 | Z9ES060B12SMPS1 | 33000 | 16.5 | 8.5 | 32000 | 22400 | 70% | 1.8 | 0 | 10 |  |  |  | No | R-410A | 2.75 | Residential & Commercial | Ducted CEE Tier 1
213872336 | Central HP <5.4 tons | CHAMPION HEATING AND COOLING | HRCU-A-CB (Split System: Heat Pump with Remote Outdoor Unit-Air-Source) | HMH72B341 | ADP |  | H,YG7J936 | TM8Y060A12MP11 | 32600 | 17 | 8.1 | 31800 | 23000 | 72.33% | 2.02 | 0 | 10 |  |  |  | No | R-410A | 2.7167 | Residential & Commercial | Ducted CEE Tier 1
213872346 | Central HP <5.4 tons | CHAMPION HEATING AND COOLING | HRCU-A-CB (Split System: Heat Pump with Remote Outdoor Unit-Air-Source) | HMH72B341 | ADP |  | H,YG9J936 | TP9C100C16MP13 | 34000 | 17 | 8.5 | 32400 | 23600 | 72.84% | 2.1 | 0 | 10 |  |  |  | No | R-410A | 2.8333 | Residential & Commercial | Ducted CEE Tier 1
213298104 | Central HP <5.4 tons | LUXAIRE | HRCU-A-CB (Split System: Heat Pump with Remote Outdoor Unit-Air-Source) | HMH72B341 |  |  | XAFB36DBCN1+JMET12BS2N1 |  | 34000 | 18.5 | 8.5 | 33800 | 23800 | 70.41% | 2.12 | 0 | 10.5 |  |  |  | No | R-410A | 2.8333 | Residential & Commercial | Ducted CEE Tier 1
215682414 | Central HP <5.4 tons | BRYANT HEATING AND COOLING SYSTEMS | HRCU-A-CB (Split System: Heat Pump with Remote Outdoor Unit-Air-Source) | 290VAN048**AA* |  |  | CVAVA6024XMA*+UI | 987TA66100C21*** | 48000 | 19 | 9 | 50000 | 36600 | 73.2% | 2 | 0 | 10 |  |  |  | No | R-454B | 4 | Residential & Commercial | Ducted CEE Tier 1
215682564 | Central HP <5.4 tons | BRYANT HEATING AND COOLING SYSTEMS | HRCU-A-CB (Split System: Heat Pump with Remote Outdoor Unit-Air-Source) | 290VAN048**AA* |  |  | CVAVA6124XMA*+UI | 987TA66120C24*** | 48500 | 19.5 | 9.5 | 50000 | 36600 | 73.2% | 2.12 | 0 | 10.5 |  |  |  | No | R-454B | 4.0417 | Residential & Commercial | Ducted CEE Tier 1
214301832 | Central HP <5.4 tons | CHAMPION HEATING AND COOLING | HRCU-A-CB (Split System: Heat Pump with Remote Outdoor Unit-Air-Source) | HMH72B341 | ADP |  | H,YE7J(1,2)36+TXV | TM8E040A12MP11 | 32800 | 18 | 8.1 | 31800 | 23000 | 72.33% | 2.04 | 0 | 10 |  |  |  | No | R-410A | 2.7333 | Residential & Commercial | Ducted CEE Tier 1
214301864 | Central HP <5.4 tons | CHAMPION HEATING AND COOLING | HRCU-A-CB (Split System: Heat Pump with Remote Outdoor Unit-Air-Source) | HMH72B341 | ADP |  | H,YE7J(1,2)36+TXV | TM9V100C16MP12 | 33200 | 17 | 8.5 | 31400 | 22800 | 72.61% | 2.06 | 0 | 10 |  |  |  | No | R-410A | 2.7667 | Residential & Commercial | Ducted CEE Tier 1
214301880 | Central HP <5.4 tons | CHAMPION HEATING AND COOLING | HRCU-A-CB (Split System: Heat Pump with Remote Outdoor Unit-Air-Source) | HMH72B341 | ADP |  | H,YE9J(1,2)36+TXV | Z8ES080B12LMPS1 | 33200 | 18 | 8.5 | 31400 | 23000 | 73.25% | 2.04 | 0 | 10 |  |  |  | No | R-410A | 2.7667 | Residential & Commercial | Ducted CEE Tier 1
214301882 | Central HP <5.4 tons | CHAMPION HEATING AND COOLING | HRCU-A-CB (Split System: Heat Pump with Remote Outdoor Unit-Air-Source) | HMH72B341 | ADP |  | H,YE9J(1,2)36+TXV | Z8ES080B12SMPS1 | 33200 | 18 | 8.5 | 31400 | 23000 | 73.25% | 2.04 | 0 | 10 |  |  |  | No | R-410A | 2.7667 | Residential & Commercial | Ducted CEE Tier 1
215682514 | Central HP <5.4 tons | BRYANT HEATING AND COOLING SYSTEMS | HRCU-A-CB (Split System: Heat Pump with Remote Outdoor Unit-Air-Source) | 290VAN048**AA* |  |  | CVAVA6124XMA*+UI | 986TD60080C21*** | 48500 | 19 | 9.5 | 50000 | 36800 | 73.6% | 2.1 | 0 | 10.5 |  |  |  | No | R-454B | 4.0417 | Residential & Commercial | Ducted CEE Tier 1
213872351 | Central HP <5.4 tons | CHAMPION HEATING AND COOLING | HRCU-A-CB (Split System: Heat Pump with Remote Outdoor Unit-Air-Source) | HMH72B341 | ADP |  | H,YG7J936 | Z8ES080B12LMPS1 | 33200 | 18 | 8.5 | 31400 | 23000 | 73.25% | 2.04 | 0 | 10 |  |  |  | No | R-410A | 2.7667 | Residential & Commercial | Ducted CEE Tier 1
213872354 | Central HP <5.4 tons | CHAMPION HEATING AND COOLING | HRCU-A-CB (Split System: Heat Pump with Remote Outdoor Unit-Air-Source) | HMH72B341 | ADP |  | H,YG9J936 | Z8ES080B12SMPS1 | 33200 | 18 | 8.5 | 31400 | 23000 | 73.25% | 2.04 | 0 | 10 |  |  |  | No | R-410A | 2.7667 | Residential & Commercial | Ducted CEE Tier 1
214719677 | Central HP <5.4 tons | COLEMAN | HRCU-A-CB (Split System: Heat Pump with Remote Outdoor Unit-Air-Source) | HH836E2S11 |  |  | CTU36B5XDS1+TXV | TM8Y080B12MP11 | 33400 | 18 | 8.5 | 31200 | 25600 | 82.05% | 2 | 0 | 11 |  |  |  | No | R-454B | 2.7833 | Residential & Commercial | Ducted CEE Tier 1
214719692 | Central HP <5.4 tons | COLEMAN | HRCU-A-CB (Split System: Heat Pump with Remote Outdoor Unit-Air-Source) | HH836E2S11 |  |  | CTU36B5XDS1+TXV | TM9Y080B12MP11 | 33400 | 18 | 8.5 | 31400 | 25600 | 81.53% | 2 | 0 | 11 |  |  |  | No | R-454B | 2.7833 | Residential & Commercial | Ducted CEE Tier 1
215588514 | Central HP <5.4 tons | BRYANT HEATING AND COOLING SYSTEMS | HRCU-A-CB (Split System: Heat Pump with Remote Outdoor Unit-Air-Source) | 291VAN054**AA* |  |  | CVAVA4924XMA*+UI | 986TD60080C21*** | 51500 | 19 | 8.1 | 53000 | 46500 | 87.74% | 1.84 | 0 | 11.5 |  |  |  | No | R-454B | 4.2917 | Residential & Commercial | Ducted CEE Tier 1
213894998 | Central HP <5.4 tons | BOSCH | HRCU-A-CB (Split System: Heat Pump with Remote Outdoor Unit-Air-Source) | BOVA-36HDN1-M20G | ADP |  | H,YG34936 | BGH96M080B3A | 23800 | 18 | 9 | 22400 | 17000 | 75.89% | 1.9 | 0 | 12 |  |  |  | No | R-410A | 1.9833 | Residential & Commercial | Ducted CEE Tier 1
213613894 | Central HP <5.4 tons | BOSCH | HRCU-A-C (Split System: Heat Pump with Remote Outdoor Unit with No Indoor Fan --Air Source) | BOVA-36HDN1-M20G | ADP |  | *G34936 |  | 23200 | 15.2 | 9 | 22400 | 16500 | 73.66% | 1.88 | 0 | 12 |  |  |  | No | R-410A | 1.9333 | Residential & Commercial | Ducted CEE Tier 1
213355886 | Central HP <5.4 tons | BOSCH | HRCU-A-CB (Split System: Heat Pump with Remote Outdoor Unit-Air-Source) | BOVB-36HDN1-M20G | ADP |  | HG9J936+AEFE4B* |  | 24000 | 20 | 9.5 | 22400 | 17200 | 76.79% | 2 | 0 | 13 |  |  |  | No | R-410A | 2 | Residential & Commercial | Ducted CEE Tier 1
212980009 | Central HP <5.4 tons | KEEPRITE | HRCU-A-CB (Split System: Heat Pump with Remote Outdoor Unit-Air-Source) | DLCURAH18ABK |  |  | EN(A,D)4X30L17** | *80MS(N,L)0901714A* | 17700 | 16.5 | 8.1 | 18300 | 18600 | 101.6% | 2.24 | 0 | 11 |  |  |  | No | R-410A | 1.475 | Residential & Commercial | Ducted CEE Tier 1
213311147 | Central HP <5.4 tons | PAYNE HEATING AND COOLING | HRCU-A-CB (Split System: Heat Pump with Remote Outdoor Unit-Air-Source) | 38MURAQ24AB3* | ADP |  | PL36H175P159+CBPE4B* |  | 24200 | 18 | 9 | 25000 | 22600 | 90.4% | 1.92 | 0 | 10.5 |  |  |  | No | R-410A | 2.0167 | Residential & Commercial | Ducted CEE Tier 1
212978653 | Central HP <5.4 tons | CARRIER | HRCU-A-CB (Split System: Heat Pump with Remote Outdoor Unit-Air-Source) | 38MURAQ24AB3* |  |  | CAP**3617AL* | 58S(B,C)*B070M17**12 | 23600 | 17.5 | 8.5 | 26000 | 24200 | 93.08% | 2.02 | 0 | 10 |  |  |  | No | R-410A | 1.9667 | Residential & Commercial | Ducted CEE Tier 1
212978686 | Central HP <5.4 tons | CARRIER | HRCU-A-CB (Split System: Heat Pump with Remote Outdoor Unit-Air-Source) | 38MURAQ24AB3* |  |  | CAP**3721AL* | 58S(B,C)*B070M17**12 | 24400 | 17.5 | 8.5 | 25200 | 21200 | 84.13% | 1.8 | 0 | 10.5 |  |  |  | No | R-410A | 2.0333 | Residential & Commercial | Ducted CEE Tier 1
215382877 | Central HP <5.4 tons | FRIEDRICH | HRCU-A-CB (Split System: Heat Pump with Remote Outdoor Unit-Air-Source) | WFPU18Z483C | ADP |  | F,PE*TT7960 |  | 48000 | 17 | 8.45 | 45000 | 32600 | 72.44% | 1.9 | 0 | 10 |  |  |  | No | R-410A | 4 | Residential & Commercial | Ducted CEE Tier 1
215383027 | Central HP <5.4 tons | FRIEDRICH | HRCU-A-C (Split System: Heat Pump with Remote Outdoor Unit with No Indoor Fan --Air Source) | WFPU18Z483C | ADP |  | H,RG53948+TD |  | 41500 | 15.2 | 8.55 | 40000 | 34200 | 85.5% | 1.94 | 0 | 11 |  |  |  | No | R-410A | 3.4583 | Residential & Commercial | Ducted CEE Tier 1
215383028 | Central HP <5.4 tons | FRIEDRICH | HRCU-A-C (Split System: Heat Pump with Remote Outdoor Unit with No Indoor Fan --Air Source) | WFPU18Z483C | ADP |  | H,RG49948+TD |  | 41000 | 15.2 | 8.55 | 40000 | 34200 | 85.5% | 1.94 | 0 | 11 |  |  |  | No | R-410A | 3.4167 | Residential & Commercial | Ducted CEE Tier 1
213612274 | Central HP <5.4 tons | BOSCH | HRCU-A-CB (Split System: Heat Pump with Remote Outdoor Unit-Air-Source) | BOVB-60HDN1-M20G | ADP |  | V,T60H210P299+AEFE5* |  | 45500 | 18 | 9.35 | 46000 | 33200 | 72.17% | 1.98 | 0 | 11.7 |  |  |  | No | R-410A | 3.7917 | Residential & Commercial | Ducted CEE Tier 1
214395059 | Central HP <5.4 tons | BRYANT HEATING AND COOLING SYSTEMS | HRCU-A-CB (Split System: Heat Pump with Remote Outdoor Unit-Air-Source) | 38MURAQ18AB3* |  |  | CNPV*2417AL* | 916SA48060M17*** | 17500 | 15.5 | 8.5 | 18500 | 19000 | 102.7% | 2.28 | 0 | 10.5 |  |  |  | No | R-410A | 1.4583 | Residential & Commercial | Ducted CEE Tier 1
212479795 | Central HP <5.4 tons | CARRIER | HRCU-A-CB (Split System: Heat Pump with Remote Outdoor Unit-Air-Source) | 38MURAQ18AB3* | ADP |  | A24VBA+TXV | 58S(B,C)*A045E14**12 | 18000 | 16 | 8.5 | 17300 | 18300 | 105.8% | 2.26 | 0 | 11 |  |  |  | No | R-410A | 1.5 | Residential & Commercial | Ducted CEE Tier 1
212979155 | Central HP <5.4 tons | CARRIER | HRCU-A-CB (Split System: Heat Pump with Remote Outdoor Unit-Air-Source) | 38MURAQ24AB3* |  |  | CAP**3617AL* | 58S(B,C)*B070M17**16 | 23800 | 17 | 8.5 | 26200 | 23800 | 90.84% | 1.98 | 0 | 10 |  |  |  | No | R-410A | 1.9833 | Residential & Commercial | Ducted CEE Tier 1
212983207 | Central HP <5.4 tons | BRYANT HEATING AND COOLING SYSTEMS | HRCU-A-CB (Split System: Heat Pump with Remote Outdoor Unit-Air-Source) | 38MURAQ24AB3* |  |  | CNPV*2417AL* | 912SE36040M17*** | 23000 | 15.5 | 8.5 | 27000 | 25600 | 94.81% | 2.12 | 0 | 10 |  |  |  | No | R-410A | 1.9167 | Residential & Commercial | Ducted CEE Tier 1
212982289 | Central HP <5.4 tons | BRYANT HEATING AND COOLING SYSTEMS | HRCU-A-CB (Split System: Heat Pump with Remote Outdoor Unit-Air-Source) | 38MURAQ24AB3* |  |  | CAP**3621AL* | 83*SB36040M17*** | 23600 | 17 | 8.5 | 25800 | 23200 | 89.92% | 1.94 | 0 | 10 |  |  |  | No | R-410A | 1.9667 | Residential & Commercial | Ducted CEE Tier 1
213258261 | Central HP <5.4 tons | KEEPRITE | HRCU-A-CB (Split System: Heat Pump with Remote Outdoor Unit-Air-Source) | DLCURAH18ABK | ADP |  | H,GE31930 | *96VTN0401712A* | 17200 | 15.2 | 8.5 | 17100 | 18700 | 109.4% | 2.28 | 0 | 10 |  |  |  | No | R-410A | 1.4333 | Residential & Commercial | Ducted CEE Tier 1
212479895 | Central HP <5.4 tons | CARRIER | HRCU-A-CB (Split System: Heat Pump with Remote Outdoor Unit-Air-Source) | 38MURAQ24AB3* | ADP |  | A36VCA+TXV | 58SP*A045V17**16 | 23200 | 17 | 8.5 | 24000 | 23200 | 96.67% | 1.96 | 0 | 10 |  |  |  | No | R-410A | 1.9333 | Residential & Commercial | Ducted CEE Tier 1
212479929 | Central HP <5.4 tons | CARRIER | HRCU-A-CB (Split System: Heat Pump with Remote Outdoor Unit-Air-Source) | 38MURAQ24AB3* | ADP |  | PL36H175P159 | 58SP*A070V17**16 | 24000 | 17 | 8.5 | 24400 | 22400 | 91.8% | 1.9 | 0 | 10 |  |  |  | No | R-410A | 2 | Residential & Commercial | Ducted CEE Tier 1
212479947 | Central HP <5.4 tons | CARRIER | HRCU-A-CB (Split System: Heat Pump with Remote Outdoor Unit-Air-Source) | 38MURAQ24AB3* | ADP |  | C36A***L139 | 58SU*A060E17**16 | 25000 | 17 | 8.5 | 25000 | 21400 | 85.6% | 1.82 | 0 | 10.5 |  |  |  | No | R-410A | 2.0833 | Residential & Commercial | Ducted CEE Tier 1
213355887 | Central HP <5.4 tons | BOSCH | HRCU-A-CB (Split System: Heat Pump with Remote Outdoor Unit-Air-Source) | BOVB-36HDN1-M20G | ADP |  | HG9J936+AEFE3A* |  | 23800 | 19 | 9.5 | 22400 | 17200 | 76.79% | 2 | 0 | 13 |  |  |  | No | R-410A | 1.9833 | Residential & Commercial | Ducted CEE Tier 1
212361561 | Central HP <5.4 tons | BOSCH | HRCU-A-CB (Split System: Heat Pump with Remote Outdoor Unit-Air-Source) | BOVA-36HDN1-M20G | ADP |  | HE31(1,2)30+TXV | BGH96M060B3B | 22800 | 18 | 8.65 | 22200 | 17000 | 76.58% | 1.84 | 0 | 11.5 |  |  |  | No | R-410A | 1.9 | Residential & Commercial | Ducted CEE Tier 1
212380750 | Central HP <5.4 tons | BOSCH | HRCU-A-CB (Split System: Heat Pump with Remote Outdoor Unit-Air-Source) | BOVA-36HDN1-M20G | ADP |  | V,R36H175P459 | BGH96M080B3B | 24000 | 18 | 9 | 22400 | 17000 | 75.89% | 1.9 | 0 | 12 |  |  |  | No | R-410A | 2 | Residential & Commercial | Ducted CEE Tier 1
212380865 | Central HP <5.4 tons | BOSCH | HRCU-A-CB (Split System: Heat Pump with Remote Outdoor Unit-Air-Source) | BOVB-36HDN1-M20G | ADP |  | V,R36H175P159 | BGH96M080B3A | 24000 | 18 | 9 | 22400 | 17000 | 75.89% | 1.9 | 0 | 12 |  |  |  | No | R-410A | 2 | Residential & Commercial | Ducted CEE Tier 1
212380866 | Central HP <5.4 tons | BOSCH | HRCU-A-CB (Split System: Heat Pump with Remote Outdoor Unit-Air-Source) | BOVB-36HDN1-M20G | ADP |  | H,RG8J936 | BGH96M080B3A | 23600 | 18 | 9 | 22400 | 17000 | 75.89% | 1.9 | 0 | 11.7 |  |  |  | No | R-410A | 1.9667 | Residential & Commercial | Ducted CEE Tier 1
212380680 | Central HP <5.4 tons | BOSCH | HRCU-A-CB (Split System: Heat Pump with Remote Outdoor Unit-Air-Source) | BOVA-36HDN1-M20G | ADP |  | PL36H175P459 | BGH96M060B3B | 24000 | 18 | 9 | 22400 | 17000 | 75.89% | 1.9 | 0 | 12 |  |  |  | No | R-410A | 2 | Residential & Commercial | Ducted CEE Tier 1
212380734 | Central HP <5.4 tons | BOSCH | HRCU-A-CB (Split System: Heat Pump with Remote Outdoor Unit-Air-Source) | BOVA-36HDN1-M20G | ADP |  | H,RG82936 | BGH96M060B3A | 24000 | 18 | 9 | 22400 | 17000 | 75.89% | 1.9 | 0 | 12 |  |  |  | No | R-410A | 2 | Residential & Commercial | Ducted CEE Tier 1
215413742 | Central HP <5.4 tons | BOSCH | HRCU-A-CB (Split System: Heat Pump with Remote Outdoor Unit-Air-Source) | BOVD-36HDN1-M20G | ADP |  | PL36H175P149+AEFE4B* |  | 23800 | 20 | 9.5 | 22400 | 17200 | 76.79% | 2 | 0 | 13 |  |  |  | No | R-410A | 1.9833 | Residential & Commercial | Ducted CEE Tier 1
212361481 | Central HP <5.4 tons | BOSCH | HRCU-A-CB (Split System: Heat Pump with Remote Outdoor Unit-Air-Source) | BOVA-60HDN1-M20G | ADP |  | HE35948 | BGH96M100D5B | 44500 | 17 | 9 | 45000 | 32800 | 72.89% | 1.9 | 0 | 11.5 |  |  |  | No | R-410A | 3.7083 | Residential & Commercial | Ducted CEE Tier 1
212361578 | Central HP <5.4 tons | BOSCH | HRCU-A-CB (Split System: Heat Pump with Remote Outdoor Unit-Air-Source) | BOVA-60HDN1-M20G | ADP |  | HE35(1,2)48+TXV | BGH96M080B3A | 41000 | 16 | 8.8 | 41500 | 30600 | 73.73% | 1.9 | 0 | 11 |  |  |  | No | R-410A | 3.4167 | Residential & Commercial | Ducted CEE Tier 1
212361431 | Central HP <5.4 tons | BOSCH | HRCU-A-CB (Split System: Heat Pump with Remote Outdoor Unit-Air-Source) | BOVA-60HDN1-M20G | ADP |  | HE36(1,2)60+TXV | BGH96M080B3A | 41500 | 16 | 8.8 | 41500 | 30600 | 73.73% | 1.9 | 0 | 11.5 |  |  |  | No | R-410A | 3.4583 | Residential & Commercial | Ducted CEE Tier 1
212361464 | Central HP <5.4 tons | BOSCH | HRCU-A-CB (Split System: Heat Pump with Remote Outdoor Unit-Air-Source) | BOVA-60HDN1-M20G | ADP |  | HE48960 | BGH96M080C4A | 42500 | 17 | 8.8 | 42500 | 31000 | 72.94% | 1.9 | 0 | 11.7 |  |  |  | No | R-410A | 3.5417 | Residential & Commercial | Ducted CEE Tier 1
212361479 | Central HP <5.4 tons | BOSCH | HRCU-A-CB (Split System: Heat Pump with Remote Outdoor Unit-Air-Source) | BOVA-60HDN1-M20G | ADP |  | HE37960 | BGH96M100D5A | 45000 | 17 | 9 | 45000 | 32800 | 72.89% | 1.9 | 0 | 11.5 |  |  |  | No | R-410A | 3.75 | Residential & Commercial | Ducted CEE Tier 1
212380764 | Central HP <5.4 tons | BOSCH | HRCU-A-CB (Split System: Heat Pump with Remote Outdoor Unit-Air-Source) | BOVA-60HDN1-M20G | ADP |  | V,R60H210P179 | BGH96M100C5A | 45000 | 17 | 8.8 | 44500 | 32400 | 72.81% | 1.9 | 0 | 11.7 |  |  |  | No | R-410A | 3.75 | Residential & Commercial | Ducted CEE Tier 1
212480031 | Central HP <5.4 tons | CARRIER | HRCU-A-CB (Split System: Heat Pump with Remote Outdoor Unit-Air-Source) | 38MURAQ24AB3* | ADP |  | PL36H175P149 | 59SC2D080E17**16 | 24200 | 17 | 8.1 | 24600 | 22400 | 91.06% | 1.88 | 0 | 10.5 |  |  |  | No | R-410A | 2.0167 | Residential & Commercial | Ducted CEE Tier 1
212480064 | Central HP <5.4 tons | CARRIER | HRCU-A-CB (Split System: Heat Pump with Remote Outdoor Unit-Air-Source) | 38MURAQ24AB3* | ADP |  | C36A***L139 | 59SC5B080E17**16 | 24800 | 15.2 | 8.5 | 25200 | 21600 | 85.71% | 1.8 | 0 | 10 |  |  |  | No | R-410A | 2.0667 | Residential & Commercial | Ducted CEE Tier 1
212480097 | Central HP <5.4 tons | CARRIER | HRCU-A-CB (Split System: Heat Pump with Remote Outdoor Unit-Air-Source) | 38MURAQ24AB3* | ADP |  | C36A***L139 | 59SP6A080V17**16 | 24000 | 16 | 8.1 | 24600 | 22600 | 91.87% | 1.9 | 0 | 10.5 |  |  |  | No | R-410A | 2 | Residential & Commercial | Ducted CEE Tier 1
215679404 | Central HP <5.4 tons | BRYANT HEATING AND COOLING SYSTEMS | HRCU-A-CB (Split System: Heat Pump with Remote Outdoor Unit-Air-Source) | 290VAN036**AA* |  |  | CAA**4221AM*+UI | 987TA66100C21*** | 33200 | 17.5 | 9 | 35800 | 25600 | 71.51% | 1.84 | 0 | 10 |  |  |  | No | R-454B | 2.7667 | Residential & Commercial | Ducted CEE Tier 1
215679674 | Central HP <5.4 tons | BRYANT HEATING AND COOLING SYSTEMS | HRCU-A-CB (Split System: Heat Pump with Remote Outdoor Unit-Air-Source) | 290VAN036**AA* |  |  | CAA**6124AM*+UI | 987TA60080C21*** | 34800 | 18 | 9 | 34400 | 24800 | 72.09% | 1.92 | 0 | 10.5 |  |  |  | No | R-454B | 2.9 | Residential & Commercial | Ducted CEE Tier 1
212479827 | Central HP <5.4 tons | CARRIER | HRCU-A-CB (Split System: Heat Pump with Remote Outdoor Unit-Air-Source) | 38MURAQ18AB3* | ADP |  | A24VBA+TXV | 59SC5B060E14**12 | 17700 | 16 | 8.5 | 17100 | 18400 | 107.6% | 2.26 | 0 | 11 |  |  |  | No | R-410A | 1.475 | Residential & Commercial | Ducted CEE Tier 1
215588550 | Central HP <5.4 tons | BRYANT HEATING AND COOLING SYSTEMS | HRCU-A-CB (Split System: Heat Pump with Remote Outdoor Unit-Air-Source) | 291VAN054**AA* |  |  | CVAVA6124XMA*+UI | 986TD60080C21*** | 52500 | 19.5 | 8.1 | 53500 | 46500 | 86.92% | 1.82 | 0 | 12 |  |  |  | No | R-454B | 4.375 | Residential & Commercial | Ducted CEE Tier 1
214807700 | Central HP <5.4 tons | COLEMAN | HRCU-A-CB (Split System: Heat Pump with Remote Outdoor Unit-Air-Source) | HH824E2S11 |  |  | CTU36B5XDS1+JMC12B2SN1+TXV |  | 23000 | 19 | 9.5 | 23000 | 18500 | 80.43% | 2 | 0 | 12 |  |  |  | No | R-454B | 1.9167 | Residential & Commercial | Ducted CEE Tier 1
214573608 | Central HP <5.4 tons | CARRIER | HRCU-A-CB (Split System: Heat Pump with Remote Outdoor Unit-Air-Source) | 25VNA837A*031* |  |  | CAP**3621AL*+UI | 58TN*B070C21**20 | 31400 | 17 | 8.1 | 33000 | 24200 | 73.33% | 1.86 | 0 | 11 |  |  |  | No | R-410A | 2.6167 | Residential & Commercial | Ducted CEE Tier 1
214020804 | Central HP <5.4 tons | AC PRO.com | HRCU-A-CB (Split System: Heat Pump with Remote Outdoor Unit-Air-Source) | AUD60W/A1-D(U) | ADP |  | V60H245D799+AEFE5* |  | 54000 | 15.8 | 9 | 54000 | 41000 | 75.93% | 1.8 | 0 | 10 |  |  |  | No | R-410A | 4.5 | Residential & Commercial | Ducted CEE Tier 1
214777837 | Central HP <5.4 tons | AIREASE | HRCU-A-CB (Split System: Heat Pump with Remote Outdoor Unit-Air-Source) | 4SHP22LX124P-**A | ADP |  | V,A,D36H175D159+AEFE4B* |  | 23400 | 21 | 8.7 | 20600 | 15700 | 76.21% | 2.26 | 0 | 13.5 |  |  |  | No | R-410A | 1.95 | Residential & Commercial | Ducted CEE Tier 1
216054314 | Central HP <5.4 tons | BOSCH | HRCU-A-CB (Split System: Heat Pump with Remote Outdoor Unit-Air-Source) | BOVA-60MTB-M19E | ADP |  | HG86*60+TXV+AEFE5* |  | 53000 | 18.75 | 9.95 | 53000 | 54500 | 102.8% | 2.09 | 0 | 11.7 |  |  |  | No | R-454B | 4.4167 | Residential & Commercial | Ducted CEE Tier 1
215438144 | Central HP <5.4 tons | BOSCH | HRCU-A-CB (Split System: Heat Pump with Remote Outdoor Unit-Air-Source) | BOVA-60MTB-M19E | ADP |  | FE*TT7*60+TXV |  | 43500 | 15.2 | 8.5 | 44000 | 40000 | 90.91% | 1.8 | 0 | 11.7 |  |  |  | No | R-454B | 3.625 | Residential & Commercial | Ducted CEE Tier 1
215389835 | Central HP <5.4 tons | ECOER | HRCU-A-C (Split System: Heat Pump with Remote Outdoor Unit with No Indoor Fan --Air Source) | EODA19H-2436A | ADP |  | PL36H***P449+TD |  | 23200 | 15.2 | 8.8 | 21400 | 18200 | 85.05% | 1.9 | 0 | 11.7 |  |  |  | No | R-410A | 1.9333 | Residential & Commercial | Ducted CEE Tier 1
211780575 | Central HP <5.4 tons | KEEPRITE | HRCU-A-CB (Split System: Heat Pump with Remote Outdoor Unit-Air-Source) | DLCURAH24ABK | ADP |  | H,GE31930 | *92ESN0801716A* | 23800 | 17 | 8.5 | 25200 | 23800 | 94.44% | 1.96 | 0 | 10 |  |  |  | No | R-410A | 1.9833 | Residential & Commercial | Ducted CEE Tier 1
213297184 | Central HP <5.4 tons | LUXAIRE | HRCU-A-CB (Split System: Heat Pump with Remote Outdoor Unit-Air-Source) | HMH72B341 |  |  | XAFC30CXXN1+TXV | Z8ES080B12LMPS1 | 33200 | 18 | 8.5 | 33000 | 23400 | 70.91% | 2.04 | 0 | 10 |  |  |  | No | R-410A | 2.7667 | Residential & Commercial | Ducted CEE Tier 1
214719925 | Central HP <5.4 tons | COLEMAN | HRCU-A-CB (Split System: Heat Pump with Remote Outdoor Unit-Air-Source) | HH836E2S11 |  |  | CTU48C5XFS1+TXV | Z8ES080C20SMPS1 | 34200 | 19 | 9 | 32000 | 25400 | 79.38% | 2 | 0 | 11 |  |  |  | No | R-454B | 2.85 | Residential & Commercial | Ducted CEE Tier 1
214720092 | Central HP <5.4 tons | COLEMAN | HRCU-A-CB (Split System: Heat Pump with Remote Outdoor Unit-Air-Source) | HH836E2S11 |  |  | CTU48C5XFS1+TXV | CP9C100C20MP13 | 34200 | 18 | 9 | 32600 | 25800 | 79.14% | 2 | 0 | 11 |  |  |  | No | R-454B | 2.85 | Residential & Commercial | Ducted CEE Tier 1
214720211 | Central HP <5.4 tons | COLEMAN | HRCU-A-CB (Split System: Heat Pump with Remote Outdoor Unit-Air-Source) | HH836E2S11 |  |  | CTU48C5XFS1+TXV | TM9Y100C16MP11 | 33200 | 19 | 9 | 31400 | 25400 | 80.89% | 2 | 0 | 11 |  |  |  | No | R-454B | 2.7667 | Residential & Commercial | Ducted CEE Tier 1
214719991 | Central HP <5.4 tons | COLEMAN | HRCU-A-CB (Split System: Heat Pump with Remote Outdoor Unit-Air-Source) | HH836E2S11 |  |  | CTU48C5XFS1+TXV | TM8E100C20MP11 | 34400 | 17 | 8.5 | 32600 | 25800 | 79.14% | 2 | 0 | 11 |  |  |  | No | R-454B | 2.8667 | Residential & Commercial | Ducted CEE Tier 1
211390210 | Central HP <5.4 tons | COLEMAN | HRCU-A-CB (Split System: Heat Pump with Remote Outdoor Unit-Air-Source) | HMH72B341 |  |  | XAFC36DXXN1+TXV | TPLC100C16MP13 | 34000 | 17.5 | 8.5 | 33800 | 23800 | 70.41% | 2.08 | 0 | 10 |  |  |  | No | R-410A | 2.8333 | Residential & Commercial | Ducted CEE Tier 1
214807732 | Central HP <5.4 tons | COLEMAN | HRCU-A-CB (Split System: Heat Pump with Remote Outdoor Unit-Air-Source) | HH824E2S11 |  |  | CTM36B5ADS1 | CP9C060B12MP13 | 23000 | 17 | 9 | 23000 | 17600 | 76.52% | 2 | 0 | 12 |  |  |  | No | R-454B | 1.9167 | Residential & Commercial | Ducted CEE Tier 1
215438141 | Central HP <5.4 tons | BOSCH | HRCU-A-CB (Split System: Heat Pump with Remote Outdoor Unit-Air-Source) | BOVA-36RTB-M20S | ADP |  | FE*G34*30+TXV |  | 23400 | 15.2 | 9 | 22400 | 16400 | 73.21% | 1.9 | 0 | 12 |  |  |  | No | R-454B | 1.95 | Residential & Commercial | Ducted CEE Tier 1
215431150 | Central HP <5.4 tons | FRIEDRICH | HRCU-A-CB (Split System: Heat Pump with Remote Outdoor Unit-Air-Source) | WFPU18Z363C | ADP |  | V,R36H175P159+AEFE4B* |  | 34000 | 18 | 9.45 | 33400 | 25600 | 76.65% | 2.04 | 0 | 10 |  |  |  | No | R-410A | 2.8333 | Residential & Commercial | Ducted CEE Tier 1
204456613 | Central HP <5.4 tons | KEEPRITE | HRCU-A-CB (Split System: Heat Pump with Remote Outdoor Unit-Air-Source) | CVH825GKA2* |  |  | EA*4X36L17A*+WALLCON | *96CTN0601714A* | 23400 | 16 | 8.1 | 21600 | 16800 | 77.78% | 1.92 | 11 | 10.5 |  |  |  | No | R-410A | 1.95 | Residential & Commercial | Ducted CEE Tier 1
211391261 | Central HP <5.4 tons | COLEMAN | HRCU-A-CB (Split System: Heat Pump with Remote Outdoor Unit-Air-Source) | HMH72B341 |  |  | XAHC36DBCN1 | TMLE120C16MP11 | 33600 | 17.5 | 8.1 | 33000 | 23200 | 70.3% | 2.04 | 0 | 10 |  |  |  | No | R-410A | 2.8 | Residential & Commercial | Ducted CEE Tier 1
211391530 | Central HP <5.4 tons | COLEMAN | HRCU-A-CB (Split System: Heat Pump with Remote Outdoor Unit-Air-Source) | HMH72B341 |  |  | XAFC36DBCN1 | TMLE100C16MP11 | 34000 | 17.5 | 8.1 | 33600 | 23800 | 70.83% | 2.08 | 0 | 10 |  |  |  | No | R-410A | 2.8333 | Residential & Commercial | Ducted CEE Tier 1
211391815 | Central HP <5.4 tons | COLEMAN | HRCU-A-CB (Split System: Heat Pump with Remote Outdoor Unit-Air-Source) | HMH72B341 |  |  | XAFB36DXXN1+TXV | TM8E100B12MP11 | 34000 | 18 | 8.1 | 33800 | 23800 | 70.41% | 2.06 | 0 | 10 |  |  |  | No | R-410A | 2.8333 | Residential & Commercial | Ducted CEE Tier 1
211391963 | Central HP <5.4 tons | COLEMAN | HRCU-A-CB (Split System: Heat Pump with Remote Outdoor Unit-Air-Source) | HMH72B341 |  |  | XAHC36DXXN1+TXV | TM8E080C16MP11 | 33600 | 17.5 | 8.1 | 32800 | 23200 | 70.73% | 2.04 | 0 | 10 |  |  |  | No | R-410A | 2.8 | Residential & Commercial | Ducted CEE Tier 1
212380900 | Central HP <5.4 tons | BOSCH | HRCU-A-CB (Split System: Heat Pump with Remote Outdoor Unit-Air-Source) | BOVB-60HDN1-M20G | ADP |  | V,R60H210P179 | BGH96M080C4B | 42500 | 17 | 8.8 | 42500 | 31000 | 72.94% | 1.9 | 0 | 11.7 |  |  |  | No | R-410A | 3.5417 | Residential & Commercial | Ducted CEE Tier 1
212381032 | Central HP <5.4 tons | BOSCH | HRCU-A-CB (Split System: Heat Pump with Remote Outdoor Unit-Air-Source) | BOVA-60HDN1-M20G | ADP |  | H,RG3K960 | BGH96M100C5A | 45000 | 17 | 8.8 | 44500 | 32400 | 72.81% | 1.9 | 0 | 11.7 |  |  |  | No | R-410A | 3.75 | Residential & Commercial | Ducted CEE Tier 1
213253153 | Central HP <5.4 tons | BOSCH | HRCU-A-CB (Split System: Heat Pump with Remote Outdoor Unit-Air-Source) | BOVA-60HDN1-M20G | ADP |  | HG35948+AEFE5* |  | 44500 | 18 | 9 | 45500 | 33200 | 72.97% | 1.92 | 0 | 11 |  |  |  | No | R-410A | 3.7083 | Residential & Commercial | Ducted CEE Tier 1
215368038 | Central HP <5.4 tons | BOSCH | HRCU-A-CB (Split System: Heat Pump with Remote Outdoor Unit-Air-Source) | BOVB-60HDN1-M20G | ADP |  | H,G,JG84948+AEFE4B* |  | 47000 | 18 | 9.5 | 46000 | 33200 | 72.17% | 2 | 0 | 12 |  |  |  | No | R-410A | 3.9167 | Residential & Commercial | Ducted CEE Tier 1
216093492 | Central HP <5.4 tons | BOSCH | HRCU-A-CB (Split System: Heat Pump with Remote Outdoor Unit-Air-Source) | BOVA-60RXB-M15S | ADP |  | HG84*60+TXV+AEFE5* |  | 46000 | 17 | 8.5 | 45000 | 33200 | 73.78% | 1.86 | 0 | 11.7 |  |  |  | No | R-454B | 3.8333 | Residential & Commercial | Ducted CEE Tier 1
216093489 | Central HP <5.4 tons | BOSCH | HRCU-A-CB (Split System: Heat Pump with Remote Outdoor Unit-Air-Source) | BOVA-60RXB-M15S | ADP |  | HG36*36+TXV+AEFE4B* |  | 34200 | 17 | 8.5 | 32600 | 33800 | 103.7% | 1.8 | 0 | 11.7 |  |  |  | No | R-454B | 2.85 | Residential & Commercial | Ducted CEE Tier 1
215667374 | Central HP <5.4 tons | KENMORE | HRCU-A-CB (Split System: Heat Pump with Remote Outdoor Unit-Air-Source) | (C,H,T)5H0V24*K*AAA* |  |  | EA*5X30M17A*+WALLCON | *80CSU0401712A* | 23000 | 17 | 9 | 23600 | 16600 | 70.34% | 1.98 | 0 | 10 |  |  |  | No | R-454B | 1.9167 | Residential & Commercial | Ducted CEE Tier 1
215667938 | Central HP <5.4 tons | KENMORE | HRCU-A-CB (Split System: Heat Pump with Remote Outdoor Unit-Air-Source) | (C,H,T)5H0V24*K*AAA* |  |  | EA*5X37M21A*+WALLCON | *96CTN1002122B* | 24000 | 17.5 | 9 | 23200 | 16300 | 70.26% | 2.02 | 0 | 10.5 |  |  |  | No | R-454B | 2 | Residential & Commercial | Ducted CEE Tier 1
212480113 | Central HP <5.4 tons | CARRIER | HRCU-A-CB (Split System: Heat Pump with Remote Outdoor Unit-Air-Source) | 38MURAQ24AB3* | ADP |  | V,C36H175P139 | 59SP6A080V17**16 | 24200 | 16 | 8.1 | 24600 | 22600 | 91.87% | 1.9 | 0 | 10.5 |  |  |  | No | R-410A | 2.0167 | Residential & Commercial | Ducted CEE Tier 1
212480145 | Central HP <5.4 tons | CARRIER | HRCU-A-CB (Split System: Heat Pump with Remote Outdoor Unit-Air-Source) | 38MURAQ24AB3* | ADP |  | A24VBA+TXV | 59TP6B060V14**12 | 23200 | 16 | 8.5 | 24800 | 25200 | 101.6% | 2.14 | 0 | 10 |  |  |  | No | R-410A | 1.9333 | Residential & Commercial | Ducted CEE Tier 1
213258934 | Central HP <5.4 tons | KEEPRITE | HRCU-A-CB (Split System: Heat Pump with Remote Outdoor Unit-Air-Source) | DLCURAH18ABK | ADP |  | H,GE7J936 | *96VSN0401712A* | 17600 | 15.2 | 8.5 | 17100 | 18700 | 109.4% | 2.28 | 0 | 10.5 |  |  |  | No | R-410A | 1.4667 | Residential & Commercial | Ducted CEE Tier 1
213258216 | Central HP <5.4 tons | KEEPRITE | HRCU-A-CB (Split System: Heat Pump with Remote Outdoor Unit-Air-Source) | DLCURAH18ABK | ADP |  | H,GE31930 | *96VSN0401712A* | 17200 | 15.2 | 8.5 | 17100 | 18700 | 109.4% | 2.28 | 0 | 10 |  |  |  | No | R-410A | 1.4333 | Residential & Commercial | Ducted CEE Tier 1
213258223 | Central HP <5.4 tons | KEEPRITE | HRCU-A-CB (Split System: Heat Pump with Remote Outdoor Unit-Air-Source) | DLCURAH18ABK | ADP |  | H,GE30924 | *96VSN0401712A* | 16900 | 15.2 | 8.5 | 17100 | 18400 | 107.6% | 2.26 | 0 | 10 |  |  |  | No | R-410A | 1.4083 | Residential & Commercial | Ducted CEE Tier 1
212498562 | Central HP <5.4 tons | BRYANT HEATING AND COOLING SYSTEMS | HRCU-A-CB (Split System: Heat Pump with Remote Outdoor Unit-Air-Source) | 38MURAQ24AB3* | ADP |  | CP3005A+TXV+TD |  | 23200 | 16 | 8.55 | 24800 | 22600 | 91.13% | 1.84 | 0 | 10 |  |  |  | No | R-410A | 1.9333 | Residential & Commercial | Ducted CEE Tier 1
213739512 | Central HP <5.4 tons | DAY & NIGHT | HRCU-A-CB (Split System: Heat Pump with Remote Outdoor Unit-Air-Source) | DLCURAH18ABK | ADP |  | FG32936 | *80MSU0401712A* | 17200 | 16 | 8.5 | 16900 | 18700 | 110.7% | 2.3 | 0 | 10.5 |  |  |  | No | R-410A | 1.4333 | Residential & Commercial | Ducted CEE Tier 1
213739513 | Central HP <5.4 tons | DAY & NIGHT | HRCU-A-CB (Split System: Heat Pump with Remote Outdoor Unit-Air-Source) | DLCURAH18ABK | ADP |  | FG33936 | *80MSU0401712A* | 17500 | 16 | 8.5 | 16900 | 18700 | 110.7% | 2.3 | 0 | 11 |  |  |  | No | R-410A | 1.4583 | Residential & Commercial | Ducted CEE Tier 1
212981712 | Central HP <5.4 tons | CARRIER | HRCU-A-CB (Split System: Heat Pump with Remote Outdoor Unit-Air-Source) | 38MURAQ24AB3* |  |  | CAP**3017AL* | 58SU*B040M17**12 | 23800 | 16.5 | 8.5 | 25800 | 24000 | 93.02% | 2 | 0 | 10 |  |  |  | No | R-410A | 1.9833 | Residential & Commercial | Ducted CEE Tier 1
213739490 | Central HP <5.4 tons | DAY & NIGHT | HRCU-A-CB (Split System: Heat Pump with Remote Outdoor Unit-Air-Source) | DLCURAH18ABK | ADP |  | V,G36H***P449 | *80MS(N,L)0451412A* | 17500 | 16 | 8.5 | 16800 | 18800 | 111.9% | 2.3 | 0 | 11 |  |  |  | No | R-410A | 1.4583 | Residential & Commercial | Ducted CEE Tier 1
213739505 | Central HP <5.4 tons | DAY & NIGHT | HRCU-A-CB (Split System: Heat Pump with Remote Outdoor Unit-Air-Source) | DLCURAH18ABK | ADP |  | PL36H175P159 | *80MS(N,L)0701712A* | 17400 | 16 | 8.5 | 16800 | 18800 | 111.9% | 2.32 | 0 | 11 |  |  |  | No | R-410A | 1.45 | Residential & Commercial | Ducted CEE Tier 1
213739506 | Central HP <5.4 tons | DAY & NIGHT | HRCU-A-CB (Split System: Heat Pump with Remote Outdoor Unit-Air-Source) | DLCURAH18ABK | ADP |  | V,G36H175P159 | *80MS(N,L)0701712A* | 17400 | 16 | 8.5 | 16800 | 18800 | 111.9% | 2.32 | 0 | 11 |  |  |  | No | R-410A | 1.45 | Residential & Commercial | Ducted CEE Tier 1
213739524 | Central HP <5.4 tons | DAY & NIGHT | HRCU-A-CB (Split System: Heat Pump with Remote Outdoor Unit-Air-Source) | DLCURAH18ABK | ADP |  | PL36H175P789 | *80VSL0451412B* | 17700 | 16 | 8.5 | 17100 | 18700 | 109.4% | 2.3 | 0 | 11 |  |  |  | No | R-410A | 1.475 | Residential & Commercial | Ducted CEE Tier 1
213739539 | Central HP <5.4 tons | DAY & NIGHT | HRCU-A-CB (Split System: Heat Pump with Remote Outdoor Unit-Air-Source) | DLCURAH18ABK | ADP |  | FG32936 | *92MSN0401712A* | 16500 | 15.2 | 8.5 | 16500 | 18400 | 111.5% | 2.24 | 0 | 10 |  |  |  | No | R-410A | 1.375 | Residential & Commercial | Ducted CEE Tier 1
214397622 | Central HP <5.4 tons | COLEMAN | HRCU-A-CB (Split System: Heat Pump with Remote Outdoor Unit-Air-Source) | HH860E2S11 |  |  | CTM60C5CHS1 | TM8E120C20MP11 | 53500 | 19 | 8.5 | 54000 | 39000 | 72.22% | 2 | 0 | 11 |  |  |  | No | R-454B | 4.4583 | Residential & Commercial | Ducted CEE Tier 1
214397874 | Central HP <5.4 tons | COLEMAN | HRCU-A-CB (Split System: Heat Pump with Remote Outdoor Unit-Air-Source) | HH860E2S11 |  |  | CTM60C5CGS1 | TL8E080C16UH11 | 44000 | 18 | 9 | 44500 | 33600 | 75.51% | 2 | 0 | 11.7 |  |  |  | No | R-454B | 3.6667 | Residential & Commercial | Ducted CEE Tier 1
214397849 | Central HP <5.4 tons | COLEMAN | HRCU-A-CB (Split System: Heat Pump with Remote Outdoor Unit-Air-Source) | HH860E2S11 |  |  | CTF60C5CGS1 | TMLE120C16MP11 | 44500 | 18 | 9 | 45500 | 34200 | 75.16% | 2 | 0 | 11 |  |  |  | No | R-454B | 3.7083 | Residential & Commercial | Ducted CEE Tier 1
214398022 | Central HP <5.4 tons | COLEMAN | HRCU-A-CB (Split System: Heat Pump with Remote Outdoor Unit-Air-Source) | HH860E2S11 |  |  | CTM60C5CHS1 | TM8E080C20MP11 | 53500 | 19 | 8.5 | 54000 | 39000 | 72.22% | 2 | 0 | 11 |  |  |  | No | R-454B | 4.4583 | Residential & Commercial | Ducted CEE Tier 1
214569318 | Central HP <5.4 tons | CARRIER | HRCU-A-CB (Split System: Heat Pump with Remote Outdoor Unit-Air-Source) | 25VNA424A*031* |  |  | CAP**3621AL*+UI | 59CU5B080C21**20 | 23200 | 20 | 10.5 | 26600 | 19800 | 74.44% | 2.42 | 0 | 13 |  |  |  | No | R-410A | 1.9333 | Residential & Commercial | Ducted CEE Tier 1
214569332 | Central HP <5.4 tons | CARRIER | HRCU-A-CB (Split System: Heat Pump with Remote Outdoor Unit-Air-Source) | 25VNA424A*031* |  |  | CAP**4221AL*+UI | 58TN*B070C21**20 | 23400 | 20.5 | 10.5 | 26600 | 19700 | 74.06% | 2.46 | 0 | 13 |  |  |  | No | R-410A | 1.95 | Residential & Commercial | Ducted CEE Tier 1
212614019 | Central HP <5.4 tons | MOOVAIR | HRCU-A-C (Split System: Heat Pump with Remote Outdoor Unit with No Indoor Fan --Air Source) | DMA30HOS20230E7 | ADP |  | HG8J936+TD |  | 29800 | 15.2 | 9.5 | 31400 | 26600 | 84.71% | 1.82 | 0 | 10.5 |  |  |  | No | R-410A | 2.4833 | Residential & Commercial | Ducted CEE Tier 1
213739555 | Central HP <5.4 tons | DAY & NIGHT | HRCU-A-CB (Split System: Heat Pump with Remote Outdoor Unit-Air-Source) | DLCURAH18ABK | ADP |  | PL36H175P069 | *95MSU0401712A* | 17500 | 16 | 8.1 | 16400 | 18300 | 111.6% | 2.24 | 0 | 11 |  |  |  | No | R-410A | 1.4583 | Residential & Commercial | Ducted CEE Tier 1
213739573 | Central HP <5.4 tons | DAY & NIGHT | HRCU-A-CB (Split System: Heat Pump with Remote Outdoor Unit-Air-Source) | DLCURAH18ABK | ADP |  | PL36H***P039 | *96MSN0401410A* | 16900 | 15.2 | 8.5 | 16900 | 19400 | 114.8% | 2.38 | 0 | 10 |  |  |  | No | R-410A | 1.4083 | Residential & Commercial | Ducted CEE Tier 1
213739591 | Central HP <5.4 tons | DAY & NIGHT | HRCU-A-CB (Split System: Heat Pump with Remote Outdoor Unit-Air-Source) | DLCURAH18ABK | ADP |  | PL36H***P039 | *96MSN0601412A* | 17100 | 16 | 8.5 | 17000 | 19400 | 114.1% | 2.38 | 0 | 10 |  |  |  | No | R-410A | 1.425 | Residential & Commercial | Ducted CEE Tier 1
213739607 | Central HP <5.4 tons | DAY & NIGHT | HRCU-A-CB (Split System: Heat Pump with Remote Outdoor Unit-Air-Source) | DLCURAH18ABK | ADP |  | V,G36H***P449 | *96VSN0401410B* | 17200 | 17 | 8.5 | 16600 | 19000 | 114.5% | 2.34 | 0 | 10.5 |  |  |  | No | R-410A | 1.4333 | Residential & Commercial | Ducted CEE Tier 1
213739622 | Central HP <5.4 tons | DAY & NIGHT | HRCU-A-CB (Split System: Heat Pump with Remote Outdoor Unit-Air-Source) | DLCURAH18ABK | ADP |  | PL36H175P159 | *96VSN0601412B* | 17400 | 16 | 8.1 | 16400 | 18300 | 111.6% | 2.24 | 0 | 11 |  |  |  | No | R-410A | 1.45 | Residential & Commercial | Ducted CEE Tier 1
213739641 | Central HP <5.4 tons | DAY & NIGHT | HRCU-A-CB (Split System: Heat Pump with Remote Outdoor Unit-Air-Source) | DLCURAH18ABK | ADP |  | V,G36H175P159 | *96VTN0401712B* | 17400 | 16 | 8.5 | 16400 | 18400 | 112.2% | 2.24 | 0 | 10.5 |  |  |  | No | R-410A | 1.45 | Residential & Commercial | Ducted CEE Tier 1
211240100 | Central HP <5.4 tons | CARRIER | HRCU-A-CB (Split System: Heat Pump with Remote Outdoor Unit-Air-Source) | 38MURAQ24AB3* |  |  | CNPV*3017AL* | 58S(B,C)*A090E17**14 | 24600 | 16.5 | 8.1 | 26400 | 22600 | 85.61% | 1.86 | 0 | 10.5 |  |  |  | No | R-410A | 2.05 | Residential & Commercial | Ducted CEE Tier 1
211240102 | Central HP <5.4 tons | CARRIER | HRCU-A-CB (Split System: Heat Pump with Remote Outdoor Unit-Air-Source) | 38MURAQ24AB3* |  |  | CNPV*3017AL* | 59SC2D060E17**14 | 24400 | 16.5 | 8.1 | 26400 | 22800 | 86.36% | 1.88 | 0 | 10.5 |  |  |  | No | R-410A | 2.0333 | Residential & Commercial | Ducted CEE Tier 1
215662876 | Central HP <5.4 tons | KENMORE | HRCU-A-CB (Split System: Heat Pump with Remote Outdoor Unit-Air-Source) | (C,H,T)5H0V48*K*AAA* |  |  | FCMA5B48L0C*+WALLCON |  | 45500 | 19 | 9 | 48000 | 33600 | 70% | 2.1 | 0 | 10.5 |  |  |  | No | R-454B | 3.7917 | Residential & Commercial | Ducted CEE Tier 1
216498594 | Central HP <5.4 tons | BOSCH | HRCU-A-CB (Split System: Heat Pump with Remote Outdoor Unit-Air-Source) | BOVD-36HDN1-M20G | ADP |  | PL36H175P159 | BGH96M060B3B | 24000 | 18 | 9 | 22400 | 17000 | 75.89% | 1.9 | 0 | 12 |  |  |  | No | R-410A | 2 | Residential & Commercial | Ducted CEE Tier 1
215674272 | Central HP <5.4 tons | KENMORE | HRCU-A-CB (Split System: Heat Pump with Remote Outdoor Unit-Air-Source) | (C,H,T)5H0V48*K*AAA* |  |  | EA*5X60M24A*+WALLCON | *97CMN1202422B* | 45000 | 18 | 9 | 47500 | 33600 | 70.74% | 2.06 | 0 | 10 |  |  |  | No | R-454B | 3.75 | Residential & Commercial | Ducted CEE Tier 1
215674172 | Central HP <5.4 tons | KENMORE | HRCU-A-CB (Split System: Heat Pump with Remote Outdoor Unit-Air-Source) | (C,H,T)5H0V48*K*AAA* |  |  | EA*5X60M24A*+WALLCON | *80CSU1002120A* | 45000 | 17.5 | 9 | 47500 | 33600 | 70.74% | 2.06 | 0 | 10 |  |  |  | No | R-454B | 3.75 | Residential & Commercial | Ducted CEE Tier 1
215675991 | Central HP <5.4 tons | KENMORE | HRCU-A-CB (Split System: Heat Pump with Remote Outdoor Unit-Air-Source) | (C,H,T)5H0V48*K*AAA* |  |  | EVM5X61M24A*+WALLCON | *80CTL0902120B* | 48500 | 19.5 | 9.5 | 50000 | 36600 | 73.2% | 2.1 | 0 | 10.5 |  |  |  | No | R-454B | 4.0417 | Residential & Commercial | Ducted CEE Tier 1
215675541 | Central HP <5.4 tons | KENMORE | HRCU-A-CB (Split System: Heat Pump with Remote Outdoor Unit-Air-Source) | (C,H,T)5H0V48*K*AAA* |  |  | EVM5X49M21A*+WALLCON | *80CTL0701716B* | 48000 | 18.5 | 9 | 50000 | 37200 | 74.4% | 2 | 0 | 10 |  |  |  | No | R-454B | 4 | Residential & Commercial | Ducted CEE Tier 1
214312438 | Central HP <5.4 tons | FRIEDRICH | HRCU-A-C (Split System: Heat Pump with Remote Outdoor Unit with No Indoor Fan --Air Source) | WFPU18Z483C | ADP |  | H,RG51948+TD |  | 42000 | 15.5 | 8.55 | 40000 | 34200 | 85.5% | 1.94 | 0 | 11.4 |  |  |  | No | R-410A | 3.5 | Residential & Commercial | Ducted CEE Tier 1
215405105 | Central HP <5.4 tons | ECOER | HRCU-A-CB (Split System: Heat Pump with Remote Outdoor Unit-Air-Source) | EODA19H-2436AA* | ADP |  | HG7J924+AEFE4B* |  | 23200 | 20 | 9.25 | 22400 | 19200 | 85.71% | 2.06 | 0 | 12.5 |  |  |  | No | R-410A | 1.9333 | Residential & Commercial | Ducted CEE Tier 1
214771633 | Central HP <5.4 tons | ECOER | HRCU-A-CB (Split System: Heat Pump with Remote Outdoor Unit-Air-Source) | EODA19H-2436A | ADP |  | HG7J924+AEFE3A* |  | 23000 | 20 | 9.25 | 22400 | 19200 | 85.71% | 2.06 | 0 | 12.5 |  |  |  | No | R-410A | 1.9167 | Residential & Commercial | Ducted CEE Tier 1
214625019 | Central HP <5.4 tons | CARRIER | HRCU-A-CB (Split System: Heat Pump with Remote Outdoor Unit-Air-Source) | 38MURAQ48AB3* | ADP |  | C60A***L529 | 58SU*B100M21**20 | 47000 | 15.2 | 8.1 | 48000 | 34000 | 70.83% | 1.92 | 0 | 10 |  |  |  | No | R-410A | 3.9167 | Residential & Commercial | Ducted CEE Tier 1
213146395 | Central HP <5.4 tons | BRYANT HEATING AND COOLING SYSTEMS | HRCU-A-CB (Split System: Heat Pump with Remote Outdoor Unit-Air-Source) | 38MURAQ24AB3* | ADP |  | C36A***L139+AEFE3A* |  | 23800 | 18 | 8.75 | 25000 | 22600 | 90.4% | 1.88 | 0 | 10 |  |  |  | No | R-410A | 1.9833 | Residential & Commercial | Ducted CEE Tier 1
213146396 | Central HP <5.4 tons | BRYANT HEATING AND COOLING SYSTEMS | HRCU-A-CB (Split System: Heat Pump with Remote Outdoor Unit-Air-Source) | 38MURAQ24AB3* | ADP |  | PL36H175P149+AEFE4B* |  | 24200 | 18 | 8.9 | 25000 | 22600 | 90.4% | 1.9 | 0 | 10.5 |  |  |  | No | R-410A | 2.0167 | Residential & Commercial | Ducted CEE Tier 1
214771858 | Central HP <5.4 tons | ECOER | HRCU-A-CB (Split System: Heat Pump with Remote Outdoor Unit-Air-Source) | EODA19H-2436A | ADP |  | HG7J924+AEFE4B* |  | 23200 | 20 | 9.25 | 22400 | 19200 | 85.71% | 2.06 | 0 | 12.5 |  |  |  | No | R-410A | 1.9333 | Residential & Commercial | Ducted CEE Tier 1
213739487 | Central HP <5.4 tons | DAY & NIGHT | HRCU-A-CB (Split System: Heat Pump with Remote Outdoor Unit-Air-Source) | DLCURAH18ABK | ADP |  | PL36H175P159 | *80MS(N,L)0451412A* | 17500 | 16 | 8.5 | 16800 | 18800 | 111.9% | 2.3 | 0 | 11 |  |  |  | No | R-410A | 1.4583 | Residential & Commercial | Ducted CEE Tier 1
213739517 | Central HP <5.4 tons | DAY & NIGHT | HRCU-A-CB (Split System: Heat Pump with Remote Outdoor Unit-Air-Source) | DLCURAH18ABK | ADP |  | FG35936 | *80MSU0401712A* | 17600 | 16 | 8.5 | 16900 | 18700 | 110.7% | 2.3 | 0 | 11 |  |  |  | No | R-410A | 1.4667 | Residential & Commercial | Ducted CEE Tier 1
213739562 | Central HP <5.4 tons | DAY & NIGHT | HRCU-A-CB (Split System: Heat Pump with Remote Outdoor Unit-Air-Source) | DLCURAH18ABK | ADP |  | FG35936 | *95MSU0401712A* | 17600 | 16 | 8.5 | 17100 | 18700 | 109.4% | 2.3 | 0 | 10.5 |  |  |  | No | R-410A | 1.4667 | Residential & Commercial | Ducted CEE Tier 1
213739489 | Central HP <5.4 tons | DAY & NIGHT | HRCU-A-CB (Split System: Heat Pump with Remote Outdoor Unit-Air-Source) | DLCURAH18ABK | ADP |  | FG35936 | *80MS(N,L)0451412A* | 17500 | 16 | 8.5 | 16800 | 18800 | 111.9% | 2.3 | 0 | 11 |  |  |  | No | R-410A | 1.4583 | Residential & Commercial | Ducted CEE Tier 1
213281325 | Central HP <5.4 tons | BOSCH | HRCU-A-CB (Split System: Heat Pump with Remote Outdoor Unit-Air-Source) | BOVB-60HDN1-M20G | ADP |  | PL60H210P299+AEFE5* |  | 45500 | 18 | 9.35 | 46000 | 33200 | 72.17% | 1.98 | 0 | 11.7 |  |  |  | No | R-410A | 3.7917 | Residential & Commercial | Ducted CEE Tier 1
213281327 | Central HP <5.4 tons | BOSCH | HRCU-A-CB (Split System: Heat Pump with Remote Outdoor Unit-Air-Source) | BOVB-60HDN1-M20G | ADP |  | HG2K960+AEFE5* |  | 45500 | 18 | 9.15 | 46000 | 33200 | 72.17% | 1.94 | 0 | 11.7 |  |  |  | No | R-410A | 3.7917 | Residential & Commercial | Ducted CEE Tier 1
212361438 | Central HP <5.4 tons | BOSCH | HRCU-A-CB (Split System: Heat Pump with Remote Outdoor Unit-Air-Source) | BOVA-60HDN1-M20G | ADP |  | HE36(1,2)60+TXV | BGH96M100D5B | 45000 | 17 | 9 | 45000 | 32800 | 72.89% | 1.9 | 0 | 11.5 |  |  |  | No | R-410A | 3.75 | Residential & Commercial | Ducted CEE Tier 1
212361456 | Central HP <5.4 tons | BOSCH | HRCU-A-CB (Split System: Heat Pump with Remote Outdoor Unit-Air-Source) | BOVA-60HDN1-M20G | ADP |  | HE48960 | BGH96M080B3A | 42500 | 17 | 8.8 | 41500 | 30600 | 73.73% | 1.9 | 0 | 11.7 |  |  |  | No | R-410A | 3.5417 | Residential & Commercial | Ducted CEE Tier 1
212361471 | Central HP <5.4 tons | BOSCH | HRCU-A-CB (Split System: Heat Pump with Remote Outdoor Unit-Air-Source) | BOVA-60HDN1-M20G | ADP |  | HE37960 | BGH96M100C5A | 44500 | 17 | 8.8 | 44500 | 32400 | 72.81% | 1.9 | 0 | 11.5 |  |  |  | No | R-410A | 3.7083 | Residential & Commercial | Ducted CEE Tier 1
212361487 | Central HP <5.4 tons | BOSCH | HRCU-A-CB (Split System: Heat Pump with Remote Outdoor Unit-Air-Source) | BOVA-60HDN1-M20G | ADP |  | HE37960 | BGH96M120D5A | 45000 | 17 | 9 | 45000 | 33000 | 73.33% | 1.9 | 0 | 11.5 |  |  |  | No | R-410A | 3.75 | Residential & Commercial | Ducted CEE Tier 1
212361588 | Central HP <5.4 tons | BOSCH | HRCU-A-CB (Split System: Heat Pump with Remote Outdoor Unit-Air-Source) | BOVA-60HDN1-M20G | ADP |  | HE35(1,2)48+TXV | BGH96M100C5B | 44000 | 17 | 8.8 | 44500 | 32400 | 72.81% | 1.9 | 0 | 11.5 |  |  |  | No | R-410A | 3.6667 | Residential & Commercial | Ducted CEE Tier 1
214862793 | Central HP <5.4 tons | BOSCH | HRCU-A-CB (Split System: Heat Pump with Remote Outdoor Unit-Air-Source) | BOVB-60HDN1-M20G | ADP |  | HG84(1,2)60+TXV | BGH96M080B3B | 42500 | 17 | 8.8 | 41500 | 30600 | 73.73% | 1.9 | 0 | 11.7 |  |  |  | No | R-410A | 3.5417 | Residential & Commercial | Ducted CEE Tier 1
214596112 | Central HP <5.4 tons | INNOVAIR | HRCU-A-C (Split System: Heat Pump with Remote Outdoor Unit with No Indoor Fan --Air Source) | MHD-24 | ADP |  | HG21924+AEFE3A* |  | 22600 | 15.2 | 9.05 | 22600 | 22600 | 100% | 1.94 | 0 | 11.5 |  |  |  | No | R-410A | 1.8833 | Residential & Commercial | Ducted CEE Tier 1
213739521 | Central HP <5.4 tons | DAY & NIGHT | HRCU-A-CB (Split System: Heat Pump with Remote Outdoor Unit-Air-Source) | DLCURAH18ABK | ADP |  | FG32936 | *80VSL0451412B* | 17400 | 16 | 8.5 | 17000 | 19300 | 113.5% | 2.38 | 0 | 10.5 |  |  |  | No | R-410A | 1.45 | Residential & Commercial | Ducted CEE Tier 1
213739571 | Central HP <5.4 tons | DAY & NIGHT | HRCU-A-CB (Split System: Heat Pump with Remote Outdoor Unit-Air-Source) | DLCURAH18ABK | ADP |  | V,G36H***P449 | *96MSN0261410A* | 17300 | 20 | 8.1 | 16700 | 18800 | 112.6% | 2.3 | 0 | 10.5 |  |  |  | No | R-410A | 1.4417 | Residential & Commercial | Ducted CEE Tier 1
213739574 | Central HP <5.4 tons | DAY & NIGHT | HRCU-A-CB (Split System: Heat Pump with Remote Outdoor Unit-Air-Source) | DLCURAH18ABK | ADP |  | PL36H175P069 | *96MSN0401410A* | 17600 | 16 | 8.1 | 16600 | 18300 | 110.2% | 2.24 | 0 | 11 |  |  |  | No | R-410A | 1.4667 | Residential & Commercial | Ducted CEE Tier 1
213739604 | Central HP <5.4 tons | DAY & NIGHT | HRCU-A-CB (Split System: Heat Pump with Remote Outdoor Unit-Air-Source) | DLCURAH18ABK | ADP |  | PL36H175P159 | *96VSN0401410B* | 17200 | 17 | 8.5 | 16600 | 19000 | 114.5% | 2.34 | 0 | 10.5 |  |  |  | No | R-410A | 1.4333 | Residential & Commercial | Ducted CEE Tier 1
213739608 | Central HP <5.4 tons | DAY & NIGHT | HRCU-A-CB (Split System: Heat Pump with Remote Outdoor Unit-Air-Source) | DLCURAH18ABK | ADP |  | FG80936 | *96VSN0401410B* | 17200 | 17 | 8.5 | 16600 | 19000 | 114.5% | 2.34 | 0 | 10.5 |  |  |  | No | R-410A | 1.4333 | Residential & Commercial | Ducted CEE Tier 1
213739621 | Central HP <5.4 tons | DAY & NIGHT | HRCU-A-CB (Split System: Heat Pump with Remote Outdoor Unit-Air-Source) | DLCURAH18ABK | ADP |  | FG33936 | *96VSN0601412B* | 17400 | 16 | 8.5 | 16900 | 18800 | 111.2% | 2.3 | 0 | 10.5 |  |  |  | No | R-410A | 1.45 | Residential & Commercial | Ducted CEE Tier 1
213739516 | Central HP <5.4 tons | DAY & NIGHT | HRCU-A-CB (Split System: Heat Pump with Remote Outdoor Unit-Air-Source) | DLCURAH18ABK | ADP |  | PL36H175P789 | *80MSU0401712A* | 17600 | 16 | 8.5 | 16900 | 18700 | 110.7% | 2.3 | 0 | 11 |  |  |  | No | R-410A | 1.4667 | Residential & Commercial | Ducted CEE Tier 1
213739547 | Central HP <5.4 tons | DAY & NIGHT | HRCU-A-CB (Split System: Heat Pump with Remote Outdoor Unit-Air-Source) | DLCURAH18ABK | ADP |  | PL36H175P069 | *92MSN0601412A* | 17500 | 16 | 8.5 | 16900 | 18800 | 111.2% | 2.3 | 0 | 11 |  |  |  | No | R-410A | 1.4583 | Residential & Commercial | Ducted CEE Tier 1
211206991 | Central HP <5.4 tons | CHAMPION HEATING AND COOLING | HRCU-A-CB (Split System: Heat Pump with Remote Outdoor Unit-Air-Source) | HL20B4821 |  |  | XAMC48HE3N1+CC | TMLV100C16MP12 | 43500 | 19 | 9 | 44500 | 36200 | 81.35% | 2.14 | 0 | 12 |  |  |  | No | R-410A | 3.625 | Residential & Commercial | Ducted CEE Tier 1
212407320 | Central HP <5.4 tons | BRYANT HEATING AND COOLING SYSTEMS | HRCU-A-CB (Split System: Heat Pump with Remote Outdoor Unit-Air-Source) | 284ANV036*0**B* | ADP |  | C36A***L169 | 88*TA36070C14*** | 33400 | 19 | 9 | 33800 | 25800 | 76.33% | 2 | 0 | 12 |  |  |  | No | R-410A | 2.7833 | Residential & Commercial | Ducted CEE Tier 1
211646193 | Central HP <5.4 tons | BOSCH | HRCU-A-CB (Split System: Heat Pump with Remote Outdoor Unit-Air-Source) | BOVA-36HDN1-M20G | ADP |  | F,PE*G34930 |  | 23800 | 20 | 9.5 | 22400 | 17200 | 76.79% | 2 | 0 | 13 |  |  |  | No | R-410A | 1.9833 | Residential & Commercial | Ducted CEE Tier 1
212050684 | Central HP <5.4 tons | BOSCH | HRCU-A-CB (Split System: Heat Pump with Remote Outdoor Unit-Air-Source) | BOVB-36HDN1-M20G | ADP |  | F,PE*E32930 |  | 23200 | 20 | 9.3 | 22400 | 17200 | 76.79% | 1.96 | 0 | 12.5 |  |  |  | No | R-410A | 1.9333 | Residential & Commercial | Ducted CEE Tier 1
213281158 | Central HP <5.4 tons | BOSCH | HRCU-A-CB (Split System: Heat Pump with Remote Outdoor Unit-Air-Source) | BOVB-36HDN1-M20G | ADP |  | PL36H***P219+AEFE3A* |  | 23600 | 19 | 9.5 | 22400 | 17200 | 76.79% | 2 | 0 | 12.5 |  |  |  | No | R-410A | 1.9667 | Residential & Commercial | Ducted CEE Tier 1
214440919 | Central HP <5.4 tons | BOSCH | HRCU-A-CB (Split System: Heat Pump with Remote Outdoor Unit-Air-Source) | BOVD-36HDN1-M20G | ADP |  | BV**B1925 |  | 22000 | 17 | 9 | 22200 | 17200 | 77.48% | 1.92 | 0 | 12 |  |  |  | No | R-410A | 1.8333 | Residential & Commercial | Ducted CEE Tier 1
214862792 | Central HP <5.4 tons | BOSCH | HRCU-A-CB (Split System: Heat Pump with Remote Outdoor Unit-Air-Source) | BOVB-36HDN1-M20G | ADP |  | HG7J(1,2)36+TXV | BGH96M080B3B | 23200 | 18 | 8.95 | 22400 | 17000 | 75.89% | 1.9 | 0 | 11.7 |  |  |  | No | R-410A | 1.9333 | Residential & Commercial | Ducted CEE Tier 1
213310740 | Central HP <5.4 tons | BOSCH | HRCU-A-CB (Split System: Heat Pump with Remote Outdoor Unit-Air-Source) | BOVB-36HDN1-M20G | ADP |  | V,R36H142P429+AEFE3A* |  | 23200 | 19 | 9.35 | 22400 | 17200 | 76.79% | 1.98 | 0 | 12.5 |  |  |  | No | R-410A | 1.9333 | Residential & Commercial | Ducted CEE Tier 1
212361564 | Central HP <5.4 tons | BOSCH | HRCU-A-CB (Split System: Heat Pump with Remote Outdoor Unit-Air-Source) | BOVA-36HDN1-M20G | ADP |  | HE31(1,2)30+TXV | BGH96M080B3A | 22800 | 18 | 8.65 | 22200 | 17000 | 76.58% | 1.84 | 0 | 11.5 |  |  |  | No | R-410A | 1.9 | Residential & Commercial | Ducted CEE Tier 1
214802103 | Central HP <5.4 tons | BOSCH | HRCU-A-CB (Split System: Heat Pump with Remote Outdoor Unit-Air-Source) | BOVA-36HDN1-M20G | ADP |  | H,RG8J936+AEFE4B* |  | 23600 | 20 | 9.5 | 22400 | 17200 | 76.79% | 2 | 0 | 12.7 |  |  |  | No | R-410A | 1.9667 | Residential & Commercial | Ducted CEE Tier 1
214397960 | Central HP <5.4 tons | COLEMAN | HRCU-A-CB (Split System: Heat Pump with Remote Outdoor Unit-Air-Source) | HH824E2S11 |  |  | CTF30B5ACS1+JME08B2SN1 |  | 23000 | 19 | 9.5 | 23000 | 18500 | 80.43% | 2 | 0 | 12 |  |  |  | No | R-454B | 1.9167 | Residential & Commercial | Ducted CEE Tier 1
214398362 | Central HP <5.4 tons | COLEMAN | HRCU-A-CB (Split System: Heat Pump with Remote Outdoor Unit-Air-Source) | HH824E2S11 |  |  | CTF36B5ADS1 | TP9C080B12MP13 | 23000 | 18 | 9.5 | 23000 | 18400 | 80% | 2 | 0 | 12 |  |  |  | No | R-454B | 1.9167 | Residential & Commercial | Ducted CEE Tier 1
214398379 | Central HP <5.4 tons | COLEMAN | HRCU-A-CB (Split System: Heat Pump with Remote Outdoor Unit-Air-Source) | HH824E2S11 |  |  | CTM30B5ACS1 | TM9E060B12MP12 | 23000 | 17 | 9.5 | 23000 | 18800 | 81.74% | 2 | 0 | 11.7 |  |  |  | No | R-454B | 1.9167 | Residential & Commercial | Ducted CEE Tier 1
214397543 | Central HP <5.4 tons | COLEMAN | HRCU-A-CB (Split System: Heat Pump with Remote Outdoor Unit-Air-Source) | HH824E2S11 |  |  | CTF30B5ACS1 | TM8Y080B12MP11 | 23000 | 18 | 9.5 | 23000 | 18800 | 81.74% | 2 | 0 | 12 |  |  |  | No | R-454B | 1.9167 | Residential & Commercial | Ducted CEE Tier 1
216374702 | Central HP <5.4 tons | COLEMAN | HRCU-A-CB (Split System: Heat Pump with Remote Outdoor Unit-Air-Source) | HH824E2S11 |  |  | CTM30B5ACS1 | Z9ET080B12SMPS1 | 23000 | 18 | 9.5 | 23000 | 18100 | 78.7% | 2 | 0 | 12 |  |  |  | No | R-454B | 1.9167 | Residential & Commercial | Ducted CEE Tier 1
214624903 | Central HP <5.4 tons | CARRIER | HRCU-A-CB (Split System: Heat Pump with Remote Outdoor Unit-Air-Source) | 38MURAQ36AB3* | ADP |  | V,C36H175P149 | 58SU*B060M17**16 | 35200 | 16 | 8.1 | 36800 | 34600 | 94.02% | 1.86 | 0 | 10 |  |  |  | No | R-410A | 2.9333 | Residential & Commercial | Ducted CEE Tier 1
215438140 | Central HP <5.4 tons | BOSCH | HRCU-A-CB (Split System: Heat Pump with Remote Outdoor Unit-Air-Source) | BOVA-36RTB-M20S | ADP |  | FE*G34*36+TXV |  | 31000 | 15.2 | 9 | 32600 | 23600 | 72.39% | 1.85 | 0 | 10.5 |  |  |  | No | R-454B | 2.5833 | Residential & Commercial | Ducted CEE Tier 1
215670464 | Central HP <5.4 tons | KENMORE | HRCU-A-CB (Split System: Heat Pump with Remote Outdoor Unit-Air-Source) | (C,H,T)5H0V36*K*AAA* |  |  | ESH5X60M12A*+WALLCON | *80CTL1102120B* | 34600 | 17 | 8.5 | 34600 | 24800 | 71.68% | 1.92 | 0 | 10 |  |  |  | No | R-454B | 2.8833 | Residential & Commercial | Ducted CEE Tier 1
213739854 | Central HP <5.4 tons | DAY & NIGHT | HRCU-A-CB (Split System: Heat Pump with Remote Outdoor Unit-Air-Source) | DLCURAH24ABK | ADP |  | PL36H175P159 | *80MS(N,L)0701712A* | 23400 | 17 | 8.5 | 24600 | 24200 | 98.37% | 2.06 | 0 | 10.5 |  |  |  | No | R-410A | 1.95 | Residential & Commercial | Ducted CEE Tier 1
213739861 | Central HP <5.4 tons | DAY & NIGHT | HRCU-A-CB (Split System: Heat Pump with Remote Outdoor Unit-Air-Source) | DLCURAH24ABK | ADP |  | PL36H210P299 | *80MSU0401712A* | 24200 | 17 | 8.5 | 23600 | 21200 | 89.83% | 1.82 | 0 | 10.5 |  |  |  | No | R-410A | 2.0167 | Residential & Commercial | Ducted CEE Tier 1
212596784 | Central HP <5.4 tons | TOSOT | HRCU-A-C (Split System: Heat Pump with Remote Outdoor Unit with No Indoor Fan --Air Source) | TU36-24WADU | ADP |  | HE7J936+TD |  | 22200 | 15.2 | 8.4 | 22400 | 21200 | 94.64% | 1.78 | 0 | 10.5 |  |  |  | No | R-410A | 1.85 | Residential & Commercial | Ducted CEE Tier 1
213307709 | Central HP <5.4 tons | TOSOT | HRCU-A-CB (Split System: Heat Pump with Remote Outdoor Unit-Air-Source) | TU36-24WADU | ADP |  | F,PE*E34925 |  | 23600 | 17 | 9 | 22400 | 21600 | 96.43% | 1.8 | 0 | 11.7 |  |  |  | No | R-410A | 1.9667 | Residential & Commercial | Ducted CEE Tier 1
214440923 | Central HP <5.4 tons | CARRIER | HRCU-A-CB (Split System: Heat Pump with Remote Outdoor Unit-Air-Source) | 25VNA424A*031* | ADP |  | H,PG32936 | 59TN6C040C14**10 | 22800 | 18 | 10 | 25400 | 20000 | 78.74% | 2.3 | 0 | 11.5 |  |  |  | No | R-410A | 1.9 | Residential & Commercial | Ducted CEE Tier 1
216374620 | Central HP <5.4 tons | COLEMAN | HRCU-A-CB (Split System: Heat Pump with Remote Outdoor Unit-Air-Source) | HH860E2S11 |  |  | CTM60D5CJS1 | Z9ET120D20SMPS1 | 53000 | 19 | 9 | 55500 | 40000 | 72.07% | 2 | 0 | 10 |  |  |  | No | R-454B | 4.4167 | Residential & Commercial | Ducted CEE Tier 1
216374737 | Central HP <5.4 tons | COLEMAN | HRCU-A-CB (Split System: Heat Pump with Remote Outdoor Unit-Air-Source) | HH860E2S11 |  |  | CTU60D5XHS1+TXV | Z9ET120D20SMPS1 | 54000 | 19 | 9 | 55000 | 40000 | 72.73% | 2 | 0 | 11 |  |  |  | No | R-454B | 4.5 | Residential & Commercial | Ducted CEE Tier 1
216374768 | Central HP <5.4 tons | COLEMAN | HRCU-A-CB (Split System: Heat Pump with Remote Outdoor Unit-Air-Source) | HH860E2S11 |  |  | CTM60C5CGS1 | Z9ET080C16SMPS1 | 44000 | 18 | 9 | 45000 | 32800 | 72.89% | 2 | 0 | 11 |  |  |  | No | R-454B | 3.6667 | Residential & Commercial | Ducted CEE Tier 1
215224750 | Central HP <5.4 tons | CARRIER | HRCU-A-CB (Split System: Heat Pump with Remote Outdoor Unit-Air-Source) | 25VNA424A*031* | ADP |  | H,PG31930 | 59MN7C060C17**14 | 22800 | 19 | 10 | 25600 | 19800 | 77.34% | 2.28 | 0 | 12.5 |  |  |  | No | R-410A | 1.9 | Residential & Commercial | Ducted CEE Tier 1
213369681 | Central HP <5.4 tons | MOOVAIR | HRCU-A-C (Split System: Heat Pump with Remote Outdoor Unit with No Indoor Fan --Air Source) | DMA30HOS20230E7 | ADP |  | *E31930+TD |  | 28600 | 15.2 | 9.05 | 31000 | 26600 | 85.81% | 1.76 | 0 | 10 |  |  |  | No | R-410A | 2.3833 | Residential & Commercial | Ducted CEE Tier 1
214719945 | Central HP <5.4 tons | COLEMAN | HRCU-A-CB (Split System: Heat Pump with Remote Outdoor Unit-Air-Source) | HH860E2S11 |  |  | CTU60C5XGS1+TXV | TM8V120C20MP12 | 44500 | 18 | 9 | 45000 | 33800 | 75.11% | 2 | 0 | 11 |  |  |  | No | R-454B | 3.7083 | Residential & Commercial | Ducted CEE Tier 1
213739565 | Central HP <5.4 tons | DAY & NIGHT | HRCU-A-CB (Split System: Heat Pump with Remote Outdoor Unit-Air-Source) | DLCURAH18ABK | ADP |  | PL36H175P069 | *96MSN0261410A* | 17300 | 20 | 8.1 | 16700 | 18800 | 112.6% | 2.3 | 0 | 10.5 |  |  |  | No | R-410A | 1.4417 | Residential & Commercial | Ducted CEE Tier 1
213739579 | Central HP <5.4 tons | DAY & NIGHT | HRCU-A-CB (Split System: Heat Pump with Remote Outdoor Unit-Air-Source) | DLCURAH18ABK | ADP |  | FG35936 | *96MSN0401410A* | 17500 | 16 | 8.1 | 16600 | 18300 | 110.2% | 2.24 | 0 | 11 |  |  |  | No | R-410A | 1.4583 | Residential & Commercial | Ducted CEE Tier 1
213739596 | Central HP <5.4 tons | DAY & NIGHT | HRCU-A-CB (Split System: Heat Pump with Remote Outdoor Unit-Air-Source) | DLCURAH18ABK | ADP |  | PL36H175P789 | *96MSN0601412A* | 17500 | 16 | 8.1 | 16400 | 18200 | 111% | 2.24 | 0 | 11 |  |  |  | No | R-410A | 1.4583 | Residential & Commercial | Ducted CEE Tier 1
213739631 | Central HP <5.4 tons | DAY & NIGHT | HRCU-A-CB (Split System: Heat Pump with Remote Outdoor Unit-Air-Source) | DLCURAH18ABK | ADP |  | PL36H175P159 | *96VTN0401410B* | 17300 | 16 | 8.5 | 16500 | 18500 | 112.1% | 2.26 | 0 | 10.5 |  |  |  | No | R-410A | 1.4417 | Residential & Commercial | Ducted CEE Tier 1
213352706 | Central HP <5.4 tons | CARRIER | HRCU-A-CB (Split System: Heat Pump with Remote Outdoor Unit-Air-Source) | 38MURAQ24AB3* | ADP |  | C36A***L139 | 59TP6C060V17**16 | 23200 | 16 | 8.5 | 25200 | 25000 | 99.21% | 2.12 | 0 | 10 |  |  |  | No | R-410A | 1.9333 | Residential & Commercial | Ducted CEE Tier 1
216457601 | Central HP <5.4 tons | BOSCH | HRCU-A-CB (Split System: Heat Pump with Remote Outdoor Unit-Air-Source) | BOVD-36HDN1-M20G | ADP |  | H,RG80936+AEFE3A* |  | 34200 | 18 | 9.5 | 32600 | 23600 | 72.39% | 1.9 | 0 | 12 |  |  |  | No | R-410A | 2.85 | Residential & Commercial | Ducted CEE Tier 1
215678213 | Central HP <5.4 tons | CARRIER | HRCU-A-CB (Split System: Heat Pump with Remote Outdoor Unit-Air-Source) | 27VNA024A*030* |  |  | CAA**2417AM*+UI | 59TN7A080C17**16 | 22800 | 16.5 | 9 | 24000 | 16900 | 70.42% | 1.94 | 0 | 10 |  |  |  | No | R-454B | 1.9 | Residential & Commercial | Ducted CEE Tier 1
215678333 | Central HP <5.4 tons | CARRIER | HRCU-A-CB (Split System: Heat Pump with Remote Outdoor Unit-Air-Source) | 27VNA024A*030* |  |  | CAA**3617AM*+UI | 59TN7A080C17**16 | 23000 | 17 | 9 | 23800 | 16700 | 70.17% | 1.98 | 0 | 10 |  |  |  | No | R-454B | 1.9167 | Residential & Commercial | Ducted CEE Tier 1
213739508 | Central HP <5.4 tons | DAY & NIGHT | HRCU-A-CB (Split System: Heat Pump with Remote Outdoor Unit-Air-Source) | DLCURAH18ABK | ADP |  | FG35936 | *80MS(N,L)0701712A* | 17400 | 16 | 8.5 | 16800 | 18800 | 111.9% | 2.32 | 0 | 11 |  |  |  | No | R-410A | 1.45 | Residential & Commercial | Ducted CEE Tier 1
213739578 | Central HP <5.4 tons | DAY & NIGHT | HRCU-A-CB (Split System: Heat Pump with Remote Outdoor Unit-Air-Source) | DLCURAH18ABK | ADP |  | PL36H175P789 | *96MSN0401410A* | 17600 | 16 | 8.1 | 16600 | 18300 | 110.2% | 2.24 | 0 | 11 |  |  |  | No | R-410A | 1.4667 | Residential & Commercial | Ducted CEE Tier 1
213739585 | Central HP <5.4 tons | DAY & NIGHT | HRCU-A-CB (Split System: Heat Pump with Remote Outdoor Unit-Air-Source) | DLCURAH18ABK | ADP |  | FG33936 | *96MSN0401712A* | 17400 | 15.2 | 8.5 | 17100 | 18800 | 109.9% | 2.3 | 0 | 10.5 |  |  |  | No | R-410A | 1.45 | Residential & Commercial | Ducted CEE Tier 1
215682123 | Central HP <5.4 tons | CARRIER | HRCU-A-CB (Split System: Heat Pump with Remote Outdoor Unit-Air-Source) | 27VNA048A*030* |  |  | CVAVA4821XMA*+UI | 58CU*B080C21**20 | 47000 | 18.5 | 9 | 50000 | 36200 | 72.4% | 2.02 | 0 | 10 |  |  |  | No | R-454B | 3.9167 | Residential & Commercial | Ducted CEE Tier 1
213773622 | Central HP <5.4 tons | KEEPRITE | HRCU-A-CB (Split System: Heat Pump with Remote Outdoor Unit-Air-Source) | CVH825GKA3* |  |  | EA*4X43L21A*+WALLCON | *95CSU0601716B* | 24400 | 16.5 | 8.1 | 21200 | 16600 | 78.3% | 2.02 | 0 | 10.5 |  |  |  | No | R-410A | 2.0333 | Residential & Commercial | Ducted CEE Tier 1
213773672 | Central HP <5.4 tons | KEEPRITE | HRCU-A-CB (Split System: Heat Pump with Remote Outdoor Unit-Air-Source) | CVH825GKA3* |  |  | EA*4X43L21A*+WALLCON | *96CTN0801714B* | 24400 | 16.5 | 8.1 | 21200 | 16600 | 78.3% | 2.02 | 0 | 11 |  |  |  | No | R-410A | 2.0333 | Residential & Commercial | Ducted CEE Tier 1
215679593 | Central HP <5.4 tons | CARRIER | HRCU-A-CB (Split System: Heat Pump with Remote Outdoor Unit-Air-Source) | 27VNA036A*030* |  |  | CAA**6121AM*+UI | 59TN6C080C21**20 | 34800 | 18 | 9 | 34400 | 24800 | 72.09% | 1.92 | 0 | 10.5 |  |  |  | No | R-454B | 2.9 | Residential & Commercial | Ducted CEE Tier 1
215828422 | Central HP <5.4 tons | BOSCH | HRCU-A-CB (Split System: Heat Pump with Remote Outdoor Unit-Air-Source) | BOVA-60MTB-M19E | ADP |  | FE*TT9*60+TXV |  | 51500 | 18.5 | 9.7 | 53000 | 54500 | 102.8% | 2.06 | 0 | 11.3 |  |  |  | No | R-454B | 4.2917 | Residential & Commercial | Ducted CEE Tier 1
216093483 | Central HP <5.4 tons | BOSCH | HRCU-A-CB (Split System: Heat Pump with Remote Outdoor Unit-Air-Source) | BOVA-60MTB-M19E | ADP |  | HG84*60+TXV+AEFE5* |  | 48500 | 19 | 10 | 46500 | 48000 | 103.2% | 2.1 | 0 | 12 |  |  |  | No | R-454B | 4.0417 | Residential & Commercial | Ducted CEE Tier 1
214573508 | Central HP <5.4 tons | CARRIER | HRCU-A-CB (Split System: Heat Pump with Remote Outdoor Unit-Air-Source) | 25VNA837A*030* |  |  | CNPV*4824AL*+UI | 59CU5B100C21**22 | 32400 | 17.5 | 8.5 | 32600 | 24800 | 76.07% | 1.98 | 0 | 11.5 |  |  |  | No | R-410A | 2.7 | Residential & Commercial | Ducted CEE Tier 1
215679573 | Central HP <5.4 tons | CARRIER | HRCU-A-CB (Split System: Heat Pump with Remote Outdoor Unit-Air-Source) | 27VNA036A*030* |  |  | CAA**6024AM*+UI | 59TN7A100C21**22 | 34400 | 18.5 | 9 | 34200 | 24800 | 72.51% | 1.9 | 0 | 10.5 |  |  |  | No | R-454B | 2.8667 | Residential & Commercial | Ducted CEE Tier 1
213773452 | Central HP <5.4 tons | KEEPRITE | HRCU-A-CB (Split System: Heat Pump with Remote Outdoor Unit-Air-Source) | CVH825GKA3* |  |  | EA*4X42L21A*+WALLCON | *97CMN0801714B* | 23600 | 16.5 | 8.1 | 21400 | 16700 | 78.04% | 1.94 | 0 | 10.5 |  |  |  | No | R-410A | 1.9667 | Residential & Commercial | Ducted CEE Tier 1
215682393 | Central HP <5.4 tons | CARRIER | HRCU-A-CB (Split System: Heat Pump with Remote Outdoor Unit-Air-Source) | 27VNA048A*030* |  |  | CVAVA6024XMA*+UI | 58CU*B100C21**20 | 48000 | 18.5 | 9 | 50000 | 36600 | 73.2% | 2 | 0 | 10 |  |  |  | No | R-454B | 4 | Residential & Commercial | Ducted CEE Tier 1
211392616 | Central HP <5.4 tons | COLEMAN | HRCU-A-CB (Split System: Heat Pump with Remote Outdoor Unit-Air-Source) | HMH72B341 |  |  | XAFB36DXXN1+TXV | TMLE060A12MP11 | 34000 | 18 | 8.1 | 33800 | 23800 | 70.41% | 2.06 | 0 | 10 |  |  |  | No | R-410A | 2.8333 | Residential & Commercial | Ducted CEE Tier 1
211392631 | Central HP <5.4 tons | COLEMAN | HRCU-A-CB (Split System: Heat Pump with Remote Outdoor Unit-Air-Source) | HMH72B341 |  |  | XAFB36DBCN1 | TM8E060A12MP11 | 34000 | 18 | 8.1 | 33800 | 23800 | 70.41% | 2.06 | 0 | 10 |  |  |  | No | R-410A | 2.8333 | Residential & Commercial | Ducted CEE Tier 1
213773132 | Central HP <5.4 tons | KEEPRITE | HRCU-A-CB (Split System: Heat Pump with Remote Outdoor Unit-Air-Source) | CVH825GKA3* |  |  | EA*4X36L21A*+WALLCON | *96CTN0601714B* | 23400 | 16.5 | 8.1 | 21600 | 16700 | 77.31% | 1.92 | 0 | 10.5 |  |  |  | No | R-410A | 1.95 | Residential & Commercial | Ducted CEE Tier 1
213772762 | Central HP <5.4 tons | KEEPRITE | HRCU-A-CB (Split System: Heat Pump with Remote Outdoor Unit-Air-Source) | CVH825GKA3* |  |  | EA*4X25L17A*+WALLCON | *95CSU0601716B* | 24200 | 16.5 | 8.1 | 21400 | 16700 | 78.04% | 2 | 0 | 10.5 |  |  |  | No | R-410A | 2.0167 | Residential & Commercial | Ducted CEE Tier 1
213739601 | Central HP <5.4 tons | DAY & NIGHT | HRCU-A-CB (Split System: Heat Pump with Remote Outdoor Unit-Air-Source) | DLCURAH18ABK | ADP |  | PL36H175P069 | *96VSN0401410B* | 17200 | 17 | 8.5 | 16600 | 19000 | 114.5% | 2.34 | 0 | 10.5 |  |  |  | No | R-410A | 1.4333 | Residential & Commercial | Ducted CEE Tier 1
213739617 | Central HP <5.4 tons | DAY & NIGHT | HRCU-A-CB (Split System: Heat Pump with Remote Outdoor Unit-Air-Source) | DLCURAH18ABK | ADP |  | FG80936 | *96VSN0401712B* | 17200 | 16 | 8.5 | 16600 | 19000 | 114.5% | 2.34 | 0 | 10.5 |  |  |  | No | R-410A | 1.4333 | Residential & Commercial | Ducted CEE Tier 1
212509282 | Central HP <5.4 tons | PAYNE HEATING AND COOLING | HRCU-A-CB (Split System: Heat Pump with Remote Outdoor Unit-Air-Source) | 38MURAQ24AB3* | ADP |  | H,PG81936 | PG96VTAA42060B** | 24000 | 16 | 8.5 | 24400 | 22400 | 91.8% | 1.88 | 0 | 10 |  |  |  | No | R-410A | 2 | Residential & Commercial | Ducted CEE Tier 1
213146612 | Central HP <5.4 tons | PAYNE HEATING AND COOLING | HRCU-A-CB (Split System: Heat Pump with Remote Outdoor Unit-Air-Source) | 38MURAQ24AB3* | ADP |  | PL36H175P149+AEFE4B* |  | 24200 | 18 | 8.9 | 25000 | 22600 | 90.4% | 1.9 | 0 | 10.5 |  |  |  | No | R-410A | 2.0167 | Residential & Commercial | Ducted CEE Tier 1
212498602 | Central HP <5.4 tons | BRYANT HEATING AND COOLING SYSTEMS | HRCU-A-CB (Split System: Heat Pump with Remote Outdoor Unit-Air-Source) | 38MURAQ24AB3* | ADP |  | CE2403C+TXV |  | 23800 | 17 | 8.85 | 25600 | 25400 | 99.22% | 2.14 | 0 | 10 |  |  |  | No | R-410A | 1.9833 | Residential & Commercial | Ducted CEE Tier 1
213739635 | Central HP <5.4 tons | DAY & NIGHT | HRCU-A-CB (Split System: Heat Pump with Remote Outdoor Unit-Air-Source) | DLCURAH18ABK | ADP |  | FG80936 | *96VTN0401410B* | 17200 | 16 | 8.5 | 16600 | 19000 | 114.5% | 2.34 | 0 | 10 |  |  |  | No | R-410A | 1.4333 | Residential & Commercial | Ducted CEE Tier 1
213739843 | Central HP <5.4 tons | DAY & NIGHT | HRCU-A-CB (Split System: Heat Pump with Remote Outdoor Unit-Air-Source) | DLCURAH24ABK | ADP |  | FG32936 | *80MS(N,L)0701412A* | 23400 | 17 | 9 | 25200 | 26000 | 103.2% | 2.24 | 0 | 10 |  |  |  | No | R-410A | 1.95 | Residential & Commercial | Ducted CEE Tier 1
213739886 | Central HP <5.4 tons | DAY & NIGHT | HRCU-A-CB (Split System: Heat Pump with Remote Outdoor Unit-Air-Source) | DLCURAH24ABK | ADP |  | V,G36H***P449 | *80VTL0451412B* | 23600 | 17 | 8.5 | 24600 | 24200 | 98.37% | 2.04 | 0 | 10.5 |  |  |  | No | R-410A | 1.9667 | Residential & Commercial | Ducted CEE Tier 1
213739902 | Central HP <5.4 tons | DAY & NIGHT | HRCU-A-CB (Split System: Heat Pump with Remote Outdoor Unit-Air-Source) | DLCURAH24ABK | ADP |  | PL36H175P159 | *92MSN0601412A* | 23800 | 17 | 8.5 | 24800 | 23400 | 94.35% | 1.98 | 0 | 10.5 |  |  |  | No | R-410A | 1.9833 | Residential & Commercial | Ducted CEE Tier 1
213739927 | Central HP <5.4 tons | DAY & NIGHT | HRCU-A-CB (Split System: Heat Pump with Remote Outdoor Unit-Air-Source) | DLCURAH24ABK | ADP |  | PL36H175P069 | *96MSN0401410A* | 23600 | 16 | 8.5 | 24600 | 23600 | 95.93% | 1.98 | 0 | 10 |  |  |  | No | R-410A | 1.9667 | Residential & Commercial | Ducted CEE Tier 1
213739842 | Central HP <5.4 tons | DAY & NIGHT | HRCU-A-CB (Split System: Heat Pump with Remote Outdoor Unit-Air-Source) | DLCURAH24ABK | ADP |  | PL36H175P069 | *80MS(N,L)0701412A* | 23600 | 17 | 8.5 | 24600 | 24200 | 98.37% | 2.04 | 0 | 10.5 |  |  |  | No | R-410A | 1.9667 | Residential & Commercial | Ducted CEE Tier 1
213739857 | Central HP <5.4 tons | DAY & NIGHT | HRCU-A-CB (Split System: Heat Pump with Remote Outdoor Unit-Air-Source) | DLCURAH24ABK | ADP |  | FG35936 | *80MS(N,L)0701712A* | 23400 | 17 | 8.5 | 24600 | 24200 | 98.37% | 2.06 | 0 | 10.5 |  |  |  | No | R-410A | 1.95 | Residential & Commercial | Ducted CEE Tier 1
213739906 | Central HP <5.4 tons | DAY & NIGHT | HRCU-A-CB (Split System: Heat Pump with Remote Outdoor Unit-Air-Source) | DLCURAH24ABK | ADP |  | FG80936 | *92MSN0601412A* | 23800 | 17 | 8.5 | 24800 | 23400 | 94.35% | 1.98 | 0 | 10.5 |  |  |  | No | R-410A | 1.9833 | Residential & Commercial | Ducted CEE Tier 1
213739907 | Central HP <5.4 tons | DAY & NIGHT | HRCU-A-CB (Split System: Heat Pump with Remote Outdoor Unit-Air-Source) | DLCURAH24ABK | ADP |  | PL36H175P069 | *95MSU0401712A* | 23400 | 17 | 8.5 | 24400 | 24000 | 98.36% | 2.02 | 0 | 10 |  |  |  | No | R-410A | 1.95 | Residential & Commercial | Ducted CEE Tier 1
213739925 | Central HP <5.4 tons | DAY & NIGHT | HRCU-A-CB (Split System: Heat Pump with Remote Outdoor Unit-Air-Source) | DLCURAH24ABK | ADP |  | FG80936 | *96MSN0261410A* | 23400 | 16 | 8.5 | 25400 | 25800 | 101.6% | 2.2 | 0 | 10 |  |  |  | No | R-410A | 1.95 | Residential & Commercial | Ducted CEE Tier 1
215668682 | Central HP <5.4 tons | KENMORE | HRCU-A-CB (Split System: Heat Pump with Remote Outdoor Unit-Air-Source) | (C,H,T)5H0V36*K*AAA* |  |  | EA*5X37M21A*+WALLCON | *80CTL0901716B* | 34400 | 18 | 9 | 35400 | 25200 | 71.19% | 1.88 | 0 | 10 |  |  |  | No | R-454B | 2.8667 | Residential & Commercial | Ducted CEE Tier 1
215668714 | Central HP <5.4 tons | KENMORE | HRCU-A-CB (Split System: Heat Pump with Remote Outdoor Unit-Air-Source) | (C,H,T)5H0V36*K*AAA* |  |  | EA*5X37M21A*+WALLCON | *95CSU0802120B* | 34400 | 17.5 | 9 | 35400 | 25200 | 71.19% | 1.9 | 0 | 10 |  |  |  | No | R-454B | 2.8667 | Residential & Commercial | Ducted CEE Tier 1
211780574 | Central HP <5.4 tons | KEEPRITE | HRCU-A-CB (Split System: Heat Pump with Remote Outdoor Unit-Air-Source) | DLCURAH24ABK | ADP |  | H,GE31930 | *92ESN0601714A* | 23800 | 16 | 8.5 | 25200 | 23800 | 94.44% | 1.96 | 0 | 10 |  |  |  | No | R-410A | 1.9833 | Residential & Commercial | Ducted CEE Tier 1
215669680 | Central HP <5.4 tons | KENMORE | HRCU-A-CB (Split System: Heat Pump with Remote Outdoor Unit-Air-Source) | (C,H,T)5H0V36*K*AAA* |  |  | EA*5X61M24A*+WALLCON | *95CSU1002122B* | 35000 | 18.5 | 9 | 34400 | 24600 | 71.51% | 1.92 | 0 | 10 |  |  |  | No | R-454B | 2.9167 | Residential & Commercial | Ducted CEE Tier 1
213739956 | Central HP <5.4 tons | DAY & NIGHT | HRCU-A-CB (Split System: Heat Pump with Remote Outdoor Unit-Air-Source) | DLCURAH24ABK | ADP |  | FG32936 | *96VSN0401410B* | 22800 | 16 | 8.5 | 25400 | 25200 | 99.21% | 2.12 | 0 | 10 |  |  |  | No | R-410A | 1.9 | Residential & Commercial | Ducted CEE Tier 1
213739972 | Central HP <5.4 tons | DAY & NIGHT | HRCU-A-CB (Split System: Heat Pump with Remote Outdoor Unit-Air-Source) | DLCURAH24ABK | ADP |  | FG81936 | *96VSN0401712B* | 23400 | 16 | 8.5 | 24600 | 23800 | 96.75% | 2 | 0 | 10 |  |  |  | No | R-410A | 1.95 | Residential & Commercial | Ducted CEE Tier 1
213739989 | Central HP <5.4 tons | DAY & NIGHT | HRCU-A-CB (Split System: Heat Pump with Remote Outdoor Unit-Air-Source) | DLCURAH24ABK | ADP |  | V,G36H***P449 | *96VTN0401410B* | 23400 | 16 | 8.5 | 24600 | 23800 | 96.75% | 2 | 0 | 10 |  |  |  | No | R-410A | 1.95 | Residential & Commercial | Ducted CEE Tier 1
212596659 | Central HP <5.4 tons | TOSOT | HRCU-A-CB (Split System: Heat Pump with Remote Outdoor Unit-Air-Source) | TU60-48WADU | ADP |  | F,PE*CC4960 |  | 47000 | 15.2 | 8.4 | 46000 | 33200 | 72.17% | 1.78 | 0 | 10 |  |  |  | No | R-410A | 3.9167 | Residential & Commercial | Ducted CEE Tier 1
213187951 | Central HP <5.4 tons | AMERISTAR | HRCU-A-C (Split System: Heat Pump with Remote Outdoor Unit with No Indoor Fan --Air Source) | E4HL5030A1000A | ADP |  | PL36H175P789+TD |  | 24000 | 15.2 | 8.1 | 22400 | 19100 | 85.27% | 1.75 | 0 | 10 |  |  |  | No | R-410A | 2 | Residential & Commercial | Ducted CEE Tier 1
213187952 | Central HP <5.4 tons | AMERISTAR | HRCU-A-C (Split System: Heat Pump with Remote Outdoor Unit with No Indoor Fan --Air Source) | E4HL5030A1000A | ADP |  | V,T36H175P789+TD |  | 24000 | 15.2 | 8.1 | 22400 | 19100 | 85.27% | 1.75 | 0 | 10 |  |  |  | No | R-410A | 2 | Residential & Commercial | Ducted CEE Tier 1
213187953 | Central HP <5.4 tons | AMERISTAR | HRCU-A-C (Split System: Heat Pump with Remote Outdoor Unit with No Indoor Fan --Air Source) | E4HL5030A1000A | ADP |  | V,T36H***P229+TD |  | 24000 | 15.2 | 8.1 | 22400 | 19100 | 85.27% | 1.75 | 0 | 10 |  |  |  | No | R-410A | 2 | Residential & Commercial | Ducted CEE Tier 1
215676264 | Central HP <5.4 tons | BRYANT HEATING AND COOLING SYSTEMS | HRCU-A-CB (Split System: Heat Pump with Remote Outdoor Unit-Air-Source) | 290VAN048**AA* |  |  | CVAVA4824XMA*+UI | 987MC66120C24*** | 47000 | 18.5 | 9 | 50000 | 36400 | 72.8% | 2 | 0 | 10 |  |  |  | No | R-454B | 3.9167 | Residential & Commercial | Ducted CEE Tier 1
213312774 | Central HP <5.4 tons | CARRIER | HRCU-A-CB (Split System: Heat Pump with Remote Outdoor Unit-Air-Source) | 38MURAQ24AB3* | ADP |  | V36H175P139+CBPE4B* |  | 24000 | 18 | 8.85 | 25000 | 22600 | 90.4% | 1.9 | 0 | 10.5 |  |  |  | No | R-410A | 2 | Residential & Commercial | Ducted CEE Tier 1
213796807 | Central HP <5.4 tons | CARRIER | HRCU-A-CB (Split System: Heat Pump with Remote Outdoor Unit-Air-Source) | 38MURAQ24AB3* | ADP |  | V,C36H175P149+CBPE4B* |  | 24000 | 16 | 8.9 | 25000 | 22600 | 90.4% | 1.9 | 0 | 10 |  |  |  | No | R-410A | 2 | Residential & Commercial | Ducted CEE Tier 1
213252516 | Central HP <5.4 tons | BRYANT HEATING AND COOLING SYSTEMS | HRCU-A-CB (Split System: Heat Pump with Remote Outdoor Unit-Air-Source) | 38MURAQ24AB3* | ADP |  | CF251E* |  | 23600 | 18 | 8.65 | 24800 | 22600 | 91.13% | 1.86 | 0 | 10 |  |  |  | No | R-410A | 1.9667 | Residential & Commercial | Ducted CEE Tier 1
213739495 | Central HP <5.4 tons | DAY & NIGHT | HRCU-A-CB (Split System: Heat Pump with Remote Outdoor Unit-Air-Source) | DLCURAH18ABK | ADP |  | FG33936 | *80MS(N,L)0701412A* | 17500 | 16 | 8.5 | 16900 | 18700 | 110.7% | 2.3 | 0 | 11 |  |  |  | No | R-410A | 1.4583 | Residential & Commercial | Ducted CEE Tier 1
213739525 | Central HP <5.4 tons | DAY & NIGHT | HRCU-A-CB (Split System: Heat Pump with Remote Outdoor Unit-Air-Source) | DLCURAH18ABK | ADP |  | FG35936 | *80VSL0451412B* | 17700 | 16 | 8.5 | 17100 | 18700 | 109.4% | 2.3 | 0 | 11 |  |  |  | No | R-410A | 1.475 | Residential & Commercial | Ducted CEE Tier 1
215425867 | Central HP <5.4 tons | LUXAIRE | HRCU-A-CB (Split System: Heat Pump with Remote Outdoor Unit-Air-Source) | HH824E2S11 | ADP |  | H,YE32*30+TXV-BLEED | TM9V080B12MP12 | 22200 | 17 | 8.65 | 21200 | 17300 | 81.6% | 1.94 | 0 | 11.5 |  |  |  | No | R-454B | 1.85 | Residential & Commercial | Ducted CEE Tier 1
215425868 | Central HP <5.4 tons | LUXAIRE | HRCU-A-CB (Split System: Heat Pump with Remote Outdoor Unit-Air-Source) | HH824E2S11 | ADP |  | H,YE32*30+TXV-BLEED | TM9Y040A10MP11 | 22200 | 16 | 8.2 | 20800 | 16900 | 81.25% | 1.94 | 0 | 10.5 |  |  |  | No | R-454B | 1.85 | Residential & Commercial | Ducted CEE Tier 1
215425869 | Central HP <5.4 tons | LUXAIRE | HRCU-A-CB (Split System: Heat Pump with Remote Outdoor Unit-Air-Source) | HH824E2S11 | ADP |  | H,YE32*30+TXV-BLEED | TM9Y060B12MP11 | 22200 | 17 | 8.65 | 21200 | 17300 | 81.6% | 1.94 | 0 | 11 |  |  |  | No | R-454B | 1.85 | Residential & Commercial | Ducted CEE Tier 1
214807734 | Central HP <5.4 tons | COLEMAN | HRCU-A-CB (Split System: Heat Pump with Remote Outdoor Unit-Air-Source) | HH824E2S11 |  |  | CTM36B5ADS1 | TMLE100B12MP11 | 23000 | 18 | 9.5 | 23000 | 18800 | 81.74% | 2 | 0 | 12 |  |  |  | No | R-454B | 1.9167 | Residential & Commercial | Ducted CEE Tier 1
215424722 | Central HP <5.4 tons | LUXAIRE | HRCU-A-CB (Split System: Heat Pump with Remote Outdoor Unit-Air-Source) | HH824E2S11 | ADP |  | H,YE7J*36+TXV-BLEED | TM9V080B12MP12 | 22400 | 17 | 8.8 | 21400 | 17300 | 80.84% | 1.96 | 0 | 11.5 |  |  |  | No | R-454B | 1.8667 | Residential & Commercial | Ducted CEE Tier 1
214397563 | Central HP <5.4 tons | COLEMAN | HRCU-A-CB (Split System: Heat Pump with Remote Outdoor Unit-Air-Source) | HH824E2S11 |  |  | CTM30B5ACS1 | CPLC080B12MP13 | 23000 | 17 | 9.5 | 23000 | 17900 | 77.83% | 2 | 0 | 12 |  |  |  | No | R-454B | 1.9167 | Residential & Commercial | Ducted CEE Tier 1
213253158 | Central HP <5.4 tons | BOSCH | HRCU-A-CB (Split System: Heat Pump with Remote Outdoor Unit-Air-Source) | BOVA-60HDN1-M20G | ADP |  | HG84960+AEFE5* |  | 51000 | 17 | 9.4 | 53000 | 38000 | 71.7% | 2 | 0 | 11.5 |  |  |  | No | R-410A | 4.25 | Residential & Commercial | Ducted CEE Tier 1
213253173 | Central HP <5.4 tons | BOSCH | HRCU-A-CB (Split System: Heat Pump with Remote Outdoor Unit-Air-Source) | BOVB-60HDN1-M20G | ADP |  | HG88960+AEFE5* |  | 51500 | 17 | 9.5 | 53000 | 38000 | 71.7% | 2.02 | 0 | 11.7 |  |  |  | No | R-410A | 4.2917 | Residential & Commercial | Ducted CEE Tier 1
213281315 | Central HP <5.4 tons | BOSCH | HRCU-A-CB (Split System: Heat Pump with Remote Outdoor Unit-Air-Source) | BOVA-60HDN1-M20G | ADP |  | HG86960+AEFE5* |  | 51500 | 17 | 9.45 | 53000 | 38000 | 71.7% | 2.02 | 0 | 11.7 |  |  |  | No | R-410A | 4.2917 | Residential & Commercial | Ducted CEE Tier 1
215676614 | Central HP <5.4 tons | BRYANT HEATING AND COOLING SYSTEMS | HRCU-A-CB (Split System: Heat Pump with Remote Outdoor Unit-Air-Source) | 290VAN048**AA* |  |  | CVAVA6024XMA*+UI | 88*TB60090C21*** | 48000 | 19 | 9 | 50000 | 36400 | 72.8% | 2 | 0 | 10.5 |  |  |  | No | R-454B | 4 | Residential & Commercial | Ducted CEE Tier 1
215676164 | Central HP <5.4 tons | BRYANT HEATING AND COOLING SYSTEMS | HRCU-A-CB (Split System: Heat Pump with Remote Outdoor Unit-Air-Source) | 290VAN048**AA* |  |  | CVAVA4821XMA*+UI | 986TD66100C21*** | 47000 | 18.5 | 9 | 50000 | 36400 | 72.8% | 2 | 0 | 10 |  |  |  | No | R-454B | 3.9167 | Residential & Commercial | Ducted CEE Tier 1
215681544 | Central HP <5.4 tons | BRYANT HEATING AND COOLING SYSTEMS | HRCU-A-CB (Split System: Heat Pump with Remote Outdoor Unit-Air-Source) | 290VAN048**AA* |  |  | CAA**6124AM*+UI | 987TA60080C21*** | 46000 | 18 | 9 | 48000 | 33800 | 70.42% | 2.08 | 0 | 10 |  |  |  | No | R-454B | 3.8333 | Residential & Commercial | Ducted CEE Tier 1
215682164 | Central HP <5.4 tons | BRYANT HEATING AND COOLING SYSTEMS | HRCU-A-CB (Split System: Heat Pump with Remote Outdoor Unit-Air-Source) | 290VAN048**AA* |  |  | CVAVA4821XMA*+UI | 987TA66100C21*** | 47000 | 18.5 | 9 | 50000 | 36400 | 72.8% | 2 | 0 | 10 |  |  |  | No | R-454B | 3.9167 | Residential & Commercial | Ducted CEE Tier 1
215682464 | Central HP <5.4 tons | BRYANT HEATING AND COOLING SYSTEMS | HRCU-A-CB (Split System: Heat Pump with Remote Outdoor Unit-Air-Source) | 290VAN048**AA* |  |  | CVAVA6121XMA*+UI | 83*CB60080C21*** | 49000 | 19 | 9 | 50000 | 36600 | 73.2% | 2.12 | 0 | 10 |  |  |  | No | R-454B | 4.0833 | Residential & Commercial | Ducted CEE Tier 1
215223131 | Central HP <5.4 tons | BRYANT HEATING AND COOLING SYSTEMS | HRCU-A-CB (Split System: Heat Pump with Remote Outdoor Unit-Air-Source) | 288BNV025*0**C* | ADP |  | H,PE9J936 | 987MB60060C21*** | 23600 | 16 | 8.1 | 19800 | 16300 | 82.32% | 1.96 | 0 | 11 |  |  |  | No | R-410A | 1.9667 | Residential & Commercial | Ducted CEE Tier 1
214573928 | Central HP <5.4 tons | CARRIER | HRCU-A-CB (Split System: Heat Pump with Remote Outdoor Unit-Air-Source) | 25VNA837A*031* |  |  | CAP**4821AL*+UI | 59CU5B100C21**22 | 32400 | 17.5 | 8.5 | 32400 | 24800 | 76.54% | 2 | 0 | 11.5 |  |  |  | No | R-410A | 2.7 | Residential & Commercial | Ducted CEE Tier 1
214398399 | Central HP <5.4 tons | COLEMAN | HRCU-A-CB (Split System: Heat Pump with Remote Outdoor Unit-Air-Source) | HH824E2S11 |  |  | CTM30B5ACS1 | TMLE080B12MP11 | 23000 | 17 | 9.5 | 23000 | 18300 | 79.57% | 2 | 0 | 12 |  |  |  | No | R-454B | 1.9167 | Residential & Commercial | Ducted CEE Tier 1
214651018 | Central HP <5.4 tons | CHAMPION HEATING AND COOLING | HRCU-A-CB (Split System: Heat Pump with Remote Outdoor Unit-Air-Source) | HH824E2S11 |  |  | CTU36B5XDS1+TXV | TP9C080B12MP13 | 23000 | 18 | 9.5 | 23000 | 18400 | 80% | 2 | 0 | 12 |  |  |  | No | R-454B | 1.9167 | Residential & Commercial | Ducted CEE Tier 1
214651175 | Central HP <5.4 tons | CHAMPION HEATING AND COOLING | HRCU-A-CB (Split System: Heat Pump with Remote Outdoor Unit-Air-Source) | HH824E2S11 |  |  | CTU36B5XDS1+TXV | TM9E060B12MP12 | 23000 | 18 | 9.5 | 23000 | 19200 | 83.48% | 2 | 0 | 12 |  |  |  | No | R-454B | 1.9167 | Residential & Commercial | Ducted CEE Tier 1
215678423 | Central HP <5.4 tons | CARRIER | HRCU-A-CB (Split System: Heat Pump with Remote Outdoor Unit-Air-Source) | 27VNA024A*030* |  |  | CAA**3721AM*+UI | 59TN7A100C21**22 | 24000 | 17.5 | 9 | 23200 | 16300 | 70.26% | 2.02 | 0 | 10.5 |  |  |  | No | R-454B | 2 | Residential & Commercial | Ducted CEE Tier 1
215674611 | Central HP <5.4 tons | KENMORE | HRCU-A-CB (Split System: Heat Pump with Remote Outdoor Unit-Air-Source) | (C,H,T)5H0V48*K*AAA* |  |  | EA*5X61M24A*+WALLCON | *97CMN1002122B* | 46000 | 18.5 | 9 | 47500 | 33600 | 70.74% | 2.06 | 0 | 10 |  |  |  | No | R-454B | 3.8333 | Residential & Commercial | Ducted CEE Tier 1
215674402 | Central HP <5.4 tons | KENMORE | HRCU-A-CB (Split System: Heat Pump with Remote Outdoor Unit-Air-Source) | (C,H,T)5H0V48*K*AAA* |  |  | EA*5X61M21A*+WALLCON | *95CSU1002122B* | 46000 | 18 | 9 | 48000 | 33600 | 70% | 2.08 | 0 | 10 |  |  |  | No | R-454B | 3.8333 | Residential & Commercial | Ducted CEE Tier 1
214624670 | Central HP <5.4 tons | CARRIER | HRCU-A-CB (Split System: Heat Pump with Remote Outdoor Unit-Air-Source) | 38MURAQ18AB3* | ADP |  | PL36H210P749 | 58SU*B040M17**12 | 17500 | 16 | 8.5 | 16800 | 18500 | 110.1% | 2.28 | 0 | 10.5 |  |  |  | No | R-410A | 1.4583 | Residential & Commercial | Ducted CEE Tier 1
214241606 | Central HP <5.4 tons | BRYANT HEATING AND COOLING SYSTEMS | HRCU-A-CB (Split System: Heat Pump with Remote Outdoor Unit-Air-Source) | 288BNV025*0**C* |  |  | CNPV*2417AL*+UI | 987MC42080C17*** | 23200 | 16 | 8.1 | 22000 | 16900 | 76.82% | 1.92 | 0 | 10.5 |  |  |  | No | R-410A | 1.9333 | Residential & Commercial | Ducted CEE Tier 1
214241976 | Central HP <5.4 tons | BRYANT HEATING AND COOLING SYSTEMS | HRCU-A-CB (Split System: Heat Pump with Remote Outdoor Unit-Air-Source) | 288BNV025*0**C* |  |  | CNPV*3621AL*+UI | 986TD66100C21*** | 23600 | 16.5 | 8.1 | 21400 | 16700 | 78.04% | 1.92 | 0 | 11 |  |  |  | No | R-410A | 1.9667 | Residential & Commercial | Ducted CEE Tier 1
215681983 | Central HP <5.4 tons | CARRIER | HRCU-A-CB (Split System: Heat Pump with Remote Outdoor Unit-Air-Source) | 27VNA048A*030* |  |  | CVAMA6024XMA*+UI | 58CU*B080C21**20 | 48000 | 19 | 9 | 50000 | 36200 | 72.4% | 2.12 | 0 | 10 |  |  |  | No | R-454B | 4 | Residential & Commercial | Ducted CEE Tier 1
213773092 | Central HP <5.4 tons | KEEPRITE | HRCU-A-CB (Split System: Heat Pump with Remote Outdoor Unit-Air-Source) | CVH825GKA3* |  |  | EA*4X36L21A*+WALLCON | *95CSU0601716B* | 23600 | 16.5 | 8.1 | 21600 | 16700 | 77.31% | 1.92 | 0 | 10.5 |  |  |  | No | R-410A | 1.9667 | Residential & Commercial | Ducted CEE Tier 1
210473366 | Central HP <5.4 tons | KEEPRITE | HRCU-A-CB (Split System: Heat Pump with Remote Outdoor Unit-Air-Source) | CVH825GKA3* |  |  | EA*4X48L21A*+WALLCON | *96CTN0801714A* | 24000 | 16.5 | 8.1 | 21000 | 16600 | 79.05% | 2 | 0 | 11 |  |  |  | No | R-410A | 2 | Residential & Commercial | Ducted CEE Tier 1
213739561 | Central HP <5.4 tons | DAY & NIGHT | HRCU-A-CB (Split System: Heat Pump with Remote Outdoor Unit-Air-Source) | DLCURAH18ABK | ADP |  | PL36H175P789 | *95MSU0401712A* | 17500 | 16 | 8.1 | 16400 | 18300 | 111.6% | 2.24 | 0 | 11 |  |  |  | No | R-410A | 1.4583 | Residential & Commercial | Ducted CEE Tier 1
213739575 | Central HP <5.4 tons | DAY & NIGHT | HRCU-A-CB (Split System: Heat Pump with Remote Outdoor Unit-Air-Source) | DLCURAH18ABK | ADP |  | FG32936 | *96MSN0401410A* | 17100 | 16 | 8.5 | 16900 | 19100 | 113% | 2.34 | 0 | 10 |  |  |  | No | R-410A | 1.425 | Residential & Commercial | Ducted CEE Tier 1
213367366 | Central HP <5.4 tons | CARRIER | HRCU-A-CB (Split System: Heat Pump with Remote Outdoor Unit-Air-Source) | 38MURAQ24AB3* | ADP |  | H,PG31930 | 59TP6B100V21**20 | 22800 | 16 | 8.1 | 24400 | 23000 | 94.26% | 1.94 | 0 | 10 |  |  |  | No | R-410A | 1.9 | Residential & Commercial | Ducted CEE Tier 1
213367373 | Central HP <5.4 tons | CARRIER | HRCU-A-CB (Split System: Heat Pump with Remote Outdoor Unit-Air-Source) | 38MURAQ24AB3* | ADP |  | H,PG9J936 | 59TP6C060V14**12 | 23600 | 17 | 8.5 | 24600 | 23600 | 95.93% | 2 | 0 | 10 |  |  |  | No | R-410A | 1.9667 | Residential & Commercial | Ducted CEE Tier 1
213367375 | Central HP <5.4 tons | CARRIER | HRCU-A-CB (Split System: Heat Pump with Remote Outdoor Unit-Air-Source) | 38MURAQ24AB3* | ADP |  | H,PG9J936 | 59TP6C060V17**16 | 23200 | 16 | 8.5 | 25200 | 26200 | 104% | 2.26 | 0 | 10 |  |  |  | No | R-410A | 1.9333 | Residential & Commercial | Ducted CEE Tier 1
213739593 | Central HP <5.4 tons | DAY & NIGHT | HRCU-A-CB (Split System: Heat Pump with Remote Outdoor Unit-Air-Source) | DLCURAH18ABK | ADP |  | FG32936 | *96MSN0601412A* | 17400 | 16 | 8.5 | 17000 | 19400 | 114.1% | 2.38 | 0 | 10.5 |  |  |  | No | R-410A | 1.45 | Residential & Commercial | Ducted CEE Tier 1
213739650 | Central HP <5.4 tons | DAY & NIGHT | HRCU-A-CB (Split System: Heat Pump with Remote Outdoor Unit-Air-Source) | DLCURAH18ABK | ADP |  | PL36H175P789 | *96VTN0601412B* | 17500 | 16 | 8.1 | 16400 | 18300 | 111.6% | 2.24 | 0 | 11 |  |  |  | No | R-410A | 1.4583 | Residential & Commercial | Ducted CEE Tier 1
213739991 | Central HP <5.4 tons | DAY & NIGHT | HRCU-A-CB (Split System: Heat Pump with Remote Outdoor Unit-Air-Source) | DLCURAH24ABK | ADP |  | PL36H175P069 | *96VTN0401712B* | 23400 | 16 | 8.5 | 24600 | 23800 | 96.75% | 2 | 0 | 10 |  |  |  | No | R-410A | 1.95 | Residential & Commercial | Ducted CEE Tier 1
215670534 | Central HP <5.4 tons | KENMORE | HRCU-A-CB (Split System: Heat Pump with Remote Outdoor Unit-Air-Source) | (C,H,T)5H0V36*K*AAA* |  |  | ESH5X60M12A*+WALLCON | *97CMN0802120B* | 34600 | 17 | 8.5 | 34600 | 24800 | 71.68% | 1.8 | 0 | 10 |  |  |  | No | R-454B | 2.8833 | Residential & Commercial | Ducted CEE Tier 1
214398501 | Central HP <5.4 tons | COLEMAN | HRCU-A-CB (Split System: Heat Pump with Remote Outdoor Unit-Air-Source) | HH836E2S11 |  |  | CTF36C5CDS1 | TL8E100C20UH11 | 33800 | 17 | 8.5 | 31200 | 25400 | 81.41% | 2 | 0 | 11.7 |  |  |  | No | R-454B | 2.8167 | Residential & Commercial | Ducted CEE Tier 1
214397679 | Central HP <5.4 tons | COLEMAN | HRCU-A-CB (Split System: Heat Pump with Remote Outdoor Unit-Air-Source) | HH836E2S11 |  |  | CTM36B5CDS1+JMC12B2SN1 |  | 33200 | 18 | 9 | 30400 | 24800 | 81.58% | 2 | 0 | 11.7 |  |  |  | No | R-454B | 2.7667 | Residential & Commercial | Ducted CEE Tier 1
213296979 | Central HP <5.4 tons | LUXAIRE | HRCU-A-CB (Split System: Heat Pump with Remote Outdoor Unit-Air-Source) | HMH72B341 |  |  | XAFB36DXXN1+TXV | Z8ES080B12LMPS1 | 34000 | 18 | 8.1 | 33400 | 24000 | 71.86% | 2.08 | 0 | 10 |  |  |  | No | R-410A | 2.8333 | Residential & Commercial | Ducted CEE Tier 1
213297054 | Central HP <5.4 tons | LUXAIRE | HRCU-A-CB (Split System: Heat Pump with Remote Outdoor Unit-Air-Source) | HMH72B341 |  |  | XAHC36DBCN1 | Z9ES060B12SMPS1 | 33000 | 16.5 | 8.5 | 32000 | 22400 | 70% | 1.8 | 0 | 10 |  |  |  | No | R-410A | 2.75 | Residential & Commercial | Ducted CEE Tier 1
212441637 | Central HP <5.4 tons | CHAMPION HEATING AND COOLING | HRCU-A-CB (Split System: Heat Pump with Remote Outdoor Unit-Air-Source) | HMH72B341 | ADP |  | H,YE8J936 | TM9E080C16MP12 | 33000 | 18 | 8.5 | 32400 | 22800 | 70.37% | 2.04 | 0 | 10 |  |  |  | No | R-410A | 2.75 | Residential & Commercial | Ducted CEE Tier 1
215669600 | Central HP <5.4 tons | KENMORE | HRCU-A-CB (Split System: Heat Pump with Remote Outdoor Unit-Air-Source) | (C,H,T)5H0V36*K*AAA* |  |  | EA*5X61M21A*+WALLCON | *96CTN0801714B* | 34600 | 18 | 9 | 34600 | 25000 | 72.25% | 1.9 | 0 | 10 |  |  |  | No | R-454B | 2.8833 | Residential & Commercial | Ducted CEE Tier 1
215669700 | Central HP <5.4 tons | KENMORE | HRCU-A-CB (Split System: Heat Pump with Remote Outdoor Unit-Air-Source) | (C,H,T)5H0V36*K*AAA* |  |  | EA*5X61M24A*+WALLCON | *97CMN0802120B* | 34800 | 18 | 9 | 34400 | 24800 | 72.09% | 1.92 | 0 | 10.5 |  |  |  | No | R-454B | 2.9 | Residential & Commercial | Ducted CEE Tier 1
213739846 | Central HP <5.4 tons | DAY & NIGHT | HRCU-A-CB (Split System: Heat Pump with Remote Outdoor Unit-Air-Source) | DLCURAH24ABK | ADP |  | PL36H175P789 | *80MS(N,L)0701412A* | 23600 | 17 | 8.5 | 24600 | 24200 | 98.37% | 2.04 | 0 | 10.5 |  |  |  | No | R-410A | 1.9667 | Residential & Commercial | Ducted CEE Tier 1
213739876 | Central HP <5.4 tons | DAY & NIGHT | HRCU-A-CB (Split System: Heat Pump with Remote Outdoor Unit-Air-Source) | DLCURAH24ABK | ADP |  | FG35936 | *80VSL0451412B* | 23600 | 17 | 8.5 | 24600 | 24200 | 98.37% | 2.04 | 0 | 10.5 |  |  |  | No | R-410A | 1.9667 | Residential & Commercial | Ducted CEE Tier 1
215670614 | Central HP <5.4 tons | KENMORE | HRCU-A-CB (Split System: Heat Pump with Remote Outdoor Unit-Air-Source) | (C,H,T)5H0V36*K*AAA* |  |  | FCMA5B36L0C*+WALLCON |  | 33400 | 18.5 | 9 | 35800 | 25600 | 71.51% | 1.86 | 0 | 10 |  |  |  | No | R-454B | 2.7833 | Residential & Commercial | Ducted CEE Tier 1
214389255 | Central HP <5.4 tons | BRYANT HEATING AND COOLING SYSTEMS | HRCU-A-CB (Split System: Heat Pump with Remote Outdoor Unit-Air-Source) | 284ANV036*0**B* |  |  | CNPV*4217AL*+UI | 88*TB36070C14*** | 33000 | 19 | 9 | 37400 | 26400 | 70.59% | 1.98 | 0 | 11.7 |  |  |  | No | R-410A | 2.75 | Residential & Commercial | Ducted CEE Tier 1
214389321 | Central HP <5.4 tons | BRYANT HEATING AND COOLING SYSTEMS | HRCU-A-CB (Split System: Heat Pump with Remote Outdoor Unit-Air-Source) | 284ANV036*0**B* |  |  | CNPV*6024AL*+UI | 88*TB66135C24*** | 34000 | 20 | 9 | 36200 | 25400 | 70.17% | 2.02 | 0 | 12.5 |  |  |  | No | R-410A | 2.8333 | Residential & Commercial | Ducted CEE Tier 1
212407321 | Central HP <5.4 tons | BRYANT HEATING AND COOLING SYSTEMS | HRCU-A-CB (Split System: Heat Pump with Remote Outdoor Unit-Air-Source) | 284ANV036*0**B* | ADP |  | C36A***L179 | 88*TA36070C14*** | 33400 | 19 | 9 | 33800 | 25800 | 76.33% | 2 | 0 | 12 |  |  |  | No | R-410A | 2.7833 | Residential & Commercial | Ducted CEE Tier 1
214440913 | Central HP <5.4 tons | BRYANT HEATING AND COOLING SYSTEMS | HRCU-A-CB (Split System: Heat Pump with Remote Outdoor Unit-Air-Source) | 284ANV036*0**B* | ADP |  | V,C36H175P459 | 986TD42060C17*** | 33600 | 19 | 9 | 35000 | 27200 | 77.71% | 2.04 | 0 | 12 |  |  |  | No | R-410A | 2.8 | Residential & Commercial | Ducted CEE Tier 1
214569504 | Central HP <5.4 tons | CARRIER | HRCU-A-CB (Split System: Heat Pump with Remote Outdoor Unit-Air-Source) | 25VNA448A*031* |  |  | CNPV*6024AL*+UI | 58TN*B070C21**20 | 44500 | 21 | 9.5 | 46500 | 36400 | 78.28% | 2.24 | 0 | 12 |  |  |  | No | R-410A | 3.7083 | Residential & Commercial | Ducted CEE Tier 1
214421536 | Central HP <5.4 tons | COLEMAN | HRCU-A-CB (Split System: Heat Pump with Remote Outdoor Unit-Air-Source) | HH860E2S11 |  |  | CTM60C5CHS1+JMET16CS2N1 |  | 53000 | 19 | 8.5 | 53500 | 38500 | 71.96% | 2 | 0 | 11.7 |  |  |  | No | R-454B | 4.4167 | Residential & Commercial | Ducted CEE Tier 1
214397822 | Central HP <5.4 tons | COLEMAN | HRCU-A-CB (Split System: Heat Pump with Remote Outdoor Unit-Air-Source) | HH860E2S11 |  |  | CTM60C5CGS1 | TM9V080C16MP12 | 43500 | 18 | 9 | 44000 | 34000 | 77.27% | 2 | 0 | 11 |  |  |  | No | R-454B | 3.625 | Residential & Commercial | Ducted CEE Tier 1
212380526 | Central HP <5.4 tons | CARRIER | HRCU-A-CB (Split System: Heat Pump with Remote Outdoor Unit-Air-Source) | 25VNA424A*031* | ADP |  | C36A***L139 | 58TN*A070C14**12 | 23400 | 21 | 8.1 | 25000 | 19400 | 77.6% | 2.42 | 0 | 13.5 |  |  |  | No | R-410A | 1.95 | Residential & Commercial | Ducted CEE Tier 1
212380528 | Central HP <5.4 tons | CARRIER | HRCU-A-CB (Split System: Heat Pump with Remote Outdoor Unit-Air-Source) | 25VNA424A*031* | ADP |  | PL36H175P159 | 58TN*A070C14**12 | 23600 | 21 | 8.1 | 25000 | 19300 | 77.2% | 2.5 | 0 | 13.5 |  |  |  | No | R-410A | 1.9667 | Residential & Commercial | Ducted CEE Tier 1
212380569 | Central HP <5.4 tons | CARRIER | HRCU-A-CB (Split System: Heat Pump with Remote Outdoor Unit-Air-Source) | 25VNA424A*031* | ADP |  | PL36H210P299 | 59MN7B060C21**20 | 24000 | 20 | 8.5 | 24800 | 19400 | 78.23% | 2.52 | 0 | 13 |  |  |  | No | R-410A | 2 | Residential & Commercial | Ducted CEE Tier 1
215430665 | Central HP <5.4 tons | LUXAIRE | HRCU-A-CB (Split System: Heat Pump with Remote Outdoor Unit-Air-Source) | HH860E2S11 | ADP |  | H,YG48(1,2)60+TXV | TM9Y080C16MP11 | 44000 | 17 | 8.5 | 42500 | 33400 | 78.59% | 2 | 0 | 11 |  |  |  | No | R-454B | 3.6667 | Residential & Commercial | Ducted CEE Tier 1
215430667 | Central HP <5.4 tons | LUXAIRE | HRCU-A-CB (Split System: Heat Pump with Remote Outdoor Unit-Air-Source) | HH860E2S11 | ADP |  | H,YG48(1,2)60+TXV | TM9Y100C16MP11 | 44000 | 17 | 8.5 | 42500 | 33400 | 78.59% | 2 | 0 | 11 |  |  |  | No | R-454B | 3.6667 | Residential & Commercial | Ducted CEE Tier 1
215430680 | Central HP <5.4 tons | LUXAIRE | HRCU-A-CB (Split System: Heat Pump with Remote Outdoor Unit-Air-Source) | HH860E2S11 | ADP |  | H,YG48(1,2)60+TXV | Z8ES120C16SMPS1 | 44000 | 18 | 8.5 | 41500 | 32600 | 78.55% | 2 | 0 | 12 |  |  |  | No | R-454B | 3.6667 | Residential & Commercial | Ducted CEE Tier 1
215223197 | Central HP <5.4 tons | BRYANT HEATING AND COOLING SYSTEMS | HRCU-A-CB (Split System: Heat Pump with Remote Outdoor Unit-Air-Source) | 288BNV037*0**B* | ADP |  | H,PE9J936 | 987MB66100C21*** | 32000 | 17 | 8.5 | 31000 | 24600 | 79.35% | 1.98 | 0 | 11.5 |  |  |  | No | R-410A | 2.6667 | Residential & Commercial | Ducted CEE Tier 1
215669530 | Central HP <5.4 tons | KENMORE | HRCU-A-CB (Split System: Heat Pump with Remote Outdoor Unit-Air-Source) | (C,H,T)5H0V36*K*AAA* |  |  | EA*5X61M21A*+WALLCON | *95CSU1002122B* | 35000 | 18 | 9 | 34400 | 24800 | 72.09% | 1.92 | 0 | 10 |  |  |  | No | R-454B | 2.9167 | Residential & Commercial | Ducted CEE Tier 1
213739885 | Central HP <5.4 tons | DAY & NIGHT | HRCU-A-CB (Split System: Heat Pump with Remote Outdoor Unit-Air-Source) | DLCURAH24ABK | ADP |  | FG35936 | *80VTL0451412B* | 23600 | 17 | 8.5 | 24600 | 24200 | 98.37% | 2.04 | 0 | 10.5 |  |  |  | No | R-410A | 1.9667 | Residential & Commercial | Ducted CEE Tier 1
213739896 | Central HP <5.4 tons | DAY & NIGHT | HRCU-A-CB (Split System: Heat Pump with Remote Outdoor Unit-Air-Source) | DLCURAH24ABK | ADP |  | FG80936 | *92MSN0401712A* | 23600 | 16 | 8.5 | 24800 | 23600 | 95.16% | 1.96 | 0 | 10 |  |  |  | No | R-410A | 1.9667 | Residential & Commercial | Ducted CEE Tier 1
213739901 | Central HP <5.4 tons | DAY & NIGHT | HRCU-A-CB (Split System: Heat Pump with Remote Outdoor Unit-Air-Source) | DLCURAH24ABK | ADP |  | FG33936 | *92MSN0601412A* | 23600 | 17 | 8.5 | 24800 | 23400 | 94.35% | 1.98 | 0 | 10.5 |  |  |  | No | R-410A | 1.9667 | Residential & Commercial | Ducted CEE Tier 1
215936574 | Central HP <5.4 tons | CARRIER | HRCU-A-CB (Split System: Heat Pump with Remote Outdoor Unit-Air-Source) | 27VNA336A*030* |  |  | CVAVA6021XMA*+UI | 58CU*A100C21**20 | 35600 | 21.5 | 8.5 | 38000 | 28600 | 75.26% | 2.02 | 0 | 12 |  |  |  | No | R-454B | 2.9667 | Residential & Commercial | Ducted CEE Tier 1
215936774 | Central HP <5.4 tons | CARRIER | HRCU-A-CB (Split System: Heat Pump with Remote Outdoor Unit-Air-Source) | 27VNA336A*030* |  |  | CVAVA6024XMA*+UI | 58TN*B135C24**22 | 35600 | 22 | 8.5 | 38000 | 28400 | 74.74% | 2.04 | 0 | 12.5 |  |  |  | No | R-454B | 2.9667 | Residential & Commercial | Ducted CEE Tier 1
212596647 | Central HP <5.4 tons | TOSOT | HRCU-A-C (Split System: Heat Pump with Remote Outdoor Unit with No Indoor Fan --Air Source) | TU60-48WADU | ADP |  | HE49960+TD |  | 47000 | 15.2 | 8.35 | 46000 | 33200 | 72.17% | 1.78 | 0 | 10 |  |  |  | No | R-410A | 3.9167 | Residential & Commercial | Ducted CEE Tier 1
215675533 | Central HP <5.4 tons | CARRIER | HRCU-A-CB (Split System: Heat Pump with Remote Outdoor Unit-Air-Source) | 27VNA048A*030* |  |  | CVAMA4921XMA*+UI | 58TN*B070C17**16 | 48000 | 18.5 | 9 | 50000 | 37200 | 74.4% | 2 | 0 | 10 |  |  |  | No | R-454B | 4 | Residential & Commercial | Ducted CEE Tier 1
215682033 | Central HP <5.4 tons | CARRIER | HRCU-A-CB (Split System: Heat Pump with Remote Outdoor Unit-Air-Source) | 27VNA048A*030* |  |  | CVAMA6124XMA*+UI | 59TN6C080C21**20 | 48500 | 19 | 9.5 | 50000 | 36800 | 73.6% | 2.1 | 0 | 10.5 |  |  |  | No | R-454B | 4.0417 | Residential & Commercial | Ducted CEE Tier 1
213739652 | Central HP <5.4 tons | DAY & NIGHT | HRCU-A-CB (Split System: Heat Pump with Remote Outdoor Unit-Air-Source) | DLCURAH18ABK | ADP |  | V,G36H***P449 | *96VTN0601412B* | 17500 | 16 | 8.5 | 16900 | 18800 | 111.2% | 2.3 | 0 | 10.5 |  |  |  | No | R-410A | 1.4583 | Residential & Commercial | Ducted CEE Tier 1
212982428 | Central HP <5.4 tons | KEEPRITE | HRCU-A-CB (Split System: Heat Pump with Remote Outdoor Unit-Air-Source) | DLCURAH18ABK |  |  | EN(A,D)4X24L17** | *80MSU0401712A* | 17500 | 16 | 8.5 | 18400 | 18900 | 102.7% | 2.28 | 0 | 10.5 |  |  |  | No | R-410A | 1.4583 | Residential & Commercial | Ducted CEE Tier 1
213145906 | Central HP <5.4 tons | CARRIER | HRCU-A-CB (Split System: Heat Pump with Remote Outdoor Unit-Air-Source) | 38MURAQ24AB3* | ADP |  | C36A***L129+AEFE3A* |  | 23600 | 17 | 9 | 25600 | 25200 | 98.44% | 2.14 | 0 | 10 |  |  |  | No | R-410A | 1.9667 | Residential & Commercial | Ducted CEE Tier 1
212479882 | Central HP <5.4 tons | CARRIER | HRCU-A-CB (Split System: Heat Pump with Remote Outdoor Unit-Air-Source) | 38MURAQ24AB3* | ADP |  | PL36H210P299 | 58S(B,C)*A070E21**16 | 25000 | 17 | 8.5 | 24000 | 20400 | 85% | 1.76 | 0 | 10.5 |  |  |  | No | R-410A | 2.0833 | Residential & Commercial | Ducted CEE Tier 1
212479943 | Central HP <5.4 tons | CARRIER | HRCU-A-CB (Split System: Heat Pump with Remote Outdoor Unit-Air-Source) | 38MURAQ24AB3* | ADP |  | A36VCA+TXV | 58SU*A060E17**16 | 25000 | 17 | 8.5 | 25000 | 21400 | 85.6% | 1.82 | 0 | 10.5 |  |  |  | No | R-410A | 2.0833 | Residential & Commercial | Ducted CEE Tier 1
212479959 | Central HP <5.4 tons | CARRIER | HRCU-A-CB (Split System: Heat Pump with Remote Outdoor Unit-Air-Source) | 38MURAQ24AB3* | ADP |  | C36A***L159 | 58SU*A060E17**16 | 25000 | 17 | 8.5 | 25000 | 21400 | 85.6% | 1.82 | 0 | 10.5 |  |  |  | No | R-410A | 2.0833 | Residential & Commercial | Ducted CEE Tier 1
212479993 | Central HP <5.4 tons | CARRIER | HRCU-A-CB (Split System: Heat Pump with Remote Outdoor Unit-Air-Source) | 38MURAQ24AB3* | ADP |  | A36VCA+TXV | 58TP*A090V17**16 | 23800 | 17 | 8.1 | 24400 | 23000 | 94.26% | 1.94 | 0 | 10.5 |  |  |  | No | R-410A | 1.9833 | Residential & Commercial | Ducted CEE Tier 1
212480041 | Central HP <5.4 tons | CARRIER | HRCU-A-CB (Split System: Heat Pump with Remote Outdoor Unit-Air-Source) | 38MURAQ24AB3* | ADP |  | C36A***L159 | 59SC2D080E17**16 | 24200 | 17 | 8.1 | 24600 | 22400 | 91.06% | 1.88 | 0 | 10.5 |  |  |  | No | R-410A | 2.0167 | Residential & Commercial | Ducted CEE Tier 1
214312425 | Central HP <5.4 tons | FRIEDRICH | HRCU-A-C (Split System: Heat Pump with Remote Outdoor Unit with No Indoor Fan --Air Source) | WFPU18Z483C | ADP |  | H,RG88948+TD |  | 42000 | 15.5 | 8.55 | 40000 | 34200 | 85.5% | 1.94 | 0 | 11.4 |  |  |  | No | R-410A | 3.5 | Residential & Commercial | Ducted CEE Tier 1
211709579 | Central HP <5.4 tons | AIREASE | HRCU-A-CB (Split System: Heat Pump with Remote Outdoor Unit-Air-Source) | 4SHP22LX124P-**A |  |  | BCE7E30M*4X |  | 24000 | 22 | 9 | 22400 | 16100 | 71.88% | 2.34 | 0 | 14 |  |  |  | No | R-410A | 2 | Residential & Commercial | Ducted CEE Tier 1
215430683 | Central HP <5.4 tons | LUXAIRE | HRCU-A-CB (Split System: Heat Pump with Remote Outdoor Unit-Air-Source) | HH860E2S11 | ADP |  | H,YG48(1,2)60+TXV | Z8ES130D20SMPS1 | 45000 | 18 | 9 | 43000 | 33200 | 77.21% | 2 | 0 | 12 |  |  |  | No | R-454B | 3.75 | Residential & Commercial | Ducted CEE Tier 1
215424265 | Central HP <5.4 tons | LUXAIRE | HRCU-A-CB (Split System: Heat Pump with Remote Outdoor Unit-Air-Source) | HH860E2S11 | ADP |  | H,YE36*60+TXV-BLEED | TM8E100C16MP11 | 44000 | 17 | 8.4 | 43500 | 33800 | 77.7% | 1.98 | 0 | 10.5 |  |  |  | No | R-454B | 3.6667 | Residential & Commercial | Ducted CEE Tier 1
215424299 | Central HP <5.4 tons | LUXAIRE | HRCU-A-CB (Split System: Heat Pump with Remote Outdoor Unit-Air-Source) | HH860E2S11 | ADP |  | H,YE36*60+TXV-BLEED | TM9E120D20MP12 | 51500 | 18 | 8.3 | 52500 | 39000 | 74.29% | 1.96 | 0 | 10.5 |  |  |  | No | R-454B | 4.2917 | Residential & Commercial | Ducted CEE Tier 1
215424315 | Central HP <5.4 tons | LUXAIRE | HRCU-A-CB (Split System: Heat Pump with Remote Outdoor Unit-Air-Source) | HH860E2S11 | ADP |  | H,YE36*60+TXV-BLEED | TM9Y120D20MP11 | 51500 | 18 | 8.3 | 52500 | 39000 | 74.29% | 1.96 | 0 | 10.5 |  |  |  | No | R-454B | 4.2917 | Residential & Commercial | Ducted CEE Tier 1
215424330 | Central HP <5.4 tons | LUXAIRE | HRCU-A-CB (Split System: Heat Pump with Remote Outdoor Unit-Air-Source) | HH860E2S11 | ADP |  | H,YE48*60+TXV-BLEED | Z8ES130D20SMPS1 | 45000 | 18 | 9 | 43000 | 33200 | 77.21% | 2 | 0 | 12 |  |  |  | No | R-454B | 3.75 | Residential & Commercial | Ducted CEE Tier 1
214720109 | Central HP <5.4 tons | COLEMAN | HRCU-A-CB (Split System: Heat Pump with Remote Outdoor Unit-Air-Source) | HH860E2S11 |  |  | CTU60C5XGS1+TXV | TM8E100C20MP11 | 44500 | 17 | 9 | 45000 | 33800 | 75.11% | 2 | 0 | 11.7 |  |  |  | No | R-454B | 3.7083 | Residential & Commercial | Ducted CEE Tier 1
214396305 | Central HP <5.4 tons | COLEMAN | HRCU-A-CB (Split System: Heat Pump with Remote Outdoor Unit-Air-Source) | HH860E2S11 |  |  | CTF60C5CHS1 | TP9C100C20MP13 | 53000 | 19 | 8.5 | 53500 | 38500 | 71.96% | 2 | 0 | 11 |  |  |  | No | R-454B | 4.4167 | Residential & Commercial | Ducted CEE Tier 1
215678353 | Central HP <5.4 tons | CARRIER | HRCU-A-CB (Split System: Heat Pump with Remote Outdoor Unit-Air-Source) | 27VNA024A*030* |  |  | CAA**3717AM*+UI | 58CU*B060C17**16 | 23800 | 17 | 9 | 23400 | 16400 | 70.09% | 2 | 0 | 10 |  |  |  | No | R-454B | 1.9833 | Residential & Commercial | Ducted CEE Tier 1
211393366 | Central HP <5.4 tons | COLEMAN | HRCU-A-CB (Split System: Heat Pump with Remote Outdoor Unit-Air-Source) | HMH72B341 |  |  | XAFC36DBCN1 | TL8E100C20UH11 | 34000 | 17.5 | 8.5 | 34000 | 24000 | 70.59% | 2.12 | 0 | 10 |  |  |  | No | R-410A | 2.8333 | Residential & Commercial | Ducted CEE Tier 1
216498593 | Central HP <5.4 tons | BOSCH | HRCU-A-CB (Split System: Heat Pump with Remote Outdoor Unit-Air-Source) | BOVD-36HDN1-M20G | ADP |  | PL36H175P149 | BGH96M060B3B | 23800 | 18 | 9 | 22400 | 17000 | 75.89% | 1.9 | 0 | 12 |  |  |  | No | R-410A | 1.9833 | Residential & Commercial | Ducted CEE Tier 1
215674382 | Central HP <5.4 tons | KENMORE | HRCU-A-CB (Split System: Heat Pump with Remote Outdoor Unit-Air-Source) | (C,H,T)5H0V48*K*AAA* |  |  | EA*5X61M21A*+WALLCON | *80CTL1102120B* | 46000 | 18.5 | 9 | 47500 | 33600 | 70.74% | 2.06 | 0 | 10 |  |  |  | No | R-454B | 3.8333 | Residential & Commercial | Ducted CEE Tier 1
213739928 | Central HP <5.4 tons | DAY & NIGHT | HRCU-A-CB (Split System: Heat Pump with Remote Outdoor Unit-Air-Source) | DLCURAH24ABK | ADP |  | FG32936 | *96MSN0401410A* | 23000 | 16 | 8.5 | 25400 | 24800 | 97.64% | 2.1 | 0 | 10 |  |  |  | No | R-410A | 1.9167 | Residential & Commercial | Ducted CEE Tier 1
215669410 | Central HP <5.4 tons | KENMORE | HRCU-A-CB (Split System: Heat Pump with Remote Outdoor Unit-Air-Source) | (C,H,T)5H0V36*K*AAA* |  |  | EA*5X60M24A*+WALLCON | *96CTN1002122B* | 34400 | 18 | 9 | 34200 | 24800 | 72.51% | 1.9 | 0 | 10.5 |  |  |  | No | R-454B | 2.8667 | Residential & Commercial | Ducted CEE Tier 1
215669510 | Central HP <5.4 tons | KENMORE | HRCU-A-CB (Split System: Heat Pump with Remote Outdoor Unit-Air-Source) | (C,H,T)5H0V36*K*AAA* |  |  | EA*5X61M21A*+WALLCON | *95CSU0601716B* | 34600 | 17.5 | 9 | 34600 | 25000 | 72.25% | 1.9 | 0 | 10 |  |  |  | No | R-454B | 2.8833 | Residential & Commercial | Ducted CEE Tier 1
213739909 | Central HP <5.4 tons | DAY & NIGHT | HRCU-A-CB (Split System: Heat Pump with Remote Outdoor Unit-Air-Source) | DLCURAH24ABK | ADP |  | FG32936 | *95MSU0401712A* | 23400 | 16 | 8.5 | 25400 | 25800 | 101.6% | 2.2 | 0 | 10 |  |  |  | No | R-410A | 1.95 | Residential & Commercial | Ducted CEE Tier 1
213739920 | Central HP <5.4 tons | DAY & NIGHT | HRCU-A-CB (Split System: Heat Pump with Remote Outdoor Unit-Air-Source) | DLCURAH24ABK | ADP |  | FG33936 | *96MSN0261410A* | 23400 | 16 | 8.5 | 25400 | 25800 | 101.6% | 2.2 | 0 | 10 |  |  |  | No | R-410A | 1.95 | Residential & Commercial | Ducted CEE Tier 1
212555859 | Central HP <5.4 tons | TRANE | HRCU-A-C (Split System: Heat Pump with Remote Outdoor Unit with No Indoor Fan --Air Source) | 4TXD2060A10NU** | ADP |  | H,TE88960 |  | 47000 | 15.2 | 8.5 | 46000 | 33200 | 72.17% | 1.8 | 0 | 10 |  |  |  | No | R-410A | 3.9167 | Residential & Commercial | Ducted CEE Tier 1
213739934 | Central HP <5.4 tons | DAY & NIGHT | HRCU-A-CB (Split System: Heat Pump with Remote Outdoor Unit-Air-Source) | DLCURAH24ABK | ADP |  | FG80936 | *96MSN0401410A* | 23600 | 16 | 8.5 | 24600 | 23600 | 95.93% | 1.98 | 0 | 10 |  |  |  | No | R-410A | 1.9667 | Residential & Commercial | Ducted CEE Tier 1
213739836 | Central HP <5.4 tons | DAY & NIGHT | HRCU-A-CB (Split System: Heat Pump with Remote Outdoor Unit-Air-Source) | DLCURAH24ABK | ADP |  | PL36H175P159 | *80MS(N,L)0451412A* | 23600 | 17 | 8.5 | 24800 | 23800 | 95.97% | 2 | 0 | 10.5 |  |  |  | No | R-410A | 1.9667 | Residential & Commercial | Ducted CEE Tier 1
213739859 | Central HP <5.4 tons | DAY & NIGHT | HRCU-A-CB (Split System: Heat Pump with Remote Outdoor Unit-Air-Source) | DLCURAH24ABK | ADP |  | FG81936 | *80MS(N,L)0701712A* | 23400 | 17 | 8.5 | 24600 | 24200 | 98.37% | 2.06 | 0 | 10.5 |  |  |  | No | R-410A | 1.95 | Residential & Commercial | Ducted CEE Tier 1
213739918 | Central HP <5.4 tons | DAY & NIGHT | HRCU-A-CB (Split System: Heat Pump with Remote Outdoor Unit-Air-Source) | DLCURAH24ABK | ADP |  | PL36H175P069 | *96MSN0261410A* | 23400 | 16 | 8.5 | 25400 | 25800 | 101.6% | 2.2 | 0 | 10 |  |  |  | No | R-410A | 1.95 | Residential & Commercial | Ducted CEE Tier 1
213739929 | Central HP <5.4 tons | DAY & NIGHT | HRCU-A-CB (Split System: Heat Pump with Remote Outdoor Unit-Air-Source) | DLCURAH24ABK | ADP |  | FG33936 | *96MSN0401410A* | 23200 | 16 | 8.5 | 25400 | 24800 | 97.64% | 2.1 | 0 | 10 |  |  |  | No | R-410A | 1.9333 | Residential & Commercial | Ducted CEE Tier 1
215674422 | Central HP <5.4 tons | KENMORE | HRCU-A-CB (Split System: Heat Pump with Remote Outdoor Unit-Air-Source) | (C,H,T)5H0V48*K*AAA* |  |  | EA*5X61M21A*+WALLCON | *97CMN0802120B* | 46000 | 18 | 9 | 48000 | 33800 | 70.42% | 2.08 | 0 | 10 |  |  |  | No | R-454B | 3.8333 | Residential & Commercial | Ducted CEE Tier 1
215674352 | Central HP <5.4 tons | KENMORE | HRCU-A-CB (Split System: Heat Pump with Remote Outdoor Unit-Air-Source) | (C,H,T)5H0V48*K*AAA* |  |  | EA*5X61M21A*+WALLCON | *80CTL0702120B* | 46000 | 18 | 9 | 48000 | 33800 | 70.42% | 2.06 | 0 | 10 |  |  |  | No | R-454B | 3.8333 | Residential & Commercial | Ducted CEE Tier 1
215674252 | Central HP <5.4 tons | KENMORE | HRCU-A-CB (Split System: Heat Pump with Remote Outdoor Unit-Air-Source) | (C,H,T)5H0V48*K*AAA* |  |  | EA*5X60M24A*+WALLCON | *97CMN0802120B* | 45000 | 18 | 9 | 47500 | 33600 | 70.74% | 2.06 | 0 | 10 |  |  |  | No | R-454B | 3.75 | Residential & Commercial | Ducted CEE Tier 1
215674322 | Central HP <5.4 tons | KENMORE | HRCU-A-CB (Split System: Heat Pump with Remote Outdoor Unit-Air-Source) | (C,H,T)5H0V48*K*AAA* |  |  | EA*5X61M21A*+WALLCON | *80CSU1002120A* | 46000 | 17.5 | 9 | 48000 | 33800 | 70.42% | 2.06 | 0 | 10 |  |  |  | No | R-454B | 3.8333 | Residential & Commercial | Ducted CEE Tier 1
212480068 | Central HP <5.4 tons | CARRIER | HRCU-A-CB (Split System: Heat Pump with Remote Outdoor Unit-Air-Source) | 38MURAQ24AB3* | ADP |  | V,C36H175P149 | 59SC5B080E17**16 | 24800 | 15.2 | 8.5 | 25200 | 21600 | 85.71% | 1.8 | 0 | 10 |  |  |  | No | R-410A | 2.0667 | Residential & Commercial | Ducted CEE Tier 1
212480077 | Central HP <5.4 tons | CARRIER | HRCU-A-CB (Split System: Heat Pump with Remote Outdoor Unit-Air-Source) | 38MURAQ24AB3* | ADP |  | C36A***L159 | 59SC5B080E17**16 | 24800 | 15.2 | 8.5 | 25200 | 21600 | 85.71% | 1.8 | 0 | 10 |  |  |  | No | R-410A | 2.0667 | Residential & Commercial | Ducted CEE Tier 1
212480091 | Central HP <5.4 tons | CARRIER | HRCU-A-CB (Split System: Heat Pump with Remote Outdoor Unit-Air-Source) | 38MURAQ24AB3* | ADP |  | PL36H210P299 | 59SP6A080V17**16 | 24800 | 17 | 8.5 | 24000 | 20600 | 85.83% | 1.76 | 0 | 10.5 |  |  |  | No | R-410A | 2.0667 | Residential & Commercial | Ducted CEE Tier 1
212480134 | Central HP <5.4 tons | CARRIER | HRCU-A-CB (Split System: Heat Pump with Remote Outdoor Unit-Air-Source) | 38MURAQ24AB3* | ADP |  | PL36H210P749 | 59SU5A060E17**16 | 24400 | 17 | 8.5 | 24600 | 22000 | 89.43% | 1.86 | 0 | 10 |  |  |  | No | R-410A | 2.0333 | Residential & Commercial | Ducted CEE Tier 1
212973063 | Central HP <5.4 tons | BRYANT HEATING AND COOLING SYSTEMS | HRCU-A-CB (Split System: Heat Pump with Remote Outdoor Unit-Air-Source) | 38MURAQ18AB3* |  |  | CNPV*3017AL* | 926SB36040V17*** | 17300 | 16 | 8.1 | 17900 | 18600 | 103.9% | 2.22 | 0 | 10.5 |  |  |  | No | R-410A | 1.4417 | Residential & Commercial | Ducted CEE Tier 1
212973683 | Central HP <5.4 tons | BRYANT HEATING AND COOLING SYSTEMS | HRCU-A-CB (Split System: Heat Pump with Remote Outdoor Unit-Air-Source) | 38MURAQ18AB3* |  |  | CAP**3017AL* | 926SB48080V17*** | 17400 | 16 | 8.5 | 18000 | 18700 | 103.9% | 2.26 | 0 | 10.5 |  |  |  | No | R-410A | 1.45 | Residential & Commercial | Ducted CEE Tier 1
212974653 | Central HP <5.4 tons | BRYANT HEATING AND COOLING SYSTEMS | HRCU-A-CB (Split System: Heat Pump with Remote Outdoor Unit-Air-Source) | 38MURAQ18AB3* |  |  | CAP**2517AL* | 926TC30040V14*** | 17700 | 16 | 8.1 | 17700 | 17900 | 101.1% | 2.14 | 0 | 10.5 |  |  |  | No | R-410A | 1.475 | Residential & Commercial | Ducted CEE Tier 1
212975068 | Central HP <5.4 tons | BRYANT HEATING AND COOLING SYSTEMS | HRCU-A-CB (Split System: Heat Pump with Remote Outdoor Unit-Air-Source) | 38MURAQ18AB3* |  |  | CAP**1917AL* | 926TC36040V17*** | 17700 | 16 | 8.1 | 17800 | 17900 | 100.6% | 2.16 | 0 | 10.5 |  |  |  | No | R-410A | 1.475 | Residential & Commercial | Ducted CEE Tier 1
215424719 | Central HP <5.4 tons | LUXAIRE | HRCU-A-CB (Split System: Heat Pump with Remote Outdoor Unit-Air-Source) | HH824E2S11 | ADP |  | H,YE7J*36+TXV-BLEED | TM9E080B12MP12 | 23000 | 17 | 9 | 21400 | 18300 | 85.51% | 2 | 0 | 11.7 |  |  |  | No | R-454B | 1.9167 | Residential & Commercial | Ducted CEE Tier 1
214609188 | Central HP <5.4 tons | CHAMPION HEATING AND COOLING | HRCU-A-CB (Split System: Heat Pump with Remote Outdoor Unit-Air-Source) | HH824E2S11 |  |  | CTF30A5ADS1 | Z9ES060A10SMPS1 | 23000 | 19 | 9 | 23000 | 18500 | 80.43% | 2 | 0 | 12 |  |  |  | No | R-454B | 1.9167 | Residential & Commercial | Ducted CEE Tier 1
216010746 | Central HP <5.4 tons | LUXAIRE | HRCU-A-CB (Split System: Heat Pump with Remote Outdoor Unit-Air-Source) | HH824E2S11 |  |  | CTM36B5ADS1+JME12B2SN1 |  | 23000 | 19 | 9.5 | 23000 | 18400 | 80% | 2 | 0 | 12 |  |  |  | No | R-454B | 1.9167 | Residential & Commercial | Ducted CEE Tier 1
214771875 | Central HP <5.4 tons | LUXAIRE | HRCU-A-C (Split System: Heat Pump with Remote Outdoor Unit with No Indoor Fan --Air Source) | HH824E2S11 | ADP |  | H,YG9J*36+TXV+TD |  | 23000 | 15.2 | 8.5 | 21400 | 17000 | 79.44% | 2 | 0 | 11 |  |  |  | No | R-454B | 1.9167 | Residential & Commercial | Ducted CEE Tier 1
213297799 | Central HP <5.4 tons | LUXAIRE | HRCU-A-CB (Split System: Heat Pump with Remote Outdoor Unit-Air-Source) | HMH72B341 |  |  | XAFC30CXXN1+TXV | Z8ES080C20SMPS1 | 33600 | 18 | 8.5 | 33000 | 23200 | 70.3% | 2.08 | 0 | 10 |  |  |  | No | R-410A | 2.8 | Residential & Commercial | Ducted CEE Tier 1
214719697 | Central HP <5.4 tons | COLEMAN | HRCU-A-CB (Split System: Heat Pump with Remote Outdoor Unit-Air-Source) | HH836E2S11 |  |  | CTU36B5XDS1+TXV | TM8E080B12MP11 | 33600 | 18 | 8.5 | 31800 | 26000 | 81.76% | 2 | 0 | 11 |  |  |  | No | R-454B | 2.8 | Residential & Commercial | Ducted CEE Tier 1
214719838 | Central HP <5.4 tons | COLEMAN | HRCU-A-CB (Split System: Heat Pump with Remote Outdoor Unit-Air-Source) | HH836E2S11 |  |  | CTU48C5XFS1+TXV | TM8E120C16MP11 | 33600 | 19 | 9 | 31400 | 25400 | 80.89% | 2 | 0 | 11 |  |  |  | No | R-454B | 2.8 | Residential & Commercial | Ducted CEE Tier 1
212978345 | Central HP <5.4 tons | BRYANT HEATING AND COOLING SYSTEMS | HRCU-A-CB (Split System: Heat Pump with Remote Outdoor Unit-Air-Source) | 38MURAQ18AB3* |  |  | CNPV*3017AL* | 8(0,1)*SB36070M14*** | 17400 | 16.5 | 8.1 | 18000 | 18700 | 103.9% | 2.26 | 0 | 11 |  |  |  | No | R-410A | 1.45 | Residential & Commercial | Ducted CEE Tier 1
207454840 | Central HP <5.4 tons | LENNOX | HRCU-A-CB (Split System: Heat Pump with Remote Outdoor Unit-Air-Source) | SL25XPV-024-230A** | ADP |  | LH29/36F9 | SL280UH090XV48B* | 21400 | 21 | 9.35 | 19800 | 19500 | 98.48% | 1.94 | 14 | 14 |  |  |  | No | R-410A | 1.7833 | Residential & Commercial | Ducted CEE Tier 1
212975772 | Central HP <5.4 tons | CARRIER | HRCU-A-CB (Split System: Heat Pump with Remote Outdoor Unit-Air-Source) | 38MURAQ18AB3* |  |  | CAP**1917AL* | GG96VTAB48080B** | 17700 | 16.5 | 8.1 | 17700 | 17900 | 101.1% | 2.16 | 0 | 10.5 |  |  |  | No | R-410A | 1.475 | Residential & Commercial | Ducted CEE Tier 1
212975837 | Central HP <5.4 tons | CARRIER | HRCU-A-CB (Split System: Heat Pump with Remote Outdoor Unit-Air-Source) | 38MURAQ18AB3* |  |  | CNPV*3017AL* | GG96VTAB48080B** | 17500 | 16 | 8.1 | 18000 | 18700 | 103.9% | 2.24 | 0 | 11 |  |  |  | No | R-410A | 1.4583 | Residential & Commercial | Ducted CEE Tier 1
215682533 | Central HP <5.4 tons | CARRIER | HRCU-A-CB (Split System: Heat Pump with Remote Outdoor Unit-Air-Source) | 27VNA048A*030* |  |  | CVAVA6124XMA*+UI | 58CU*B100C21**20 | 48500 | 19 | 9 | 50000 | 36600 | 73.2% | 2.12 | 0 | 10 |  |  |  | No | R-454B | 4.0417 | Residential & Commercial | Ducted CEE Tier 1
215681853 | Central HP <5.4 tons | CARRIER | HRCU-A-CB (Split System: Heat Pump with Remote Outdoor Unit-Air-Source) | 27VNA048A*030* |  |  | CVAMA4921XMA*+UI | 58CU*B100C21**20 | 48000 | 18.5 | 9 | 50000 | 36600 | 73.2% | 2 | 0 | 10 |  |  |  | No | R-454B | 4 | Residential & Commercial | Ducted CEE Tier 1
215682323 | Central HP <5.4 tons | CARRIER | HRCU-A-CB (Split System: Heat Pump with Remote Outdoor Unit-Air-Source) | 27VNA048A*030* |  |  | CVAVA6021XMA*+UI | 58CU*B080C21**20 | 48500 | 19 | 9 | 50000 | 36400 | 72.8% | 2.12 | 0 | 10 |  |  |  | No | R-454B | 4.0417 | Residential & Commercial | Ducted CEE Tier 1
215681423 | Central HP <5.4 tons | CARRIER | HRCU-A-CB (Split System: Heat Pump with Remote Outdoor Unit-Air-Source) | 27VNA048A*030* |  |  | CAA**6024AM*+UI | 59TN7A120C24**22 | 45000 | 18 | 9 | 47500 | 33600 | 70.74% | 2.06 | 0 | 10 |  |  |  | No | R-454B | 3.75 | Residential & Commercial | Ducted CEE Tier 1
215675733 | Central HP <5.4 tons | CARRIER | HRCU-A-CB (Split System: Heat Pump with Remote Outdoor Unit-Air-Source) | 27VNA048A*030* |  |  | CVAMA6021XMA*+UI | 58TN*B090C21**20 | 48000 | 19 | 9.5 | 50000 | 36600 | 73.2% | 2.1 | 0 | 10.5 |  |  |  | No | R-454B | 4 | Residential & Commercial | Ducted CEE Tier 1
215675983 | Central HP <5.4 tons | CARRIER | HRCU-A-CB (Split System: Heat Pump with Remote Outdoor Unit-Air-Source) | 27VNA048A*030* |  |  | CVAMA6124XMA*+UI | 58TN*B090C21**20 | 48500 | 19.5 | 9.5 | 50000 | 36600 | 73.2% | 2.1 | 0 | 10.5 |  |  |  | No | R-454B | 4.0417 | Residential & Commercial | Ducted CEE Tier 1
215676403 | Central HP <5.4 tons | CARRIER | HRCU-A-CB (Split System: Heat Pump with Remote Outdoor Unit-Air-Source) | 27VNA048A*030* |  |  | CVAVA6021XMA*+UI | 58CU*A060C17**16 | 48000 | 19 | 9 | 50000 | 36800 | 73.6% | 2 | 0 | 10 |  |  |  | No | R-454B | 4 | Residential & Commercial | Ducted CEE Tier 1
215676533 | Central HP <5.4 tons | CARRIER | HRCU-A-CB (Split System: Heat Pump with Remote Outdoor Unit-Air-Source) | 27VNA048A*030* |  |  | CVAVA6021XMA*+UI | 59MN7C080C17**14 | 47500 | 18.5 | 9 | 50000 | 37400 | 74.8% | 1.98 | 0 | 10 |  |  |  | No | R-454B | 3.9583 | Residential & Commercial | Ducted CEE Tier 1
215681773 | Central HP <5.4 tons | CARRIER | HRCU-A-CB (Split System: Heat Pump with Remote Outdoor Unit-Air-Source) | 27VNA048A*030* |  |  | CVAMA4821XMA*+UI | 58CU*B080C21**20 | 47000 | 18.5 | 9 | 50000 | 36200 | 72.4% | 2 | 0 | 10 |  |  |  | No | R-454B | 3.9167 | Residential & Commercial | Ducted CEE Tier 1
213298084 | Central HP <5.4 tons | LUXAIRE | HRCU-A-CB (Split System: Heat Pump with Remote Outdoor Unit-Air-Source) | HMH72B341 |  |  | XAUB36DXXN1+TXV | Z8ES040A12LMPS1 | 34000 | 18 | 8.5 | 33400 | 24200 | 72.46% | 2.1 | 0 | 10 |  |  |  | No | R-410A | 2.8333 | Residential & Commercial | Ducted CEE Tier 1
207455043 | Central HP <5.4 tons | LENNOX | HRCU-A-CB (Split System: Heat Pump with Remote Outdoor Unit-Air-Source) | SL25XPV-036-230A** | ADP |  | L*35/36U9 | EL296UH090XV48C* | 34000 | 22 | 8.5 | 32200 | 27000 | 83.85% | 1.82 | 14 | 13.5 |  |  |  | No | R-410A | 2.8333 | Residential & Commercial | Ducted CEE Tier 1
207455158 | Central HP <5.4 tons | LENNOX | HRCU-A-CB (Split System: Heat Pump with Remote Outdoor Unit-Air-Source) | SL25XPV-036-230A** | ADP |  | L*23/37Z9 | SL280UH090XV48B* | 34000 | 22 | 8.8 | 32800 | 25400 | 77.44% | 1.84 | 14 | 13.5 |  |  |  | No | R-410A | 2.8333 | Residential & Commercial | Ducted CEE Tier 1
207455177 | Central HP <5.4 tons | LENNOX | HRCU-A-CB (Split System: Heat Pump with Remote Outdoor Unit-Air-Source) | SL25XPV-036-230A** | ADP |  | LH35/38F9 | SL280UH110V60C* | 34000 | 21 | 8.8 | 33800 | 27000 | 79.88% | 1.84 | 14 | 13.5 |  |  |  | No | R-410A | 2.8333 | Residential & Commercial | Ducted CEE Tier 1
212480162 | Central HP <5.4 tons | CARRIER | HRCU-A-CB (Split System: Heat Pump with Remote Outdoor Unit-Air-Source) | 38MURAQ24AB3* | ADP |  | PL36H175P159 | 59TP6B080V17**16 | 24200 | 16 | 8.1 | 24600 | 22600 | 91.87% | 1.9 | 0 | 10.5 |  |  |  | No | R-410A | 2.0167 | Residential & Commercial | Ducted CEE Tier 1
212983269 | Central HP <5.4 tons | KEEPRITE | HRCU-A-CB (Split System: Heat Pump with Remote Outdoor Unit-Air-Source) | DLCURAH18ABK |  |  | EA*4X24L17A* | *92MSN0401712A* | 17200 | 15.5 | 8.5 | 18300 | 19400 | 106% | 2.32 | 0 | 10 |  |  |  | No | R-410A | 1.4333 | Residential & Commercial | Ducted CEE Tier 1
212974952 | Central HP <5.4 tons | BRYANT HEATING AND COOLING SYSTEMS | HRCU-A-CB (Split System: Heat Pump with Remote Outdoor Unit-Air-Source) | 38MURAQ24AB3* |  |  | CAP**3014AL* | 926TC30040V14*** | 23200 | 16 | 8.5 | 26400 | 25000 | 94.7% | 2.08 | 0 | 10 |  |  |  | No | R-410A | 1.9333 | Residential & Commercial | Ducted CEE Tier 1
212975004 | Central HP <5.4 tons | BRYANT HEATING AND COOLING SYSTEMS | HRCU-A-CB (Split System: Heat Pump with Remote Outdoor Unit-Air-Source) | 38MURAQ24AB3* |  |  | CNPV*2414AL* | 926TC30040V14*** | 23200 | 15.5 | 8.5 | 27000 | 25000 | 92.59% | 2.06 | 0 | 10 |  |  |  | No | R-410A | 1.9333 | Residential & Commercial | Ducted CEE Tier 1
212976020 | Central HP <5.4 tons | BRYANT HEATING AND COOLING SYSTEMS | HRCU-A-CB (Split System: Heat Pump with Remote Outdoor Unit-Air-Source) | 38MURAQ24AB3* |  |  | CAP**3017AL* | 926TC48080V17*** | 23400 | 17 | 8.5 | 26200 | 25000 | 95.42% | 2.08 | 0 | 10 |  |  |  | No | R-410A | 1.95 | Residential & Commercial | Ducted CEE Tier 1
212976690 | Central HP <5.4 tons | BRYANT HEATING AND COOLING SYSTEMS | HRCU-A-CB (Split System: Heat Pump with Remote Outdoor Unit-Air-Source) | 38MURAQ24AB3* |  |  | CNPV*3621AL* | 926TC60100V21*** | 23600 | 17 | 8.5 | 26200 | 24600 | 93.89% | 2.04 | 0 | 10.5 |  |  |  | No | R-410A | 1.9667 | Residential & Commercial | Ducted CEE Tier 1
213147607 | Central HP <5.4 tons | PAYNE HEATING AND COOLING | HRCU-A-CB (Split System: Heat Pump with Remote Outdoor Unit-Air-Source) | 38MURAQ24AB3* | ADP |  | V,C36H***P219+AEFE3A* |  | 24000 | 18 | 8.9 | 25000 | 22600 | 90.4% | 1.9 | 0 | 10.5 |  |  |  | No | R-410A | 2 | Residential & Commercial | Ducted CEE Tier 1
212975672 | Central HP <5.4 tons | CARRIER | HRCU-A-CB (Split System: Heat Pump with Remote Outdoor Unit-Air-Source) | 38MURAQ24AB3* |  |  | CAP**3017AL* | 59TP6C060V14**12 | 23400 | 16.5 | 8.5 | 26400 | 24800 | 93.94% | 2.06 | 0 | 10 |  |  |  | No | R-410A | 1.95 | Residential & Commercial | Ducted CEE Tier 1
213311592 | Central HP <5.4 tons | CARRIER | HRCU-A-CB (Split System: Heat Pump with Remote Outdoor Unit-Air-Source) | 38MURAQ24AB3* | ADP |  | V36H***P219+CBPE3A* |  | 24000 | 18 | 8.9 | 25000 | 22600 | 90.4% | 1.9 | 0 | 10.5 |  |  |  | No | R-410A | 2 | Residential & Commercial | Ducted CEE Tier 1
213366575 | Central HP <5.4 tons | TOSOT | HRCU-A-CB (Split System: Heat Pump with Remote Outdoor Unit-Air-Source) | TU60-48WADU | ADP |  | HE49948+AEFE5* |  | 47500 | 16 | 9 | 46000 | 38500 | 83.7% | 1.8 | 0 | 11 |  |  |  | No | R-410A | 3.9583 | Residential & Commercial | Ducted CEE Tier 1
215682093 | Central HP <5.4 tons | CARRIER | HRCU-A-CB (Split System: Heat Pump with Remote Outdoor Unit-Air-Source) | 27VNA048A*030* |  |  | CVAVA4821XMA*+UI | 59TN6C080C21**20 | 47000 | 18.5 | 9 | 50000 | 36600 | 73.2% | 1.98 | 0 | 10 |  |  |  | No | R-454B | 3.9167 | Residential & Commercial | Ducted CEE Tier 1
215682343 | Central HP <5.4 tons | CARRIER | HRCU-A-CB (Split System: Heat Pump with Remote Outdoor Unit-Air-Source) | 27VNA048A*030* |  |  | CVAVA6021XMA*+UI | 59TN7A080C17**16 | 47500 | 18.5 | 9 | 50000 | 37200 | 74.4% | 1.98 | 0 | 10 |  |  |  | No | R-454B | 3.9583 | Residential & Commercial | Ducted CEE Tier 1
215682443 | Central HP <5.4 tons | CARRIER | HRCU-A-CB (Split System: Heat Pump with Remote Outdoor Unit-Air-Source) | 27VNA048A*030* |  |  | CVAVA6121XMA*+UI | 58CU*B040C17**12 | 48500 | 19 | 9 | 50000 | 36800 | 73.6% | 2.12 | 0 | 10 |  |  |  | No | R-454B | 4.0417 | Residential & Commercial | Ducted CEE Tier 1
215681563 | Central HP <5.4 tons | CARRIER | HRCU-A-CB (Split System: Heat Pump with Remote Outdoor Unit-Air-Source) | 27VNA048A*030* |  |  | CAA**6124AM*+UI | 59TN7A120C24**22 | 46000 | 18.5 | 9 | 47500 | 33600 | 70.74% | 2.06 | 0 | 10 |  |  |  | No | R-454B | 3.8333 | Residential & Commercial | Ducted CEE Tier 1
215682363 | Central HP <5.4 tons | CARRIER | HRCU-A-CB (Split System: Heat Pump with Remote Outdoor Unit-Air-Source) | 27VNA048A*030* |  |  | CVAVA6021XMA*+UI | 59TN7A100C21**22 | 48000 | 19 | 9 | 50000 | 36600 | 73.2% | 2 | 0 | 10.5 |  |  |  | No | R-454B | 4 | Residential & Commercial | Ducted CEE Tier 1
214312434 | Central HP <5.4 tons | FRIEDRICH | HRCU-A-C (Split System: Heat Pump with Remote Outdoor Unit with No Indoor Fan --Air Source) | WFPU18Z363C | ADP |  | H,RG9J936+TD |  | 29200 | 15.2 | 9.4 | 28400 | 23800 | 83.8% | 2.08 | 0 | 11 |  |  |  | No | R-410A | 2.4333 | Residential & Commercial | Ducted CEE Tier 1
215682063 | Central HP <5.4 tons | CARRIER | HRCU-A-CB (Split System: Heat Pump with Remote Outdoor Unit-Air-Source) | 27VNA048A*030* |  |  | CVAMA6124XMA*+UI | 59TN7A080C21**20 | 48500 | 19 | 9.5 | 50000 | 36800 | 73.6% | 2.1 | 0 | 10.5 |  |  |  | No | R-454B | 4.0417 | Residential & Commercial | Ducted CEE Tier 1
215675513 | Central HP <5.4 tons | CARRIER | HRCU-A-CB (Split System: Heat Pump with Remote Outdoor Unit-Air-Source) | 27VNA048A*030* |  |  | CVAMA4921XMA*+UI | 58CU*A100C21**20 | 48000 | 18.5 | 9 | 50000 | 36800 | 73.6% | 2 | 0 | 10 |  |  |  | No | R-454B | 4 | Residential & Commercial | Ducted CEE Tier 1
215681883 | Central HP <5.4 tons | CARRIER | HRCU-A-CB (Split System: Heat Pump with Remote Outdoor Unit-Air-Source) | 27VNA048A*030* |  |  | CVAMA4921XMA*+UI | 59TN7A100C21**22 | 48000 | 19 | 9 | 50000 | 36800 | 73.6% | 2 | 0 | 10.5 |  |  |  | No | R-454B | 4 | Residential & Commercial | Ducted CEE Tier 1
215682233 | Central HP <5.4 tons | CARRIER | HRCU-A-CB (Split System: Heat Pump with Remote Outdoor Unit-Air-Source) | 27VNA048A*030* |  |  | CVAVA4924XMA*+UI | 59TN6C080C21**20 | 48000 | 19 | 9 | 50000 | 36600 | 73.2% | 2 | 0 | 10 |  |  |  | No | R-454B | 4 | Residential & Commercial | Ducted CEE Tier 1
215676213 | Central HP <5.4 tons | CARRIER | HRCU-A-CB (Split System: Heat Pump with Remote Outdoor Unit-Air-Source) | 27VNA048A*030* |  |  | CVAVA4824XMA*+UI | 58TN*B110C21**20 | 47000 | 19 | 9 | 50000 | 36200 | 72.4% | 2 | 0 | 10 |  |  |  | No | R-454B | 3.9167 | Residential & Commercial | Ducted CEE Tier 1
215676313 | Central HP <5.4 tons | CARRIER | HRCU-A-CB (Split System: Heat Pump with Remote Outdoor Unit-Air-Source) | 27VNA048A*030* |  |  | CVAVA4924XMA*+UI | 58TN*B110C21**20 | 48000 | 19 | 9 | 50000 | 36400 | 72.8% | 2 | 0 | 10.5 |  |  |  | No | R-454B | 4 | Residential & Commercial | Ducted CEE Tier 1
215676663 | Central HP <5.4 tons | CARRIER | HRCU-A-CB (Split System: Heat Pump with Remote Outdoor Unit-Air-Source) | 27VNA048A*030* |  |  | CVAVA6024XMA*+UI | 59MN7C120C24**22 | 48000 | 19 | 9 | 50000 | 36600 | 73.2% | 2 | 0 | 10 |  |  |  | No | R-454B | 4 | Residential & Commercial | Ducted CEE Tier 1
215681813 | Central HP <5.4 tons | CARRIER | HRCU-A-CB (Split System: Heat Pump with Remote Outdoor Unit-Air-Source) | 27VNA048A*030* |  |  | CVAMA4921XMA*+UI | 59TN6C080C21**20 | 48000 | 19 | 9 | 50000 | 36800 | 73.6% | 2 | 0 | 10 |  |  |  | No | R-454B | 4 | Residential & Commercial | Ducted CEE Tier 1
214238914 | Central HP <5.4 tons | BRYANT HEATING AND COOLING SYSTEMS | HRCU-A-CB (Split System: Heat Pump with Remote Outdoor Unit-Air-Source) | 288BNV037*0**B* |  |  | CNPV*3621AL*+UI | 987MC66100C21*** | 31400 | 16.5 | 8.1 | 33000 | 24000 | 72.73% | 1.82 | 0 | 11 |  |  |  | No | R-410A | 2.6167 | Residential & Commercial | Ducted CEE Tier 1
214239034 | Central HP <5.4 tons | BRYANT HEATING AND COOLING SYSTEMS | HRCU-A-CB (Split System: Heat Pump with Remote Outdoor Unit-Air-Source) | 288BNV037*0**B* |  |  | CNPV*4217AL*+UI | 986TD42080C17*** | 32000 | 16.5 | 8.1 | 33000 | 24800 | 75.15% | 1.9 | 0 | 11 |  |  |  | No | R-410A | 2.6667 | Residential & Commercial | Ducted CEE Tier 1
214239084 | Central HP <5.4 tons | BRYANT HEATING AND COOLING SYSTEMS | HRCU-A-CB (Split System: Heat Pump with Remote Outdoor Unit-Air-Source) | 288BNV037*0**B* |  |  | CNPV*4221AL*+UI | 88*TB60110C21*** | 31800 | 17 | 8.1 | 33000 | 24400 | 73.94% | 1.88 | 0 | 11 |  |  |  | No | R-410A | 2.65 | Residential & Commercial | Ducted CEE Tier 1
214239184 | Central HP <5.4 tons | BRYANT HEATING AND COOLING SYSTEMS | HRCU-A-CB (Split System: Heat Pump with Remote Outdoor Unit-Air-Source) | 288BNV037*0**B* |  |  | CNPV*4821AL*+UI | 88*TB48090C17*** | 32400 | 17 | 8.1 | 32800 | 24800 | 75.61% | 1.94 | 0 | 11.7 |  |  |  | No | R-410A | 2.7 | Residential & Commercial | Ducted CEE Tier 1
215679323 | Central HP <5.4 tons | CARRIER | HRCU-A-CB (Split System: Heat Pump with Remote Outdoor Unit-Air-Source) | 27VNA036A*030* |  |  | CAA**3721AM*+UI | 59TN7A080C21**20 | 34400 | 18 | 9 | 35400 | 25200 | 71.19% | 1.88 | 0 | 10 |  |  |  | No | R-454B | 2.8667 | Residential & Commercial | Ducted CEE Tier 1
215679673 | Central HP <5.4 tons | CARRIER | HRCU-A-CB (Split System: Heat Pump with Remote Outdoor Unit-Air-Source) | 27VNA036A*030* |  |  | CAA**6124AM*+UI | 59TN7A080C21**20 | 34800 | 18 | 9 | 34400 | 24800 | 72.09% | 1.92 | 0 | 10.5 |  |  |  | No | R-454B | 2.9 | Residential & Commercial | Ducted CEE Tier 1
215670624 | Central HP <5.4 tons | KENMORE | HRCU-A-CB (Split System: Heat Pump with Remote Outdoor Unit-Air-Source) | (C,H,T)5H0V36*K*AAA* |  |  | FCMA5B60L0D*+WALLCON |  | 35400 | 19.5 | 9.5 | 34000 | 24400 | 71.76% | 2.04 | 0 | 11.5 |  |  |  | No | R-454B | 2.95 | Residential & Commercial | Ducted CEE Tier 1
213298059 | Central HP <5.4 tons | LUXAIRE | HRCU-A-CB (Split System: Heat Pump with Remote Outdoor Unit-Air-Source) | HMH72B341 |  |  | XAFB36DXXN1+TXV | Z8ES040A12SMPS1 | 34000 | 18 | 8.5 | 33400 | 24200 | 72.46% | 2.1 | 0 | 10 |  |  |  | No | R-410A | 2.8333 | Residential & Commercial | Ducted CEE Tier 1
213296989 | Central HP <5.4 tons | LUXAIRE | HRCU-A-CB (Split System: Heat Pump with Remote Outdoor Unit-Air-Source) | HMH72B341 |  |  | XAUB36DXXN1+TXV | Z8ES080B12SMPS1 | 34000 | 18 | 8.1 | 33400 | 24000 | 71.86% | 2.08 | 0 | 10 |  |  |  | No | R-410A | 2.8333 | Residential & Commercial | Ducted CEE Tier 1
214421521 | Central HP <5.4 tons | COLEMAN | HRCU-A-CB (Split System: Heat Pump with Remote Outdoor Unit-Air-Source) | HH836E2S11 |  |  | CTM48C5CFS1+JMET12CS2N1 |  | 33800 | 19 | 9 | 31600 | 25200 | 79.75% | 2 | 0 | 11.7 |  |  |  | No | R-454B | 2.8167 | Residential & Commercial | Ducted CEE Tier 1
212479823 | Central HP <5.4 tons | CARRIER | HRCU-A-CB (Split System: Heat Pump with Remote Outdoor Unit-Air-Source) | 38MURAQ18AB3* | ADP |  | A24VBA+TXV | 59SC5B040E14**10 | 17700 | 15.2 | 8.5 | 17100 | 18400 | 107.6% | 2.26 | 0 | 10.5 |  |  |  | No | R-410A | 1.475 | Residential & Commercial | Ducted CEE Tier 1
212479841 | Central HP <5.4 tons | CARRIER | HRCU-A-CB (Split System: Heat Pump with Remote Outdoor Unit-Air-Source) | 38MURAQ18AB3* | ADP |  | A24VBA+TXV | 59TP6B040V14**10 | 17300 | 16 | 8.5 | 16700 | 18800 | 112.6% | 2.3 | 0 | 10.5 |  |  |  | No | R-410A | 1.4417 | Residential & Commercial | Ducted CEE Tier 1
213352690 | Central HP <5.4 tons | CARRIER | HRCU-A-CB (Split System: Heat Pump with Remote Outdoor Unit-Air-Source) | 38MURAQ18AB3* | ADP |  | C36A***L139 | 59TP6C040V14**10 | 17100 | 16 | 8.5 | 16600 | 19000 | 114.5% | 2.34 | 0 | 10 |  |  |  | No | R-410A | 1.425 | Residential & Commercial | Ducted CEE Tier 1
212980695 | Central HP <5.4 tons | KEEPRITE | HRCU-A-CB (Split System: Heat Pump with Remote Outdoor Unit-Air-Source) | DLCURAH36ABK |  |  | EA*4X48L24A* | *80MS(N,L)0902420A* | 36000 | 16.5 | 8.5 | 37800 | 34600 | 91.53% | 2.04 | 0 | 10 |  |  |  | No | R-410A | 3 | Residential & Commercial | Ducted CEE Tier 1
213297739 | Central HP <5.4 tons | LUXAIRE | HRCU-A-CB (Split System: Heat Pump with Remote Outdoor Unit-Air-Source) | HMH72B341 |  |  | XAHC36DBCN1 | Z8ET100C16LMPS1 | 34000 | 18 | 8.5 | 32800 | 23000 | 70.12% | 2.06 | 0 | 10.5 |  |  |  | No | R-410A | 2.8333 | Residential & Commercial | Ducted CEE Tier 1
212361452 | Central HP <5.4 tons | BOSCH | HRCU-A-CB (Split System: Heat Pump with Remote Outdoor Unit-Air-Source) | BOVA-36HDN1-M20G | ADP |  | HE33936 | BGH96M080B3B | 23400 | 18 | 8.95 | 22400 | 17000 | 75.89% | 1.9 | 0 | 11.7 |  |  |  | No | R-410A | 1.95 | Residential & Commercial | Ducted CEE Tier 1
212361559 | Central HP <5.4 tons | BOSCH | HRCU-A-CB (Split System: Heat Pump with Remote Outdoor Unit-Air-Source) | BOVA-36HDN1-M20G | ADP |  | HE32(1,2)36+TXV | BGH96M060B3A | 23000 | 18 | 8.8 | 22400 | 17000 | 75.89% | 1.86 | 0 | 11.5 |  |  |  | No | R-410A | 1.9167 | Residential & Commercial | Ducted CEE Tier 1
212050566 | Central HP <5.4 tons | BOSCH | HRCU-A-CB (Split System: Heat Pump with Remote Outdoor Unit-Air-Source) | BOVA-36HDN1-M20G | ADP |  | F,PE*E32930 |  | 23200 | 20 | 9.3 | 22400 | 17200 | 76.79% | 1.96 | 0 | 12.5 |  |  |  | No | R-410A | 1.9333 | Residential & Commercial | Ducted CEE Tier 1
215670474 | Central HP <5.4 tons | KENMORE | HRCU-A-CB (Split System: Heat Pump with Remote Outdoor Unit-Air-Source) | (C,H,T)5H0V36*K*AAA* |  |  | ESH5X60M12A*+WALLCON | *80CTL1352422B* | 34600 | 17 | 8.5 | 34600 | 24800 | 71.68% | 1.92 | 0 | 10 |  |  |  | No | R-454B | 2.8833 | Residential & Commercial | Ducted CEE Tier 1
212981540 | Central HP <5.4 tons | KEEPRITE | HRCU-A-CB (Split System: Heat Pump with Remote Outdoor Unit-Air-Source) | DLCURAH36ABK |  |  | EA*4X48L21A* | *80MSU1002120A* | 35600 | 16 | 8.5 | 38000 | 34600 | 91.05% | 2.04 | 0 | 10 |  |  |  | No | R-410A | 2.9667 | Residential & Commercial | Ducted CEE Tier 1
211389567 | Central HP <5.4 tons | FRASER-JOHNSTON | HRCU-A-CB (Split System: Heat Pump with Remote Outdoor Unit-Air-Source) | HMH72B341 |  |  | XAFC36DBCN1 | TM8Y080C16MP11 | 34000 | 18.5 | 8.5 | 34000 | 24000 | 70.59% | 2.1 | 0 | 10 |  |  |  | No | R-410A | 2.8333 | Residential & Commercial | Ducted CEE Tier 1
213298064 | Central HP <5.4 tons | LUXAIRE | HRCU-A-CB (Split System: Heat Pump with Remote Outdoor Unit-Air-Source) | HMH72B341 |  |  | XAFB36DXXN1+TXV | Z8ES040A12LMPS1 | 34000 | 18 | 8.5 | 33400 | 24200 | 72.46% | 2.1 | 0 | 10 |  |  |  | No | R-410A | 2.8333 | Residential & Commercial | Ducted CEE Tier 1
212441625 | Central HP <5.4 tons | CHAMPION HEATING AND COOLING | HRCU-A-CB (Split System: Heat Pump with Remote Outdoor Unit-Air-Source) | HMH72B341 | ADP |  | H,YE8J936 | TM8E120C16MP11 | 33200 | 18 | 8.5 | 32400 | 22800 | 70.37% | 2.06 | 0 | 10 |  |  |  | No | R-410A | 2.7667 | Residential & Commercial | Ducted CEE Tier 1
214396220 | Central HP <5.4 tons | COLEMAN | HRCU-A-CB (Split System: Heat Pump with Remote Outdoor Unit-Air-Source) | HH824E2S11 |  |  | CTF36B5ADS1 | TM8V080B12MP12 | 23000 | 18 | 9 | 23000 | 18500 | 80.43% | 2 | 0 | 12 |  |  |  | No | R-454B | 1.9167 | Residential & Commercial | Ducted CEE Tier 1
214396237 | Central HP <5.4 tons | COLEMAN | HRCU-A-CB (Split System: Heat Pump with Remote Outdoor Unit-Air-Source) | HH824E2S11 |  |  | CTF36B5ADS1 | TM8E100B12MP11 | 23000 | 18 | 9.5 | 23000 | 18900 | 82.17% | 2 | 0 | 12 |  |  |  | No | R-454B | 1.9167 | Residential & Commercial | Ducted CEE Tier 1
214396658 | Central HP <5.4 tons | COLEMAN | HRCU-A-CB (Split System: Heat Pump with Remote Outdoor Unit-Air-Source) | HH824E2S11 |  |  | JHC36B5AD2SS1 |  | 23000 | 19 | 9.5 | 23000 | 18700 | 81.3% | 2 | 0 | 12 |  |  |  | No | R-454B | 1.9167 | Residential & Commercial | Ducted CEE Tier 1
214395404 | Central HP <5.4 tons | COLEMAN | HRCU-A-CB (Split System: Heat Pump with Remote Outdoor Unit-Air-Source) | HH824E2S11 |  |  | JHC24B5AC2SS1 |  | 24000 | 19 | 9.5 | 24000 | 17000 | 70.83% | 2.1 | 0 | 12 |  |  |  | No | R-454B | 2 | Residential & Commercial | Ducted CEE Tier 1
214396248 | Central HP <5.4 tons | LUXAIRE | HRCU-A-CB (Split System: Heat Pump with Remote Outdoor Unit-Air-Source) | HH824E2S11 |  |  | CTF36B5ADS1 | TM9Y080B12MP11 | 23000 | 18 | 9.5 | 23000 | 18600 | 80.87% | 2 | 0 | 12 |  |  |  | No | R-454B | 1.9167 | Residential & Commercial | Ducted CEE Tier 1
212396554 | Central HP <5.4 tons | TRANE | HRCU-A-CB (Split System: Heat Pump with Remote Outdoor Unit-Air-Source) | 4TXD2036A10NU** | ADP |  | F,PE*G34925 |  | 23600 | 17 | 9 | 22400 | 21200 | 94.64% | 1.8 | 0 | 11.5 |  |  |  | No | R-410A | 1.9667 | Residential & Commercial | Ducted CEE Tier 1
207454841 | Central HP <5.4 tons | LENNOX | HRCU-A-CB (Split System: Heat Pump with Remote Outdoor Unit-Air-Source) | SL25XPV-024-230A** | ADP |  | LH35/36F9 | SL280UH090XV48B* | 22400 | 22 | 9.3 | 20000 | 20000 | 100% | 1.84 | 14 | 14.5 |  |  |  | No | R-410A | 1.8667 | Residential & Commercial | Ducted CEE Tier 1
207454906 | Central HP <5.4 tons | LENNOX | HRCU-A-CB (Split System: Heat Pump with Remote Outdoor Unit-Air-Source) | SL25XPV-024-230A** | ADP |  | L*19/36S9 | SL297UH060NV36B* | 22000 | 21 | 9.75 | 20000 | 20000 | 100% | 1.8 | 14 | 14 |  |  |  | No | R-410A | 1.8333 | Residential & Commercial | Ducted CEE Tier 1
207454958 | Central HP <5.4 tons | LENNOX | HRCU-A-CB (Split System: Heat Pump with Remote Outdoor Unit-Air-Source) | SL25XPV-024-230A** | ADP |  | L*19/36S9 | SLP99UH070XV36B* | 22000 | 22 | 9.85 | 20000 | 20000 | 100% | 1.82 | 14 | 14 |  |  |  | No | R-410A | 1.8333 | Residential & Commercial | Ducted CEE Tier 1
213362786 | Central HP <5.4 tons | COLEMAN | HRCU-A-CB (Split System: Heat Pump with Remote Outdoor Unit-Air-Source) | HMH72B341 | ADP |  | H,YG9J936 | Z8ES040A12LMPS1 | 34000 | 18 | 8.5 | 31800 | 23800 | 74.84% | 2.1 | 0 | 10 |  |  |  | No | R-410A | 2.8333 | Residential & Commercial | Ducted CEE Tier 1
213297414 | Central HP <5.4 tons | LUXAIRE | HRCU-A-CB (Split System: Heat Pump with Remote Outdoor Unit-Air-Source) | HMH72B341 |  |  | XAFB36DXXN1+JMVT12BC2N1+TXV |  | 34000 | 18.5 | 8.5 | 33600 | 23600 | 70.24% | 2.1 | 0 | 10 |  |  |  | No | R-410A | 2.8333 | Residential & Commercial | Ducted CEE Tier 1
213297634 | Central HP <5.4 tons | LUXAIRE | HRCU-A-CB (Split System: Heat Pump with Remote Outdoor Unit-Air-Source) | HMH72B341 |  |  | XAHB36DXXN1+TXV | Z8ES080B12LMPS1 | 33200 | 17.5 | 8.1 | 32800 | 23000 | 70.12% | 2 | 0 | 10 |  |  |  | No | R-410A | 2.7667 | Residential & Commercial | Ducted CEE Tier 1
213297814 | Central HP <5.4 tons | LUXAIRE | HRCU-A-CB (Split System: Heat Pump with Remote Outdoor Unit-Air-Source) | HMH72B341 |  |  | XAHC30CXXN1+TXV | Z8ES080B12LMPS1 | 31800 | 17 | 8.1 | 32200 | 22600 | 70.19% | 2 | 0 | 10 |  |  |  | No | R-410A | 2.65 | Residential & Commercial | Ducted CEE Tier 1
214441913 | Central HP <5.4 tons | BRYANT HEATING AND COOLING SYSTEMS | HRCU-A-CB (Split System: Heat Pump with Remote Outdoor Unit-Air-Source) | 284ANV048*0**B* | ADP |  | V,C48H175P389 | 88*TB48070C17*** | 44000 | 21 | 9.5 | 44500 | 36400 | 81.8% | 2.32 | 0 | 10.5 |  |  |  | No | R-410A | 3.6667 | Residential & Commercial | Ducted CEE Tier 1
214441916 | Central HP <5.4 tons | BRYANT HEATING AND COOLING SYSTEMS | HRCU-A-CB (Split System: Heat Pump with Remote Outdoor Unit-Air-Source) | 284ANV048*0**B* | ADP |  | V,C60H210P179 | 88*TB60090C21*** | 44500 | 21 | 9.5 | 44000 | 35600 | 80.91% | 2.28 | 0 | 12.5 |  |  |  | No | R-410A | 3.7083 | Residential & Commercial | Ducted CEE Tier 1
214624911 | Central HP <5.4 tons | CARRIER | HRCU-A-CB (Split System: Heat Pump with Remote Outdoor Unit-Air-Source) | 38MURAQ36AB3* | ADP |  | PL36H210P749 | 58SU*B060M17**16 | 35200 | 16 | 8.1 | 36800 | 34600 | 94.02% | 1.86 | 0 | 10 |  |  |  | No | R-410A | 2.9333 | Residential & Commercial | Ducted CEE Tier 1
215942651 | Central HP <5.4 tons | BRYANT HEATING AND COOLING SYSTEMS | HRCU-A-CB (Split System: Heat Pump with Remote Outdoor Unit-Air-Source) | 293VAN036**AA* |  |  | CVAVA6124XMA*+UI | 986TD60080C21*** | 36000 | 22 | 8.5 | 37400 | 28200 | 75.4% | 2.04 | 0 | 12.5 |  |  |  | No | R-454B | 3 | Residential & Commercial | Ducted CEE Tier 1
213739623 | Central HP <5.4 tons | DAY & NIGHT | HRCU-A-CB (Split System: Heat Pump with Remote Outdoor Unit-Air-Source) | DLCURAH18ABK | ADP |  | PL36H175P789 | *96VSN0601412B* | 17500 | 16 | 8.1 | 16400 | 18300 | 111.6% | 2.24 | 0 | 11 |  |  |  | No | R-410A | 1.4583 | Residential & Commercial | Ducted CEE Tier 1
213739638 | Central HP <5.4 tons | DAY & NIGHT | HRCU-A-CB (Split System: Heat Pump with Remote Outdoor Unit-Air-Source) | DLCURAH18ABK | ADP |  | FG32936 | *96VTN0401712B* | 16900 | 16 | 8.5 | 16600 | 19000 | 114.5% | 2.34 | 0 | 10 |  |  |  | No | R-410A | 1.4083 | Residential & Commercial | Ducted CEE Tier 1
212981828 | Central HP <5.4 tons | KEEPRITE | HRCU-A-CB (Split System: Heat Pump with Remote Outdoor Unit-Air-Source) | DLCURAH18ABK |  |  | EA*4X19L17A* | *80MSU1002120A* | 17800 | 16 | 8.1 | 17900 | 17900 | 100% | 2.14 | 0 | 10.5 |  |  |  | No | R-410A | 1.4833 | Residential & Commercial | Ducted CEE Tier 1
213297169 | Central HP <5.4 tons | LUXAIRE | HRCU-A-CB (Split System: Heat Pump with Remote Outdoor Unit-Air-Source) | HMH72B341 |  |  | XAFC30CXXN1+TXV | Z8ES080C16SMPS1 | 33600 | 18 | 8.5 | 33000 | 23200 | 70.3% | 2.08 | 0 | 10 |  |  |  | No | R-410A | 2.8 | Residential & Commercial | Ducted CEE Tier 1
212441670 | Central HP <5.4 tons | CHAMPION HEATING AND COOLING | HRCU-A-CB (Split System: Heat Pump with Remote Outdoor Unit-Air-Source) | HMH72B341 | ADP |  | H,YE8J936 | TM9Y100C16MP11 | 32800 | 18 | 8.5 | 32400 | 23000 | 70.99% | 2.04 | 0 | 10 |  |  |  | No | R-410A | 2.7333 | Residential & Commercial | Ducted CEE Tier 1
213298109 | Central HP <5.4 tons | LUXAIRE | HRCU-A-CB (Split System: Heat Pump with Remote Outdoor Unit-Air-Source) | HMH72B341 |  |  | XAUB36DXXN1+JMET12BS2N1+TXV |  | 34000 | 18.5 | 8.5 | 33800 | 23800 | 70.41% | 2.12 | 0 | 10.5 |  |  |  | No | R-410A | 2.8333 | Residential & Commercial | Ducted CEE Tier 1
214396725 | Central HP <5.4 tons | COLEMAN | HRCU-A-CB (Split System: Heat Pump with Remote Outdoor Unit-Air-Source) | HH860E2S11 |  |  | CTM60D5CHS1 | TM9E120D20MP12 | 53500 | 19 | 8.5 | 54500 | 39500 | 72.48% | 2 | 0 | 11 |  |  |  | No | R-454B | 4.4583 | Residential & Commercial | Ducted CEE Tier 1
214569316 | Central HP <5.4 tons | CARRIER | HRCU-A-CB (Split System: Heat Pump with Remote Outdoor Unit-Air-Source) | 25VNA424A*031* |  |  | CAP**3621AL*+UI | 58TN*B070C21**20 | 23400 | 20.5 | 10.5 | 26600 | 19800 | 74.44% | 2.44 | 0 | 13 |  |  |  | No | R-410A | 1.95 | Residential & Commercial | Ducted CEE Tier 1
214569368 | Central HP <5.4 tons | CARRIER | HRCU-A-CB (Split System: Heat Pump with Remote Outdoor Unit-Air-Source) | 25VNA424A*031* |  |  | CSPH*3612AL*+UI | 59CU5B100C21**22 | 23800 | 19.5 | 10.5 | 26600 | 19700 | 74.06% | 2.5 | 0 | 13 |  |  |  | No | R-410A | 1.9833 | Residential & Commercial | Ducted CEE Tier 1
214569386 | Central HP <5.4 tons | CARRIER | HRCU-A-CB (Split System: Heat Pump with Remote Outdoor Unit-Air-Source) | 25VNA424A*031* |  |  | CNPV*3621AL*+UI | 59MN7C060C21**20 | 23200 | 19.5 | 10 | 26800 | 20000 | 74.63% | 2.38 | 0 | 13 |  |  |  | No | R-410A | 1.9333 | Residential & Commercial | Ducted CEE Tier 1
215430644 | Central HP <5.4 tons | LUXAIRE | HRCU-A-CB (Split System: Heat Pump with Remote Outdoor Unit-Air-Source) | HH860E2S11 | ADP |  | H,YG48(1,2)60+TXV | LP9C100C20MP13 | 44000 | 18 | 8.5 | 42500 | 33200 | 78.12% | 2 | 0 | 11.7 |  |  |  | No | R-454B | 3.6667 | Residential & Commercial | Ducted CEE Tier 1
214809167 | Central HP <5.4 tons | COLEMAN | HRCU-A-CB (Split System: Heat Pump with Remote Outdoor Unit-Air-Source) | HH860E2S11 |  |  | CTU60C5XGS1+TXV | TM8Y120C20MP11 | 44500 | 18 | 9 | 45000 | 33800 | 75.11% | 2 | 0 | 11.7 |  |  |  | No | R-454B | 3.7083 | Residential & Commercial | Ducted CEE Tier 1
214626910 | Central HP <5.4 tons | CARRIER | HRCU-A-CB (Split System: Heat Pump with Remote Outdoor Unit-Air-Source) | 25VNA424A*031* | ADP |  | PL36H175P159 | 59CU5A060C17**16 | 23400 | 20 | 10.5 | 25000 | 19500 | 78% | 2.44 | 0 | 13 |  |  |  | No | R-410A | 1.95 | Residential & Commercial | Ducted CEE Tier 1
215679283 | Central HP <5.4 tons | CARRIER | HRCU-A-CB (Split System: Heat Pump with Remote Outdoor Unit-Air-Source) | 27VNA036A*030* |  |  | CAA**3721AM*+UI | 58CU*B040C17**12 | 34600 | 17.5 | 9 | 35200 | 25000 | 71.02% | 1.9 | 0 | 10 |  |  |  | No | R-454B | 2.8833 | Residential & Commercial | Ducted CEE Tier 1
212979889 | Central HP <5.4 tons | KEEPRITE | HRCU-A-CB (Split System: Heat Pump with Remote Outdoor Unit-Air-Source) | DLCURAH24ABK |  |  | EA*4X37L21A* | *80MS(N,L)0901714A* | 24200 | 17.5 | 8.5 | 25200 | 21800 | 86.51% | 1.82 | 0 | 10 |  |  |  | No | R-410A | 2.0167 | Residential & Commercial | Ducted CEE Tier 1
212982332 | Central HP <5.4 tons | KEEPRITE | HRCU-A-CB (Split System: Heat Pump with Remote Outdoor Unit-Air-Source) | DLCURAH24ABK |  |  | EN(A,D)4X24L17** | *80MSU0401712A* | 23200 | 16 | 8.5 | 26200 | 24800 | 94.66% | 2.06 | 0 | 10 |  |  |  | No | R-410A | 1.9333 | Residential & Commercial | Ducted CEE Tier 1
213160936 | Central HP <5.4 tons | DAY & NIGHT | HRCU-A-CB (Split System: Heat Pump with Remote Outdoor Unit-Air-Source) | DLCURAH24ABK | ADP |  | V,G36H***P449+AEFE3A* |  | 24200 | 18 | 9 | 25000 | 22600 | 90.4% | 1.92 | 0 | 10.5 |  |  |  | No | R-410A | 2.0167 | Residential & Commercial | Ducted CEE Tier 1
214606491 | Central HP <5.4 tons | LUXAIRE | HRCU-A-C (Split System: Heat Pump with Remote Outdoor Unit with No Indoor Fan --Air Source) | HH836E2S11 |  |  | CTM36C5CDS1 |  | 33400 | 15.2 | 8.5 | 31800 | 23200 | 72.96% | 2 | 0 | 10 |  |  |  | No | R-454B | 2.7833 | Residential & Commercial | Ducted CEE Tier 1
214606508 | Central HP <5.4 tons | LUXAIRE | HRCU-A-C (Split System: Heat Pump with Remote Outdoor Unit with No Indoor Fan --Air Source) | HH836E2S11 |  |  | CTF36B5CDS1 |  | 33600 | 15.2 | 8.5 | 32000 | 23200 | 72.5% | 2 | 0 | 10 |  |  |  | No | R-454B | 2.8 | Residential & Commercial | Ducted CEE Tier 1
215675384 | Central HP <5.4 tons | BRYANT HEATING AND COOLING SYSTEMS | HRCU-A-CB (Split System: Heat Pump with Remote Outdoor Unit-Air-Source) | 290VAN048**AA* |  |  | CVAMA4821XMA*+UI | 88*TB60090C21*** | 47000 | 18.5 | 9 | 50000 | 36400 | 72.8% | 2 | 0 | 10 |  |  |  | No | R-454B | 3.9167 | Residential & Commercial | Ducted CEE Tier 1
211392652 | Central HP <5.4 tons | FRASER-JOHNSTON | HRCU-A-CB (Split System: Heat Pump with Remote Outdoor Unit-Air-Source) | HMH72B341 |  |  | XAUB36DXXN1+TXV | TM8E060A12MP11 | 34000 | 18 | 8.1 | 33800 | 23800 | 70.41% | 2.06 | 0 | 10 |  |  |  | No | R-410A | 2.8333 | Residential & Commercial | Ducted CEE Tier 1
211392929 | Central HP <5.4 tons | FRASER-JOHNSTON | HRCU-A-CB (Split System: Heat Pump with Remote Outdoor Unit-Air-Source) | HMH72B341 |  |  | XAFB30CXXN1+TXV | TMLE040A12MP11 | 32800 | 18 | 8.1 | 33400 | 23400 | 70.06% | 2.04 | 0 | 10 |  |  |  | No | R-410A | 2.7333 | Residential & Commercial | Ducted CEE Tier 1
211393372 | Central HP <5.4 tons | FRASER-JOHNSTON | HRCU-A-CB (Split System: Heat Pump with Remote Outdoor Unit-Air-Source) | HMH72B341 |  |  | XAFC36DBCN1 | TL8E100C20UH11 | 34000 | 17.5 | 8.5 | 34000 | 24000 | 70.59% | 2.12 | 0 | 10 |  |  |  | No | R-410A | 2.8333 | Residential & Commercial | Ducted CEE Tier 1
216498595 | Central HP <5.4 tons | BOSCH | HRCU-A-CB (Split System: Heat Pump with Remote Outdoor Unit-Air-Source) | BOVD-36HDN1-M20G | ADP |  | PL36H175P459 | BGH96M060B3B | 24000 | 18 | 9 | 22400 | 17000 | 75.89% | 1.9 | 0 | 12 |  |  |  | No | R-410A | 2 | Residential & Commercial | Ducted CEE Tier 1
214573389 | Central HP <5.4 tons | BRYANT HEATING AND COOLING SYSTEMS | HRCU-A-CB (Split System: Heat Pump with Remote Outdoor Unit-Air-Source) | 288BNV037*0**A* |  |  | CNPV*4221AL*+UI | 935CB66100C21*** | 31800 | 17 | 8.1 | 33000 | 24400 | 73.94% | 1.9 | 0 | 11.5 |  |  |  | No | R-410A | 2.65 | Residential & Commercial | Ducted CEE Tier 1
214312422 | Central HP <5.4 tons | FRIEDRICH | HRCU-A-C (Split System: Heat Pump with Remote Outdoor Unit with No Indoor Fan --Air Source) | WFPU18Z483C | ADP |  | H,RG50960+TD |  | 41500 | 15.5 | 8.55 | 40000 | 34200 | 85.5% | 1.94 | 0 | 11.3 |  |  |  | No | R-410A | 3.4583 | Residential & Commercial | Ducted CEE Tier 1
213298079 | Central HP <5.4 tons | LUXAIRE | HRCU-A-CB (Split System: Heat Pump with Remote Outdoor Unit-Air-Source) | HMH72B341 |  |  | XAFB36DBCN1 | Z8ES040A12LMPS1 | 34000 | 18 | 8.5 | 33400 | 24200 | 72.46% | 2.1 | 0 | 10 |  |  |  | No | R-410A | 2.8333 | Residential & Commercial | Ducted CEE Tier 1
211390216 | Central HP <5.4 tons | FRASER-JOHNSTON | HRCU-A-CB (Split System: Heat Pump with Remote Outdoor Unit-Air-Source) | HMH72B341 |  |  | XAFC36DXXN1+TXV | TPLC100C16MP13 | 34000 | 17.5 | 8.5 | 33800 | 23800 | 70.41% | 2.08 | 0 | 10 |  |  |  | No | R-410A | 2.8333 | Residential & Commercial | Ducted CEE Tier 1
214720063 | Central HP <5.4 tons | COLEMAN | HRCU-A-CB (Split System: Heat Pump with Remote Outdoor Unit-Air-Source) | HH836E2S11 |  |  | CTU48C5XFS1+TXV | TMLV100C16MP12 | 33400 | 18 | 9 | 31600 | 25400 | 80.38% | 2 | 0 | 11 |  |  |  | No | R-454B | 2.7833 | Residential & Commercial | Ducted CEE Tier 1
212441655 | Central HP <5.4 tons | CHAMPION HEATING AND COOLING | HRCU-A-CB (Split System: Heat Pump with Remote Outdoor Unit-Air-Source) | HMH72B341 | ADP |  | H,YE8J936 | TM9V100C16MP12 | 33200 | 17 | 8.5 | 32400 | 22800 | 70.37% | 2.06 | 0 | 10 |  |  |  | No | R-410A | 2.7667 | Residential & Commercial | Ducted CEE Tier 1
214626926 | Central HP <5.4 tons | CARRIER | HRCU-A-CB (Split System: Heat Pump with Remote Outdoor Unit-Air-Source) | 25VNA424A*031* | ADP |  | C36A***L159 | 59CU5A060C17**16 | 23400 | 20 | 10.5 | 25000 | 19500 | 78% | 2.44 | 0 | 13 |  |  |  | No | R-410A | 1.95 | Residential & Commercial | Ducted CEE Tier 1
215224752 | Central HP <5.4 tons | CARRIER | HRCU-A-CB (Split System: Heat Pump with Remote Outdoor Unit-Air-Source) | 25VNA424A*031* | ADP |  | H,PG9J936 | 59MN7C060C17**14 | 23200 | 20 | 10.5 | 25000 | 19500 | 78% | 2.46 | 0 | 12.5 |  |  |  | No | R-410A | 1.9333 | Residential & Commercial | Ducted CEE Tier 1
214626811 | Central HP <5.4 tons | CARRIER | HRCU-A-CB (Split System: Heat Pump with Remote Outdoor Unit-Air-Source) | 25VNA424A*031* | ADP |  | C36A***L159 | 58CU*A040C17**12 | 23400 | 21 | 10.5 | 25000 | 19400 | 77.6% | 2.44 | 0 | 13.5 |  |  |  | No | R-410A | 1.95 | Residential & Commercial | Ducted CEE Tier 1
214626812 | Central HP <5.4 tons | CARRIER | HRCU-A-CB (Split System: Heat Pump with Remote Outdoor Unit-Air-Source) | 25VNA424A*031* | ADP |  | V,C36H175P139 | 58CU*A040C17**12 | 23400 | 21 | 10.5 | 25000 | 19300 | 77.2% | 2.48 | 0 | 13.5 |  |  |  | No | R-410A | 1.95 | Residential & Commercial | Ducted CEE Tier 1
214626863 | Central HP <5.4 tons | CARRIER | HRCU-A-CB (Split System: Heat Pump with Remote Outdoor Unit-Air-Source) | 25VNA424A*031* | ADP |  | PL36H210P749 | 58CU*A060C17**16 | 23400 | 20 | 10.5 | 25000 | 19300 | 77.2% | 2.46 | 0 | 13.5 |  |  |  | No | R-410A | 1.95 | Residential & Commercial | Ducted CEE Tier 1
214717458 | Central HP <5.4 tons | TEMPSTAR | HRCU-A-C (Split System: Heat Pump with Remote Outdoor Unit with No Indoor Fan --Air Source) | DLCURAH30ABK | ADP |  | H,GE8J(1,2)36+TXV+TD |  | 29800 | 15.2 | 9.5 | 31400 | 26600 | 84.71% | 1.82 | 0 | 10.5 |  |  |  | No | R-410A | 2.4833 | Residential & Commercial | Ducted CEE Tier 1
213796806 | Central HP <5.4 tons | CARRIER | HRCU-A-CB (Split System: Heat Pump with Remote Outdoor Unit-Air-Source) | 38MURAQ24AB3* | ADP |  | V,C36H***P429+CBPE3A* |  | 23600 | 16 | 8.7 | 24800 | 22600 | 91.13% | 1.86 | 0 | 10 |  |  |  | No | R-410A | 1.9667 | Residential & Commercial | Ducted CEE Tier 1
214440973 | Central HP <5.4 tons | CARRIER | HRCU-A-CB (Split System: Heat Pump with Remote Outdoor Unit-Air-Source) | 25VNA436A*031* | ADP |  | H,PG9J936 | 59TN6C060C17**14 | 32400 | 19 | 9 | 36400 | 28200 | 77.47% | 1.98 | 0 | 11.7 |  |  |  | No | R-410A | 2.7 | Residential & Commercial | Ducted CEE Tier 1
213297816 | Central HP <5.4 tons | CHAMPION HEATING AND COOLING | HRCU-A-CB (Split System: Heat Pump with Remote Outdoor Unit-Air-Source) | HMH72B341 |  |  | XAHC30CXXN1+TXV | Z8ES080B12LMPS1 | 31800 | 17 | 8.1 | 32200 | 22600 | 70.19% | 2 | 0 | 10 |  |  |  | No | R-410A | 2.65 | Residential & Commercial | Ducted CEE Tier 1
213297609 | Central HP <5.4 tons | LUXAIRE | HRCU-A-CB (Split System: Heat Pump with Remote Outdoor Unit-Air-Source) | HMH72B341 |  |  | XAHC36DXXN1+TXV | Z8ES080C16SMPS1 | 34000 | 17.5 | 8.5 | 33400 | 23600 | 70.66% | 2.08 | 0 | 10 |  |  |  | No | R-410A | 2.8333 | Residential & Commercial | Ducted CEE Tier 1
213356183 | Central HP <5.4 tons | COLEMAN | HRCU-A-CB (Split System: Heat Pump with Remote Outdoor Unit-Air-Source) | HMH72B341 | ADP |  | A36VDA+TXV+AEFE4B* |  | 34000 | 18 | 8.7 | 31600 | 22800 | 72.15% | 2.1 | 0 | 10.5 |  |  |  | No | R-410A | 2.8333 | Residential & Commercial | Ducted CEE Tier 1
213356185 | Central HP <5.4 tons | COLEMAN | HRCU-A-CB (Split System: Heat Pump with Remote Outdoor Unit-Air-Source) | HMH72B341 | ADP |  | H,YG81936+AEFE4B* |  | 34000 | 18 | 8.7 | 31600 | 22800 | 72.15% | 2.1 | 0 | 10.5 |  |  |  | No | R-410A | 2.8333 | Residential & Commercial | Ducted CEE Tier 1
215223198 | Central HP <5.4 tons | BRYANT HEATING AND COOLING SYSTEMS | HRCU-A-CB (Split System: Heat Pump with Remote Outdoor Unit-Air-Source) | 288BNV037*0**B* | ADP |  | H,PG35936 | 987MB66120C24*** | 31800 | 17 | 8.5 | 31000 | 24600 | 79.35% | 1.98 | 0 | 11.5 |  |  |  | No | R-410A | 2.65 | Residential & Commercial | Ducted CEE Tier 1
213739500 | Central HP <5.4 tons | DAY & NIGHT | HRCU-A-CB (Split System: Heat Pump with Remote Outdoor Unit-Air-Source) | DLCURAH18ABK | ADP |  | FG80936 | *80MS(N,L)0701412A* | 17600 | 16 | 8.5 | 16900 | 18700 | 110.7% | 2.3 | 0 | 11 |  |  |  | No | R-410A | 1.4667 | Residential & Commercial | Ducted CEE Tier 1
213739511 | Central HP <5.4 tons | DAY & NIGHT | HRCU-A-CB (Split System: Heat Pump with Remote Outdoor Unit-Air-Source) | DLCURAH18ABK | ADP |  | PL36H210P299 | *80MSU0401712A* | 18200 | 16 | 8.5 | 16400 | 17200 | 104.9% | 2.14 | 0 | 11 |  |  |  | No | R-410A | 1.5167 | Residential & Commercial | Ducted CEE Tier 1
212981864 | Central HP <5.4 tons | KEEPRITE | HRCU-A-CB (Split System: Heat Pump with Remote Outdoor Unit-Air-Source) | DLCURAH18ABK |  |  | EA*4X30L17A* | *80MSU1002120A* | 17500 | 16 | 8.5 | 18100 | 18700 | 103.3% | 2.24 | 0 | 10.5 |  |  |  | No | R-410A | 1.4583 | Residential & Commercial | Ducted CEE Tier 1
212983735 | Central HP <5.4 tons | KEEPRITE | HRCU-A-CB (Split System: Heat Pump with Remote Outdoor Unit-Air-Source) | DLCURAH18ABK |  |  | EN(A,D)4X30L17** | *92MSN0601412A* | 17400 | 16.5 | 8.1 | 18000 | 18700 | 103.9% | 2.24 | 0 | 11 |  |  |  | No | R-410A | 1.45 | Residential & Commercial | Ducted CEE Tier 1
212983634 | Central HP <5.4 tons | KEEPRITE | HRCU-A-CB (Split System: Heat Pump with Remote Outdoor Unit-Air-Source) | DLCURAH18ABK |  |  | EA*4X19L17A* | *92MSN0601412A* | 17700 | 16.5 | 8.1 | 17700 | 17900 | 101.1% | 2.16 | 0 | 10.5 |  |  |  | No | R-410A | 1.475 | Residential & Commercial | Ducted CEE Tier 1
212520265 | Central HP <5.4 tons | CARRIER | HRCU-A-CB (Split System: Heat Pump with Remote Outdoor Unit-Air-Source) | 38MURAQ24AB3* | ADP |  | H,PG32936 | 58SU*A080E21**20 | 24200 | 17 | 8.5 | 24600 | 21800 | 88.62% | 1.86 | 0 | 10 |  |  |  | No | R-410A | 2.0167 | Residential & Commercial | Ducted CEE Tier 1
213739527 | Central HP <5.4 tons | DAY & NIGHT | HRCU-A-CB (Split System: Heat Pump with Remote Outdoor Unit-Air-Source) | DLCURAH18ABK | ADP |  | FG80936 | *80VSL0451412B* | 17700 | 16 | 8.5 | 17100 | 18700 | 109.4% | 2.3 | 0 | 11 |  |  |  | No | R-410A | 1.475 | Residential & Commercial | Ducted CEE Tier 1
213739577 | Central HP <5.4 tons | DAY & NIGHT | HRCU-A-CB (Split System: Heat Pump with Remote Outdoor Unit-Air-Source) | DLCURAH18ABK | ADP |  | PL36H175P159 | *96MSN0401410A* | 17600 | 16 | 8.1 | 16600 | 18300 | 110.2% | 2.24 | 0 | 11 |  |  |  | No | R-410A | 1.4667 | Residential & Commercial | Ducted CEE Tier 1
214279021 | Central HP <5.4 tons | BOSCH | HRCU-A-CB (Split System: Heat Pump with Remote Outdoor Unit-Air-Source) | BOVD-36HDN1-M20G | ADP |  | F,PE*G34936 |  | 33400 | 18 | 9.3 | 32600 | 23600 | 72.39% | 1.88 | 0 | 11.7 |  |  |  | No | R-410A | 2.7833 | Residential & Commercial | Ducted CEE Tier 1
213769868 | Central HP <5.4 tons | BOSCH | HRCU-A-CB (Split System: Heat Pump with Remote Outdoor Unit-Air-Source) | BOVA-36HDN1-M20G | ADP |  | H,RG33936+AEFE3A* |  | 23400 | 19 | 9.45 | 22400 | 17200 | 76.79% | 1.98 | 0 | 12.5 |  |  |  | No | R-410A | 1.95 | Residential & Commercial | Ducted CEE Tier 1
215413740 | Central HP <5.4 tons | BOSCH | HRCU-A-CB (Split System: Heat Pump with Remote Outdoor Unit-Air-Source) | BOVD-36HDN1-M20G | ADP |  | A24VBA+TXV+AEFE3A* |  | 23200 | 19 | 9.35 | 22400 | 17200 | 76.79% | 1.98 | 0 | 12.5 |  |  |  | No | R-410A | 1.9333 | Residential & Commercial | Ducted CEE Tier 1
214441919 | Central HP <5.4 tons | BRYANT HEATING AND COOLING SYSTEMS | HRCU-A-CB (Split System: Heat Pump with Remote Outdoor Unit-Air-Source) | 284ANV048*0**B* | ADP |  | V,C60H210P179 | 88*TB60110C21*** | 44500 | 21 | 9.5 | 44000 | 35800 | 81.36% | 2.28 | 0 | 12.5 |  |  |  | No | R-410A | 3.7083 | Residential & Commercial | Ducted CEE Tier 1
212982092 | Central HP <5.4 tons | KEEPRITE | HRCU-A-CB (Split System: Heat Pump with Remote Outdoor Unit-Air-Source) | DLCURAH36ABK |  |  | EA*4X48L21A* | *80MSU0401712A* | 35600 | 16 | 8.5 | 37800 | 34600 | 91.53% | 2.04 | 0 | 10 |  |  |  | No | R-410A | 2.9667 | Residential & Commercial | Ducted CEE Tier 1
214719707 | Central HP <5.4 tons | COLEMAN | HRCU-A-CB (Split System: Heat Pump with Remote Outdoor Unit-Air-Source) | HH836E2S11 |  |  | CTU36B5XDS1+TXV | TM9V080B12MP12 | 33000 | 18 | 8.5 | 30800 | 25000 | 81.17% | 2 | 0 | 11 |  |  |  | No | R-454B | 2.75 | Residential & Commercial | Ducted CEE Tier 1
215424206 | Central HP <5.4 tons | LUXAIRE | HRCU-A-CB (Split System: Heat Pump with Remote Outdoor Unit-Air-Source) | HH836E2S11 | ADP |  | H,YE9J*36+TXV-BLEED | LP9C080C16MP13 | 33400 | 17 | 8.5 | 29800 | 25000 | 83.89% | 2 | 0 | 11 |  |  |  | No | R-454B | 2.7833 | Residential & Commercial | Ducted CEE Tier 1
213297849 | Central HP <5.4 tons | LUXAIRE | HRCU-A-CB (Split System: Heat Pump with Remote Outdoor Unit-Air-Source) | HMH72B341 |  |  | XAFC36DXXN1+JMET12CS2N1+TXV |  | 34000 | 18.5 | 8.5 | 34000 | 24200 | 71.18% | 2.14 | 0 | 10 |  |  |  | No | R-410A | 2.8333 | Residential & Commercial | Ducted CEE Tier 1
207455392 | Central HP <5.4 tons | LENNOX | HRCU-A-CB (Split System: Heat Pump with Remote Outdoor Unit-Air-Source) | SL25XPV-048-230A** | ADP |  | L*42/60Z9 | SL280UH090XV60C* | 45000 | 21 | 9.2 | 43500 | 36800 | 84.6% | 1.84 | 12.5 | 12.5 |  |  |  | No | R-410A | 3.75 | Residential & Commercial | Ducted CEE Tier 1
215821307 | Central HP <5.4 tons | BOSCH | HRCU-A-CB (Split System: Heat Pump with Remote Outdoor Unit-Air-Source) | BOVA-60RXB-M15S | ADP |  | FE*BB9*48+TXV |  | 43500 | 16 | 8.1 | 44500 | 33200 | 74.61% | 1.8 | 0 | 11 |  |  |  | No | R-454B | 3.625 | Residential & Commercial | Ducted CEE Tier 1
214627176 | Central HP <5.4 tons | CARRIER | HRCU-A-CB (Split System: Heat Pump with Remote Outdoor Unit-Air-Source) | 25VNA448A*031* | ADP |  | V,C60H210P299 | 59CU5A080C21**20 | 44000 | 21 | 8.5 | 44500 | 36000 | 80.9% | 2.18 | 0 | 12 |  |  |  | No | R-410A | 3.6667 | Residential & Commercial | Ducted CEE Tier 1
213739584 | Central HP <5.4 tons | DAY & NIGHT | HRCU-A-CB (Split System: Heat Pump with Remote Outdoor Unit-Air-Source) | DLCURAH18ABK | ADP |  | FG32936 | *96MSN0401712A* | 17200 | 15.2 | 8.5 | 17100 | 18800 | 109.9% | 2.3 | 0 | 10 |  |  |  | No | R-410A | 1.4333 | Residential & Commercial | Ducted CEE Tier 1
213739586 | Central HP <5.4 tons | DAY & NIGHT | HRCU-A-CB (Split System: Heat Pump with Remote Outdoor Unit-Air-Source) | DLCURAH18ABK | ADP |  | PL36H175P159 | *96MSN0401712A* | 17500 | 15.2 | 8.5 | 17100 | 18800 | 109.9% | 2.3 | 0 | 10.5 |  |  |  | No | R-410A | 1.4583 | Residential & Commercial | Ducted CEE Tier 1
213739609 | Central HP <5.4 tons | DAY & NIGHT | HRCU-A-CB (Split System: Heat Pump with Remote Outdoor Unit-Air-Source) | DLCURAH18ABK | ADP |  | PL36H175P069 | *96VSN0401712B* | 17400 | 16 | 8.5 | 16400 | 18400 | 112.2% | 2.24 | 0 | 10.5 |  |  |  | No | R-410A | 1.45 | Residential & Commercial | Ducted CEE Tier 1
213739625 | Central HP <5.4 tons | DAY & NIGHT | HRCU-A-CB (Split System: Heat Pump with Remote Outdoor Unit-Air-Source) | DLCURAH18ABK | ADP |  | V,G36H***P449 | *96VSN0601412B* | 17500 | 16 | 8.5 | 16900 | 18800 | 111.2% | 2.3 | 0 | 10.5 |  |  |  | No | R-410A | 1.4583 | Residential & Commercial | Ducted CEE Tier 1
213739634 | Central HP <5.4 tons | DAY & NIGHT | HRCU-A-CB (Split System: Heat Pump with Remote Outdoor Unit-Air-Source) | DLCURAH18ABK | ADP |  | V,G36H***P449 | *96VTN0401410B* | 17200 | 16 | 8.5 | 16600 | 19000 | 114.5% | 2.34 | 0 | 10 |  |  |  | No | R-410A | 1.4333 | Residential & Commercial | Ducted CEE Tier 1
213739636 | Central HP <5.4 tons | DAY & NIGHT | HRCU-A-CB (Split System: Heat Pump with Remote Outdoor Unit-Air-Source) | DLCURAH18ABK | ADP |  | PL36H175P069 | *96VTN0401712B* | 17400 | 16 | 8.5 | 16400 | 18400 | 112.2% | 2.24 | 0 | 10.5 |  |  |  | No | R-410A | 1.45 | Residential & Commercial | Ducted CEE Tier 1
212498559 | Central HP <5.4 tons | BRYANT HEATING AND COOLING SYSTEMS | HRCU-A-CB (Split System: Heat Pump with Remote Outdoor Unit-Air-Source) | 38MURAQ24AB3* | ADP |  | CP2403A+TXV+TD |  | 23000 | 16 | 8.5 | 24800 | 22600 | 91.13% | 1.84 | 0 | 10 |  |  |  | No | R-410A | 1.9167 | Residential & Commercial | Ducted CEE Tier 1
213739486 | Central HP <5.4 tons | DAY & NIGHT | HRCU-A-CB (Split System: Heat Pump with Remote Outdoor Unit-Air-Source) | DLCURAH18ABK | ADP |  | FG33936 | *80MS(N,L)0451412A* | 17400 | 16 | 8.5 | 16800 | 18800 | 111.9% | 2.3 | 0 | 11 |  |  |  | No | R-410A | 1.45 | Residential & Commercial | Ducted CEE Tier 1
213739502 | Central HP <5.4 tons | DAY & NIGHT | HRCU-A-CB (Split System: Heat Pump with Remote Outdoor Unit-Air-Source) | DLCURAH18ABK | ADP |  | PL36H210P299 | *80MS(N,L)0701712A* | 18000 | 17 | 8.5 | 16200 | 17300 | 106.8% | 2.14 | 0 | 11 |  |  |  | No | R-410A | 1.5 | Residential & Commercial | Ducted CEE Tier 1
213739545 | Central HP <5.4 tons | DAY & NIGHT | HRCU-A-CB (Split System: Heat Pump with Remote Outdoor Unit-Air-Source) | DLCURAH18ABK | ADP |  | FG80936 | *92MSN0401712A* | 17200 | 15.2 | 8.1 | 16700 | 18900 | 113.2% | 2.3 | 0 | 10.5 |  |  |  | No | R-410A | 1.4333 | Residential & Commercial | Ducted CEE Tier 1
213739552 | Central HP <5.4 tons | DAY & NIGHT | HRCU-A-CB (Split System: Heat Pump with Remote Outdoor Unit-Air-Source) | DLCURAH18ABK | ADP |  | FG35936 | *92MSN0601412A* | 17500 | 16 | 8.5 | 16900 | 18800 | 111.2% | 2.3 | 0 | 11 |  |  |  | No | R-410A | 1.4583 | Residential & Commercial | Ducted CEE Tier 1
213739568 | Central HP <5.4 tons | DAY & NIGHT | HRCU-A-CB (Split System: Heat Pump with Remote Outdoor Unit-Air-Source) | DLCURAH18ABK | ADP |  | PL36H175P159 | *96MSN0261410A* | 17300 | 20 | 8.1 | 16700 | 18800 | 112.6% | 2.3 | 0 | 10.5 |  |  |  | No | R-410A | 1.4417 | Residential & Commercial | Ducted CEE Tier 1
213739595 | Central HP <5.4 tons | DAY & NIGHT | HRCU-A-CB (Split System: Heat Pump with Remote Outdoor Unit-Air-Source) | DLCURAH18ABK | ADP |  | PL36H175P159 | *96MSN0601412A* | 17400 | 16 | 8.1 | 16400 | 18200 | 111% | 2.24 | 0 | 11 |  |  |  | No | R-410A | 1.45 | Residential & Commercial | Ducted CEE Tier 1
213297654 | Central HP <5.4 tons | LUXAIRE | HRCU-A-CB (Split System: Heat Pump with Remote Outdoor Unit-Air-Source) | HMH72B341 |  |  | XAHB36DXXN1+TXV | Z8ES040A12LMPS1 | 33200 | 17.5 | 8.1 | 32800 | 23000 | 70.12% | 2.02 | 0 | 10 |  |  |  | No | R-410A | 2.7667 | Residential & Commercial | Ducted CEE Tier 1
213297639 | Central HP <5.4 tons | LUXAIRE | HRCU-A-CB (Split System: Heat Pump with Remote Outdoor Unit-Air-Source) | HMH72B341 |  |  | XAHB36DBCN1 | Z8ES080B12SMPS1 | 33200 | 17.5 | 8.1 | 32800 | 23000 | 70.12% | 2 | 0 | 10 |  |  |  | No | R-410A | 2.7667 | Residential & Commercial | Ducted CEE Tier 1
214719905 | Central HP <5.4 tons | COLEMAN | HRCU-A-CB (Split System: Heat Pump with Remote Outdoor Unit-Air-Source) | HH836E2S11 |  |  | CTU48C5XFS1+TXV | TM9Y100C20MP11 | 34200 | 17 | 8.5 | 32800 | 26000 | 79.27% | 2 | 0 | 10 |  |  |  | No | R-454B | 2.85 | Residential & Commercial | Ducted CEE Tier 1
212864637 | Central HP <5.4 tons | BRYANT HEATING AND COOLING SYSTEMS | HRCU-A-CB (Split System: Heat Pump with Remote Outdoor Unit-Air-Source) | 284ANV024*0**B* | ADP |  | H,PG32930 | 986TC42060C17*** | 23000 | 20 | 10 | 25000 | 19600 | 78.4% | 2.4 | 0 | 13 |  |  |  | No | R-410A | 1.9167 | Residential & Commercial | Ducted CEE Tier 1
212608857 | Central HP <5.4 tons | LUXAIRE | HRCU-A-CB (Split System: Heat Pump with Remote Outdoor Unit-Air-Source) | HMH72B341 | ADP |  | SM6937 |  | 33000 | 18 | 8.7 | 31600 | 22800 | 72.15% | 2 | 0 | 10.5 |  |  |  | No | R-410A | 2.75 | Residential & Commercial | Ducted CEE Tier 1
213739602 | Central HP <5.4 tons | DAY & NIGHT | HRCU-A-CB (Split System: Heat Pump with Remote Outdoor Unit-Air-Source) | DLCURAH18ABK | ADP |  | FG32936 | *96VSN0401410B* | 16900 | 17 | 8.5 | 16600 | 19000 | 114.5% | 2.34 | 0 | 10 |  |  |  | No | R-410A | 1.4083 | Residential & Commercial | Ducted CEE Tier 1
213739620 | Central HP <5.4 tons | DAY & NIGHT | HRCU-A-CB (Split System: Heat Pump with Remote Outdoor Unit-Air-Source) | DLCURAH18ABK | ADP |  | FG32936 | *96VSN0601412B* | 17200 | 16 | 8.5 | 16900 | 19400 | 114.8% | 2.38 | 0 | 10.5 |  |  |  | No | R-410A | 1.4333 | Residential & Commercial | Ducted CEE Tier 1
214624665 | Central HP <5.4 tons | CARRIER | HRCU-A-CB (Split System: Heat Pump with Remote Outdoor Unit-Air-Source) | 38MURAQ18AB3* | ADP |  | PL36H175P159 | 58SU*B040M17**12 | 17500 | 16 | 8.5 | 16500 | 18100 | 109.7% | 2.24 | 0 | 10.5 |  |  |  | No | R-410A | 1.4583 | Residential & Commercial | Ducted CEE Tier 1
214627535 | Central HP <5.4 tons | CARRIER | HRCU-A-CB (Split System: Heat Pump with Remote Outdoor Unit-Air-Source) | 38MURAQ18AB3* | ADP |  | C36A***L139 | 58S(B,C)*B045M14**12 | 17400 | 16 | 8.5 | 16800 | 18800 | 111.9% | 2.3 | 0 | 11 |  |  |  | No | R-410A | 1.45 | Residential & Commercial | Ducted CEE Tier 1
215669500 | Central HP <5.4 tons | KENMORE | HRCU-A-CB (Split System: Heat Pump with Remote Outdoor Unit-Air-Source) | (C,H,T)5H0V36*K*AAA* |  |  | EA*5X61M21A*+WALLCON | *80CTL1102120B* | 35000 | 18.5 | 9 | 34400 | 24800 | 72.09% | 1.92 | 0 | 10.5 |  |  |  | No | R-454B | 2.9167 | Residential & Commercial | Ducted CEE Tier 1
215669300 | Central HP <5.4 tons | KENMORE | HRCU-A-CB (Split System: Heat Pump with Remote Outdoor Unit-Air-Source) | (C,H,T)5H0V36*K*AAA* |  |  | EA*5X60M24A*+WALLCON | *80CSU1002120A* | 34400 | 18 | 9 | 34200 | 24800 | 72.51% | 1.9 | 0 | 10 |  |  |  | No | R-454B | 2.8667 | Residential & Commercial | Ducted CEE Tier 1
214862795 | Central HP <5.4 tons | BOSCH | HRCU-A-CB (Split System: Heat Pump with Remote Outdoor Unit-Air-Source) | BOVB-60HDN1-M20G | ADP |  | HG84(1,2)60+TXV | BGH96M100D5B | 51500 | 18 | 8.5 | 52000 | 37400 | 71.92% | 1.85 | 0 | 11.7 |  |  |  | No | R-410A | 4.2917 | Residential & Commercial | Ducted CEE Tier 1
212981876 | Central HP <5.4 tons | KEEPRITE | HRCU-A-CB (Split System: Heat Pump with Remote Outdoor Unit-Air-Source) | DLCURAH18ABK |  |  | EN(A,D)4X24L17** | *80MSU1002120A* | 17900 | 15.5 | 8.5 | 19000 | 19000 | 100% | 2.28 | 0 | 10.5 |  |  |  | No | R-410A | 1.4917 | Residential & Commercial | Ducted CEE Tier 1
213352710 | Central HP <5.4 tons | CARRIER | HRCU-A-CB (Split System: Heat Pump with Remote Outdoor Unit-Air-Source) | 38MURAQ24AB3* | ADP |  | C36A***L139 | 59TP6C080V21**20 | 23600 | 17 | 8.5 | 24800 | 23600 | 95.16% | 1.98 | 0 | 10.5 |  |  |  | No | R-410A | 1.9667 | Residential & Commercial | Ducted CEE Tier 1
213796808 | Central HP <5.4 tons | CARRIER | HRCU-A-CB (Split System: Heat Pump with Remote Outdoor Unit-Air-Source) | 38MURAQ24AB3* | ADP |  | V,C36H175P159+CBPE4B* |  | 24000 | 16 | 9 | 25000 | 22600 | 90.4% | 1.92 | 0 | 10 |  |  |  | No | R-410A | 2 | Residential & Commercial | Ducted CEE Tier 1
212498601 | Central HP <5.4 tons | BRYANT HEATING AND COOLING SYSTEMS | HRCU-A-CB (Split System: Heat Pump with Remote Outdoor Unit-Air-Source) | 38MURAQ24AB3* | ADP |  | CE2903C+TXV |  | 23800 | 17 | 8.85 | 25600 | 25400 | 99.22% | 2.14 | 0 | 10 |  |  |  | No | R-410A | 1.9833 | Residential & Commercial | Ducted CEE Tier 1
214389329 | Central HP <5.4 tons | BRYANT HEATING AND COOLING SYSTEMS | HRCU-A-CB (Split System: Heat Pump with Remote Outdoor Unit-Air-Source) | 284ANV036*0**B* |  |  | CNPV*6024AL*+UI | 986TD66120C24*** | 34200 | 20 | 9 | 36200 | 25600 | 70.72% | 2.02 | 0 | 12.5 |  |  |  | No | R-410A | 2.85 | Residential & Commercial | Ducted CEE Tier 1
215223187 | Central HP <5.4 tons | BRYANT HEATING AND COOLING SYSTEMS | HRCU-A-CB (Split System: Heat Pump with Remote Outdoor Unit-Air-Source) | 288BNV037*0**A* | ADP |  | H,PG35936 | 987MB66100C21*** | 32000 | 17 | 8.5 | 31000 | 24400 | 78.71% | 2 | 0 | 11.5 |  |  |  | No | R-410A | 2.6667 | Residential & Commercial | Ducted CEE Tier 1
215223188 | Central HP <5.4 tons | BRYANT HEATING AND COOLING SYSTEMS | HRCU-A-CB (Split System: Heat Pump with Remote Outdoor Unit-Air-Source) | 288BNV037*0**A* | ADP |  | H,PE9J936 | 987MB66100C21*** | 32000 | 17 | 8.5 | 31000 | 24600 | 79.35% | 1.98 | 0 | 11.5 |  |  |  | No | R-410A | 2.6667 | Residential & Commercial | Ducted CEE Tier 1
215223189 | Central HP <5.4 tons | BRYANT HEATING AND COOLING SYSTEMS | HRCU-A-CB (Split System: Heat Pump with Remote Outdoor Unit-Air-Source) | 288BNV037*0**A* | ADP |  | H,PG35936 | 987MB66120C24*** | 31800 | 17 | 8.5 | 31000 | 24600 | 79.35% | 1.98 | 0 | 11.5 |  |  |  | No | R-410A | 2.65 | Residential & Commercial | Ducted CEE Tier 1
215424267 | Central HP <5.4 tons | LUXAIRE | HRCU-A-CB (Split System: Heat Pump with Remote Outdoor Unit-Air-Source) | HH860E2S11 | ADP |  | H,YE36*60+TXV-BLEED | TM8E100C20MP11 | 52000 | 18 | 8.3 | 53000 | 39500 | 74.53% | 1.96 | 0 | 10.5 |  |  |  | No | R-454B | 4.3333 | Residential & Commercial | Ducted CEE Tier 1
215424278 | Central HP <5.4 tons | LUXAIRE | HRCU-A-CB (Split System: Heat Pump with Remote Outdoor Unit-Air-Source) | HH860E2S11 | ADP |  | H,YE48*60+TXV-BLEED | TM8V100C16MP12 | 43500 | 18 | 8.5 | 42000 | 32800 | 78.1% | 2 | 0 | 11.7 |  |  |  | No | R-454B | 3.625 | Residential & Commercial | Ducted CEE Tier 1
215424285 | Central HP <5.4 tons | LUXAIRE | HRCU-A-CB (Split System: Heat Pump with Remote Outdoor Unit-Air-Source) | HH860E2S11 | ADP |  | H,YE36*60+TXV-BLEED | TM8Y100C16MP11 | 43500 | 17 | 8.4 | 42000 | 33000 | 78.57% | 1.98 | 0 | 11.5 |  |  |  | No | R-454B | 3.625 | Residential & Commercial | Ducted CEE Tier 1
215424310 | Central HP <5.4 tons | LUXAIRE | HRCU-A-CB (Split System: Heat Pump with Remote Outdoor Unit-Air-Source) | HH860E2S11 | ADP |  | H,YE48*60+TXV-BLEED | TM9Y080C16MP11 | 44000 | 17 | 8.5 | 42500 | 33400 | 78.59% | 2 | 0 | 11 |  |  |  | No | R-454B | 3.6667 | Residential & Commercial | Ducted CEE Tier 1
215424317 | Central HP <5.4 tons | LUXAIRE | HRCU-A-CB (Split System: Heat Pump with Remote Outdoor Unit-Air-Source) | HH860E2S11 | ADP |  | H,YE36*60+TXV-BLEED | Z8ES080C16SMPS1 | 44000 | 17 | 8.4 | 42500 | 33000 | 77.65% | 1.98 | 0 | 11.7 |  |  |  | No | R-454B | 3.6667 | Residential & Commercial | Ducted CEE Tier 1
215937972 | Central HP <5.4 tons | KENMORE | HRCU-A-CB (Split System: Heat Pump with Remote Outdoor Unit-Air-Source) | (C,H,T)5H3V48*K*AAA* |  |  | EVD5X48M24A*+WALLCON | *97CMN1202422B* | 44500 | 20 | 8.1 | 52000 | 38000 | 73.08% | 1.9 | 0 | 11 |  |  |  | No | R-454B | 3.7083 | Residential & Commercial | Ducted CEE Tier 1
215938022 | Central HP <5.4 tons | KENMORE | HRCU-A-CB (Split System: Heat Pump with Remote Outdoor Unit-Air-Source) | (C,H,T)5H3V48*K*AAA* |  |  | EVD5X49M24A*+WALLCON | *80CTL0902120B* | 45500 | 21 | 8.1 | 52500 | 38000 | 72.38% | 1.95 | 0 | 11.5 |  |  |  | No | R-454B | 3.7917 | Residential & Commercial | Ducted CEE Tier 1
214397900 | Central HP <5.4 tons | LUXAIRE | HRCU-A-CB (Split System: Heat Pump with Remote Outdoor Unit-Air-Source) | HH860E2S11 |  |  | CTM60C5CGS1 | TPLC120C20MP13 | 44000 | 18 | 9 | 44500 | 33600 | 75.51% | 2 | 0 | 11.7 |  |  |  | No | R-454B | 3.6667 | Residential & Commercial | Ducted CEE Tier 1
215675654 | Central HP <5.4 tons | BRYANT HEATING AND COOLING SYSTEMS | HRCU-A-CB (Split System: Heat Pump with Remote Outdoor Unit-Air-Source) | 290VAN048**AA* |  |  | CVAMA4921XMA*+UI | 986TD66100C21*** | 48000 | 19 | 9 | 50000 | 36800 | 73.6% | 2 | 0 | 10.5 |  |  |  | No | R-454B | 4 | Residential & Commercial | Ducted CEE Tier 1
215676254 | Central HP <5.4 tons | BRYANT HEATING AND COOLING SYSTEMS | HRCU-A-CB (Split System: Heat Pump with Remote Outdoor Unit-Air-Source) | 290VAN048**AA* |  |  | CVAVA4824XMA*+UI | 987MC60080C21*** | 47000 | 18.5 | 9 | 50000 | 36400 | 72.8% | 2 | 0 | 10 |  |  |  | No | R-454B | 3.9167 | Residential & Commercial | Ducted CEE Tier 1
213352709 | Central HP <5.4 tons | CARRIER | HRCU-A-CB (Split System: Heat Pump with Remote Outdoor Unit-Air-Source) | 38MURAQ24AB3* | ADP |  | C24A***L039 | 59TP6C080V21**20 | 22800 | 16 | 8.5 | 24800 | 23600 | 95.16% | 1.98 | 0 | 10 |  |  |  | No | R-410A | 1.9 | Residential & Commercial | Ducted CEE Tier 1
213739483 | Central HP <5.4 tons | DAY & NIGHT | HRCU-A-CB (Split System: Heat Pump with Remote Outdoor Unit-Air-Source) | DLCURAH18ABK | ADP |  | PL36H***P039 | *80MS(N,L)0451412A* | 16800 | 16 | 8.5 | 16800 | 18800 | 111.9% | 2.3 | 0 | 10.5 |  |  |  | No | R-410A | 1.4 | Residential & Commercial | Ducted CEE Tier 1
213739519 | Central HP <5.4 tons | DAY & NIGHT | HRCU-A-CB (Split System: Heat Pump with Remote Outdoor Unit-Air-Source) | DLCURAH18ABK | ADP |  | PL36H***P039 | *80VSL0451412B* | 17000 | 16 | 8.5 | 17100 | 18700 | 109.4% | 2.3 | 0 | 10.5 |  |  |  | No | R-410A | 1.4167 | Residential & Commercial | Ducted CEE Tier 1
213739526 | Central HP <5.4 tons | DAY & NIGHT | HRCU-A-CB (Split System: Heat Pump with Remote Outdoor Unit-Air-Source) | DLCURAH18ABK | ADP |  | V,G36H***P449 | *80VSL0451412B* | 17700 | 16 | 8.5 | 17100 | 18700 | 109.4% | 2.3 | 0 | 11 |  |  |  | No | R-410A | 1.475 | Residential & Commercial | Ducted CEE Tier 1
213739551 | Central HP <5.4 tons | DAY & NIGHT | HRCU-A-CB (Split System: Heat Pump with Remote Outdoor Unit-Air-Source) | DLCURAH18ABK | ADP |  | PL36H175P789 | *92MSN0601412A* | 17500 | 16 | 8.5 | 16900 | 18800 | 111.2% | 2.3 | 0 | 11 |  |  |  | No | R-410A | 1.4583 | Residential & Commercial | Ducted CEE Tier 1
214574028 | Central HP <5.4 tons | CARRIER | HRCU-A-CB (Split System: Heat Pump with Remote Outdoor Unit-Air-Source) | 25VNA837A*031* |  |  | CAP**6024AL*+UI | 58TN*B070C21**20 | 32800 | 17.5 | 8.5 | 31600 | 24800 | 78.48% | 1.98 | 0 | 11.5 |  |  |  | No | R-410A | 2.7333 | Residential & Commercial | Ducted CEE Tier 1
214573998 | Central HP <5.4 tons | CARRIER | HRCU-A-CB (Split System: Heat Pump with Remote Outdoor Unit-Air-Source) | 25VNA837A*031* |  |  | CAP**4824AL*+UI | 59MN7C060C21**20 | 32200 | 17 | 8.5 | 32600 | 25200 | 77.3% | 1.96 | 0 | 11 |  |  |  | No | R-410A | 2.6833 | Residential & Commercial | Ducted CEE Tier 1
214627549 | Central HP <5.4 tons | CARRIER | HRCU-A-CB (Split System: Heat Pump with Remote Outdoor Unit-Air-Source) | 38MURAQ18AB3* | ADP |  | V,C36H***P219 | 58S(B,C)*B070M14**12 | 17600 | 16 | 8.5 | 16900 | 18700 | 110.7% | 2.3 | 0 | 11 |  |  |  | No | R-410A | 1.4667 | Residential & Commercial | Ducted CEE Tier 1
214627596 | Central HP <5.4 tons | CARRIER | HRCU-A-CB (Split System: Heat Pump with Remote Outdoor Unit-Air-Source) | 38MURAQ18AB3* | ADP |  | A36VCA+TXV | 58TP*B070V17**16 | 17500 | 16 | 8.5 | 16900 | 19100 | 113% | 2.34 | 0 | 10.5 |  |  |  | No | R-410A | 1.4583 | Residential & Commercial | Ducted CEE Tier 1
214627616 | Central HP <5.4 tons | CARRIER | HRCU-A-CB (Split System: Heat Pump with Remote Outdoor Unit-Air-Source) | 38MURAQ18AB3* | ADP |  | V,C36H175P159 | 58TP*B070V17**16 | 17700 | 16 | 8.1 | 16600 | 18200 | 109.6% | 2.24 | 0 | 11 |  |  |  | No | R-410A | 1.475 | Residential & Commercial | Ducted CEE Tier 1
214627733 | Central HP <5.4 tons | CARRIER | HRCU-A-CB (Split System: Heat Pump with Remote Outdoor Unit-Air-Source) | 38MURAQ18AB3* | ADP |  | PL36H175P149 | 59SC6A060M14**12 | 17400 | 16 | 8.5 | 17000 | 19400 | 114.1% | 2.38 | 0 | 10.5 |  |  |  | No | R-410A | 1.45 | Residential & Commercial | Ducted CEE Tier 1
214627766 | Central HP <5.4 tons | CARRIER | HRCU-A-CB (Split System: Heat Pump with Remote Outdoor Unit-Air-Source) | 38MURAQ18AB3* | ADP |  | V,C36H175P159 | 59SC6A060M17**16 | 17400 | 16 | 8.5 | 16400 | 18300 | 111.6% | 2.24 | 0 | 10.5 |  |  |  | No | R-410A | 1.45 | Residential & Commercial | Ducted CEE Tier 1
214627799 | Central HP <5.4 tons | CARRIER | HRCU-A-CB (Split System: Heat Pump with Remote Outdoor Unit-Air-Source) | 38MURAQ18AB3* | ADP |  | V,C36H175P159 | 59SU5B040M17**12 | 17400 | 16 | 8.1 | 16400 | 18300 | 111.6% | 2.24 | 0 | 11 |  |  |  | No | R-410A | 1.45 | Residential & Commercial | Ducted CEE Tier 1
214588287 | Central HP <5.4 tons | BRYANT HEATING AND COOLING SYSTEMS | HRCU-A-CB (Split System: Heat Pump with Remote Outdoor Unit-Air-Source) | 38MURAQ24AB3* | ADP |  | V,C36H***P219 | 926TC36060V14*** | 23400 | 17 | 8.5 | 24600 | 23600 | 95.93% | 2 | 0 | 10 |  |  |  | No | R-410A | 1.95 | Residential & Commercial | Ducted CEE Tier 1
211912000 | Central HP <5.4 tons | CARRIER | HRCU-A-CB (Split System: Heat Pump with Remote Outdoor Unit-Air-Source) | 38MURAQ24AB3* | ADP |  | CDP29H15P+TXV | 59SC2D060E17**14 | 23800 | 16 | 8.5 | 25200 | 23800 | 94.44% | 1.96 | 0 | 10 |  |  |  | No | R-410A | 1.9833 | Residential & Commercial | Ducted CEE Tier 1
212983280 | Central HP <5.4 tons | KEEPRITE | HRCU-A-CB (Split System: Heat Pump with Remote Outdoor Unit-Air-Source) | DLCURAH18ABK |  |  | EA*4X25L17A* | *92MSN0401712A* | 17700 | 16 | 8.1 | 17700 | 17800 | 100.6% | 2.14 | 0 | 10.5 |  |  |  | No | R-410A | 1.475 | Residential & Commercial | Ducted CEE Tier 1
214624751 | Central HP <5.4 tons | CARRIER | HRCU-A-CB (Split System: Heat Pump with Remote Outdoor Unit-Air-Source) | 38MURAQ24AB3* | ADP |  | PL36H175P149 | 58SU*B040M17**12 | 23600 | 17 | 8.5 | 24200 | 22800 | 94.21% | 1.94 | 0 | 10 |  |  |  | No | R-410A | 1.9667 | Residential & Commercial | Ducted CEE Tier 1
214802107 | Central HP <5.4 tons | BOSCH | HRCU-A-CB (Split System: Heat Pump with Remote Outdoor Unit-Air-Source) | BOVB-36HDN1-M20G | ADP |  | H,RG8J936+AEFE4B* |  | 23600 | 20 | 9.5 | 22400 | 17200 | 76.79% | 2 | 0 | 12.7 |  |  |  | No | R-410A | 1.9667 | Residential & Commercial | Ducted CEE Tier 1
214848904 | Central HP <5.4 tons | YORK | HRCU-A-CB (Split System: Heat Pump with Remote Outdoor Unit-Air-Source) | HH824E2S11 | ADP |  | H,YG8J*36+TXV | TM9E026A08MP12 | 22600 | 16 | 8.9 | 21400 | 17200 | 80.37% | 1.98 | 0 | 10.5 |  |  |  | No | R-454B | 1.8833 | Residential & Commercial | Ducted CEE Tier 1
214848972 | Central HP <5.4 tons | YORK | HRCU-A-CB (Split System: Heat Pump with Remote Outdoor Unit-Air-Source) | HH824E2S11 | ADP |  | H,YG35*36+TXV-BLEED | Y81E080B12SMPS1 | 23000 | 19 | 9.5 | 21400 | 17500 | 81.78% | 2 | 0 | 11.7 |  |  |  | No | R-454B | 1.9167 | Residential & Commercial | Ducted CEE Tier 1
214848973 | Central HP <5.4 tons | YORK | HRCU-A-CB (Split System: Heat Pump with Remote Outdoor Unit-Air-Source) | HH824E2S11 | ADP |  | H,YG35*36+TXV-BLEED | Y81E100B12SMPS1 | 23000 | 19 | 9.5 | 21400 | 17600 | 82.24% | 2 | 0 | 11.7 |  |  |  | No | R-454B | 1.9167 | Residential & Commercial | Ducted CEE Tier 1
212498593 | Central HP <5.4 tons | BRYANT HEATING AND COOLING SYSTEMS | HRCU-A-CB (Split System: Heat Pump with Remote Outdoor Unit-Air-Source) | 38MURAQ18AB3* | ADP |  | CE1801A+TXV |  | 17400 | 17 | 8.6 | 17000 | 19300 | 113.5% | 2.3 | 0 | 10.5 |  |  |  | No | R-410A | 1.45 | Residential & Commercial | Ducted CEE Tier 1
214573368 | Central HP <5.4 tons | CARRIER | HRCU-A-CB (Split System: Heat Pump with Remote Outdoor Unit-Air-Source) | 25VNA837A*030* |  |  | CNPV*4221AL*+UI | 58TN*B070C21**20 | 31800 | 17 | 8.1 | 33000 | 24600 | 74.55% | 1.88 | 0 | 11 |  |  |  | No | R-410A | 2.65 | Residential & Commercial | Ducted CEE Tier 1
216374570 | Central HP <5.4 tons | LUXAIRE | HRCU-A-CB (Split System: Heat Pump with Remote Outdoor Unit-Air-Source) | HH860E2S11 |  |  | CTU60D5XGS1+TXV | Z9ET120D20SMPS1 | 44500 | 17 | 9 | 45000 | 32600 | 72.44% | 2 | 0 | 11.7 |  |  |  | No | R-454B | 3.7083 | Residential & Commercial | Ducted CEE Tier 1
214595010 | Central HP <5.4 tons | LUXAIRE | HRCU-A-CB (Split System: Heat Pump with Remote Outdoor Unit-Air-Source) | HH860E2S11 |  |  | CTF60D5CJS1 | Z8ES130D20SMPS1 | 53500 | 19 | 9 | 54500 | 39000 | 71.56% | 2 | 0 | 11 |  |  |  | No | R-454B | 4.4583 | Residential & Commercial | Ducted CEE Tier 1
214595040 | Central HP <5.4 tons | LUXAIRE | HRCU-A-CB (Split System: Heat Pump with Remote Outdoor Unit-Air-Source) | HH860E2S11 |  |  | CTF60C5CHS1 | Z8ES080C20SMPS1 | 54000 | 19 | 9 | 54000 | 39000 | 72.22% | 2 | 0 | 11.7 |  |  |  | No | R-454B | 4.5 | Residential & Commercial | Ducted CEE Tier 1
214397885 | Central HP <5.4 tons | LUXAIRE | HRCU-A-CB (Split System: Heat Pump with Remote Outdoor Unit-Air-Source) | HH860E2S11 |  |  | CTM60C5CGS1 | TM8V100C20MP12 | 44000 | 18 | 9 | 44500 | 33600 | 75.51% | 2 | 0 | 11.7 |  |  |  | No | R-454B | 3.6667 | Residential & Commercial | Ducted CEE Tier 1
214397919 | Central HP <5.4 tons | LUXAIRE | HRCU-A-CB (Split System: Heat Pump with Remote Outdoor Unit-Air-Source) | HH860E2S11 |  |  | CTF60D5CGS1 | TM9E120D20MP12 | 45000 | 17 | 9 | 47000 | 35000 | 74.47% | 2 | 0 | 11 |  |  |  | No | R-454B | 3.75 | Residential & Commercial | Ducted CEE Tier 1
214421554 | Central HP <5.4 tons | CHAMPION HEATING AND COOLING | HRCU-A-CB (Split System: Heat Pump with Remote Outdoor Unit-Air-Source) | HH860E2S11 |  |  | CTM60D5CJS1+JMET18DS2N1 |  | 53000 | 19 | 9 | 54000 | 39000 | 72.22% | 2 | 0 | 11 |  |  |  | No | R-454B | 4.4167 | Residential & Commercial | Ducted CEE Tier 1
212614018 | Central HP <5.4 tons | MOOVAIR | HRCU-A-C (Split System: Heat Pump with Remote Outdoor Unit with No Indoor Fan --Air Source) | DMA30HOS20230E7 | ADP |  | HG7J936+TD |  | 29400 | 15.2 | 9.35 | 31200 | 26600 | 85.26% | 1.8 | 0 | 10 |  |  |  | No | R-410A | 2.45 | Residential & Commercial | Ducted CEE Tier 1
213781343 | Central HP <5.4 tons | KENMORE | HRCU-A-CB (Split System: Heat Pump with Remote Outdoor Unit-Air-Source) | (C,H,T)VH837GKA2* |  |  | EA*4X48L21A*+WALLCON | *97CMN0601714B* | 32000 | 16.5 | 8.1 | 32800 | 25200 | 76.83% | 1.94 | 0 | 10.5 |  |  |  | No | R-410A | 2.6667 | Residential & Commercial | Ducted CEE Tier 1
210596901 | Central HP <5.4 tons | KEEPRITE | HRCU-A-CB (Split System: Heat Pump with Remote Outdoor Unit-Air-Source) | CVH825GKA2* |  |  | EHD4X42AAL+WALLCON | *80CTL0901716A* | 24200 | 16.5 | 8.1 | 21200 | 16500 | 77.83% | 2.02 | 0 | 11 |  |  |  | No | R-410A | 2.0167 | Residential & Commercial | Ducted CEE Tier 1
213739970 | Central HP <5.4 tons | DAY & NIGHT | HRCU-A-CB (Split System: Heat Pump with Remote Outdoor Unit-Air-Source) | DLCURAH24ABK | ADP |  | FG35936 | *96VSN0401712B* | 23400 | 16 | 8.5 | 24600 | 24000 | 97.56% | 2.02 | 0 | 10 |  |  |  | No | R-410A | 1.95 | Residential & Commercial | Ducted CEE Tier 1
215669690 | Central HP <5.4 tons | KENMORE | HRCU-A-CB (Split System: Heat Pump with Remote Outdoor Unit-Air-Source) | (C,H,T)5H0V36*K*AAA* |  |  | EA*5X61M24A*+WALLCON | *97CMN0602120B* | 34600 | 18 | 9 | 34600 | 25000 | 72.25% | 1.9 | 0 | 10 |  |  |  | No | R-454B | 2.8833 | Residential & Commercial | Ducted CEE Tier 1
212596653 | Central HP <5.4 tons | TOSOT | HRCU-A-CB (Split System: Heat Pump with Remote Outdoor Unit-Air-Source) | TU60-48WADU | ADP |  | BC**C4960+TD |  | 47000 | 15.2 | 8.4 | 46000 | 33200 | 72.17% | 1.78 | 0 | 10 |  |  |  | No | R-410A | 3.9167 | Residential & Commercial | Ducted CEE Tier 1
216093485 | Central HP <5.4 tons | BOSCH | HRCU-A-CB (Split System: Heat Pump with Remote Outdoor Unit-Air-Source) | BOVA-60RTB-M20S | ADP |  | HG35*48+TXV+AEFE4B* |  | 44500 | 18 | 9 | 45500 | 33200 | 72.97% | 1.92 | 0 | 11 |  |  |  | No | R-454B | 3.7083 | Residential & Commercial | Ducted CEE Tier 1
214397958 | Central HP <5.4 tons | COLEMAN | HRCU-A-CB (Split System: Heat Pump with Remote Outdoor Unit-Air-Source) | HH824E2S11 |  |  | CTF36B5ADS1 | CP9C060B12MP13 | 23000 | 18 | 9.5 | 23000 | 18800 | 81.74% | 2 | 0 | 12 |  |  |  | No | R-454B | 1.9167 | Residential & Commercial | Ducted CEE Tier 1
216374681 | Central HP <5.4 tons | COLEMAN | HRCU-A-CB (Split System: Heat Pump with Remote Outdoor Unit-Air-Source) | HH824E2S11 |  |  | CTU36B5XDS1+TXV | Z9ET060B12SMPS1 | 23000 | 18 | 9.5 | 23000 | 18300 | 79.57% | 2 | 0 | 12 |  |  |  | No | R-454B | 1.9167 | Residential & Commercial | Ducted CEE Tier 1
215935352 | Central HP <5.4 tons | KENMORE | HRCU-A-CB (Split System: Heat Pump with Remote Outdoor Unit-Air-Source) | (C,H,T)5H3V36*K*AAA* |  |  | EVM5X60M24A*+WALLCON | *80CTL0902120B* | 35600 | 22 | 8.5 | 38000 | 28400 | 74.74% | 2.04 | 0 | 12.5 |  |  |  | No | R-454B | 2.9667 | Residential & Commercial | Ducted CEE Tier 1
215935202 | Central HP <5.4 tons | KENMORE | HRCU-A-CB (Split System: Heat Pump with Remote Outdoor Unit-Air-Source) | (C,H,T)5H3V36*K*AAA* |  |  | EVM5X60M21A*+WALLCON | *80CTL0702120B* | 35600 | 21.5 | 8.5 | 38000 | 28600 | 75.26% | 2.02 | 0 | 12 |  |  |  | No | R-454B | 2.9667 | Residential & Commercial | Ducted CEE Tier 1
214652027 | Central HP <5.4 tons | COLEMAN | HRCU-A-CB (Split System: Heat Pump with Remote Outdoor Unit-Air-Source) | HH824E2S11 |  |  | CTU30B5XCS1+TXV | TM9V080B12MP12 | 23000 | 17 | 9.5 | 23000 | 18200 | 79.13% | 2 | 0 | 12 |  |  |  | No | R-454B | 1.9167 | Residential & Commercial | Ducted CEE Tier 1
214570528 | Central HP <5.4 tons | CARRIER | HRCU-A-CB (Split System: Heat Pump with Remote Outdoor Unit-Air-Source) | 25VNA825A*032* |  |  | CAP**4221AL*+UI | 59MN7C080C21**20 | 23800 | 16.5 | 8.1 | 21400 | 16600 | 77.57% | 1.96 | 0 | 10.5 |  |  |  | No | R-410A | 1.9833 | Residential & Commercial | Ducted CEE Tier 1
214624928 | Central HP <5.4 tons | CARRIER | HRCU-A-CB (Split System: Heat Pump with Remote Outdoor Unit-Air-Source) | 38MURAQ36AB3* | ADP |  | PL36H210P299 | 58SU*B100M21**20 | 36400 | 16 | 8.5 | 36400 | 34400 | 94.51% | 2.1 | 0 | 10 |  |  |  | No | R-410A | 3.0333 | Residential & Commercial | Ducted CEE Tier 1
212441617 | Central HP <5.4 tons | CHAMPION HEATING AND COOLING | HRCU-A-CB (Split System: Heat Pump with Remote Outdoor Unit-Air-Source) | HMH72B341 | ADP |  | H,YE8J936 | TM8E080C16MP11 | 33000 | 18 | 8.5 | 32400 | 22800 | 70.37% | 2.04 | 0 | 10 |  |  |  | No | R-410A | 2.75 | Residential & Commercial | Ducted CEE Tier 1
213298039 | Central HP <5.4 tons | LUXAIRE | HRCU-A-CB (Split System: Heat Pump with Remote Outdoor Unit-Air-Source) | HMH72B341 |  |  | XAFC36DXXN1+TXV | Z8ES080B12SMPS1 | 34000 | 18 | 8.1 | 33400 | 24000 | 71.86% | 2.08 | 0 | 10 |  |  |  | No | R-410A | 2.8333 | Residential & Commercial | Ducted CEE Tier 1
213164372 | Central HP <5.4 tons | YORK | HRCU-A-CB (Split System: Heat Pump with Remote Outdoor Unit-Air-Source) | HMH72B341 | ADP |  | CV363B9+AEF48BXP* |  | 33200 | 18 | 8.5 | 31400 | 22800 | 72.61% | 1.96 | 0 | 10 |  |  |  | No | R-410A | 2.7667 | Residential & Commercial | Ducted CEE Tier 1
214848919 | Central HP <5.4 tons | YORK | HRCU-A-CB (Split System: Heat Pump with Remote Outdoor Unit-Air-Source) | HH836E2S11 | ADP |  | H,YG36*36+TXV | TM9E100C16MP12 | 33000 | 19 | 8.5 | 29400 | 23800 | 80.95% | 2 | 0 | 11 |  |  |  | No | R-454B | 2.75 | Residential & Commercial | Ducted CEE Tier 1
214396956 | Central HP <5.4 tons | COLEMAN | HRCU-A-CB (Split System: Heat Pump with Remote Outdoor Unit-Air-Source) | HH836E2S11 |  |  | CTM48C5CFS1 | TM8E120C16MP11 | 33600 | 19 | 9 | 31400 | 25400 | 80.89% | 2 | 0 | 11 |  |  |  | No | R-454B | 2.8 | Residential & Commercial | Ducted CEE Tier 1
213781373 | Central HP <5.4 tons | KENMORE | HRCU-A-CB (Split System: Heat Pump with Remote Outdoor Unit-Air-Source) | (C,H,T)VH837GKA2* |  |  | EA*4X48L21A*+WALLCON | *96CTN0601714B* | 32200 | 17 | 8.1 | 32600 | 25200 | 77.3% | 1.94 | 0 | 11 |  |  |  | No | R-410A | 2.6833 | Residential & Commercial | Ducted CEE Tier 1
214440999 | Central HP <5.4 tons | CARRIER | HRCU-A-C (Split System: Heat Pump with Remote Outdoor Unit with No Indoor Fan --Air Source) | 38MURAQ30AB3 | ADP |  | H,PG7J936+TD |  | 29400 | 15.2 | 9.35 | 31200 | 26600 | 85.26% | 1.8 | 0 | 10 |  |  |  | No | R-410A | 2.45 | Residential & Commercial | Ducted CEE Tier 1
213796817 | Central HP <5.4 tons | CARRIER | HRCU-A-CB (Split System: Heat Pump with Remote Outdoor Unit-Air-Source) | 38MURAQ30AB3 | ADP |  | V,C36H175P139+CBPE4B* |  | 30000 | 15.2 | 8.9 | 31200 | 26600 | 85.26% | 1.82 | 0 | 10 |  |  |  | No | R-410A | 2.5 | Residential & Commercial | Ducted CEE Tier 1
213780673 | Central HP <5.4 tons | KENMORE | HRCU-A-CB (Split System: Heat Pump with Remote Outdoor Unit-Air-Source) | (C,H,T)VH837GKA2* |  |  | EA*4X36L17A*+WALLCON | *80CTL0901716B* | 31200 | 16.5 | 8.1 | 33200 | 24200 | 72.89% | 1.84 | 0 | 10.5 |  |  |  | No | R-410A | 2.6 | Residential & Commercial | Ducted CEE Tier 1
213780773 | Central HP <5.4 tons | KENMORE | HRCU-A-CB (Split System: Heat Pump with Remote Outdoor Unit-Air-Source) | (C,H,T)VH837GKA2* |  |  | EA*4X36L21A*+WALLCON | *80CTL1102120B* | 31600 | 17 | 8.1 | 32800 | 24200 | 73.78% | 1.86 | 0 | 11 |  |  |  | No | R-410A | 2.6333 | Residential & Commercial | Ducted CEE Tier 1
214398719 | Central HP <5.4 tons | LUXAIRE | HRCU-A-CB (Split System: Heat Pump with Remote Outdoor Unit-Air-Source) | HH860E2S11 |  |  | CTF60D5CGS1 | TM9Y120D20MP11 | 44000 | 18 | 9 | 44000 | 33400 | 75.91% | 2 | 0 | 11.7 |  |  |  | No | R-454B | 3.6667 | Residential & Commercial | Ducted CEE Tier 1
214809246 | Central HP <5.4 tons | LUXAIRE | HRCU-A-CB (Split System: Heat Pump with Remote Outdoor Unit-Air-Source) | HH860E2S11 |  |  | CTU60C5XGS1+TXV | TM8Y080C16MP11 | 44000 | 18 | 9 | 44000 | 33400 | 75.91% | 2 | 0 | 11.7 |  |  |  | No | R-454B | 3.6667 | Residential & Commercial | Ducted CEE Tier 1
214809197 | Central HP <5.4 tons | LUXAIRE | HRCU-A-CB (Split System: Heat Pump with Remote Outdoor Unit-Air-Source) | HH860E2S11 |  |  | CTU60C5XGS1+TXV | TM9V100C16MP12 | 43500 | 18 | 9 | 44000 | 33200 | 75.45% | 2 | 0 | 11.7 |  |  |  | No | R-454B | 3.625 | Residential & Commercial | Ducted CEE Tier 1
212380996 | Central HP <5.4 tons | CARRIER | HRCU-A-CB (Split System: Heat Pump with Remote Outdoor Unit-Air-Source) | 25VNA448A*031* | ADP |  | V,C60H245P769 | 59MN7B120C24**22 | 43500 | 21 | 8.5 | 44000 | 36000 | 81.82% | 2.34 | 0 | 11.5 |  |  |  | No | R-410A | 3.625 | Residential & Commercial | Ducted CEE Tier 1
214396538 | Central HP <5.4 tons | COLEMAN | HRCU-A-CB (Split System: Heat Pump with Remote Outdoor Unit-Air-Source) | HH836E2S11 |  |  | CTM48C5CFS1 | TPLC100C16MP13 | 33000 | 19 | 9 | 31200 | 25200 | 80.77% | 2 | 0 | 11 |  |  |  | No | R-454B | 2.75 | Residential & Commercial | Ducted CEE Tier 1
214396825 | Central HP <5.4 tons | COLEMAN | HRCU-A-CB (Split System: Heat Pump with Remote Outdoor Unit-Air-Source) | HH836E2S11 |  |  | CTM36B5CDS1 | TMLE100B12MP11 | 33200 | 18 | 8.5 | 31200 | 25000 | 80.13% | 2 | 0 | 11 |  |  |  | No | R-454B | 2.7667 | Residential & Commercial | Ducted CEE Tier 1
214396872 | Central HP <5.4 tons | COLEMAN | HRCU-A-CB (Split System: Heat Pump with Remote Outdoor Unit-Air-Source) | HH836E2S11 |  |  | CTM36C5CDS1 | TPLC080C16MP13 | 34000 | 18 | 8.5 | 32000 | 26200 | 81.88% | 2 | 0 | 11 |  |  |  | No | R-454B | 2.8333 | Residential & Commercial | Ducted CEE Tier 1
213297204 | Central HP <5.4 tons | LUXAIRE | HRCU-A-CB (Split System: Heat Pump with Remote Outdoor Unit-Air-Source) | HMH72B341 |  |  | XAUB30CXXN1+TXV | Z8ES040A12LMPS1 | 33200 | 18 | 8.5 | 33000 | 23400 | 70.91% | 2.06 | 0 | 10 |  |  |  | No | R-410A | 2.7667 | Residential & Commercial | Ducted CEE Tier 1
213297224 | Central HP <5.4 tons | LUXAIRE | HRCU-A-CB (Split System: Heat Pump with Remote Outdoor Unit-Air-Source) | HMH72B341 |  |  | XAFB30CXXN1+JMET12BS2N1+TXV |  | 33200 | 18.5 | 8.5 | 33000 | 23200 | 70.3% | 2.06 | 0 | 10 |  |  |  | No | R-410A | 2.7667 | Residential & Commercial | Ducted CEE Tier 1
215682163 | Central HP <5.4 tons | CARRIER | HRCU-A-CB (Split System: Heat Pump with Remote Outdoor Unit-Air-Source) | 27VNA048A*030* |  |  | CVAVA4821XMA*+UI | 59TN7A100C21**22 | 47000 | 18.5 | 9 | 50000 | 36400 | 72.8% | 2 | 0 | 10 |  |  |  | No | R-454B | 3.9167 | Residential & Commercial | Ducted CEE Tier 1
215681503 | Central HP <5.4 tons | CARRIER | HRCU-A-CB (Split System: Heat Pump with Remote Outdoor Unit-Air-Source) | 27VNA048A*030* |  |  | CAA**6121AM*+UI | 59TN7A100C21**22 | 46000 | 18 | 9 | 47500 | 33800 | 71.16% | 2.08 | 0 | 10 |  |  |  | No | R-454B | 3.8333 | Residential & Commercial | Ducted CEE Tier 1
215682153 | Central HP <5.4 tons | CARRIER | HRCU-A-CB (Split System: Heat Pump with Remote Outdoor Unit-Air-Source) | 27VNA048A*030* |  |  | CVAVA4821XMA*+UI | 59TN7A080C21**20 | 47000 | 18.5 | 9 | 50000 | 36600 | 73.2% | 1.98 | 0 | 10 |  |  |  | No | R-454B | 3.9167 | Residential & Commercial | Ducted CEE Tier 1
215682173 | Central HP <5.4 tons | CARRIER | HRCU-A-CB (Split System: Heat Pump with Remote Outdoor Unit-Air-Source) | 27VNA048A*030* |  |  | CVAVA4824XMA*+UI | 59TN6C080C21**20 | 47000 | 18.5 | 9 | 50000 | 36400 | 72.8% | 2 | 0 | 10 |  |  |  | No | R-454B | 3.9167 | Residential & Commercial | Ducted CEE Tier 1
214398385 | Central HP <5.4 tons | LUXAIRE | HRCU-A-CB (Split System: Heat Pump with Remote Outdoor Unit-Air-Source) | HH824E2S11 |  |  | CTF30B5ACS1 | TM8E100B12MP11 | 23000 | 17 | 9.5 | 23000 | 18400 | 80% | 2 | 0 | 12 |  |  |  | No | R-454B | 1.9167 | Residential & Commercial | Ducted CEE Tier 1
214397549 | Central HP <5.4 tons | LUXAIRE | HRCU-A-CB (Split System: Heat Pump with Remote Outdoor Unit-Air-Source) | HH824E2S11 |  |  | CTM30B5ACS1 | TM8Y080B12MP11 | 23000 | 17 | 9.5 | 23000 | 18700 | 81.3% | 2 | 0 | 12 |  |  |  | No | R-454B | 1.9167 | Residential & Commercial | Ducted CEE Tier 1
214398353 | Central HP <5.4 tons | LUXAIRE | HRCU-A-CB (Split System: Heat Pump with Remote Outdoor Unit-Air-Source) | HH824E2S11 |  |  | CTF30A5ADS1 | TL8E060A12UH11 | 23000 | 18 | 9.5 | 23000 | 18700 | 81.3% | 2 | 0 | 12 |  |  |  | No | R-454B | 1.9167 | Residential & Commercial | Ducted CEE Tier 1
214807726 | Central HP <5.4 tons | LUXAIRE | HRCU-A-CB (Split System: Heat Pump with Remote Outdoor Unit-Air-Source) | HH824E2S11 |  |  | CTM36B5ADS1 | LPLC080B12MP13 | 23000 | 17 | 9 | 23000 | 17700 | 76.96% | 2 | 0 | 12 |  |  |  | No | R-454B | 1.9167 | Residential & Commercial | Ducted CEE Tier 1
215424728 | Central HP <5.4 tons | LUXAIRE | HRCU-A-CB (Split System: Heat Pump with Remote Outdoor Unit-Air-Source) | HH824E2S11 | ADP |  | H,YE7J*36+TXV-BLEED | Z8ES100B12SMPS1 | 23000 | 18 | 9 | 21400 | 18200 | 85.05% | 2 | 0 | 12 |  |  |  | No | R-454B | 1.9167 | Residential & Commercial | Ducted CEE Tier 1
215424735 | Central HP <5.4 tons | LUXAIRE | HRCU-A-CB (Split System: Heat Pump with Remote Outdoor Unit-Air-Source) | HH824E2S11 | ADP |  | H,YE7J*36+TXV-BLEED | Z9ES080B12SMPS1 | 22400 | 17 | 8.8 | 21400 | 17400 | 81.31% | 1.96 | 0 | 11.5 |  |  |  | No | R-454B | 1.8667 | Residential & Commercial | Ducted CEE Tier 1
207455020 | Central HP <5.4 tons | LENNOX | HRCU-A-CB (Split System: Heat Pump with Remote Outdoor Unit-Air-Source) | SL25XPV-036-230A** | ADP |  | L*35/36S9 | EL296UH045XV36B* | 33600 | 21 | 8.8 | 33200 | 25800 | 77.71% | 1.82 | 13.5 | 13 |  |  |  | No | R-410A | 2.8 | Residential & Commercial | Ducted CEE Tier 1
214301843 | Central HP <5.4 tons | CHAMPION HEATING AND COOLING | HRCU-A-CB (Split System: Heat Pump with Remote Outdoor Unit-Air-Source) | HMH72B341 | ADP |  | H,YE7J(1,2)36+TXV | TM8E120C16MP11 | 33200 | 18 | 8.5 | 31400 | 22800 | 72.61% | 2.06 | 0 | 10 |  |  |  | No | R-410A | 2.7667 | Residential & Commercial | Ducted CEE Tier 1
214301838 | Central HP <5.4 tons | CHAMPION HEATING AND COOLING | HRCU-A-CB (Split System: Heat Pump with Remote Outdoor Unit-Air-Source) | HMH72B341 | ADP |  | H,YE7J(1,2)36+TXV | TM8E080C16MP11 | 33000 | 18 | 8.5 | 31400 | 22800 | 72.61% | 2.04 | 0 | 10 |  |  |  | No | R-410A | 2.75 | Residential & Commercial | Ducted CEE Tier 1
207455047 | Central HP <5.4 tons | LENNOX | HRCU-A-CB (Split System: Heat Pump with Remote Outdoor Unit-Air-Source) | SL25XPV-036-230A** | ADP |  | L*23/37Z9 | EL296UH090XV48C* | 34000 | 22 | 8.5 | 32200 | 27000 | 83.85% | 1.82 | 14 | 13.5 |  |  |  | No | R-410A | 2.8333 | Residential & Commercial | Ducted CEE Tier 1
207455111 | Central HP <5.4 tons | LENNOX | HRCU-A-CB (Split System: Heat Pump with Remote Outdoor Unit-Air-Source) | SL25XPV-036-230A** | ADP |  | LH35/36F9 | SL280UH080NV48B* | 33600 | 21 | 8.8 | 32800 | 25600 | 78.05% | 1.84 | 14 | 13 |  |  |  | No | R-410A | 2.8 | Residential & Commercial | Ducted CEE Tier 1
207455122 | Central HP <5.4 tons | LENNOX | HRCU-A-CB (Split System: Heat Pump with Remote Outdoor Unit-Air-Source) | SL25XPV-036-230A** | ADP |  | L*35/36U9 | SL280UH080NV60C* | 34000 | 21 | 8.8 | 33800 | 27000 | 79.88% | 1.82 | 14 | 13.5 |  |  |  | No | R-410A | 2.8333 | Residential & Commercial | Ducted CEE Tier 1
207455131 | Central HP <5.4 tons | LENNOX | HRCU-A-CB (Split System: Heat Pump with Remote Outdoor Unit-Air-Source) | SL25XPV-036-230A** | ADP |  | L*35/36S9 | SL280UH090V36B* | 34000 | 22 | 8.8 | 32800 | 25600 | 78.05% | 1.84 | 14 | 13.5 |  |  |  | No | R-410A | 2.8333 | Residential & Commercial | Ducted CEE Tier 1
207455206 | Central HP <5.4 tons | LENNOX | HRCU-A-CB (Split System: Heat Pump with Remote Outdoor Unit-Air-Source) | SL25XPV-036-230A** | ADP |  | L*23/37Z9 | SL297UH060NV36B* | 34600 | 21 | 8.8 | 32800 | 26000 | 79.27% | 1.82 | 13.5 | 13 |  |  |  | No | R-410A | 2.8833 | Residential & Commercial | Ducted CEE Tier 1
207455222 | Central HP <5.4 tons | LENNOX | HRCU-A-CB (Split System: Heat Pump with Remote Outdoor Unit-Air-Source) | SL25XPV-036-230A** | ADP |  | L*23/37Z9 | SL297UH080NV60C* | 33600 | 21 | 8.6 | 32800 | 26200 | 79.88% | 1.8 | 14 | 13 |  |  |  | No | R-410A | 2.8 | Residential & Commercial | Ducted CEE Tier 1
214624900 | Central HP <5.4 tons | CARRIER | HRCU-A-CB (Split System: Heat Pump with Remote Outdoor Unit-Air-Source) | 38MURAQ36AB3* | ADP |  | PL36H175P149 | 58SU*B060M17**16 | 35200 | 16 | 8.1 | 36800 | 34600 | 94.02% | 1.86 | 0 | 10 |  |  |  | No | R-410A | 2.9333 | Residential & Commercial | Ducted CEE Tier 1
214442017 | Central HP <5.4 tons | BRYANT HEATING AND COOLING SYSTEMS | HRCU-A-CB (Split System: Heat Pump with Remote Outdoor Unit-Air-Source) | 288BNV037*0**A* | ADP |  | V,C36H175P159 | 987MC42080C17*** | 31600 | 17 | 8.1 | 31800 | 24200 | 76.1% | 1.88 | 0 | 11 |  |  |  | No | R-410A | 2.6333 | Residential & Commercial | Ducted CEE Tier 1
216457592 | Central HP <5.4 tons | BOSCH | HRCU-A-CB (Split System: Heat Pump with Remote Outdoor Unit-Air-Source) | BOVD-36HDN1-M20G | ADP |  | H,RG80936+AEFE4B* |  | 34200 | 19 | 9.5 | 32600 | 23600 | 72.39% | 1.9 | 0 | 12 |  |  |  | No | R-410A | 2.85 | Residential & Commercial | Ducted CEE Tier 1
214588267 | Central HP <5.4 tons | BRYANT HEATING AND COOLING SYSTEMS | HRCU-A-CB (Split System: Heat Pump with Remote Outdoor Unit-Air-Source) | 38MURAQ24AB3* | ADP |  | PL36H175P159 | 926TC30040V14*** | 23400 | 16 | 8.5 | 24600 | 23800 | 96.75% | 2 | 0 | 10 |  |  |  | No | R-410A | 1.95 | Residential & Commercial | Ducted CEE Tier 1
214441907 | Central HP <5.4 tons | BRYANT HEATING AND COOLING SYSTEMS | HRCU-A-CB (Split System: Heat Pump with Remote Outdoor Unit-Air-Source) | 284ANV024*0**B* | ADP |  | V,C36H***P439 | 88*TB36070C14*** | 23600 | 20 | 10.5 | 25000 | 19400 | 77.6% | 2.48 | 0 | 13.5 |  |  |  | No | R-410A | 1.9667 | Residential & Commercial | Ducted CEE Tier 1
214301851 | Central HP <5.4 tons | CHAMPION HEATING AND COOLING | HRCU-A-CB (Split System: Heat Pump with Remote Outdoor Unit-Air-Source) | HMH72B341 | ADP |  | H,YE9J(1,2)36+TXV | TM9E080B12MP12 | 34000 | 17 | 8.1 | 32200 | 23600 | 73.29% | 2.06 | 0 | 10 |  |  |  | No | R-410A | 2.8333 | Residential & Commercial | Ducted CEE Tier 1
214301876 | Central HP <5.4 tons | CHAMPION HEATING AND COOLING | HRCU-A-CB (Split System: Heat Pump with Remote Outdoor Unit-Air-Source) | HMH72B341 | ADP |  | H,YE9J(1,2)36+TXV | Z8ES040A12LMPS1 | 34000 | 18 | 8.5 | 31800 | 23800 | 74.84% | 2.1 | 0 | 10 |  |  |  | No | R-410A | 2.8333 | Residential & Commercial | Ducted CEE Tier 1
213796960 | Central HP <5.4 tons | BRYANT HEATING AND COOLING SYSTEMS | HRCU-A-CB (Split System: Heat Pump with Remote Outdoor Unit-Air-Source) | 38MURAQ18AB3* | ADP |  | V,C36H***P039+CBPE3A* |  | 17500 | 15.5 | 8.7 | 17000 | 19400 | 114.1% | 2.32 | 0 | 10.5 |  |  |  | No | R-410A | 1.4583 | Residential & Commercial | Ducted CEE Tier 1
215681973 | Central HP <5.4 tons | CARRIER | HRCU-A-CB (Split System: Heat Pump with Remote Outdoor Unit-Air-Source) | 27VNA048A*030* |  |  | CVAMA6024XMA*+UI | 59TN6C080C21**20 | 48000 | 19 | 9 | 50000 | 36600 | 73.2% | 2 | 0 | 10 |  |  |  | No | R-454B | 4 | Residential & Commercial | Ducted CEE Tier 1
214650947 | Central HP <5.4 tons | LUXAIRE | HRCU-A-CB (Split System: Heat Pump with Remote Outdoor Unit-Air-Source) | HH860E2S11 |  |  | CTU60D5XHS1+TXV | Z8ES130D20SMPS1 | 54000 | 19 | 9 | 53500 | 38500 | 71.96% | 2 | 0 | 12 |  |  |  | No | R-454B | 4.5 | Residential & Commercial | Ducted CEE Tier 1
214440957 | Central HP <5.4 tons | CARRIER | HRCU-A-CB (Split System: Heat Pump with Remote Outdoor Unit-Air-Source) | 25VNA424A*031* | ADP |  | H,PG9J936 | 59TN6C100C21**22 | 23600 | 20 | 10.5 | 25000 | 19300 | 77.2% | 2.48 | 0 | 13 |  |  |  | No | R-410A | 1.9667 | Residential & Commercial | Ducted CEE Tier 1
215224757 | Central HP <5.4 tons | CARRIER | HRCU-A-CB (Split System: Heat Pump with Remote Outdoor Unit-Air-Source) | 25VNA424A*031* | ADP |  | H,PG7J936 | 59MN7C080C17**14 | 23200 | 20 | 10 | 25200 | 19500 | 77.38% | 2.4 | 0 | 13 |  |  |  | No | R-410A | 1.9333 | Residential & Commercial | Ducted CEE Tier 1
215424294 | Central HP <5.4 tons | LUXAIRE | HRCU-A-CB (Split System: Heat Pump with Remote Outdoor Unit-Air-Source) | HH860E2S11 | ADP |  | H,YE48*60+TXV-BLEED | TM9E080C20MP12 | 53500 | 18 | 8.5 | 53000 | 39500 | 74.53% | 2 | 0 | 11 |  |  |  | No | R-454B | 4.4583 | Residential & Commercial | Ducted CEE Tier 1
215424301 | Central HP <5.4 tons | LUXAIRE | HRCU-A-CB (Split System: Heat Pump with Remote Outdoor Unit-Air-Source) | HH860E2S11 | ADP |  | H,YE36*60+TXV-BLEED | TM9V080C16MP12 | 43000 | 17 | 8.4 | 42000 | 33000 | 78.57% | 1.98 | 0 | 10.5 |  |  |  | No | R-454B | 3.5833 | Residential & Commercial | Ducted CEE Tier 1
215424333 | Central HP <5.4 tons | LUXAIRE | HRCU-A-CB (Split System: Heat Pump with Remote Outdoor Unit-Air-Source) | HH860E2S11 | ADP |  | H,YE36*60+TXV-BLEED | Z9ES080C20SMPS1 | 44000 | 17 | 8.4 | 44500 | 33000 | 74.16% | 1.98 | 0 | 11.7 |  |  |  | No | R-454B | 3.6667 | Residential & Commercial | Ducted CEE Tier 1
214848987 | Central HP <5.4 tons | YORK | HRCU-A-CB (Split System: Heat Pump with Remote Outdoor Unit-Air-Source) | HH860E2S11 | ADP |  | H,YG84*60+TXV-BLEED | TM9E100C16MP12 | 44500 | 18 | 8.5 | 44000 | 34000 | 77.27% | 2 | 0 | 11 |  |  |  | No | R-454B | 3.7083 | Residential & Commercial | Ducted CEE Tier 1
214848988 | Central HP <5.4 tons | YORK | HRCU-A-CB (Split System: Heat Pump with Remote Outdoor Unit-Air-Source) | HH860E2S11 | ADP |  | H,YG84*60+TXV-BLEED | TM9E100C20MP12 | 53500 | 19 | 8.5 | 53000 | 39500 | 74.53% | 2 | 0 | 11 |  |  |  | No | R-454B | 4.4583 | Residential & Commercial | Ducted CEE Tier 1
214301865 | Central HP <5.4 tons | CHAMPION HEATING AND COOLING | HRCU-A-CB (Split System: Heat Pump with Remote Outdoor Unit-Air-Source) | HMH72B341 | ADP |  | H,YE9J(1,2)36+TXV | TM9V100C16MP12 | 34000 | 17 | 8.5 | 32400 | 23600 | 72.84% | 2.1 | 0 | 10 |  |  |  | No | R-410A | 2.8333 | Residential & Commercial | Ducted CEE Tier 1
211390298 | Central HP <5.4 tons | FRASER-JOHNSTON | HRCU-A-CB (Split System: Heat Pump with Remote Outdoor Unit-Air-Source) | HMH72B341 |  |  | XAFC36DBCN1 | TPLC100C16MP13 | 34000 | 17.5 | 8.5 | 33800 | 23800 | 70.41% | 2.08 | 0 | 10 |  |  |  | No | R-410A | 2.8333 | Residential & Commercial | Ducted CEE Tier 1
213779122 | Central HP <5.4 tons | KEEPRITE | HRCU-A-CB (Split System: Heat Pump with Remote Outdoor Unit-Air-Source) | CVH837GKA** |  |  | EA*4X42L21A*+WALLCON | *97CMN0601714B* | 31600 | 16.5 | 8.1 | 33200 | 24600 | 74.1% | 1.84 | 0 | 10.5 |  |  |  | No | R-410A | 2.6333 | Residential & Commercial | Ducted CEE Tier 1
213779072 | Central HP <5.4 tons | KEEPRITE | HRCU-A-CB (Split System: Heat Pump with Remote Outdoor Unit-Air-Source) | CVH837GKA** |  |  | EA*4X42L21A*+WALLCON | *80CTL0701716B* | 31400 | 17 | 8.1 | 33200 | 24400 | 73.49% | 1.86 | 0 | 10.5 |  |  |  | No | R-410A | 2.6167 | Residential & Commercial | Ducted CEE Tier 1
213778972 | Central HP <5.4 tons | KEEPRITE | HRCU-A-CB (Split System: Heat Pump with Remote Outdoor Unit-Air-Source) | CVH837GKA** |  |  | EA*4X37L21A*+WALLCON | *80CTL0902120B* | 32800 | 17 | 8.5 | 33000 | 25000 | 75.76% | 1.98 | 0 | 11 |  |  |  | No | R-410A | 2.7333 | Residential & Commercial | Ducted CEE Tier 1
212983616 | Central HP <5.4 tons | CARRIER | HRCU-A-CB (Split System: Heat Pump with Remote Outdoor Unit-Air-Source) | 38MURAQ24AB3* |  |  | CNPV*3617AL* | 59SC2E060M14**12 | 23800 | 17 | 8.5 | 26400 | 23800 | 90.15% | 1.98 | 0 | 10.5 |  |  |  | No | R-410A | 1.9833 | Residential & Commercial | Ducted CEE Tier 1
213352712 | Central HP <5.4 tons | CARRIER | HRCU-A-CB (Split System: Heat Pump with Remote Outdoor Unit-Air-Source) | 38MURAQ24AB3* | ADP |  | C36A***L139 | 59TP6C100V21**20 | 23200 | 17 | 8.5 | 24600 | 24200 | 98.37% | 2.04 | 0 | 10 |  |  |  | No | R-410A | 1.9333 | Residential & Commercial | Ducted CEE Tier 1
214301842 | Central HP <5.4 tons | CHAMPION HEATING AND COOLING | HRCU-A-CB (Split System: Heat Pump with Remote Outdoor Unit-Air-Source) | HMH72B341 | ADP |  | H,YE9J(1,2)36+TXV | TM8E100C16MP11 | 33000 | 18 | 8.5 | 31400 | 22800 | 72.61% | 2.04 | 0 | 10 |  |  |  | No | R-410A | 2.75 | Residential & Commercial | Ducted CEE Tier 1
214301853 | Central HP <5.4 tons | CHAMPION HEATING AND COOLING | HRCU-A-CB (Split System: Heat Pump with Remote Outdoor Unit-Air-Source) | HMH72B341 | ADP |  | H,YE9J(1,2)36+TXV | TM9E080C16MP12 | 33000 | 18 | 8.1 | 31400 | 22800 | 72.61% | 2.04 | 0 | 10 |  |  |  | No | R-410A | 2.75 | Residential & Commercial | Ducted CEE Tier 1
207454802 | Central HP <5.4 tons | LENNOX | HRCU-A-CB (Split System: Heat Pump with Remote Outdoor Unit-Air-Source) | SL25XPV-024-230A** | ADP |  | L*19/36S9 | SL280UH080NV48B* | 22000 | 21 | 8.95 | 19800 | 20200 | 102% | 1.82 | 14 | 13.5 |  |  |  | No | R-410A | 1.8333 | Residential & Commercial | Ducted CEE Tier 1
207454895 | Central HP <5.4 tons | LENNOX | HRCU-A-CB (Split System: Heat Pump with Remote Outdoor Unit-Air-Source) | SL25XPV-024-230A** | ADP |  | LH29/36F9 | SL297UH040NV36B* | 22000 | 22 | 9.75 | 19800 | 20000 | 101% | 1.82 | 14 | 14 |  |  |  | No | R-410A | 1.8333 | Residential & Commercial | Ducted CEE Tier 1
207455306 | Central HP <5.4 tons | LENNOX | HRCU-A-CB (Split System: Heat Pump with Remote Outdoor Unit-Air-Source) | SL25XPV-024-230A** | ADP |  | L*35/36S9 | SL280UH080NV48B* | 22200 | 21 | 9.1 | 19800 | 20200 | 102% | 1.84 | 14 | 14 |  |  |  | No | R-410A | 1.85 | Residential & Commercial | Ducted CEE Tier 1
215281575 | Central HP <5.4 tons | FRIEDRICH | HRCU-A-CB (Split System: Heat Pump with Remote Outdoor Unit-Air-Source) | WFPU18Z363C | ADP |  | SM6937 |  | 32400 | 17 | 9.35 | 33400 | 25600 | 76.65% | 2.02 | 0 | 10 |  |  |  | No | R-410A | 2.7 | Residential & Commercial | Ducted CEE Tier 1
215678194 | Central HP <5.4 tons | BRYANT HEATING AND COOLING SYSTEMS | HRCU-A-CB (Split System: Heat Pump with Remote Outdoor Unit-Air-Source) | 290VAN024**AA* |  |  | CAA**2417AM*+UI | 83*CB48060C17*** | 22800 | 16.5 | 8.5 | 24000 | 16800 | 70% | 1.96 | 0 | 10 |  |  |  | No | R-454B | 1.9 | Residential & Commercial | Ducted CEE Tier 1
212983291 | Central HP <5.4 tons | KEEPRITE | HRCU-A-CB (Split System: Heat Pump with Remote Outdoor Unit-Air-Source) | DLCURAH18ABK |  |  | EA*4X30L17A* | *92MSN0401712A* | 17300 | 15.5 | 8.5 | 18100 | 18800 | 103.9% | 2.24 | 0 | 10.5 |  |  |  | No | R-410A | 1.4417 | Residential & Commercial | Ducted CEE Tier 1
212380556 | Central HP <5.4 tons | CARRIER | HRCU-A-CB (Split System: Heat Pump with Remote Outdoor Unit-Air-Source) | 25VNA424A*031* | ADP |  | V,C36H175P459 | 58TN*A090C17**16 | 24000 | 21 | 8.5 | 24800 | 19200 | 77.42% | 2.58 | 0 | 14 |  |  |  | No | R-410A | 2 | Residential & Commercial | Ducted CEE Tier 1
212380557 | Central HP <5.4 tons | CARRIER | HRCU-A-CB (Split System: Heat Pump with Remote Outdoor Unit-Air-Source) | 25VNA424A*031* | ADP |  | PL36H210P299 | 59MN7B060C17**14 | 23200 | 19 | 8.1 | 25200 | 19600 | 77.78% | 2.38 | 0 | 12.5 |  |  |  | No | R-410A | 1.9333 | Residential & Commercial | Ducted CEE Tier 1
212380588 | Central HP <5.4 tons | CARRIER | HRCU-A-CB (Split System: Heat Pump with Remote Outdoor Unit-Air-Source) | 25VNA424A*031* | ADP |  | PL36H175P149 | 59TN6B060C17**14 | 23400 | 20 | 8.1 | 25200 | 19600 | 77.78% | 2.42 | 0 | 13 |  |  |  | No | R-410A | 1.95 | Residential & Commercial | Ducted CEE Tier 1
212380590 | Central HP <5.4 tons | CARRIER | HRCU-A-CB (Split System: Heat Pump with Remote Outdoor Unit-Air-Source) | 25VNA424A*031* | ADP |  | V,C36H175P159 | 59TN6B060C17**14 | 23400 | 20 | 8.1 | 25200 | 19600 | 77.78% | 2.42 | 0 | 13 |  |  |  | No | R-410A | 1.95 | Residential & Commercial | Ducted CEE Tier 1
212380591 | Central HP <5.4 tons | CARRIER | HRCU-A-CB (Split System: Heat Pump with Remote Outdoor Unit-Air-Source) | 25VNA424A*031* | ADP |  | PL36H210P749 | 59TN6B060C17**14 | 23400 | 20 | 8.1 | 25000 | 19500 | 78% | 2.44 | 0 | 13 |  |  |  | No | R-410A | 1.95 | Residential & Commercial | Ducted CEE Tier 1
214719960 | Central HP <5.4 tons | COLEMAN | HRCU-A-CB (Split System: Heat Pump with Remote Outdoor Unit-Air-Source) | HH860E2S11 |  |  | CTU60C5XGS1+TXV | TPLC100C20MP13 | 44500 | 18 | 9 | 45000 | 33800 | 75.11% | 2 | 0 | 11 |  |  |  | No | R-454B | 3.7083 | Residential & Commercial | Ducted CEE Tier 1
214719974 | Central HP <5.4 tons | COLEMAN | HRCU-A-CB (Split System: Heat Pump with Remote Outdoor Unit-Air-Source) | HH860E2S11 |  |  | CTU60C5XGS1+TXV | CPLC120C20MP13 | 44500 | 18 | 9 | 45000 | 33800 | 75.11% | 2 | 0 | 11 |  |  |  | No | R-454B | 3.7083 | Residential & Commercial | Ducted CEE Tier 1
214440961 | Central HP <5.4 tons | CARRIER | HRCU-A-CB (Split System: Heat Pump with Remote Outdoor Unit-Air-Source) | 25VNA424A*031* | ADP |  | H,PG24936 | 59TN6C120C24**22 | 22400 | 20 | 10.5 | 25000 | 19300 | 77.2% | 2.48 | 0 | 12.5 |  |  |  | No | R-410A | 1.8667 | Residential & Commercial | Ducted CEE Tier 1
215681993 | Central HP <5.4 tons | CARRIER | HRCU-A-CB (Split System: Heat Pump with Remote Outdoor Unit-Air-Source) | 27VNA048A*030* |  |  | CVAMA6024XMA*+UI | 58CU*B100C21**20 | 48000 | 18.5 | 9 | 50000 | 36600 | 73.2% | 2 | 0 | 10 |  |  |  | No | R-454B | 4 | Residential & Commercial | Ducted CEE Tier 1
215682243 | Central HP <5.4 tons | CARRIER | HRCU-A-CB (Split System: Heat Pump with Remote Outdoor Unit-Air-Source) | 27VNA048A*030* |  |  | CVAVA4924XMA*+UI | 58CU*B080C21**20 | 48000 | 19 | 9 | 50000 | 36200 | 72.4% | 2.12 | 0 | 10 |  |  |  | No | R-454B | 4 | Residential & Commercial | Ducted CEE Tier 1
212982308 | Central HP <5.4 tons | KEEPRITE | HRCU-A-CB (Split System: Heat Pump with Remote Outdoor Unit-Air-Source) | DLCURAH24ABK |  |  | EA*4X37L17A* | *80MSU0401712A* | 24200 | 16.5 | 8.5 | 25200 | 22000 | 87.3% | 1.84 | 0 | 10 |  |  |  | No | R-410A | 2.0167 | Residential & Commercial | Ducted CEE Tier 1
212981792 | Central HP <5.4 tons | KEEPRITE | HRCU-A-CB (Split System: Heat Pump with Remote Outdoor Unit-Air-Source) | DLCURAH24ABK |  |  | EN(A,D)4X30L17** | *80MSU1002120A* | 23800 | 16.5 | 8.5 | 26400 | 24000 | 90.91% | 1.98 | 0 | 10.5 |  |  |  | No | R-410A | 1.9833 | Residential & Commercial | Ducted CEE Tier 1
212982728 | Central HP <5.4 tons | KEEPRITE | HRCU-A-CB (Split System: Heat Pump with Remote Outdoor Unit-Air-Source) | DLCURAH24ABK |  |  | EN(A,D)4X36L21** | *80MSU0601716A* | 23600 | 17 | 8.5 | 25600 | 24000 | 93.75% | 2 | 0 | 10.5 |  |  |  | No | R-410A | 1.9667 | Residential & Commercial | Ducted CEE Tier 1
213739871 | Central HP <5.4 tons | DAY & NIGHT | HRCU-A-CB (Split System: Heat Pump with Remote Outdoor Unit-Air-Source) | DLCURAH24ABK | ADP |  | PL36H175P069 | *80VSL0451412B* | 23600 | 17 | 8.5 | 24600 | 24200 | 98.37% | 2.04 | 0 | 10.5 |  |  |  | No | R-410A | 1.9667 | Residential & Commercial | Ducted CEE Tier 1
213739887 | Central HP <5.4 tons | DAY & NIGHT | HRCU-A-CB (Split System: Heat Pump with Remote Outdoor Unit-Air-Source) | DLCURAH24ABK | ADP |  | FG80936 | *80VTL0451412B* | 23600 | 17 | 8.5 | 24600 | 24200 | 98.37% | 2.04 | 0 | 10.5 |  |  |  | No | R-410A | 1.9667 | Residential & Commercial | Ducted CEE Tier 1
214574415 | Central HP <5.4 tons | KEEPRITE | HRCU-A-CB (Split System: Heat Pump with Remote Outdoor Unit-Air-Source) | CVH837GKA2* |  |  | EHD4X60AAL+WALLCON | *95CSU1002122B* | 33000 | 18 | 8.5 | 32000 | 24800 | 77.5% | 2.02 | 0 | 11.5 |  |  |  | No | R-410A | 2.75 | Residential & Commercial | Ducted CEE Tier 1
214574565 | Central HP <5.4 tons | KEEPRITE | HRCU-A-CB (Split System: Heat Pump with Remote Outdoor Unit-Air-Source) | CVH837GKA2* |  |  | EN(A,D,W)4X42L21**+WALLCON | *96CTN0802120B* | 31800 | 17 | 8.1 | 33000 | 24400 | 73.94% | 1.9 | 0 | 11.5 |  |  |  | No | R-410A | 2.65 | Residential & Commercial | Ducted CEE Tier 1
214574165 | Central HP <5.4 tons | KEEPRITE | HRCU-A-CB (Split System: Heat Pump with Remote Outdoor Unit-Air-Source) | CVH837GKA2* |  |  | EA*4X61L24A*+WALLCON | *95CSU0802120B* | 33200 | 17.5 | 8.5 | 32000 | 24800 | 77.5% | 2 | 0 | 11.5 |  |  |  | No | R-410A | 2.7667 | Residential & Commercial | Ducted CEE Tier 1
214574465 | Central HP <5.4 tons | KEEPRITE | HRCU-A-CB (Split System: Heat Pump with Remote Outdoor Unit-Air-Source) | CVH837GKA2* |  |  | EN(A,D)4X36L21**+WALLCON | *95CSU0802120B* | 31400 | 16.5 | 8.1 | 33200 | 24200 | 72.89% | 1.82 | 0 | 11 |  |  |  | No | R-410A | 2.6167 | Residential & Commercial | Ducted CEE Tier 1
214574515 | Central HP <5.4 tons | KEEPRITE | HRCU-A-CB (Split System: Heat Pump with Remote Outdoor Unit-Air-Source) | CVH837GKA2* |  |  | EN(A,D,W)4X42L21**+WALLCON | *80CTL0702120B* | 31800 | 17 | 8.1 | 33000 | 24600 | 74.55% | 1.88 | 0 | 11 |  |  |  | No | R-410A | 2.65 | Residential & Commercial | Ducted CEE Tier 1
214421526 | Central HP <5.4 tons | COLEMAN | HRCU-A-CB (Split System: Heat Pump with Remote Outdoor Unit-Air-Source) | HH836E2S11 |  |  | CTM48C5CFS1+JMET16CS2N1 |  | 33800 | 19 | 9 | 31400 | 25200 | 80.25% | 2 | 0 | 11.7 |  |  |  | No | R-454B | 2.8167 | Residential & Commercial | Ducted CEE Tier 1
215676304 | Central HP <5.4 tons | BRYANT HEATING AND COOLING SYSTEMS | HRCU-A-CB (Split System: Heat Pump with Remote Outdoor Unit-Air-Source) | 290VAN048**AA* |  |  | CVAVA4924XMA*+UI | 88*TB60090C21*** | 48000 | 19 | 9 | 50000 | 36400 | 72.8% | 2 | 0 | 10.5 |  |  |  | No | R-454B | 4 | Residential & Commercial | Ducted CEE Tier 1
215676004 | Central HP <5.4 tons | BRYANT HEATING AND COOLING SYSTEMS | HRCU-A-CB (Split System: Heat Pump with Remote Outdoor Unit-Air-Source) | 290VAN048**AA* |  |  | CVAMA6124XMA*+UI | 88*TB66135C24*** | 48500 | 19.5 | 9.5 | 50000 | 36600 | 73.2% | 2.1 | 0 | 10.5 |  |  |  | No | R-454B | 4.0417 | Residential & Commercial | Ducted CEE Tier 1
215676374 | Central HP <5.4 tons | BRYANT HEATING AND COOLING SYSTEMS | HRCU-A-CB (Split System: Heat Pump with Remote Outdoor Unit-Air-Source) | 290VAN048**AA* |  |  | CVAVA4924XMA*+UI | 987MC66120C24*** | 48000 | 19 | 9 | 50000 | 36600 | 73.2% | 2 | 0 | 10 |  |  |  | No | R-454B | 4 | Residential & Commercial | Ducted CEE Tier 1
215676454 | Central HP <5.4 tons | BRYANT HEATING AND COOLING SYSTEMS | HRCU-A-CB (Split System: Heat Pump with Remote Outdoor Unit-Air-Source) | 290VAN048**AA* |  |  | CVAVA6021XMA*+UI | 88*TB60070C21*** | 48000 | 19 | 9 | 50000 | 36800 | 73.6% | 2 | 0 | 10 |  |  |  | No | R-454B | 4 | Residential & Commercial | Ducted CEE Tier 1
213739912 | Central HP <5.4 tons | DAY & NIGHT | HRCU-A-CB (Split System: Heat Pump with Remote Outdoor Unit-Air-Source) | DLCURAH24ABK | ADP |  | V,G36H175P159 | *95MSU0401712A* | 23400 | 17 | 8.5 | 24400 | 24000 | 98.36% | 2.02 | 0 | 10 |  |  |  | No | R-410A | 1.95 | Residential & Commercial | Ducted CEE Tier 1
213739919 | Central HP <5.4 tons | DAY & NIGHT | HRCU-A-CB (Split System: Heat Pump with Remote Outdoor Unit-Air-Source) | DLCURAH24ABK | ADP |  | FG32936 | *96MSN0261410A* | 23400 | 16 | 8.5 | 25400 | 25800 | 101.6% | 2.2 | 0 | 10 |  |  |  | No | R-410A | 1.95 | Residential & Commercial | Ducted CEE Tier 1
212979519 | Central HP <5.4 tons | KEEPRITE | HRCU-A-CB (Split System: Heat Pump with Remote Outdoor Unit-Air-Source) | DLCURAH24ABK |  |  | EN(A,D)4X36L21** | *80MS(N,L)0702116A* | 23800 | 17 | 8.5 | 26400 | 24000 | 90.91% | 2 | 0 | 10.5 |  |  |  | No | R-410A | 1.9833 | Residential & Commercial | Ducted CEE Tier 1
215424254 | Central HP <5.4 tons | LUXAIRE | HRCU-A-CB (Split System: Heat Pump with Remote Outdoor Unit-Air-Source) | HH860E2S11 | ADP |  | H,YE48*60+TXV-BLEED | LP9C080C16MP13 | 43500 | 18 | 8.5 | 42000 | 33000 | 78.57% | 2 | 0 | 11 |  |  |  | No | R-454B | 3.625 | Residential & Commercial | Ducted CEE Tier 1
215424258 | Central HP <5.4 tons | LUXAIRE | HRCU-A-CB (Split System: Heat Pump with Remote Outdoor Unit-Air-Source) | HH860E2S11 | ADP |  | H,YE48*60+TXV-BLEED | LP9C100C20MP13 | 44000 | 18 | 8.5 | 42500 | 33200 | 78.12% | 2 | 0 | 11.7 |  |  |  | No | R-454B | 3.6667 | Residential & Commercial | Ducted CEE Tier 1
215424321 | Central HP <5.4 tons | LUXAIRE | HRCU-A-CB (Split System: Heat Pump with Remote Outdoor Unit-Air-Source) | HH860E2S11 | ADP |  | H,YE36*60+TXV-BLEED | Z8ES100C16SMPS1 | 43500 | 17 | 8.4 | 42000 | 32800 | 78.1% | 1.98 | 0 | 11.7 |  |  |  | No | R-454B | 3.625 | Residential & Commercial | Ducted CEE Tier 1
215424338 | Central HP <5.4 tons | LUXAIRE | HRCU-A-CB (Split System: Heat Pump with Remote Outdoor Unit-Air-Source) | HH860E2S11 | ADP |  | H,YE48*60+TXV-BLEED | Z9ES100C20SMPS1 | 45500 | 18 | 8.5 | 45000 | 33600 | 74.67% | 2 | 0 | 11.7 |  |  |  | No | R-454B | 3.7917 | Residential & Commercial | Ducted CEE Tier 1
215430657 | Central HP <5.4 tons | LUXAIRE | HRCU-A-CB (Split System: Heat Pump with Remote Outdoor Unit-Air-Source) | HH860E2S11 | ADP |  | H,YG48(1,2)60+TXV | TM9V080C16MP12 | 43500 | 18 | 8.5 | 42000 | 33000 | 78.57% | 2 | 0 | 11 |  |  |  | No | R-454B | 3.625 | Residential & Commercial | Ducted CEE Tier 1
214848998 | Central HP <5.4 tons | YORK | HRCU-A-CB (Split System: Heat Pump with Remote Outdoor Unit-Air-Source) | HH860E2S11 | ADP |  | H,YG84*60+TXV-BLEED | Y81E080C16SMPS1 | 44500 | 18 | 8.5 | 42500 | 33000 | 77.65% | 2 | 0 | 12 |  |  |  | No | R-454B | 3.7083 | Residential & Commercial | Ducted CEE Tier 1
213297199 | Central HP <5.4 tons | LUXAIRE | HRCU-A-CB (Split System: Heat Pump with Remote Outdoor Unit-Air-Source) | HMH72B341 |  |  | XAUB30CXXN1+TXV | Z8ES040A12SMPS1 | 33200 | 18 | 8.5 | 33000 | 23400 | 70.91% | 2.06 | 0 | 10 |  |  |  | No | R-410A | 2.7667 | Residential & Commercial | Ducted CEE Tier 1
213296974 | Central HP <5.4 tons | LUXAIRE | HRCU-A-CB (Split System: Heat Pump with Remote Outdoor Unit-Air-Source) | HMH72B341 |  |  | XAFB36DXXN1+TXV | Z8ES080B12SMPS1 | 34000 | 18 | 8.1 | 33400 | 24000 | 71.86% | 2.08 | 0 | 10 |  |  |  | No | R-410A | 2.8333 | Residential & Commercial | Ducted CEE Tier 1
215676654 | Central HP <5.4 tons | BRYANT HEATING AND COOLING SYSTEMS | HRCU-A-CB (Split System: Heat Pump with Remote Outdoor Unit-Air-Source) | 290VAN048**AA* |  |  | CVAVA6024XMA*+UI | 987MC60060C21*** | 47500 | 18.5 | 9 | 50000 | 37000 | 74% | 1.98 | 0 | 10 |  |  |  | No | R-454B | 3.9583 | Residential & Commercial | Ducted CEE Tier 1
215676674 | Central HP <5.4 tons | BRYANT HEATING AND COOLING SYSTEMS | HRCU-A-CB (Split System: Heat Pump with Remote Outdoor Unit-Air-Source) | 290VAN048**AA* |  |  | CVAVA6024XMA*+UI | 986TD66120C24*** | 48000 | 19 | 9 | 50000 | 36600 | 73.2% | 2 | 0 | 10.5 |  |  |  | No | R-454B | 4 | Residential & Commercial | Ducted CEE Tier 1
212577448 | Central HP <5.4 tons | CARRIER | HRCU-A-CB (Split System: Heat Pump with Remote Outdoor Unit-Air-Source) | 25VNA848A*031* | ADP |  | C60A***L189 | 58TN*A090C21**20 | 45500 | 17 | 8.5 | 43500 | 32200 | 74.02% | 2.24 | 0 | 10 |  |  |  | No | R-410A | 3.7917 | Residential & Commercial | Ducted CEE Tier 1
215676774 | Central HP <5.4 tons | BRYANT HEATING AND COOLING SYSTEMS | HRCU-A-CB (Split System: Heat Pump with Remote Outdoor Unit-Air-Source) | 290VAN048**AA* |  |  | CVAVA6121XMA*+UI | 935CB60080C21*** | 48500 | 18.5 | 9 | 50000 | 37000 | 74% | 2 | 0 | 10 |  |  |  | No | R-454B | 4.0417 | Residential & Commercial | Ducted CEE Tier 1
215942520 | Central HP <5.4 tons | CARRIER | HRCU-A-CB (Split System: Heat Pump with Remote Outdoor Unit-Air-Source) | 27VNA336A*030* |  |  | CVAVA6121XMA*+UI | 59MN7C080C21**20 | 35800 | 22 | 8.5 | 37400 | 28200 | 75.4% | 2.04 | 0 | 12.5 |  |  |  | No | R-454B | 2.9833 | Residential & Commercial | Ducted CEE Tier 1
215942550 | Central HP <5.4 tons | CARRIER | HRCU-A-CB (Split System: Heat Pump with Remote Outdoor Unit-Air-Source) | 27VNA336A*030* |  |  | CVAVA6124XMA*+UI | 58CU*A100C21**20 | 36000 | 22 | 8.5 | 37400 | 28400 | 75.94% | 2.04 | 0 | 12.5 |  |  |  | No | R-454B | 3 | Residential & Commercial | Ducted CEE Tier 1
213187957 | Central HP <5.4 tons | AMERISTAR | HRCU-A-C (Split System: Heat Pump with Remote Outdoor Unit with No Indoor Fan --Air Source) | E4HL5030A1000A | ADP |  | V,T36H175P459+TD |  | 24000 | 15.2 | 8.1 | 22400 | 19100 | 85.27% | 1.75 | 0 | 10 |  |  |  | No | R-410A | 2 | Residential & Commercial | Ducted CEE Tier 1
214574195 | Central HP <5.4 tons | KEEPRITE | HRCU-A-CB (Split System: Heat Pump with Remote Outdoor Unit-Air-Source) | CVH837GKA2* |  |  | EA*4X61L24A*+WALLCON | *97CMN0802120B* | 33200 | 17.5 | 8.5 | 31800 | 24800 | 77.99% | 2 | 0 | 11.5 |  |  |  | No | R-410A | 2.7667 | Residential & Commercial | Ducted CEE Tier 1
213249109 | Central HP <5.4 tons | TOSOT | HRCU-A-C (Split System: Heat Pump with Remote Outdoor Unit with No Indoor Fan --Air Source) | TU60-48WADU | ADP |  | *E49960+TD |  | 47000 | 15.2 | 8.35 | 46000 | 33200 | 72.17% | 1.78 | 0 | 10 |  |  |  | No | R-410A | 3.9167 | Residential & Commercial | Ducted CEE Tier 1
213607928 | Central HP <5.4 tons | TOSOT | HRCU-A-CB (Split System: Heat Pump with Remote Outdoor Unit-Air-Source) | TU60-48WADU | ADP |  | HE86948+AEFE4B* |  | 48000 | 16 | 9 | 46000 | 38500 | 83.7% | 1.8 | 0 | 11 |  |  |  | No | R-410A | 4 | Residential & Commercial | Ducted CEE Tier 1
212979853 | Central HP <5.4 tons | KEEPRITE | HRCU-A-CB (Split System: Heat Pump with Remote Outdoor Unit-Air-Source) | DLCURAH24ABK |  |  | EA*4X36L17A* | *80MS(N,L)0901714A* | 23800 | 17 | 8.5 | 26200 | 23800 | 90.84% | 1.98 | 0 | 10 |  |  |  | No | R-410A | 1.9833 | Residential & Commercial | Ducted CEE Tier 1
214570409 | Central HP <5.4 tons | BRYANT HEATING AND COOLING SYSTEMS | HRCU-A-CB (Split System: Heat Pump with Remote Outdoor Unit-Air-Source) | 288BNV025*0**C* |  |  | CAP**3621AL*+UI | 987MC60080C21*** | 23600 | 16.5 | 8.1 | 21400 | 16600 | 77.57% | 1.94 | 0 | 10.5 |  |  |  | No | R-410A | 1.9667 | Residential & Commercial | Ducted CEE Tier 1
214320994 | Central HP <5.4 tons | CARRIER | HRCU-A-CB (Split System: Heat Pump with Remote Outdoor Unit-Air-Source) | 25VNA837A*031* | ADP |  | H,PG53936 | 59MN7C080C17**14 | 32800 | 17 | 8.5 | 31400 | 25000 | 79.62% | 1.98 | 0 | 11 |  |  |  | No | R-410A | 2.7333 | Residential & Commercial | Ducted CEE Tier 1
214570369 | Central HP <5.4 tons | BRYANT HEATING AND COOLING SYSTEMS | HRCU-A-CB (Split System: Heat Pump with Remote Outdoor Unit-Air-Source) | 288BNV025*0**C* |  |  | CAP**3621AL*+UI | 88*TB60070C21*** | 23600 | 16.5 | 8.1 | 21400 | 16600 | 77.57% | 1.94 | 0 | 10.5 |  |  |  | No | R-410A | 1.9667 | Residential & Commercial | Ducted CEE Tier 1
213740006 | Central HP <5.4 tons | DAY & NIGHT | HRCU-A-CB (Split System: Heat Pump with Remote Outdoor Unit-Air-Source) | DLCURAH24ABK | ADP |  | PL36H175P789 | *96VTN0601412B* | 23600 | 17 | 8.5 | 24600 | 23600 | 95.93% | 2 | 0 | 10 |  |  |  | No | R-410A | 1.9667 | Residential & Commercial | Ducted CEE Tier 1
211780576 | Central HP <5.4 tons | KEEPRITE | HRCU-A-CB (Split System: Heat Pump with Remote Outdoor Unit-Air-Source) | DLCURAH24ABK | ADP |  | H,GE32936 | *92ESN0801716A* | 24000 | 17 | 8.5 | 25200 | 23800 | 94.44% | 1.96 | 0 | 10 |  |  |  | No | R-410A | 2 | Residential & Commercial | Ducted CEE Tier 1
214626958 | Central HP <5.4 tons | CARRIER | HRCU-A-CB (Split System: Heat Pump with Remote Outdoor Unit-Air-Source) | 25VNA436A*031* | ADP |  | C36A***L159 | 58CU*A040C17**12 | 33600 | 20 | 9.5 | 33200 | 25400 | 76.51% | 2.04 | 0 | 12 |  |  |  | No | R-410A | 2.8 | Residential & Commercial | Ducted CEE Tier 1
214626985 | Central HP <5.4 tons | CARRIER | HRCU-A-CB (Split System: Heat Pump with Remote Outdoor Unit-Air-Source) | 25VNA436A*031* | ADP |  | V,C36H175P159 | 58CU*A060C17**16 | 33600 | 19 | 9.5 | 33400 | 25400 | 76.05% | 2.04 | 0 | 12 |  |  |  | No | R-410A | 2.8 | Residential & Commercial | Ducted CEE Tier 1
214626990 | Central HP <5.4 tons | CARRIER | HRCU-A-CB (Split System: Heat Pump with Remote Outdoor Unit-Air-Source) | 25VNA436A*031* | ADP |  | C36A***L159 | 58CU*A060C17**16 | 33400 | 19 | 9.5 | 33400 | 25400 | 76.05% | 2.04 | 0 | 12 |  |  |  | No | R-410A | 2.7833 | Residential & Commercial | Ducted CEE Tier 1
215430619 | Central HP <5.4 tons | LUXAIRE | HRCU-A-CB (Split System: Heat Pump with Remote Outdoor Unit-Air-Source) | HH836E2S11 | ADP |  | H,YG80(1,2)36+TXV | TM9Y100C16MP11 | 32800 | 19 | 8.5 | 29400 | 23800 | 80.95% | 2 | 0 | 11 |  |  |  | No | R-454B | 2.7333 | Residential & Commercial | Ducted CEE Tier 1
215430621 | Central HP <5.4 tons | LUXAIRE | HRCU-A-CB (Split System: Heat Pump with Remote Outdoor Unit-Air-Source) | HH836E2S11 | ADP |  | H,YG80(1,2)36+TXV | TM9Y100C20MP11 | 33800 | 17 | 8.5 | 30800 | 25600 | 83.12% | 2 | 0 | 10 |  |  |  | No | R-454B | 2.8167 | Residential & Commercial | Ducted CEE Tier 1
215424210 | Central HP <5.4 tons | LUXAIRE | HRCU-A-CB (Split System: Heat Pump with Remote Outdoor Unit-Air-Source) | HH836E2S11 | ADP |  | H,YE9J*36+TXV-BLEED | TM8E080C16MP11 | 32400 | 18 | 8.5 | 29200 | 23600 | 80.82% | 2 | 0 | 10.5 |  |  |  | No | R-454B | 2.7 | Residential & Commercial | Ducted CEE Tier 1
215424212 | Central HP <5.4 tons | LUXAIRE | HRCU-A-CB (Split System: Heat Pump with Remote Outdoor Unit-Air-Source) | HH836E2S11 | ADP |  | H,YE9J*36+TXV-BLEED | TM8E100B12MP11 | 33200 | 17 | 8.5 | 29600 | 25000 | 84.46% | 2 | 0 | 11 |  |  |  | No | R-454B | 2.7667 | Residential & Commercial | Ducted CEE Tier 1
213739855 | Central HP <5.4 tons | DAY & NIGHT | HRCU-A-CB (Split System: Heat Pump with Remote Outdoor Unit-Air-Source) | DLCURAH24ABK | ADP |  | V,G36H175P159 | *80MS(N,L)0701712A* | 23400 | 17 | 8.5 | 24600 | 24200 | 98.37% | 2.06 | 0 | 10.5 |  |  |  | No | R-410A | 1.95 | Residential & Commercial | Ducted CEE Tier 1
214626978 | Central HP <5.4 tons | CARRIER | HRCU-A-CB (Split System: Heat Pump with Remote Outdoor Unit-Air-Source) | 25VNA436A*031* | ADP |  | V,C36H175P149 | 58CU*A060C17**16 | 33000 | 19 | 9 | 33800 | 26200 | 77.51% | 1.98 | 0 | 12 |  |  |  | No | R-410A | 2.75 | Residential & Commercial | Ducted CEE Tier 1
214626996 | Central HP <5.4 tons | CARRIER | HRCU-A-CB (Split System: Heat Pump with Remote Outdoor Unit-Air-Source) | 25VNA436A*031* | ADP |  | V,C36H175P459 | 58CU*A060C17**16 | 34000 | 20 | 9 | 33000 | 24800 | 75.15% | 2.02 | 0 | 11.7 |  |  |  | No | R-410A | 2.8333 | Residential & Commercial | Ducted CEE Tier 1
215424208 | Central HP <5.4 tons | LUXAIRE | HRCU-A-CB (Split System: Heat Pump with Remote Outdoor Unit-Air-Source) | HH836E2S11 | ADP |  | H,YE9J*36+TXV-BLEED | LP9C100C20MP13 | 34200 | 18 | 8.5 | 31000 | 25600 | 82.58% | 2 | 0 | 10 |  |  |  | No | R-454B | 2.85 | Residential & Commercial | Ducted CEE Tier 1
215424217 | Central HP <5.4 tons | LUXAIRE | HRCU-A-CB (Split System: Heat Pump with Remote Outdoor Unit-Air-Source) | HH836E2S11 | ADP |  | H,YE9J*36+TXV-BLEED | TM8V080B12MP12 | 32400 | 16 | 8.5 | 28800 | 24800 | 86.11% | 2 | 0 | 11 |  |  |  | No | R-454B | 2.7 | Residential & Commercial | Ducted CEE Tier 1
207455238 | Central HP <5.4 tons | LENNOX | HRCU-A-CB (Split System: Heat Pump with Remote Outdoor Unit-Air-Source) | SL25XPV-036-230A** | ADP |  | LH35/36F9 | SLP99UH070XV36B* | 33600 | 21 | 8.8 | 33000 | 25800 | 78.18% | 1.82 | 13.5 | 13 |  |  |  | No | R-410A | 2.8 | Residential & Commercial | Ducted CEE Tier 1
215424724 | Central HP <5.4 tons | LUXAIRE | HRCU-A-CB (Split System: Heat Pump with Remote Outdoor Unit-Air-Source) | HH824E2S11 | ADP |  | H,YE7J*36+TXV-BLEED | TM9Y060B12MP11 | 22400 | 17 | 8.8 | 21400 | 17300 | 80.84% | 1.96 | 0 | 11 |  |  |  | No | R-454B | 1.8667 | Residential & Commercial | Ducted CEE Tier 1
215424726 | Central HP <5.4 tons | LUXAIRE | HRCU-A-CB (Split System: Heat Pump with Remote Outdoor Unit-Air-Source) | HH824E2S11 | ADP |  | H,YE7J*36+TXV-BLEED | Z8ES060A12SMPS1 | 22400 | 17 | 8.8 | 21000 | 16900 | 80.48% | 1.96 | 0 | 11.5 |  |  |  | No | R-454B | 1.8667 | Residential & Commercial | Ducted CEE Tier 1
215430839 | Central HP <5.4 tons | LUXAIRE | HRCU-A-CB (Split System: Heat Pump with Remote Outdoor Unit-Air-Source) | HH824E2S11 | ADP |  | H,YG80(1,2)36+TXV | Z8ET080B12LMPS1 | 23000 | 19 | 9.5 | 21400 | 17500 | 81.78% | 2 | 0 | 11.7 |  |  |  | No | R-454B | 1.9167 | Residential & Commercial | Ducted CEE Tier 1
215430826 | Central HP <5.4 tons | LUXAIRE | HRCU-A-CB (Split System: Heat Pump with Remote Outdoor Unit-Air-Source) | HH824E2S11 | ADP |  | H,YG80(1,2)36+TXV | TM9Y040A10MP11 | 23000 | 17 | 8.45 | 21000 | 16900 | 80.48% | 2 | 0 | 11 |  |  |  | No | R-454B | 1.9167 | Residential & Commercial | Ducted CEE Tier 1
215935052 | Central HP <5.4 tons | KENMORE | HRCU-A-CB (Split System: Heat Pump with Remote Outdoor Unit-Air-Source) | (C,H,T)5H3V36*K*AAA* |  |  | EVM5X49M21A*+WALLCON | *80CTL1102120B* | 35600 | 22 | 8.5 | 38000 | 28400 | 74.74% | 2.02 | 0 | 12.5 |  |  |  | No | R-454B | 2.9667 | Residential & Commercial | Ducted CEE Tier 1
215934632 | Central HP <5.4 tons | KENMORE | HRCU-A-CB (Split System: Heat Pump with Remote Outdoor Unit-Air-Source) | (C,H,T)5H3V36*K*AAA* |  |  | EVM5X25M17A*+WALLCON | *97CMN0601714B* | 34000 | 20 | 8.1 | 38000 | 27200 | 71.58% | 2 | 0 | 11 |  |  |  | No | R-454B | 2.8333 | Residential & Commercial | Ducted CEE Tier 1
215933532 | Central HP <5.4 tons | KENMORE | HRCU-A-CB (Split System: Heat Pump with Remote Outdoor Unit-Air-Source) | (C,H,T)5H3V36*K*AAA* |  |  | ESH5X48M12A*+WALLCON | *80CSU1002120A* | 33600 | 19.5 | 9 | 34800 | 26600 | 76.44% | 1.94 | 0 | 11.5 |  |  |  | No | R-454B | 2.8 | Residential & Commercial | Ducted CEE Tier 1
213297474 | Central HP <5.4 tons | LUXAIRE | HRCU-A-CB (Split System: Heat Pump with Remote Outdoor Unit-Air-Source) | HMH72B341 |  |  | XAFB36DBCN1 | Z9ES060B12SMPS1 | 33000 | 16.5 | 8.5 | 32000 | 22400 | 70% | 1.8 | 0 | 10 |  |  |  | No | R-410A | 2.75 | Residential & Commercial | Ducted CEE Tier 1
214441901 | Central HP <5.4 tons | BRYANT HEATING AND COOLING SYSTEMS | HRCU-A-CB (Split System: Heat Pump with Remote Outdoor Unit-Air-Source) | 284ANV024*0**B* | ADP |  | V,C36H175P149 | 88*TB36045C17*** | 23400 | 20 | 10.5 | 25000 | 19500 | 78% | 2.42 | 0 | 12.5 |  |  |  | No | R-410A | 1.95 | Residential & Commercial | Ducted CEE Tier 1
215679464 | Central HP <5.4 tons | BRYANT HEATING AND COOLING SYSTEMS | HRCU-A-CB (Split System: Heat Pump with Remote Outdoor Unit-Air-Source) | 290VAN036**AA* |  |  | CAA**4321AM*+UI | 987TA60080C21*** | 34400 | 18 | 9 | 35400 | 25200 | 71.19% | 1.88 | 0 | 10 |  |  |  | No | R-454B | 2.8667 | Residential & Commercial | Ducted CEE Tier 1
215679614 | Central HP <5.4 tons | BRYANT HEATING AND COOLING SYSTEMS | HRCU-A-CB (Split System: Heat Pump with Remote Outdoor Unit-Air-Source) | 290VAN036**AA* |  |  | CAA**6121AM*+UI | 83*CB48060C17*** | 35000 | 18 | 9 | 34400 | 24800 | 72.09% | 1.92 | 0 | 10 |  |  |  | No | R-454B | 2.9167 | Residential & Commercial | Ducted CEE Tier 1
213739872 | Central HP <5.4 tons | DAY & NIGHT | HRCU-A-CB (Split System: Heat Pump with Remote Outdoor Unit-Air-Source) | DLCURAH24ABK | ADP |  | FG32936 | *80VSL0451412B* | 23200 | 17 | 8.5 | 25400 | 24600 | 96.85% | 2.08 | 0 | 10 |  |  |  | No | R-410A | 1.9333 | Residential & Commercial | Ducted CEE Tier 1
213739875 | Central HP <5.4 tons | DAY & NIGHT | HRCU-A-CB (Split System: Heat Pump with Remote Outdoor Unit-Air-Source) | DLCURAH24ABK | ADP |  | PL36H175P789 | *80VSL0451412B* | 23600 | 17 | 8.5 | 24600 | 24200 | 98.37% | 2.04 | 0 | 10.5 |  |  |  | No | R-410A | 1.9667 | Residential & Commercial | Ducted CEE Tier 1
213739888 | Central HP <5.4 tons | DAY & NIGHT | HRCU-A-CB (Split System: Heat Pump with Remote Outdoor Unit-Air-Source) | DLCURAH24ABK | ADP |  | PL36H175P069 | *92MSN0401712A* | 23600 | 16 | 8.5 | 24800 | 23600 | 95.16% | 1.96 | 0 | 10 |  |  |  | No | R-410A | 1.9667 | Residential & Commercial | Ducted CEE Tier 1
213739889 | Central HP <5.4 tons | DAY & NIGHT | HRCU-A-CB (Split System: Heat Pump with Remote Outdoor Unit-Air-Source) | DLCURAH24ABK | ADP |  | PL36H210P299 | *92MSN0401712A* | 23800 | 16 | 8.5 | 24200 | 22200 | 91.74% | 1.86 | 0 | 10 |  |  |  | No | R-410A | 1.9833 | Residential & Commercial | Ducted CEE Tier 1
213739905 | Central HP <5.4 tons | DAY & NIGHT | HRCU-A-CB (Split System: Heat Pump with Remote Outdoor Unit-Air-Source) | DLCURAH24ABK | ADP |  | V,G36H***P449 | *92MSN0601412A* | 23800 | 17 | 8.5 | 24800 | 23400 | 94.35% | 1.98 | 0 | 10.5 |  |  |  | No | R-410A | 1.9833 | Residential & Commercial | Ducted CEE Tier 1
213296954 | Central HP <5.4 tons | LUXAIRE | HRCU-A-CB (Split System: Heat Pump with Remote Outdoor Unit-Air-Source) | HMH72B341 |  |  | XAHC36DXXN1+TXV | Z8ES080B12SMPS1 | 33400 | 17.5 | 8.1 | 32800 | 23000 | 70.12% | 2.02 | 0 | 10 |  |  |  | No | R-410A | 2.7833 | Residential & Commercial | Ducted CEE Tier 1
214441908 | Central HP <5.4 tons | BRYANT HEATING AND COOLING SYSTEMS | HRCU-A-CB (Split System: Heat Pump with Remote Outdoor Unit-Air-Source) | 284ANV024*0**B* | ADP |  | V,C36H***P429 | 986TD30040C14*** | 22800 | 18 | 10 | 25400 | 20000 | 78.74% | 2.3 | 0 | 12 |  |  |  | No | R-410A | 1.9 | Residential & Commercial | Ducted CEE Tier 1
215933582 | Central HP <5.4 tons | KENMORE | HRCU-A-CB (Split System: Heat Pump with Remote Outdoor Unit-Air-Source) | (C,H,T)5H3V36*K*AAA* |  |  | ESH5X48M12A*+WALLCON | *80CTL0901716B* | 33600 | 19.5 | 9 | 34800 | 26600 | 76.44% | 1.94 | 0 | 11.5 |  |  |  | No | R-454B | 2.8 | Residential & Commercial | Ducted CEE Tier 1
215424721 | Central HP <5.4 tons | LUXAIRE | HRCU-A-CB (Split System: Heat Pump with Remote Outdoor Unit-Air-Source) | HH824E2S11 | ADP |  | H,YE7J*36+TXV-BLEED | TM9V060B12MP12 | 22400 | 17 | 8.8 | 21400 | 17200 | 80.37% | 1.96 | 0 | 11 |  |  |  | No | R-454B | 1.8667 | Residential & Commercial | Ducted CEE Tier 1
215424730 | Central HP <5.4 tons | LUXAIRE | HRCU-A-CB (Split System: Heat Pump with Remote Outdoor Unit-Air-Source) | HH824E2S11 | ADP |  | H,YE7J*36+TXV-BLEED | Z8ET080B12LMPS1 | 23000 | 18 | 9 | 21400 | 18100 | 84.58% | 2 | 0 | 12 |  |  |  | No | R-454B | 1.9167 | Residential & Commercial | Ducted CEE Tier 1
215430821 | Central HP <5.4 tons | LUXAIRE | HRCU-A-CB (Split System: Heat Pump with Remote Outdoor Unit-Air-Source) | HH824E2S11 | ADP |  | H,YG80(1,2)36+TXV | TM9V040A10MP12 | 23000 | 17 | 9 | 21400 | 17100 | 79.91% | 2 | 0 | 11 |  |  |  | No | R-454B | 1.9167 | Residential & Commercial | Ducted CEE Tier 1
215912230 | Central HP <5.4 tons | LUXAIRE | HRCU-A-CB (Split System: Heat Pump with Remote Outdoor Unit-Air-Source) | HH824E2S11 |  |  | CTM36B5ADS1 | TM8Y080B12MP11 | 23000 | 18 | 9.5 | 23000 | 18400 | 80% | 2 | 0 | 12 |  |  |  | No | R-454B | 1.9167 | Residential & Commercial | Ducted CEE Tier 1
215933682 | Central HP <5.4 tons | KENMORE | HRCU-A-CB (Split System: Heat Pump with Remote Outdoor Unit-Air-Source) | (C,H,T)5H3V36*K*AAA* |  |  | ESH5X48M12A*+WALLCON | *97CMN1202422B* | 33800 | 19.5 | 9 | 35000 | 26600 | 76% | 1.92 | 0 | 11.5 |  |  |  | No | R-454B | 2.8167 | Residential & Commercial | Ducted CEE Tier 1
215933262 | Central HP <5.4 tons | KENMORE | HRCU-A-CB (Split System: Heat Pump with Remote Outdoor Unit-Air-Source) | (C,H,T)5H3V36*K*AAA* |  |  | ESH5X36M12A*+WALLCON | *96CTN1002122B* | 33400 | 19 | 9 | 34800 | 26600 | 76.44% | 1.92 | 0 | 11 |  |  |  | No | R-454B | 2.7833 | Residential & Commercial | Ducted CEE Tier 1
215933312 | Central HP <5.4 tons | KENMORE | HRCU-A-CB (Split System: Heat Pump with Remote Outdoor Unit-Air-Source) | (C,H,T)5H3V36*K*AAA* |  |  | ESH5X42M12A*+WALLCON | *80CTL0701412B* | 33400 | 19 | 9 | 35200 | 27000 | 76.7% | 1.92 | 0 | 11 |  |  |  | No | R-454B | 2.7833 | Residential & Commercial | Ducted CEE Tier 1
214421506 | Central HP <5.4 tons | COLEMAN | HRCU-A-CB (Split System: Heat Pump with Remote Outdoor Unit-Air-Source) | HH836E2S11 |  |  | CTF36B5CDS1+JMET12BS2N1 |  | 34200 | 19 | 9 | 31600 | 25800 | 81.65% | 2 | 0 | 11.7 |  |  |  | No | R-454B | 2.85 | Residential & Commercial | Ducted CEE Tier 1
212927281 | Central HP <5.4 tons | CHAMPION HEATING AND COOLING | HRCU-A-CB (Split System: Heat Pump with Remote Outdoor Unit-Air-Source) | HMH72B341 | ADP |  | H,YG9J936 | TM8E040A12MP11 | 32800 | 18 | 8.5 | 32400 | 23000 | 70.99% | 2.04 | 0 | 10 |  |  |  | No | R-410A | 2.7333 | Residential & Commercial | Ducted CEE Tier 1
213297074 | Central HP <5.4 tons | LUXAIRE | HRCU-A-CB (Split System: Heat Pump with Remote Outdoor Unit-Air-Source) | HMH72B341 |  |  | XAFC36DBCN1 | Z8ET100C20LMPS1 | 34800 | 18.5 | 8.5 | 33400 | 23400 | 70.06% | 2.08 | 0 | 10 |  |  |  | No | R-410A | 2.9 | Residential & Commercial | Ducted CEE Tier 1
212520210 | Central HP <5.4 tons | CARRIER | HRCU-A-CB (Split System: Heat Pump with Remote Outdoor Unit-Air-Source) | 38MURAQ24AB3* | ADP |  | H,PG34936 | 58S(B,C)*A070E14**12 | 24400 | 17 | 8.5 | 24600 | 22000 | 89.43% | 1.86 | 0 | 10 |  |  |  | No | R-410A | 2.0333 | Residential & Commercial | Ducted CEE Tier 1
212520219 | Central HP <5.4 tons | CARRIER | HRCU-A-CB (Split System: Heat Pump with Remote Outdoor Unit-Air-Source) | 38MURAQ24AB3* | ADP |  | H,PG9J936 | 58S(B,C)*A070E17**16 | 24800 | 16 | 8.1 | 25200 | 21800 | 86.51% | 1.82 | 0 | 10.5 |  |  |  | No | R-410A | 2.0667 | Residential & Commercial | Ducted CEE Tier 1
212520276 | Central HP <5.4 tons | CARRIER | HRCU-A-CB (Split System: Heat Pump with Remote Outdoor Unit-Air-Source) | 38MURAQ24AB3* | ADP |  | H,PG24936 | 58TP*A070V17**16 | 23600 | 17 | 8.1 | 24600 | 22600 | 91.87% | 1.9 | 0 | 10 |  |  |  | No | R-410A | 1.9667 | Residential & Commercial | Ducted CEE Tier 1
212520183 | Central HP <5.4 tons | CARRIER | HRCU-A-CB (Split System: Heat Pump with Remote Outdoor Unit-Air-Source) | 38MURAQ18AB3* | ADP |  | H,PG9J936 | 58SU*A060E17**16 | 18700 | 16 | 8.5 | 17600 | 17800 | 101.1% | 2.2 | 0 | 11 |  |  |  | No | R-410A | 1.5583 | Residential & Commercial | Ducted CEE Tier 1
215676924 | Central HP <5.4 tons | BRYANT HEATING AND COOLING SYSTEMS | HRCU-A-CB (Split System: Heat Pump with Remote Outdoor Unit-Air-Source) | 290VAN048**AA* |  |  | CVAVA6124XMA*+UI | 987MC66100C21*** | 48500 | 19.5 | 9.5 | 50000 | 36800 | 73.6% | 2.12 | 0 | 10.5 |  |  |  | No | R-454B | 4.0417 | Residential & Commercial | Ducted CEE Tier 1
214397767 | Central HP <5.4 tons | LUXAIRE | HRCU-A-CB (Split System: Heat Pump with Remote Outdoor Unit-Air-Source) | HH836E2S11 |  |  | CTF36C5CDS1 | LPLC080C16MP13 | 34000 | 18 | 8.5 | 31600 | 26000 | 82.28% | 2 | 0 | 11 |  |  |  | No | R-454B | 2.8333 | Residential & Commercial | Ducted CEE Tier 1
214397769 | Central HP <5.4 tons | LUXAIRE | HRCU-A-CB (Split System: Heat Pump with Remote Outdoor Unit-Air-Source) | HH836E2S11 |  |  | CTF36C5CDS1 | LPLC100C16MP13 | 34000 | 18 | 8.5 | 31600 | 26000 | 82.28% | 2 | 0 | 11 |  |  |  | No | R-454B | 2.8333 | Residential & Commercial | Ducted CEE Tier 1
214398202 | Central HP <5.4 tons | LUXAIRE | HRCU-A-CB (Split System: Heat Pump with Remote Outdoor Unit-Air-Source) | HH836E2S11 |  |  | CTF48C5CFS1 | TMLE100C16MP11 | 33400 | 19 | 9 | 31400 | 25400 | 80.89% | 2 | 0 | 11 |  |  |  | No | R-454B | 2.7833 | Residential & Commercial | Ducted CEE Tier 1
207455424 | Central HP <5.4 tons | LENNOX | HRCU-A-CB (Split System: Heat Pump with Remote Outdoor Unit-Air-Source) | SL25XPV-048-230A** | ADP |  | LH42/62W9 | SL297UH080NV48C* | 45500 | 20 | 9.4 | 42000 | 36000 | 85.71% | 1.9 | 12.5 | 12 |  |  |  | No | R-410A | 3.7917 | Residential & Commercial | Ducted CEE Tier 1
214627212 | Central HP <5.4 tons | CARRIER | HRCU-A-CB (Split System: Heat Pump with Remote Outdoor Unit-Air-Source) | 25VNA448A*031* | ADP |  | V,C60H210P299 | 59CU5A100C21**22 | 44000 | 21 | 9.5 | 44500 | 35800 | 80.45% | 2.28 | 0 | 12 |  |  |  | No | R-410A | 3.6667 | Residential & Commercial | Ducted CEE Tier 1
214627232 | Central HP <5.4 tons | CARRIER | HRCU-A-CB (Split System: Heat Pump with Remote Outdoor Unit-Air-Source) | 25VNA448A*031* | ADP |  | PL60H210P179 | 59CU5A100C21**22 | 45000 | 21 | 9.5 | 43500 | 35600 | 81.84% | 2.36 | 0 | 12 |  |  |  | No | R-410A | 3.75 | Residential & Commercial | Ducted CEE Tier 1
214389400 | Central HP <5.4 tons | BRYANT HEATING AND COOLING SYSTEMS | HRCU-A-CB (Split System: Heat Pump with Remote Outdoor Unit-Air-Source) | 284ANV036*0**B* |  |  | CNPV*3621AL*+UI | 986TD42060C17*** | 32400 | 18 | 9 | 39000 | 27400 | 70.26% | 1.9 | 0 | 11 |  |  |  | No | R-410A | 2.7 | Residential & Commercial | Ducted CEE Tier 1
207455373 | Central HP <5.4 tons | LENNOX | HRCU-A-CB (Split System: Heat Pump with Remote Outdoor Unit-Air-Source) | SL25XPV-048-230A** | ADP |  | LD42/61Z9 | SL280DF110V60C* | 45500 | 21 | 9.1 | 41500 | 34800 | 83.86% | 1.86 | 12.5 | 12 |  |  |  | No | R-410A | 3.7917 | Residential & Commercial | Ducted CEE Tier 1
207455389 | Central HP <5.4 tons | LENNOX | HRCU-A-CB (Split System: Heat Pump with Remote Outdoor Unit-Air-Source) | SL25XPV-048-230A** | ADP |  | LH40/61W9 | SL280UH090XV60C* | 45000 | 21 | 9.2 | 43500 | 36800 | 84.6% | 1.84 | 12.5 | 12.5 |  |  |  | No | R-410A | 3.75 | Residential & Commercial | Ducted CEE Tier 1
207455398 | Central HP <5.4 tons | LENNOX | HRCU-A-CB (Split System: Heat Pump with Remote Outdoor Unit-Air-Source) | SL25XPV-048-230A** | ADP |  | L*42/60Z9 | SL280UH100NV60C* | 46000 | 20 | 9.3 | 41500 | 35800 | 86.27% | 1.88 | 13 | 12.5 |  |  |  | No | R-410A | 3.8333 | Residential & Commercial | Ducted CEE Tier 1
213298049 | Central HP <5.4 tons | LUXAIRE | HRCU-A-CB (Split System: Heat Pump with Remote Outdoor Unit-Air-Source) | HMH72B341 |  |  | XAFC36DBCN1 | Z8ES080B12SMPS1 | 34000 | 18 | 8.1 | 33400 | 24000 | 71.86% | 2.08 | 0 | 10 |  |  |  | No | R-410A | 2.8333 | Residential & Commercial | Ducted CEE Tier 1
215933332 | Central HP <5.4 tons | KENMORE | HRCU-A-CB (Split System: Heat Pump with Remote Outdoor Unit-Air-Source) | (C,H,T)5H3V36*K*AAA* |  |  | ESH5X42M12A*+WALLCON | *80CTL0702120B* | 33600 | 19 | 9 | 34800 | 26600 | 76.44% | 1.92 | 0 | 11 |  |  |  | No | R-454B | 2.8 | Residential & Commercial | Ducted CEE Tier 1
215933062 | Central HP <5.4 tons | KENMORE | HRCU-A-CB (Split System: Heat Pump with Remote Outdoor Unit-Air-Source) | (C,H,T)5H3V36*K*AAA* |  |  | ESH5X36M12A*+WALLCON | *80CTL0451712B* | 32800 | 18.5 | 9 | 35800 | 27600 | 77.09% | 1.88 | 0 | 10.5 |  |  |  | No | R-454B | 2.7333 | Residential & Commercial | Ducted CEE Tier 1
215933162 | Central HP <5.4 tons | KENMORE | HRCU-A-CB (Split System: Heat Pump with Remote Outdoor Unit-Air-Source) | (C,H,T)5H3V36*K*AAA* |  |  | ESH5X36M12A*+WALLCON | *95CSU1002122B* | 33400 | 19 | 9 | 34800 | 26600 | 76.44% | 1.94 | 0 | 11.5 |  |  |  | No | R-454B | 2.7833 | Residential & Commercial | Ducted CEE Tier 1
215438137 | Central HP <5.4 tons | BOSCH | HRCU-A-CB (Split System: Heat Pump with Remote Outdoor Unit-Air-Source) | BOVA-36RTB-M20S | ADP |  | FE*E31*24+TXV |  | 22600 | 15.2 | 8.65 | 22200 | 16400 | 73.87% | 1.84 | 0 | 11.7 |  |  |  | No | R-454B | 1.8833 | Residential & Commercial | Ducted CEE Tier 1
212406528 | Central HP <5.4 tons | TRANE | HRCU-A-C (Split System: Heat Pump with Remote Outdoor Unit with No Indoor Fan --Air Source) | 4TXD2060A10NU** | ADP |  | H,TE88948+TD |  | 47000 | 15.2 | 8.5 | 46000 | 33200 | 72.17% | 1.8 | 0 | 10 |  |  |  | No | R-410A | 3.9167 | Residential & Commercial | Ducted CEE Tier 1
213739504 | Central HP <5.4 tons | DAY & NIGHT | HRCU-A-CB (Split System: Heat Pump with Remote Outdoor Unit-Air-Source) | DLCURAH18ABK | ADP |  | FG33936 | *80MS(N,L)0701712A* | 17500 | 16 | 8.5 | 16800 | 19100 | 113.7% | 2.34 | 0 | 10.5 |  |  |  | No | R-410A | 1.4583 | Residential & Commercial | Ducted CEE Tier 1
213739522 | Central HP <5.4 tons | DAY & NIGHT | HRCU-A-CB (Split System: Heat Pump with Remote Outdoor Unit-Air-Source) | DLCURAH18ABK | ADP |  | FG33936 | *80VSL0451412B* | 17600 | 16 | 8.5 | 17100 | 18700 | 109.4% | 2.3 | 0 | 11 |  |  |  | No | R-410A | 1.4667 | Residential & Commercial | Ducted CEE Tier 1
213739541 | Central HP <5.4 tons | DAY & NIGHT | HRCU-A-CB (Split System: Heat Pump with Remote Outdoor Unit-Air-Source) | DLCURAH18ABK | ADP |  | PL36H175P159 | *92MSN0401712A* | 17300 | 15.2 | 8.5 | 16500 | 18400 | 111.5% | 2.24 | 0 | 10.5 |  |  |  | No | R-410A | 1.4417 | Residential & Commercial | Ducted CEE Tier 1
213739556 | Central HP <5.4 tons | DAY & NIGHT | HRCU-A-CB (Split System: Heat Pump with Remote Outdoor Unit-Air-Source) | DLCURAH18ABK | ADP |  | PL36H210P299 | *95MSU0401712A* | 17500 | 16 | 8.1 | 16400 | 18300 | 111.6% | 2.24 | 0 | 11 |  |  |  | No | R-410A | 1.4583 | Residential & Commercial | Ducted CEE Tier 1
214301875 | Central HP <5.4 tons | CHAMPION HEATING AND COOLING | HRCU-A-CB (Split System: Heat Pump with Remote Outdoor Unit-Air-Source) | HMH72B341 | ADP |  | H,YE7J(1,2)36+TXV | Z8ES040A12LMPS1 | 31800 | 17 | 8.1 | 30600 | 22200 | 72.55% | 2 | 0 | 10 |  |  |  | No | R-410A | 2.65 | Residential & Commercial | Ducted CEE Tier 1
214301886 | Central HP <5.4 tons | CHAMPION HEATING AND COOLING | HRCU-A-CB (Split System: Heat Pump with Remote Outdoor Unit-Air-Source) | HMH72B341 | ADP |  | H,YE9J(1,2)36+TXV | Z8ES080C20LMPS1 | 34000 | 18 | 8.5 | 31800 | 24000 | 75.47% | 2.12 | 0 | 10 |  |  |  | No | R-410A | 2.8333 | Residential & Commercial | Ducted CEE Tier 1
211387636 | Central HP <5.4 tons | CHAMPION HEATING AND COOLING | HRCU-A-CB (Split System: Heat Pump with Remote Outdoor Unit-Air-Source) | HMH72B341 |  |  | XAFC36DXXN1+TXV | TP9C080C16MP13 | 34000 | 17.5 | 8.1 | 33800 | 23800 | 70.41% | 2.08 | 0 | 10 |  |  |  | No | R-410A | 2.8333 | Residential & Commercial | Ducted CEE Tier 1
215932590 | Central HP <5.4 tons | DAY & NIGHT | HRCU-A-CB (Split System: Heat Pump with Remote Outdoor Unit-Air-Source) | C5H3V36*K*AAA* |  |  | EA*5X60M24A*+WALLCON | *95CSU1002122B* | 34000 | 20.5 | 9.5 | 34000 | 25800 | 75.88% | 2.04 | 0 | 12 |  |  |  | No | R-454B | 2.8333 | Residential & Commercial | Ducted CEE Tier 1
215932690 | Central HP <5.4 tons | DAY & NIGHT | HRCU-A-CB (Split System: Heat Pump with Remote Outdoor Unit-Air-Source) | C5H3V36*K*AAA* |  |  | EA*5X61M21A*+WALLCON | *80CTL0451712B* | 34000 | 19.5 | 9 | 35200 | 26800 | 76.14% | 1.92 | 0 | 11 |  |  |  | No | R-454B | 2.8333 | Residential & Commercial | Ducted CEE Tier 1
214848922 | Central HP <5.4 tons | YORK | HRCU-A-CB (Split System: Heat Pump with Remote Outdoor Unit-Air-Source) | HH836E2S11 | ADP |  | H,YG36*36+TXV | TM9Y080B12MP11 | 33000 | 18 | 8.5 | 29400 | 25000 | 85.03% | 2 | 0 | 11 |  |  |  | No | R-454B | 2.75 | Residential & Commercial | Ducted CEE Tier 1
214596060 | Central HP <5.4 tons | CARRIER | HRCU-A-C (Split System: Heat Pump with Remote Outdoor Unit with No Indoor Fan --Air Source) | 38MURAQ24AB3 | ADP |  | H,PG22924+TD |  | 23600 | 16 | 9 | 23200 | 19600 | 84.48% | 1.86 | 0 | 10.5 |  |  |  | No | R-410A | 1.9667 | Residential & Commercial | Ducted CEE Tier 1
214398502 | Central HP <5.4 tons | LUXAIRE | HRCU-A-CB (Split System: Heat Pump with Remote Outdoor Unit-Air-Source) | HH836E2S11 |  |  | CTF36C5CDS1 | TL8E100C20UH11 | 33800 | 17 | 8.5 | 31200 | 25400 | 81.41% | 2 | 0 | 11.7 |  |  |  | No | R-454B | 2.8167 | Residential & Commercial | Ducted CEE Tier 1
214398519 | Central HP <5.4 tons | LUXAIRE | HRCU-A-CB (Split System: Heat Pump with Remote Outdoor Unit-Air-Source) | HH836E2S11 |  |  | CTF36C5CDS1 | TM9E100C20MP12 | 34600 | 17 | 8.5 | 32600 | 26800 | 82.21% | 2 | 0 | 11 |  |  |  | No | R-454B | 2.8833 | Residential & Commercial | Ducted CEE Tier 1
214875895 | Central HP <5.4 tons | LUXAIRE | HRCU-A-CB (Split System: Heat Pump with Remote Outdoor Unit-Air-Source) | HMH72B341 |  |  | XAFB36DBCN1+JME12B2SN1 |  | 34000 | 18.5 | 8.5 | 33000 | 23200 | 70.3% | 2 | 0 | 10.5 |  |  |  | No | R-410A | 2.8333 | Residential & Commercial | Ducted CEE Tier 1
214807792 | Central HP <5.4 tons | LUXAIRE | HRCU-A-CB (Split System: Heat Pump with Remote Outdoor Unit-Air-Source) | HH836E2S11 |  |  | CTU48C5XFS1+JMVT16CC2N1+TXV |  | 34400 | 19 | 9 | 32000 | 25200 | 78.75% | 2 | 0 | 11.7 |  |  |  | No | R-454B | 2.8667 | Residential & Commercial | Ducted CEE Tier 1
214398451 | Central HP <5.4 tons | COLEMAN | HRCU-A-CB (Split System: Heat Pump with Remote Outdoor Unit-Air-Source) | HH860E2S11 |  |  | CTM60C5CHS1 | TL8E100C20UH11 | 53000 | 19 | 9 | 53500 | 38000 | 71.03% | 2 | 0 | 11.7 |  |  |  | No | R-454B | 4.4167 | Residential & Commercial | Ducted CEE Tier 1
214398706 | Central HP <5.4 tons | COLEMAN | HRCU-A-CB (Split System: Heat Pump with Remote Outdoor Unit-Air-Source) | HH860E2S11 |  |  | CTF60C5CGS1 | TM9V100C20MP12 | 44000 | 18 | 9 | 45000 | 33800 | 75.11% | 2 | 0 | 11 |  |  |  | No | R-454B | 3.6667 | Residential & Commercial | Ducted CEE Tier 1
216374574 | Central HP <5.4 tons | COLEMAN | HRCU-A-CB (Split System: Heat Pump with Remote Outdoor Unit-Air-Source) | HH860E2S11 |  |  | CTM60C5CGS1 | Z9ET100C20SMPS1 | 45000 | 18 | 9 | 46500 | 33800 | 72.69% | 2 | 0 | 11 |  |  |  | No | R-454B | 3.75 | Residential & Commercial | Ducted CEE Tier 1
215933982 | Central HP <5.4 tons | KENMORE | HRCU-A-CB (Split System: Heat Pump with Remote Outdoor Unit-Air-Source) | (C,H,T)5H3V48*K*AAA* |  |  | EA*5X48M21A*+WALLCON | *80CSU1002120A* | 43500 | 20.5 | 9.5 | 48000 | 36600 | 76.25% | 2 | 0 | 10.5 |  |  |  | No | R-454B | 3.625 | Residential & Commercial | Ducted CEE Tier 1
213369633 | Central HP <5.4 tons | Dettson | HRCU-A-C (Split System: Heat Pump with Remote Outdoor Unit with No Indoor Fan --Air Source) | EVD-30-O | ADP |  | *E31930+TD |  | 28600 | 15.2 | 9.05 | 31000 | 26600 | 85.81% | 1.76 | 0 | 10 |  |  |  | No | R-410A | 2.3833 | Residential & Commercial | Ducted CEE Tier 1
213369634 | Central HP <5.4 tons | Dettson | HRCU-A-C (Split System: Heat Pump with Remote Outdoor Unit with No Indoor Fan --Air Source) | EVD-30-O | ADP |  | *E32936+TD |  | 29000 | 15.2 | 9.2 | 31200 | 26600 | 85.26% | 1.78 | 0 | 10 |  |  |  | No | R-410A | 2.4167 | Residential & Commercial | Ducted CEE Tier 1
213369635 | Central HP <5.4 tons | Dettson | HRCU-A-C (Split System: Heat Pump with Remote Outdoor Unit with No Indoor Fan --Air Source) | EVD-30-O | ADP |  | *G33936+TD |  | 29400 | 15.2 | 9.35 | 31200 | 26600 | 85.26% | 1.8 | 0 | 10 |  |  |  | No | R-410A | 2.45 | Residential & Commercial | Ducted CEE Tier 1
215389770 | Central HP <5.4 tons | ECOER | HRCU-A-C (Split System: Heat Pump with Remote Outdoor Unit with No Indoor Fan --Air Source) | EODA19H-2436A | ADP |  | PL36H175P159+TD |  | 31000 | 15.2 | 8.8 | 32000 | 23200 | 72.5% | 1.9 | 0 | 10.5 |  |  |  | No | R-410A | 2.5833 | Residential & Commercial | Ducted CEE Tier 1
210596886 | Central HP <5.4 tons | KEEPRITE | HRCU-A-CB (Split System: Heat Pump with Remote Outdoor Unit-Air-Source) | CVH825GKA2* |  |  | EHD4X42AAL+WALLCON | *80CSU0601716A* | 24200 | 16 | 8.1 | 21400 | 16600 | 77.57% | 2 | 0 | 10.5 |  |  |  | No | R-410A | 2.0167 | Residential & Commercial | Ducted CEE Tier 1
215931822 | Central HP <5.4 tons | KENMORE | HRCU-A-CB (Split System: Heat Pump with Remote Outdoor Unit-Air-Source) | (C,H,T)5H3V60*K*AAA* |  |  | ESH5X60M12A*+WALLCON | *80CTL0702120B* | 56000 | 17.5 | 8.1 | 61000 | 46500 | 76.23% | 1.95 | 0 | 11 |  |  |  | No | R-454B | 4.6667 | Residential & Commercial | Ducted CEE Tier 1
215424219 | Central HP <5.4 tons | LUXAIRE | HRCU-A-CB (Split System: Heat Pump with Remote Outdoor Unit-Air-Source) | HH836E2S11 | ADP |  | H,YE9J*36+TXV-BLEED | TM8V100C16MP12 | 33600 | 18 | 8.5 | 30000 | 25200 | 84% | 2 | 0 | 11 |  |  |  | No | R-454B | 2.8 | Residential & Commercial | Ducted CEE Tier 1
215424237 | Central HP <5.4 tons | LUXAIRE | HRCU-A-CB (Split System: Heat Pump with Remote Outdoor Unit-Air-Source) | HH836E2S11 | ADP |  | H,YE9J*36+TXV-BLEED | TM9Y080B12MP11 | 33000 | 17 | 8.5 | 29400 | 25000 | 85.03% | 2 | 0 | 11 |  |  |  | No | R-454B | 2.75 | Residential & Commercial | Ducted CEE Tier 1
215430601 | Central HP <5.4 tons | LUXAIRE | HRCU-A-CB (Split System: Heat Pump with Remote Outdoor Unit-Air-Source) | HH836E2S11 | ADP |  | H,YG80(1,2)36+TXV | TM9E100C16MP12 | 33000 | 19 | 8.5 | 29400 | 23800 | 80.95% | 2 | 0 | 11 |  |  |  | No | R-454B | 2.75 | Residential & Commercial | Ducted CEE Tier 1
215430626 | Central HP <5.4 tons | LUXAIRE | HRCU-A-CB (Split System: Heat Pump with Remote Outdoor Unit-Air-Source) | HH836E2S11 | ADP |  | H,YG80(1,2)36+TXV | Z8ES080C20SMPS1 | 34600 | 19 | 8.5 | 30800 | 25400 | 82.47% | 2 | 0 | 11 |  |  |  | No | R-454B | 2.8833 | Residential & Commercial | Ducted CEE Tier 1
214442006 | Central HP <5.4 tons | BRYANT HEATING AND COOLING SYSTEMS | HRCU-A-CB (Split System: Heat Pump with Remote Outdoor Unit-Air-Source) | 288BNV037*0**A* | ADP |  | V,C36H175P459 | 88*TB48070C17*** | 32400 | 17 | 8.5 | 30600 | 24600 | 80.39% | 1.98 | 0 | 11.5 |  |  |  | No | R-410A | 2.7 | Residential & Commercial | Ducted CEE Tier 1
207455407 | Central HP <5.4 tons | LENNOX | HRCU-A-CB (Split System: Heat Pump with Remote Outdoor Unit-Air-Source) | SL25XPV-048-230A** | ADP |  | LH40/61W9 | SL280UH110XV60C* | 45000 | 20 | 9.2 | 43500 | 37000 | 85.06% | 1.82 | 12.5 | 12.5 |  |  |  | No | R-410A | 3.75 | Residential & Commercial | Ducted CEE Tier 1
207455446 | Central HP <5.4 tons | LENNOX | HRCU-A-CB (Split System: Heat Pump with Remote Outdoor Unit-Air-Source) | SL25XPV-048-230A** | ADP |  | L*42/60Z9 | SLP99UH090XV48C* | 45500 | 20 | 9.3 | 42000 | 36000 | 85.71% | 1.86 | 12 | 12 |  |  |  | No | R-410A | 3.7917 | Residential & Commercial | Ducted CEE Tier 1
207455448 | Central HP <5.4 tons | LENNOX | HRCU-A-CB (Split System: Heat Pump with Remote Outdoor Unit-Air-Source) | SL25XPV-048-230A** | ADP |  | LH42/62W9 | SLP99UH090XV48C* | 45500 | 20 | 9.4 | 42000 | 36000 | 85.71% | 1.88 | 12 | 12 |  |  |  | No | R-410A | 3.7917 | Residential & Commercial | Ducted CEE Tier 1
207455455 | Central HP <5.4 tons | LENNOX | HRCU-A-CB (Split System: Heat Pump with Remote Outdoor Unit-Air-Source) | SL25XPV-048-230A** | ADP |  | LH40/61W9 | SLP99UH110XV60C* | 45000 | 20 | 9.2 | 43500 | 37000 | 85.06% | 1.82 | 12 | 12 |  |  |  | No | R-410A | 3.75 | Residential & Commercial | Ducted CEE Tier 1
213147343 | Central HP <5.4 tons | BRYANT HEATING AND COOLING SYSTEMS | HRCU-A-CB (Split System: Heat Pump with Remote Outdoor Unit-Air-Source) | 38MURAQ24AB3* | ADP |  | V,C36H***P429+AEFE3A* |  | 23600 | 18 | 8.7 | 24800 | 22600 | 91.13% | 1.86 | 0 | 10 |  |  |  | No | R-410A | 1.9667 | Residential & Commercial | Ducted CEE Tier 1
213739497 | Central HP <5.4 tons | DAY & NIGHT | HRCU-A-CB (Split System: Heat Pump with Remote Outdoor Unit-Air-Source) | DLCURAH18ABK | ADP |  | PL36H175P789 | *80MS(N,L)0701412A* | 17800 | 17 | 8.5 | 16500 | 17300 | 104.8% | 2.16 | 0 | 10.5 |  |  |  | No | R-410A | 1.4833 | Residential & Commercial | Ducted CEE Tier 1
213739498 | Central HP <5.4 tons | DAY & NIGHT | HRCU-A-CB (Split System: Heat Pump with Remote Outdoor Unit-Air-Source) | DLCURAH18ABK | ADP |  | FG35936 | *80MS(N,L)0701412A* | 17600 | 16 | 8.5 | 16900 | 18700 | 110.7% | 2.3 | 0 | 11 |  |  |  | No | R-410A | 1.4667 | Residential & Commercial | Ducted CEE Tier 1
213739549 | Central HP <5.4 tons | DAY & NIGHT | HRCU-A-CB (Split System: Heat Pump with Remote Outdoor Unit-Air-Source) | DLCURAH18ABK | ADP |  | FG33936 | *92MSN0601412A* | 17400 | 16 | 8.5 | 16900 | 18800 | 111.2% | 2.3 | 0 | 11 |  |  |  | No | R-410A | 1.45 | Residential & Commercial | Ducted CEE Tier 1
212380853 | Central HP <5.4 tons | BOSCH | HRCU-A-CB (Split System: Heat Pump with Remote Outdoor Unit-Air-Source) | BOVB-36HDN1-M20G | ADP |  | V,R36H175P159 | BGH96M060B3A | 24000 | 18 | 9 | 22400 | 17000 | 75.89% | 1.9 | 0 | 12 |  |  |  | No | R-410A | 2 | Residential & Commercial | Ducted CEE Tier 1
213612280 | Central HP <5.4 tons | BOSCH | HRCU-A-CB (Split System: Heat Pump with Remote Outdoor Unit-Air-Source) | BOVB-60HDN1-M20G | ADP |  | H,TG2K948+AEFE4B* |  | 45000 | 18 | 9.15 | 46000 | 33200 | 72.17% | 1.94 | 0 | 11.5 |  |  |  | No | R-410A | 3.75 | Residential & Commercial | Ducted CEE Tier 1
213612284 | Central HP <5.4 tons | BOSCH | HRCU-A-CB (Split System: Heat Pump with Remote Outdoor Unit-Air-Source) | BOVB-60HDN1-M20G | ADP |  | V,T60H210P199+AEFE5* |  | 51500 | 17 | 9.45 | 53000 | 38000 | 71.7% | 2.02 | 0 | 11.7 |  |  |  | No | R-410A | 4.2917 | Residential & Commercial | Ducted CEE Tier 1
214572859 | Central HP <5.4 tons | BRYANT HEATING AND COOLING SYSTEMS | HRCU-A-CB (Split System: Heat Pump with Remote Outdoor Unit-Air-Source) | 288BNV037*0**A* |  |  | CAP**4824AL*+UI | 987MC60060C21*** | 32200 | 17 | 8.5 | 32600 | 25200 | 77.3% | 1.96 | 0 | 11 |  |  |  | No | R-410A | 2.6833 | Residential & Commercial | Ducted CEE Tier 1
214572909 | Central HP <5.4 tons | BRYANT HEATING AND COOLING SYSTEMS | HRCU-A-CB (Split System: Heat Pump with Remote Outdoor Unit-Air-Source) | 288BNV037*0**A* |  |  | CAP**6024AL*+UI | 935CB66100C21*** | 32800 | 17.5 | 8.5 | 31600 | 24800 | 78.48% | 2 | 0 | 11.5 |  |  |  | No | R-410A | 2.7333 | Residential & Commercial | Ducted CEE Tier 1
212505547 | Central HP <5.4 tons | BRYANT HEATING AND COOLING SYSTEMS | HRCU-A-CB (Split System: Heat Pump with Remote Outdoor Unit-Air-Source) | 288BNV037*0**B* | ADP |  | H,PG83936 | 987MB66120C24*** | 32800 | 17 | 8.1 | 30400 | 27200 | 89.47% | 2.2 | 0 | 11.5 |  |  |  | No | R-410A | 2.7333 | Residential & Commercial | Ducted CEE Tier 1
214312433 | Central HP <5.4 tons | FRIEDRICH | HRCU-A-C (Split System: Heat Pump with Remote Outdoor Unit with No Indoor Fan --Air Source) | WFPU18Z363C | ADP |  | V,R36H***P229+TD |  | 29800 | 15.5 | 9.4 | 28400 | 23800 | 83.8% | 2.08 | 0 | 11.3 |  |  |  | No | R-410A | 2.4833 | Residential & Commercial | Ducted CEE Tier 1
213739847 | Central HP <5.4 tons | DAY & NIGHT | HRCU-A-CB (Split System: Heat Pump with Remote Outdoor Unit-Air-Source) | DLCURAH24ABK | ADP |  | FG35936 | *80MS(N,L)0701412A* | 23600 | 17 | 8.5 | 24600 | 24200 | 98.37% | 2.04 | 0 | 10.5 |  |  |  | No | R-410A | 1.9667 | Residential & Commercial | Ducted CEE Tier 1
213739864 | Central HP <5.4 tons | DAY & NIGHT | HRCU-A-CB (Split System: Heat Pump with Remote Outdoor Unit-Air-Source) | DLCURAH24ABK | ADP |  | PL36H175P159 | *80MSU0401712A* | 23600 | 17 | 8.5 | 24600 | 24000 | 97.56% | 2.02 | 0 | 10.5 |  |  |  | No | R-410A | 1.9667 | Residential & Commercial | Ducted CEE Tier 1
213739883 | Central HP <5.4 tons | DAY & NIGHT | HRCU-A-CB (Split System: Heat Pump with Remote Outdoor Unit-Air-Source) | DLCURAH24ABK | ADP |  | PL36H175P159 | *80VTL0451412B* | 23600 | 17 | 8.5 | 24600 | 24200 | 98.37% | 2.04 | 0 | 10.5 |  |  |  | No | R-410A | 1.9667 | Residential & Commercial | Ducted CEE Tier 1
213739900 | Central HP <5.4 tons | DAY & NIGHT | HRCU-A-CB (Split System: Heat Pump with Remote Outdoor Unit-Air-Source) | DLCURAH24ABK | ADP |  | FG32936 | *92MSN0601412A* | 23200 | 17 | 8.5 | 24800 | 23400 | 94.35% | 1.98 | 0 | 10 |  |  |  | No | R-410A | 1.9333 | Residential & Commercial | Ducted CEE Tier 1
214651271 | Central HP <5.4 tons | CHAMPION HEATING AND COOLING | HRCU-A-CB (Split System: Heat Pump with Remote Outdoor Unit-Air-Source) | HH824E2S11 |  |  | CTU36B5XDS1+TXV | TP9C060B12MP13 | 23000 | 18 | 9.5 | 23000 | 18800 | 81.74% | 2 | 0 | 12 |  |  |  | No | R-454B | 1.9167 | Residential & Commercial | Ducted CEE Tier 1
212603252 | Central HP <5.4 tons | DAY & NIGHT | HRCU-A-CB (Split System: Heat Pump with Remote Outdoor Unit-Air-Source) | DLCURAH36ABK | ADP |  | PL36H210P299 | *80ES(N,L)0902120A* | 36600 | 16 | 8.1 | 37800 | 34400 | 91.01% | 2.04 | 0 | 10.5 |  |  |  | No | R-410A | 3.05 | Residential & Commercial | Ducted CEE Tier 1
213163601 | Central HP <5.4 tons | DAY & NIGHT | HRCU-A-CB (Split System: Heat Pump with Remote Outdoor Unit-Air-Source) | DLCURAH36ABK | ADP |  | H,FG80936+AEFE3A* |  | 36000 | 16 | 8.1 | 38000 | 35000 | 92.11% | 1.82 | 0 | 10 |  |  |  | No | R-410A | 3 | Residential & Commercial | Ducted CEE Tier 1
214574585 | Central HP <5.4 tons | KEEPRITE | HRCU-A-CB (Split System: Heat Pump with Remote Outdoor Unit-Air-Source) | CVH837GKA2* |  |  | EN(A,D,W)4X48L21**+WALLCON | *95CSU0802120B* | 32400 | 17.5 | 8.1 | 32800 | 24800 | 75.61% | 1.96 | 0 | 11.5 |  |  |  | No | R-410A | 2.7 | Residential & Commercial | Ducted CEE Tier 1
213739632 | Central HP <5.4 tons | DAY & NIGHT | HRCU-A-CB (Split System: Heat Pump with Remote Outdoor Unit-Air-Source) | DLCURAH18ABK | ADP |  | PL36H175P789 | *96VTN0401410B* | 17300 | 16 | 8.5 | 16500 | 18500 | 112.1% | 2.26 | 0 | 10.5 |  |  |  | No | R-410A | 1.4417 | Residential & Commercial | Ducted CEE Tier 1
213739646 | Central HP <5.4 tons | DAY & NIGHT | HRCU-A-CB (Split System: Heat Pump with Remote Outdoor Unit-Air-Source) | DLCURAH18ABK | ADP |  | PL36H175P069 | *96VTN0601412B* | 17500 | 16 | 8.1 | 16400 | 18300 | 111.6% | 2.24 | 0 | 11 |  |  |  | No | R-410A | 1.4583 | Residential & Commercial | Ducted CEE Tier 1
212603084 | Central HP <5.4 tons | DAY & NIGHT | HRCU-A-CB (Split System: Heat Pump with Remote Outdoor Unit-Air-Source) | DLCURAH18ABK | ADP |  | FG80936 | *80ES(N,L)0701412A* | 17500 | 16 | 8.5 | 16800 | 18400 | 109.5% | 2.26 | 0 | 11 |  |  |  | No | R-410A | 1.4583 | Residential & Commercial | Ducted CEE Tier 1
215828421 | Central HP <5.4 tons | BOSCH | HRCU-A-CB (Split System: Heat Pump with Remote Outdoor Unit-Air-Source) | BOVA-60RTB-M20S | ADP |  | FE*TT9*60+TXV |  | 50500 | 17.5 | 9.25 | 53000 | 38000 | 71.7% | 1.96 | 0 | 11.4 |  |  |  | No | R-454B | 4.2083 | Residential & Commercial | Ducted CEE Tier 1
215430650 | Central HP <5.4 tons | LUXAIRE | HRCU-A-CB (Split System: Heat Pump with Remote Outdoor Unit-Air-Source) | HH860E2S11 | ADP |  | H,YG48(1,2)60+TXV | TM9E080C20MP12 | 53500 | 18 | 8.5 | 53000 | 39500 | 74.53% | 2 | 0 | 11 |  |  |  | No | R-454B | 4.4583 | Residential & Commercial | Ducted CEE Tier 1
213796335 | Central HP <5.4 tons | CARRIER | HRCU-A-C (Split System: Heat Pump with Remote Outdoor Unit with No Indoor Fan --Air Source) | 38MURAQ30AB3 | ADP |  | C36A***L139+CBPE3A* |  | 30000 | 15.2 | 9.35 | 31200 | 26600 | 85.26% | 1.8 | 0 | 10.5 |  |  |  | No | R-410A | 2.5 | Residential & Commercial | Ducted CEE Tier 1
212380524 | Central HP <5.4 tons | CARRIER | HRCU-A-CB (Split System: Heat Pump with Remote Outdoor Unit-Air-Source) | 25VNA424A*031* | ADP |  | V,C36H***P429 | 58TN*A070C14**12 | 23400 | 21 | 8.1 | 25000 | 19400 | 77.6% | 2.42 | 0 | 13.5 |  |  |  | No | R-410A | 1.95 | Residential & Commercial | Ducted CEE Tier 1
213613855 | Central HP <5.4 tons | BRYANT | HRCU-A-C (Split System: Heat Pump with Remote Outdoor Unit with No Indoor Fan --Air Source) | 38MURAQ30AB3 | ADP |  | CDP30A13P+TD |  | 28600 | 15.2 | 9.05 | 31000 | 26600 | 85.81% | 1.76 | 0 | 10 |  |  |  | No | R-410A | 2.3833 | Residential & Commercial | Ducted CEE Tier 1
213608453 | Central HP <5.4 tons | BRYANT | HRCU-A-C (Split System: Heat Pump with Remote Outdoor Unit with No Indoor Fan --Air Source) | 38MURAQ30AB3 | ADP |  | H,PG33936+TD |  | 29400 | 15.2 | 9.35 | 31200 | 26600 | 85.26% | 1.8 | 0 | 10 |  |  |  | No | R-410A | 2.45 | Residential & Commercial | Ducted CEE Tier 1
213369682 | Central HP <5.4 tons | MOOVAIR | HRCU-A-C (Split System: Heat Pump with Remote Outdoor Unit with No Indoor Fan --Air Source) | DMA30HOS20230E7 | ADP |  | *E32936+TD |  | 29000 | 15.2 | 9.2 | 31200 | 26600 | 85.26% | 1.78 | 0 | 10 |  |  |  | No | R-410A | 2.4167 | Residential & Commercial | Ducted CEE Tier 1
214242076 | Central HP <5.4 tons | BRYANT HEATING AND COOLING SYSTEMS | HRCU-A-CB (Split System: Heat Pump with Remote Outdoor Unit-Air-Source) | 288BNV025*0**C* |  |  | CNPV*4217AL*+UI | 986TD42080C17*** | 24000 | 16.5 | 8.1 | 21400 | 16600 | 77.57% | 1.98 | 0 | 11 |  |  |  | No | R-410A | 2 | Residential & Commercial | Ducted CEE Tier 1
214242376 | Central HP <5.4 tons | BRYANT HEATING AND COOLING SYSTEMS | HRCU-A-CB (Split System: Heat Pump with Remote Outdoor Unit-Air-Source) | 288BNV025*0**C* |  |  | CNPV*4824AL*+UI | 986TD66100C21*** | 24200 | 17 | 8.1 | 21200 | 16500 | 77.83% | 2 | 0 | 11.5 |  |  |  | No | R-410A | 2.0167 | Residential & Commercial | Ducted CEE Tier 1
213779593 | Central HP <5.4 tons | KENMORE | HRCU-A-CB (Split System: Heat Pump with Remote Outdoor Unit-Air-Source) | (C,H,T)VH837GKA** |  |  | EA*4X60L24A*+WALLCON | *97CMN1002122B* | 32800 | 17.5 | 8.1 | 31800 | 24600 | 77.36% | 1.98 | 0 | 11.5 |  |  |  | No | R-410A | 2.7333 | Residential & Commercial | Ducted CEE Tier 1
213779193 | Central HP <5.4 tons | KENMORE | HRCU-A-CB (Split System: Heat Pump with Remote Outdoor Unit-Air-Source) | (C,H,T)VH837GKA** |  |  | EA*4X42L24A*+WALLCON | *80CTL1102120B* | 31800 | 17 | 8.1 | 32800 | 24200 | 73.78% | 1.88 | 0 | 11 |  |  |  | No | R-410A | 2.65 | Residential & Commercial | Ducted CEE Tier 1
215675703 | Central HP <5.4 tons | CARRIER | HRCU-A-CB (Split System: Heat Pump with Remote Outdoor Unit-Air-Source) | 27VNA048A*030* |  |  | CVAMA6021XMA*+UI | 58TN*B070C17**16 | 48000 | 18.5 | 9 | 50000 | 37200 | 74.4% | 2 | 0 | 10 |  |  |  | No | R-454B | 4 | Residential & Commercial | Ducted CEE Tier 1
215424207 | Central HP <5.4 tons | LUXAIRE | HRCU-A-CB (Split System: Heat Pump with Remote Outdoor Unit-Air-Source) | HH836E2S11 | ADP |  | H,YE9J*36+TXV-BLEED | LP9C100C16MP13 | 33400 | 17 | 8.5 | 29400 | 24800 | 84.35% | 2 | 0 | 11 |  |  |  | No | R-454B | 2.7833 | Residential & Commercial | Ducted CEE Tier 1
215424222 | Central HP <5.4 tons | LUXAIRE | HRCU-A-CB (Split System: Heat Pump with Remote Outdoor Unit-Air-Source) | HH836E2S11 | ADP |  | H,YE9J*36+TXV-BLEED | TM8Y100C16MP11 | 33000 | 18 | 8.5 | 29800 | 25200 | 84.56% | 2 | 0 | 10.5 |  |  |  | No | R-454B | 2.75 | Residential & Commercial | Ducted CEE Tier 1
215424241 | Central HP <5.4 tons | LUXAIRE | HRCU-A-CB (Split System: Heat Pump with Remote Outdoor Unit-Air-Source) | HH836E2S11 | ADP |  | H,YE9J*36+TXV-BLEED | Z8ES080B12SMPS1 | 32800 | 17 | 8.5 | 28400 | 24400 | 85.92% | 2 | 0 | 11.7 |  |  |  | No | R-454B | 2.7333 | Residential & Commercial | Ducted CEE Tier 1
215430624 | Central HP <5.4 tons | LUXAIRE | HRCU-A-CB (Split System: Heat Pump with Remote Outdoor Unit-Air-Source) | HH836E2S11 | ADP |  | H,YG80(1,2)36+TXV | Z8ES080C16SMPS1 | 34000 | 19 | 8.5 | 30200 | 25000 | 82.78% | 2 | 0 | 11 |  |  |  | No | R-454B | 2.8333 | Residential & Commercial | Ducted CEE Tier 1
215430816 | Central HP <5.4 tons | LUXAIRE | HRCU-A-CB (Split System: Heat Pump with Remote Outdoor Unit-Air-Source) | HH824E2S11 | ADP |  | H,YG80(1,2)36+TXV | TM9E060A10MP12 | 23000 | 17 | 9 | 21400 | 17700 | 82.71% | 2 | 0 | 11 |  |  |  | No | R-454B | 1.9167 | Residential & Commercial | Ducted CEE Tier 1
215430832 | Central HP <5.4 tons | LUXAIRE | HRCU-A-CB (Split System: Heat Pump with Remote Outdoor Unit-Air-Source) | HH824E2S11 | ADP |  | H,YG80(1,2)36+TXV | Z8ES060A12SMPS1 | 23000 | 18 | 9 | 21000 | 16900 | 80.48% | 2 | 0 | 12 |  |  |  | No | R-454B | 1.9167 | Residential & Commercial | Ducted CEE Tier 1
215912251 | Central HP <5.4 tons | LUXAIRE | HRCU-A-CB (Split System: Heat Pump with Remote Outdoor Unit-Air-Source) | HH824E2S11 |  |  | CTM36B5ADS1 | TM9E060B12MP12 | 23000 | 17 | 9 | 23000 | 18400 | 80% | 2 | 0 | 12 |  |  |  | No | R-454B | 1.9167 | Residential & Commercial | Ducted CEE Tier 1
213352721 | Central HP <5.4 tons | CARRIER | HRCU-A-CB (Split System: Heat Pump with Remote Outdoor Unit-Air-Source) | 38MURAQ36AB3* | ADP |  | C36A***L139 | 59TP6C100V21**20 | 35200 | 16 | 8.1 | 36800 | 34600 | 94.02% | 1.88 | 0 | 10 |  |  |  | No | R-410A | 2.9333 | Residential & Commercial | Ducted CEE Tier 1
213739914 | Central HP <5.4 tons | DAY & NIGHT | HRCU-A-CB (Split System: Heat Pump with Remote Outdoor Unit-Air-Source) | DLCURAH24ABK | ADP |  | FG35936 | *95MSU0401712A* | 23400 | 17 | 8.5 | 24400 | 24000 | 98.36% | 2.02 | 0 | 10 |  |  |  | No | R-410A | 1.95 | Residential & Commercial | Ducted CEE Tier 1
213739964 | Central HP <5.4 tons | DAY & NIGHT | HRCU-A-CB (Split System: Heat Pump with Remote Outdoor Unit-Air-Source) | DLCURAH24ABK | ADP |  | PL36H210P299 | *96VSN0401712B* | 24200 | 16 | 8.5 | 23800 | 21200 | 89.08% | 1.8 | 0 | 10 |  |  |  | No | R-410A | 2.0167 | Residential & Commercial | Ducted CEE Tier 1
213739980 | Central HP <5.4 tons | DAY & NIGHT | HRCU-A-CB (Split System: Heat Pump with Remote Outdoor Unit-Air-Source) | DLCURAH24ABK | ADP |  | V,G36H***P449 | *96VSN0601412B* | 23600 | 17 | 8.5 | 24600 | 23600 | 95.93% | 2 | 0 | 10 |  |  |  | No | R-410A | 1.9667 | Residential & Commercial | Ducted CEE Tier 1
213739997 | Central HP <5.4 tons | DAY & NIGHT | HRCU-A-CB (Split System: Heat Pump with Remote Outdoor Unit-Air-Source) | DLCURAH24ABK | ADP |  | PL36H175P789 | *96VTN0401712B* | 23400 | 16 | 8.5 | 24600 | 24000 | 97.56% | 2.02 | 0 | 10 |  |  |  | No | R-410A | 1.95 | Residential & Commercial | Ducted CEE Tier 1
213739998 | Central HP <5.4 tons | DAY & NIGHT | HRCU-A-CB (Split System: Heat Pump with Remote Outdoor Unit-Air-Source) | DLCURAH24ABK | ADP |  | FG35936 | *96VTN0401712B* | 23400 | 16 | 8.5 | 24600 | 23800 | 96.75% | 2 | 0 | 10 |  |  |  | No | R-410A | 1.95 | Residential & Commercial | Ducted CEE Tier 1
212603115 | Central HP <5.4 tons | DAY & NIGHT | HRCU-A-CB (Split System: Heat Pump with Remote Outdoor Unit-Air-Source) | DLCURAH24ABK | ADP |  | PL36H175P069 | *80ES(N,L)0901714A* | 24800 | 17 | 8.5 | 24800 | 21600 | 87.1% | 1.84 | 0 | 10 |  |  |  | No | R-410A | 2.0667 | Residential & Commercial | Ducted CEE Tier 1
212603118 | Central HP <5.4 tons | DAY & NIGHT | HRCU-A-CB (Split System: Heat Pump with Remote Outdoor Unit-Air-Source) | DLCURAH24ABK | ADP |  | FG33936 | *80ES(N,L)0901714A* | 24800 | 17 | 8.5 | 24800 | 21600 | 87.1% | 1.84 | 0 | 10 |  |  |  | No | R-410A | 2.0667 | Residential & Commercial | Ducted CEE Tier 1
214574385 | Central HP <5.4 tons | KEEPRITE | HRCU-A-CB (Split System: Heat Pump with Remote Outdoor Unit-Air-Source) | CVH837GKA2* |  |  | EHD4X48AAL+WALLCON | *96CTN0802120B* | 32600 | 17.5 | 8.5 | 32600 | 24800 | 76.07% | 1.98 | 0 | 11 |  |  |  | No | R-410A | 2.7167 | Residential & Commercial | Ducted CEE Tier 1
213779493 | Central HP <5.4 tons | KENMORE | HRCU-A-CB (Split System: Heat Pump with Remote Outdoor Unit-Air-Source) | (C,H,T)VH837GKA** |  |  | EA*4X48L24A*+WALLCON | *80CTL0902120B* | 32400 | 17 | 8.5 | 32200 | 24800 | 77.02% | 1.98 | 0 | 11.5 |  |  |  | No | R-410A | 2.7 | Residential & Commercial | Ducted CEE Tier 1
213773523 | Central HP <5.4 tons | KENMORE | HRCU-A-CB (Split System: Heat Pump with Remote Outdoor Unit-Air-Source) | (C,H,T)VH825GKA3* |  |  | EA*4X42L24A*+WALLCON | *80CTL1352422B* | 23800 | 16.5 | 8.1 | 21400 | 16600 | 77.57% | 1.96 | 0 | 10.5 |  |  |  | No | R-410A | 1.9833 | Residential & Commercial | Ducted CEE Tier 1
213773123 | Central HP <5.4 tons | KENMORE | HRCU-A-CB (Split System: Heat Pump with Remote Outdoor Unit-Air-Source) | (C,H,T)VH825GKA3* |  |  | EA*4X36L21A*+WALLCON | *97CMN1002122B* | 23600 | 16.5 | 8.1 | 21400 | 16600 | 77.57% | 1.94 | 0 | 10.5 |  |  |  | No | R-410A | 1.9667 | Residential & Commercial | Ducted CEE Tier 1
214239284 | Central HP <5.4 tons | BRYANT HEATING AND COOLING SYSTEMS | HRCU-A-CB (Split System: Heat Pump with Remote Outdoor Unit-Air-Source) | 288BNV037*0**B* |  |  | CNPV*4824AL*+UI | 88*TB60090C21*** | 32400 | 17 | 8.1 | 32600 | 24600 | 75.46% | 1.96 | 0 | 11.7 |  |  |  | No | R-410A | 2.7 | Residential & Commercial | Ducted CEE Tier 1
214239334 | Central HP <5.4 tons | BRYANT HEATING AND COOLING SYSTEMS | HRCU-A-CB (Split System: Heat Pump with Remote Outdoor Unit-Air-Source) | 288BNV037*0**B* |  |  | CNPV*4824AL*+UI | 986TD66100C21*** | 32400 | 17 | 8.1 | 32600 | 24600 | 75.46% | 1.96 | 0 | 11.7 |  |  |  | No | R-410A | 2.7 | Residential & Commercial | Ducted CEE Tier 1
212603184 | Central HP <5.4 tons | DAY & NIGHT | HRCU-A-CB (Split System: Heat Pump with Remote Outdoor Unit-Air-Source) | DLCURAH24ABK | ADP |  | PL36H175P069 | *95ESN0801716A* | 24800 | 15.2 | 8.5 | 25200 | 21600 | 85.71% | 1.8 | 0 | 10 |  |  |  | No | R-410A | 2.0667 | Residential & Commercial | Ducted CEE Tier 1
212603216 | Central HP <5.4 tons | DAY & NIGHT | HRCU-A-CB (Split System: Heat Pump with Remote Outdoor Unit-Air-Source) | DLCURAH24ABK | ADP |  | FG35936 | *96VSN0801716A* | 24200 | 16 | 8.1 | 24600 | 22600 | 91.87% | 1.9 | 0 | 10.5 |  |  |  | No | R-410A | 2.0167 | Residential & Commercial | Ducted CEE Tier 1
212603218 | Central HP <5.4 tons | DAY & NIGHT | HRCU-A-CB (Split System: Heat Pump with Remote Outdoor Unit-Air-Source) | DLCURAH24ABK | ADP |  | FG81936 | *96VSN0801716A* | 24200 | 17 | 8.5 | 24000 | 20800 | 86.67% | 1.78 | 0 | 10 |  |  |  | No | R-410A | 2.0167 | Residential & Commercial | Ducted CEE Tier 1
214312436 | Central HP <5.4 tons | FRIEDRICH | HRCU-A-C (Split System: Heat Pump with Remote Outdoor Unit with No Indoor Fan --Air Source) | WFPU18Z363C | ADP |  | H,RG81936+TD |  | 30000 | 15.5 | 9.4 | 28400 | 23800 | 83.8% | 2.08 | 0 | 11.3 |  |  |  | No | R-410A | 2.5 | Residential & Commercial | Ducted CEE Tier 1
215676023 | Central HP <5.4 tons | CARRIER | HRCU-A-CB (Split System: Heat Pump with Remote Outdoor Unit-Air-Source) | 27VNA048A*030* |  |  | CVAMA6124XMA*+UI | 59CU5B100C21**22 | 48500 | 19 | 9 | 50000 | 36600 | 73.2% | 2.1 | 0 | 10.5 |  |  |  | No | R-454B | 4.0417 | Residential & Commercial | Ducted CEE Tier 1
215676073 | Central HP <5.4 tons | CARRIER | HRCU-A-CB (Split System: Heat Pump with Remote Outdoor Unit-Air-Source) | 27VNA048A*030* |  |  | CVAMA6124XMA*+UI | 59TN6C100C21**22 | 48500 | 19.5 | 9.5 | 50000 | 36600 | 73.2% | 2.12 | 0 | 10.5 |  |  |  | No | R-454B | 4.0417 | Residential & Commercial | Ducted CEE Tier 1
215676173 | Central HP <5.4 tons | CARRIER | HRCU-A-CB (Split System: Heat Pump with Remote Outdoor Unit-Air-Source) | 27VNA048A*030* |  |  | CVAVA4824XMA*+UI | 58CU*A080C21**20 | 47500 | 19 | 9 | 50000 | 36200 | 72.4% | 2.02 | 0 | 10 |  |  |  | No | R-454B | 3.9583 | Residential & Commercial | Ducted CEE Tier 1
215682253 | Central HP <5.4 tons | CARRIER | HRCU-A-CB (Split System: Heat Pump with Remote Outdoor Unit-Air-Source) | 27VNA048A*030* |  |  | CVAVA4924XMA*+UI | 58CU*B100C21**20 | 48000 | 18.5 | 9 | 50000 | 36600 | 73.2% | 2 | 0 | 10 |  |  |  | No | R-454B | 4 | Residential & Commercial | Ducted CEE Tier 1
215682273 | Central HP <5.4 tons | CARRIER | HRCU-A-CB (Split System: Heat Pump with Remote Outdoor Unit-Air-Source) | 27VNA048A*030* |  |  | CVAVA4924XMA*+UI | 59TN7A100C21**22 | 48000 | 19 | 9 | 50000 | 36600 | 73.2% | 2 | 0 | 10.5 |  |  |  | No | R-454B | 4 | Residential & Commercial | Ducted CEE Tier 1
215682353 | Central HP <5.4 tons | CARRIER | HRCU-A-CB (Split System: Heat Pump with Remote Outdoor Unit-Air-Source) | 27VNA048A*030* |  |  | CVAVA6021XMA*+UI | 59TN7A080C21**20 | 48000 | 19 | 9 | 50000 | 36800 | 73.6% | 2 | 0 | 10 |  |  |  | No | R-454B | 4 | Residential & Commercial | Ducted CEE Tier 1
215682373 | Central HP <5.4 tons | CARRIER | HRCU-A-CB (Split System: Heat Pump with Remote Outdoor Unit-Air-Source) | 27VNA048A*030* |  |  | CVAVA6024XMA*+UI | 59TN6C080C21**20 | 48000 | 19 | 9 | 50000 | 36600 | 73.2% | 2 | 0 | 10 |  |  |  | No | R-454B | 4 | Residential & Commercial | Ducted CEE Tier 1
211206976 | Central HP <5.4 tons | COLEMAN | HRCU-A-CB (Split System: Heat Pump with Remote Outdoor Unit-Air-Source) | HC20B4821 |  |  | XAMC48HE3N1+CC | CPLC120C20MP13 | 43500 | 19 | 9 | 44500 | 36200 | 81.35% | 2.14 | 0 | 12 |  |  |  | No | R-410A | 3.625 | Residential & Commercial | Ducted CEE Tier 1
215430628 | Central HP <5.4 tons | LUXAIRE | HRCU-A-CB (Split System: Heat Pump with Remote Outdoor Unit-Air-Source) | HH836E2S11 | ADP |  | H,YG80(1,2)36+TXV | Z8ES100B12SMPS1 | 33000 | 18 | 8.5 | 28800 | 24400 | 84.72% | 2 | 0 | 11.7 |  |  |  | No | R-454B | 2.75 | Residential & Commercial | Ducted CEE Tier 1
214301841 | Central HP <5.4 tons | CHAMPION HEATING AND COOLING | HRCU-A-CB (Split System: Heat Pump with Remote Outdoor Unit-Air-Source) | HMH72B341 | ADP |  | H,YE7J(1,2)36+TXV | TM8E100C16MP11 | 33000 | 18 | 8.5 | 31400 | 22800 | 72.61% | 2.04 | 0 | 10 |  |  |  | No | R-410A | 2.75 | Residential & Commercial | Ducted CEE Tier 1
214301852 | Central HP <5.4 tons | CHAMPION HEATING AND COOLING | HRCU-A-CB (Split System: Heat Pump with Remote Outdoor Unit-Air-Source) | HMH72B341 | ADP |  | H,YE7J(1,2)36+TXV | TM9E080C16MP12 | 33000 | 18 | 8.1 | 31400 | 22800 | 72.61% | 2.04 | 0 | 10 |  |  |  | No | R-410A | 2.75 | Residential & Commercial | Ducted CEE Tier 1
213297629 | Central HP <5.4 tons | LUXAIRE | HRCU-A-CB (Split System: Heat Pump with Remote Outdoor Unit-Air-Source) | HMH72B341 |  |  | XAHB36DXXN1+TXV | Z8ES080B12SMPS1 | 33200 | 17.5 | 8.1 | 32800 | 23000 | 70.12% | 2 | 0 | 10 |  |  |  | No | R-410A | 2.7667 | Residential & Commercial | Ducted CEE Tier 1
214301884 | Central HP <5.4 tons | CHAMPION HEATING AND COOLING | HRCU-A-CB (Split System: Heat Pump with Remote Outdoor Unit-Air-Source) | HMH72B341 | ADP |  | H,YE9J(1,2)36+TXV | Z8ES080C16SMPS1 | 34000 | 18 | 8.5 | 31800 | 23800 | 74.84% | 2.14 | 0 | 10 |  |  |  | No | R-410A | 2.8333 | Residential & Commercial | Ducted CEE Tier 1
213296946 | Central HP <5.4 tons | CHAMPION HEATING AND COOLING | HRCU-A-CB (Split System: Heat Pump with Remote Outdoor Unit-Air-Source) | HMH72B341 |  |  | XAFC36DBCN1 | Z8ES080C20SMPS1 | 34000 | 18 | 8.5 | 33400 | 24400 | 73.05% | 2.12 | 0 | 10 |  |  |  | No | R-410A | 2.8333 | Residential & Commercial | Ducted CEE Tier 1
215681434 | Central HP <5.4 tons | BRYANT HEATING AND COOLING SYSTEMS | HRCU-A-CB (Split System: Heat Pump with Remote Outdoor Unit-Air-Source) | 290VAN048**AA* |  |  | CAA**6121AM*+UI | 986TD60080C21*** | 46000 | 18 | 9 | 48000 | 33800 | 70.42% | 2.08 | 0 | 10 |  |  |  | No | R-454B | 3.8333 | Residential & Commercial | Ducted CEE Tier 1
215681504 | Central HP <5.4 tons | BRYANT HEATING AND COOLING SYSTEMS | HRCU-A-CB (Split System: Heat Pump with Remote Outdoor Unit-Air-Source) | 290VAN048**AA* |  |  | CAA**6121AM*+UI | 987TA66100C21*** | 46000 | 18 | 9 | 47500 | 33800 | 71.16% | 2.08 | 0 | 10 |  |  |  | No | R-454B | 3.8333 | Residential & Commercial | Ducted CEE Tier 1
215681554 | Central HP <5.4 tons | BRYANT HEATING AND COOLING SYSTEMS | HRCU-A-CB (Split System: Heat Pump with Remote Outdoor Unit-Air-Source) | 290VAN048**AA* |  |  | CAA**6124AM*+UI | 987TA66100C21*** | 46000 | 18.5 | 9 | 47500 | 33600 | 70.74% | 2.06 | 0 | 10 |  |  |  | No | R-454B | 3.8333 | Residential & Commercial | Ducted CEE Tier 1
215682054 | Central HP <5.4 tons | BRYANT HEATING AND COOLING SYSTEMS | HRCU-A-CB (Split System: Heat Pump with Remote Outdoor Unit-Air-Source) | 290VAN048**AA* |  |  | CVAMA6124XMA*+UI | 83*CB60100C21*** | 48500 | 19 | 9 | 50000 | 36600 | 73.2% | 2.12 | 0 | 10 |  |  |  | No | R-454B | 4.0417 | Residential & Commercial | Ducted CEE Tier 1
213296984 | Central HP <5.4 tons | LUXAIRE | HRCU-A-CB (Split System: Heat Pump with Remote Outdoor Unit-Air-Source) | HMH72B341 |  |  | XAFB36DBCN1 | Z8ES080B12SMPS1 | 34000 | 18 | 8.1 | 33400 | 24000 | 71.86% | 2.08 | 0 | 10 |  |  |  | No | R-410A | 2.8333 | Residential & Commercial | Ducted CEE Tier 1
213297019 | Central HP <5.4 tons | LUXAIRE | HRCU-A-CB (Split System: Heat Pump with Remote Outdoor Unit-Air-Source) | HMH72B341 |  |  | XAFB36DBCN1 | Z9ET080B12SMPS1 | 33800 | 18 | 8.5 | 33000 | 23200 | 70.3% | 2 | 0 | 10 |  |  |  | No | R-410A | 2.8167 | Residential & Commercial | Ducted CEE Tier 1
213297419 | Central HP <5.4 tons | LUXAIRE | HRCU-A-CB (Split System: Heat Pump with Remote Outdoor Unit-Air-Source) | HMH72B341 |  |  | XAFB36DBCN1+JMVT12BC2N1 |  | 34000 | 18.5 | 8.5 | 33600 | 23600 | 70.24% | 2.1 | 0 | 10 |  |  |  | No | R-410A | 2.8333 | Residential & Commercial | Ducted CEE Tier 1
214389377 | Central HP <5.4 tons | CARRIER | HRCU-A-CB (Split System: Heat Pump with Remote Outdoor Unit-Air-Source) | 25VNA436A*031* |  |  | CNPV*3617AL*+UI | 59TN6C060C17**14 | 32400 | 18 | 9 | 39000 | 27400 | 70.26% | 1.9 | 0 | 11 |  |  |  | No | R-410A | 2.7 | Residential & Commercial | Ducted CEE Tier 1
214389397 | Central HP <5.4 tons | CARRIER | HRCU-A-CB (Split System: Heat Pump with Remote Outdoor Unit-Air-Source) | 25VNA436A*031* |  |  | CNPV*3621AL*+UI | 59MN7C100C21**22 | 32400 | 18.5 | 9 | 38500 | 27000 | 70.13% | 1.92 | 0 | 11.7 |  |  |  | No | R-410A | 2.7 | Residential & Commercial | Ducted CEE Tier 1
214389411 | Central HP <5.4 tons | CARRIER | HRCU-A-CB (Split System: Heat Pump with Remote Outdoor Unit-Air-Source) | 25VNA436A*031* |  |  | CNPV*4221AL*+UI | 59CU5B060C17**16 | 33000 | 18.5 | 9 | 38000 | 26800 | 70.53% | 1.96 | 0 | 11.7 |  |  |  | No | R-410A | 2.75 | Residential & Commercial | Ducted CEE Tier 1
213297844 | Central HP <5.4 tons | LUXAIRE | HRCU-A-CB (Split System: Heat Pump with Remote Outdoor Unit-Air-Source) | HMH72B341 |  |  | XAHB36DBCN1+JMVT12BC2N1 |  | 33200 | 18 | 8.1 | 32200 | 22600 | 70.19% | 2.02 | 0 | 10 |  |  |  | No | R-410A | 2.7667 | Residential & Commercial | Ducted CEE Tier 1
213296944 | Central HP <5.4 tons | LUXAIRE | HRCU-A-CB (Split System: Heat Pump with Remote Outdoor Unit-Air-Source) | HMH72B341 |  |  | XAFC36DBCN1 | Z8ES080C20SMPS1 | 34000 | 18 | 8.5 | 33400 | 24400 | 73.05% | 2.12 | 0 | 10 |  |  |  | No | R-410A | 2.8333 | Residential & Commercial | Ducted CEE Tier 1
213297294 | Central HP <5.4 tons | LUXAIRE | HRCU-A-CB (Split System: Heat Pump with Remote Outdoor Unit-Air-Source) | HMH72B341 |  |  | XAHC36DBCN1 | Z8ET100C20LMPS1 | 33400 | 18.5 | 8.5 | 32200 | 22600 | 70.19% | 2.04 | 0 | 10.5 |  |  |  | No | R-410A | 2.7833 | Residential & Commercial | Ducted CEE Tier 1
213608460 | Central HP <5.4 tons | CARRIER | HRCU-A-C (Split System: Heat Pump with Remote Outdoor Unit with No Indoor Fan --Air Source) | 38MURAQ24AB3 | ADP |  | CDP24H15P+TD |  | 24000 | 16 | 9.1 | 23200 | 19600 | 84.48% | 1.88 | 0 | 10.5 |  |  |  | No | R-410A | 2 | Residential & Commercial | Ducted CEE Tier 1
211387956 | Central HP <5.4 tons | CHAMPION HEATING AND COOLING | HRCU-A-CB (Split System: Heat Pump with Remote Outdoor Unit-Air-Source) | HMH72B341 |  |  | XAUB36DXXN1+TXV | TP9C080B12MP13 | 33600 | 17.5 | 8.5 | 33400 | 23400 | 70.06% | 2.04 | 0 | 10 |  |  |  | No | R-410A | 2.8 | Residential & Commercial | Ducted CEE Tier 1
213297619 | Central HP <5.4 tons | LUXAIRE | HRCU-A-CB (Split System: Heat Pump with Remote Outdoor Unit-Air-Source) | HMH72B341 |  |  | XAHC36DBCN1 | Z8ES080C16SMPS1 | 34000 | 17.5 | 8.5 | 33400 | 23600 | 70.66% | 2.08 | 0 | 10 |  |  |  | No | R-410A | 2.8333 | Residential & Commercial | Ducted CEE Tier 1
213297704 | Central HP <5.4 tons | LUXAIRE | HRCU-A-CB (Split System: Heat Pump with Remote Outdoor Unit-Air-Source) | HMH72B341 |  |  | XAHC36DBCN1 | Z9ES080C20SMPS1 | 33800 | 17 | 8.5 | 32800 | 23000 | 70.12% | 1.8 | 0 | 10 |  |  |  | No | R-410A | 2.8167 | Residential & Commercial | Ducted CEE Tier 1
215430617 | Central HP <5.4 tons | LUXAIRE | HRCU-A-CB (Split System: Heat Pump with Remote Outdoor Unit-Air-Source) | HH836E2S11 | ADP |  | H,YG80(1,2)36+TXV | TM9Y080C16MP11 | 32800 | 19 | 8.5 | 29400 | 23800 | 80.95% | 2 | 0 | 11 |  |  |  | No | R-454B | 2.7333 | Residential & Commercial | Ducted CEE Tier 1
213298071 | Central HP <5.4 tons | CHAMPION HEATING AND COOLING | HRCU-A-CB (Split System: Heat Pump with Remote Outdoor Unit-Air-Source) | HMH72B341 |  |  | XAFB36DBCN1 | Z8ES040A12SMPS1 | 34000 | 18 | 8.5 | 33400 | 24200 | 72.46% | 2.1 | 0 | 10 |  |  |  | No | R-410A | 2.8333 | Residential & Commercial | Ducted CEE Tier 1
213296966 | Central HP <5.4 tons | CHAMPION HEATING AND COOLING | HRCU-A-CB (Split System: Heat Pump with Remote Outdoor Unit-Air-Source) | HMH72B341 |  |  | XAHC36DBCN1 | Z8ES080B12SMPS1 | 33400 | 17.5 | 8.1 | 32800 | 23000 | 70.12% | 2.02 | 0 | 10 |  |  |  | No | R-410A | 2.7833 | Residential & Commercial | Ducted CEE Tier 1
214389252 | Central HP <5.4 tons | CARRIER | HRCU-A-CB (Split System: Heat Pump with Remote Outdoor Unit-Air-Source) | 25VNA436A*031* |  |  | CNPV*4217AL*+UI | 58TN*B045C17**12 | 33200 | 18.5 | 9 | 37600 | 26600 | 70.74% | 1.98 | 0 | 11.5 |  |  |  | No | R-410A | 2.7667 | Residential & Commercial | Ducted CEE Tier 1
214389270 | Central HP <5.4 tons | CARRIER | HRCU-A-CB (Split System: Heat Pump with Remote Outdoor Unit-Air-Source) | 25VNA436A*031* |  |  | CNPV*4221AL*+UI | 58TN*B090C21**20 | 33200 | 19 | 9 | 37800 | 26600 | 70.37% | 1.98 | 0 | 12 |  |  |  | No | R-410A | 2.7667 | Residential & Commercial | Ducted CEE Tier 1
214389419 | Central HP <5.4 tons | CARRIER | HRCU-A-CB (Split System: Heat Pump with Remote Outdoor Unit-Air-Source) | 25VNA436A*031* |  |  | CNPV*4221AL*+UI | 59TN6C080C17**14 | 33000 | 18.5 | 9 | 38000 | 26800 | 70.53% | 1.96 | 0 | 11.7 |  |  |  | No | R-410A | 2.75 | Residential & Commercial | Ducted CEE Tier 1
214596055 | Central HP <5.4 tons | CARRIER | HRCU-A-C (Split System: Heat Pump with Remote Outdoor Unit with No Indoor Fan --Air Source) | 38MURAQ18AB3 | ADP |  | H,PG21930+TD |  | 17700 | 16 | 8.85 | 17100 | 14600 | 85.38% | 2.06 | 0 | 11.5 |  |  |  | No | R-410A | 1.475 | Residential & Commercial | Ducted CEE Tier 1
213297436 | Central HP <5.4 tons | CHAMPION HEATING AND COOLING | HRCU-A-CB (Split System: Heat Pump with Remote Outdoor Unit-Air-Source) | HMH72B341 |  |  | XAFC30CXXN1+TXV | Z9ET100C16SMPS1 | 32600 | 18 | 8.5 | 33000 | 23200 | 70.3% | 2.02 | 0 | 10 |  |  |  | No | R-410A | 2.7167 | Residential & Commercial | Ducted CEE Tier 1
213297001 | Central HP <5.4 tons | CHAMPION HEATING AND COOLING | HRCU-A-CB (Split System: Heat Pump with Remote Outdoor Unit-Air-Source) | HMH72B341 |  |  | XAUB36DXXN1+TXV | Z8ES080B12LMPS1 | 34000 | 18 | 8.1 | 33400 | 24000 | 71.86% | 2.08 | 0 | 10 |  |  |  | No | R-410A | 2.8333 | Residential & Commercial | Ducted CEE Tier 1
213297393 | Central HP <5.4 tons | COLEMAN | HRCU-A-CB (Split System: Heat Pump with Remote Outdoor Unit-Air-Source) | HMH72B341 |  |  | XAHB30CXXN1+TXV | Z8ES080B12SMPS1 | 31800 | 17 | 8.1 | 32200 | 22600 | 70.19% | 2 | 0 | 10 |  |  |  | No | R-410A | 2.65 | Residential & Commercial | Ducted CEE Tier 1
213366574 | Central HP <5.4 tons | TOSOT | HRCU-A-CB (Split System: Heat Pump with Remote Outdoor Unit-Air-Source) | TU60-24WADU | ADP |  | HE49948+AEFE5* |  | 47500 | 16 | 9 | 46000 | 38500 | 83.7% | 1.8 | 0 | 11 |  |  |  | No | R-410A | 3.9583 | Residential & Commercial | Ducted CEE Tier 1
215667786 | Central HP <5.4 tons | KENMORE | HRCU-A-CB (Split System: Heat Pump with Remote Outdoor Unit-Air-Source) | (C,H,T)5H0V24*K*AAA* |  |  | EA*5X37M17A*+WALLCON | *97CMN0801714B* | 23800 | 17 | 9 | 23400 | 16500 | 70.51% | 2 | 0 | 10.5 |  |  |  | No | R-454B | 1.9833 | Residential & Commercial | Ducted CEE Tier 1
215682263 | Central HP <5.4 tons | CARRIER | HRCU-A-CB (Split System: Heat Pump with Remote Outdoor Unit-Air-Source) | 27VNA048A*030* |  |  | CVAVA4924XMA*+UI | 59TN7A080C21**20 | 48000 | 19 | 9 | 50000 | 36600 | 73.2% | 2 | 0 | 10 |  |  |  | No | R-454B | 4 | Residential & Commercial | Ducted CEE Tier 1
215682313 | Central HP <5.4 tons | CARRIER | HRCU-A-CB (Split System: Heat Pump with Remote Outdoor Unit-Air-Source) | 27VNA048A*030* |  |  | CVAVA6021XMA*+UI | 58CU*B060C17**16 | 48000 | 18.5 | 9 | 50000 | 36800 | 73.6% | 2 | 0 | 10 |  |  |  | No | R-454B | 4 | Residential & Commercial | Ducted CEE Tier 1
215682563 | Central HP <5.4 tons | CARRIER | HRCU-A-CB (Split System: Heat Pump with Remote Outdoor Unit-Air-Source) | 27VNA048A*030* |  |  | CVAVA6124XMA*+UI | 59TN7A120C24**22 | 48500 | 19.5 | 9.5 | 50000 | 36600 | 73.2% | 2.12 | 0 | 10.5 |  |  |  | No | R-454B | 4.0417 | Residential & Commercial | Ducted CEE Tier 1
215742326 | Central HP <5.4 tons | AMERICAN STANDARD | HRCU-A-CB (Split System: Heat Pump with Remote Outdoor Unit-Air-Source) | 4A6V8X60A1 | ADP |  | H,TG49960 | S8V2C100M5PCA | 54000 | 18 | 8.2 | 50000 | 39500 | 79% | 1.78 | 0 | 11.7 |  |  |  | No | R-410A | 4.5 | Residential & Commercial | Ducted CEE Tier 1
213297838 | Central HP <5.4 tons | COLEMAN | HRCU-A-CB (Split System: Heat Pump with Remote Outdoor Unit-Air-Source) | HMH72B341 |  |  | XAHB36DXXN1+JMVT12BC2N1+TXV |  | 33200 | 18 | 8.1 | 32200 | 22600 | 70.19% | 2.02 | 0 | 10 |  |  |  | No | R-410A | 2.7667 | Residential & Commercial | Ducted CEE Tier 1
213298073 | Central HP <5.4 tons | COLEMAN | HRCU-A-CB (Split System: Heat Pump with Remote Outdoor Unit-Air-Source) | HMH72B341 |  |  | XAUB36DXXN1+TXV | Z8ES040A12SMPS1 | 34000 | 18 | 8.5 | 33400 | 24200 | 72.46% | 2.1 | 0 | 10 |  |  |  | No | R-410A | 2.8333 | Residential & Commercial | Ducted CEE Tier 1
213298088 | Central HP <5.4 tons | COLEMAN | HRCU-A-CB (Split System: Heat Pump with Remote Outdoor Unit-Air-Source) | HMH72B341 |  |  | XAFB30CXXN1+JMVT12BC2N1+TXV |  | 33400 | 18.5 | 8.5 | 33400 | 23400 | 70.06% | 2.06 | 0 | 10 |  |  |  | No | R-410A | 2.7833 | Residential & Commercial | Ducted CEE Tier 1
214441902 | Central HP <5.4 tons | BRYANT HEATING AND COOLING SYSTEMS | HRCU-A-CB (Split System: Heat Pump with Remote Outdoor Unit-Air-Source) | 284ANV024*0**B* | ADP |  | V,C36H175P159 | 88*TB36045C17*** | 23400 | 20 | 10.5 | 25000 | 19500 | 78% | 2.42 | 0 | 12.5 |  |  |  | No | R-410A | 1.95 | Residential & Commercial | Ducted CEE Tier 1
214441909 | Central HP <5.4 tons | BRYANT HEATING AND COOLING SYSTEMS | HRCU-A-CB (Split System: Heat Pump with Remote Outdoor Unit-Air-Source) | 284ANV024*0**B* | ADP |  | V,C36H***P219 | 986TD30040C14*** | 22800 | 18 | 10 | 25400 | 20000 | 78.74% | 2.3 | 0 | 12 |  |  |  | No | R-410A | 1.9 | Residential & Commercial | Ducted CEE Tier 1
213296939 | Central HP <5.4 tons | LUXAIRE | HRCU-A-CB (Split System: Heat Pump with Remote Outdoor Unit-Air-Source) | HMH72B341 |  |  | XAFC36DXXN1+TXV | Z8ES080C20LMPS1 | 34000 | 18 | 8.5 | 33400 | 24400 | 73.05% | 2.12 | 0 | 10 |  |  |  | No | R-410A | 2.8333 | Residential & Commercial | Ducted CEE Tier 1
213297214 | Central HP <5.4 tons | LUXAIRE | HRCU-A-CB (Split System: Heat Pump with Remote Outdoor Unit-Air-Source) | HMH72B341 |  |  | XAHC36DXXN1+JMET12CS2N1+TXV |  | 33800 | 18 | 8.1 | 32800 | 23000 | 70.12% | 2.06 | 0 | 10 |  |  |  | No | R-410A | 2.8167 | Residential & Commercial | Ducted CEE Tier 1
215667480 | Central HP <5.4 tons | KENMORE | HRCU-A-CB (Split System: Heat Pump with Remote Outdoor Unit-Air-Source) | (C,H,T)5H0V24*K*AAA* |  |  | EA*5X30M17A*+WALLCON | *97CMN0601714B* | 23000 | 16.5 | 8.5 | 24000 | 16800 | 70% | 1.86 | 0 | 10 |  |  |  | No | R-454B | 1.9167 | Residential & Commercial | Ducted CEE Tier 1
213297859 | Central HP <5.4 tons | LUXAIRE | HRCU-A-CB (Split System: Heat Pump with Remote Outdoor Unit-Air-Source) | HMH72B341 |  |  | XAFC30CXXN1+TXV | Z9ET080B12SMPS1 | 32800 | 18.5 | 8.1 | 33000 | 23400 | 70.91% | 2.02 | 0 | 10 |  |  |  | No | R-410A | 2.7333 | Residential & Commercial | Ducted CEE Tier 1
213297239 | Central HP <5.4 tons | LUXAIRE | HRCU-A-CB (Split System: Heat Pump with Remote Outdoor Unit-Air-Source) | HMH72B341 |  |  | XAFC36DBCN1 | Z9ET080B12SMPS1 | 33800 | 18 | 8.5 | 33000 | 23200 | 70.3% | 2 | 0 | 10 |  |  |  | No | R-410A | 2.8167 | Residential & Commercial | Ducted CEE Tier 1
214596061 | Central HP <5.4 tons | CARRIER | HRCU-A-C (Split System: Heat Pump with Remote Outdoor Unit with No Indoor Fan --Air Source) | 38MURAQ24AB3 | ADP |  | H,PG22936+TD |  | 23600 | 16 | 9 | 23200 | 19600 | 84.48% | 1.86 | 0 | 10.5 |  |  |  | No | R-410A | 1.9667 | Residential & Commercial | Ducted CEE Tier 1
214572749 | Central HP <5.4 tons | BRYANT HEATING AND COOLING SYSTEMS | HRCU-A-CB (Split System: Heat Pump with Remote Outdoor Unit-Air-Source) | 288BNV037*0**A* |  |  | CAP**4321AL*+UI | 987MC60080C21*** | 32800 | 17.5 | 8.5 | 32800 | 25200 | 76.83% | 2 | 0 | 11.5 |  |  |  | No | R-410A | 2.7333 | Residential & Commercial | Ducted CEE Tier 1
214596111 | Central HP <5.4 tons | INNOVAIR | HRCU-A-C (Split System: Heat Pump with Remote Outdoor Unit with No Indoor Fan --Air Source) | MHD-18 | ADP |  | HG21924+AEFE3A* |  | 18000 | 15.2 | 8.85 | 17600 | 14200 | 80.68% | 2.06 | 0 | 11.7 |  |  |  | No | R-410A | 1.5 | Residential & Commercial | Ducted CEE Tier 1
213739645 | Central HP <5.4 tons | DAY & NIGHT | HRCU-A-CB (Split System: Heat Pump with Remote Outdoor Unit-Air-Source) | DLCURAH18ABK | ADP |  | PL36H***P039 | *96VTN0601412B* | 17000 | 16 | 8.5 | 16900 | 19400 | 114.8% | 2.38 | 0 | 10 |  |  |  | No | R-410A | 1.4167 | Residential & Commercial | Ducted CEE Tier 1
213739507 | Central HP <5.4 tons | DAY & NIGHT | HRCU-A-CB (Split System: Heat Pump with Remote Outdoor Unit-Air-Source) | DLCURAH18ABK | ADP |  | PL36H175P789 | *80MS(N,L)0701712A* | 17600 | 17 | 8.5 | 16300 | 17400 | 106.7% | 2.16 | 0 | 10.5 |  |  |  | No | R-410A | 1.4667 | Residential & Commercial | Ducted CEE Tier 1
213739523 | Central HP <5.4 tons | DAY & NIGHT | HRCU-A-CB (Split System: Heat Pump with Remote Outdoor Unit-Air-Source) | DLCURAH18ABK | ADP |  | PL36H175P159 | *80VSL0451412B* | 17700 | 16 | 8.5 | 17100 | 18700 | 109.4% | 2.3 | 0 | 11 |  |  |  | No | R-410A | 1.475 | Residential & Commercial | Ducted CEE Tier 1
213739953 | Central HP <5.4 tons | DAY & NIGHT | HRCU-A-CB (Split System: Heat Pump with Remote Outdoor Unit-Air-Source) | DLCURAH24ABK | ADP |  | FG80936 | *96MSN0601412A* | 23600 | 16 | 8.5 | 24600 | 23400 | 95.12% | 1.98 | 0 | 10 |  |  |  | No | R-410A | 1.9667 | Residential & Commercial | Ducted CEE Tier 1
213739962 | Central HP <5.4 tons | DAY & NIGHT | HRCU-A-CB (Split System: Heat Pump with Remote Outdoor Unit-Air-Source) | DLCURAH24ABK | ADP |  | FG80936 | *96VSN0401410B* | 23600 | 16 | 8.5 | 24600 | 23600 | 95.93% | 1.98 | 0 | 10 |  |  |  | No | R-410A | 1.9667 | Residential & Commercial | Ducted CEE Tier 1
215669210 | Central HP <5.4 tons | KENMORE | HRCU-A-CB (Split System: Heat Pump with Remote Outdoor Unit-Air-Source) | (C,H,T)5H0V36*K*AAA* |  |  | EA*5X48M21A*+WALLCON | *95CSU1002122B* | 33800 | 18 | 9 | 35000 | 25000 | 71.43% | 1.9 | 0 | 10 |  |  |  | No | R-454B | 2.8167 | Residential & Commercial | Ducted CEE Tier 1
215669042 | Central HP <5.4 tons | KENMORE | HRCU-A-CB (Split System: Heat Pump with Remote Outdoor Unit-Air-Source) | (C,H,T)5H0V36*K*AAA* |  |  | EA*5X43M21A*+WALLCON | *95CSU1002122B* | 34600 | 18 | 9 | 35200 | 25000 | 71.02% | 1.9 | 0 | 10 |  |  |  | No | R-454B | 2.8833 | Residential & Commercial | Ducted CEE Tier 1
213739537 | Central HP <5.4 tons | DAY & NIGHT | HRCU-A-CB (Split System: Heat Pump with Remote Outdoor Unit-Air-Source) | DLCURAH18ABK | ADP |  | PL36H175P069 | *92MSN0401712A* | 17300 | 16 | 8.1 | 16300 | 17600 | 108% | 2.16 | 0 | 10 |  |  |  | No | R-410A | 1.4417 | Residential & Commercial | Ducted CEE Tier 1
213739538 | Central HP <5.4 tons | DAY & NIGHT | HRCU-A-CB (Split System: Heat Pump with Remote Outdoor Unit-Air-Source) | DLCURAH18ABK | ADP |  | PL36H210P299 | *92MSN0401712A* | 17700 | 16 | 8.1 | 16100 | 17400 | 108.1% | 2.14 | 0 | 10.5 |  |  |  | No | R-410A | 1.475 | Residential & Commercial | Ducted CEE Tier 1
213739540 | Central HP <5.4 tons | DAY & NIGHT | HRCU-A-CB (Split System: Heat Pump with Remote Outdoor Unit-Air-Source) | DLCURAH18ABK | ADP |  | FG33936 | *92MSN0401712A* | 17100 | 15.2 | 8.5 | 16700 | 19000 | 113.8% | 2.32 | 0 | 10 |  |  |  | No | R-410A | 1.425 | Residential & Commercial | Ducted CEE Tier 1
213739557 | Central HP <5.4 tons | DAY & NIGHT | HRCU-A-CB (Split System: Heat Pump with Remote Outdoor Unit-Air-Source) | DLCURAH18ABK | ADP |  | FG32936 | *95MSU0401712A* | 17300 | 16 | 8.5 | 17100 | 18700 | 109.4% | 2.3 | 0 | 10 |  |  |  | No | R-410A | 1.4417 | Residential & Commercial | Ducted CEE Tier 1
213739590 | Central HP <5.4 tons | DAY & NIGHT | HRCU-A-CB (Split System: Heat Pump with Remote Outdoor Unit-Air-Source) | DLCURAH18ABK | ADP |  | FG80936 | *96MSN0401712A* | 17500 | 15.2 | 8.5 | 17100 | 18800 | 109.9% | 2.3 | 0 | 10.5 |  |  |  | No | R-410A | 1.4583 | Residential & Commercial | Ducted CEE Tier 1
213739605 | Central HP <5.4 tons | DAY & NIGHT | HRCU-A-CB (Split System: Heat Pump with Remote Outdoor Unit-Air-Source) | DLCURAH18ABK | ADP |  | PL36H175P789 | *96VSN0401410B* | 17200 | 17 | 8.5 | 16600 | 19000 | 114.5% | 2.34 | 0 | 10.5 |  |  |  | No | R-410A | 1.4333 | Residential & Commercial | Ducted CEE Tier 1
213739639 | Central HP <5.4 tons | DAY & NIGHT | HRCU-A-CB (Split System: Heat Pump with Remote Outdoor Unit-Air-Source) | DLCURAH18ABK | ADP |  | FG33936 | *96VTN0401712B* | 17100 | 16 | 8.5 | 16600 | 19000 | 114.5% | 2.34 | 0 | 10.5 |  |  |  | No | R-410A | 1.425 | Residential & Commercial | Ducted CEE Tier 1
213739640 | Central HP <5.4 tons | DAY & NIGHT | HRCU-A-CB (Split System: Heat Pump with Remote Outdoor Unit-Air-Source) | DLCURAH18ABK | ADP |  | PL36H175P159 | *96VTN0401712B* | 17400 | 16 | 8.5 | 16400 | 18400 | 112.2% | 2.24 | 0 | 10.5 |  |  |  | No | R-410A | 1.45 | Residential & Commercial | Ducted CEE Tier 1
215668994 | Central HP <5.4 tons | KENMORE | HRCU-A-CB (Split System: Heat Pump with Remote Outdoor Unit-Air-Source) | (C,H,T)5H0V36*K*AAA* |  |  | EA*5X43M21A*+WALLCON | *80CTL0702120B* | 34400 | 18 | 9 | 35400 | 25200 | 71.19% | 1.88 | 0 | 10 |  |  |  | No | R-454B | 2.8667 | Residential & Commercial | Ducted CEE Tier 1
213739858 | Central HP <5.4 tons | DAY & NIGHT | HRCU-A-CB (Split System: Heat Pump with Remote Outdoor Unit-Air-Source) | DLCURAH24ABK | ADP |  | FG80936 | *80MS(N,L)0701712A* | 23400 | 17 | 8.5 | 24600 | 24200 | 98.37% | 2.06 | 0 | 10.5 |  |  |  | No | R-410A | 1.95 | Residential & Commercial | Ducted CEE Tier 1
213739873 | Central HP <5.4 tons | DAY & NIGHT | HRCU-A-CB (Split System: Heat Pump with Remote Outdoor Unit-Air-Source) | DLCURAH24ABK | ADP |  | FG33936 | *80VSL0451412B* | 23400 | 17 | 8.5 | 25400 | 24600 | 96.85% | 2.08 | 0 | 10 |  |  |  | No | R-410A | 1.95 | Residential & Commercial | Ducted CEE Tier 1
213739874 | Central HP <5.4 tons | DAY & NIGHT | HRCU-A-CB (Split System: Heat Pump with Remote Outdoor Unit-Air-Source) | DLCURAH24ABK | ADP |  | PL36H175P159 | *80VSL0451412B* | 23600 | 17 | 8.5 | 24600 | 24200 | 98.37% | 2.04 | 0 | 10.5 |  |  |  | No | R-410A | 1.9667 | Residential & Commercial | Ducted CEE Tier 1
213739892 | Central HP <5.4 tons | DAY & NIGHT | HRCU-A-CB (Split System: Heat Pump with Remote Outdoor Unit-Air-Source) | DLCURAH24ABK | ADP |  | PL36H175P159 | *92MSN0401712A* | 23600 | 16 | 8.5 | 24800 | 23600 | 95.16% | 1.96 | 0 | 10 |  |  |  | No | R-410A | 1.9667 | Residential & Commercial | Ducted CEE Tier 1
213739908 | Central HP <5.4 tons | DAY & NIGHT | HRCU-A-CB (Split System: Heat Pump with Remote Outdoor Unit-Air-Source) | DLCURAH24ABK | ADP |  | PL36H210P299 | *95MSU0401712A* | 24200 | 17 | 8.5 | 23600 | 21000 | 88.98% | 1.8 | 0 | 10 |  |  |  | No | R-410A | 2.0167 | Residential & Commercial | Ducted CEE Tier 1
213739924 | Central HP <5.4 tons | DAY & NIGHT | HRCU-A-CB (Split System: Heat Pump with Remote Outdoor Unit-Air-Source) | DLCURAH24ABK | ADP |  | V,G36H***P449 | *96MSN0261410A* | 23400 | 16 | 8.5 | 25400 | 25800 | 101.6% | 2.2 | 0 | 10 |  |  |  | No | R-410A | 1.95 | Residential & Commercial | Ducted CEE Tier 1
212520148 | Central HP <5.4 tons | CARRIER | HRCU-A-CB (Split System: Heat Pump with Remote Outdoor Unit-Air-Source) | 38MURAQ18AB3* | ADP |  | H,PG24936 | 58S(B,C)*A045E14**12 | 18000 | 16 | 8.5 | 17300 | 18300 | 105.8% | 2.26 | 0 | 11 |  |  |  | No | R-410A | 1.5 | Residential & Commercial | Ducted CEE Tier 1
212361584 | Central HP <5.4 tons | BOSCH | HRCU-A-CB (Split System: Heat Pump with Remote Outdoor Unit-Air-Source) | BOVA-60HDN1-M20G | ADP |  | HE35(1,2)48+TXV | BGH96M080C4B | 41000 | 16 | 8.8 | 42500 | 31000 | 72.94% | 1.9 | 0 | 11 |  |  |  | No | R-410A | 3.4167 | Residential & Commercial | Ducted CEE Tier 1
213253169 | Central HP <5.4 tons | BOSCH | HRCU-A-CB (Split System: Heat Pump with Remote Outdoor Unit-Air-Source) | BOVB-60HDN1-M20G | ADP |  | HG84960+AEFE5* |  | 47000 | 18 | 9.5 | 46000 | 33200 | 72.17% | 2 | 0 | 12 |  |  |  | No | R-410A | 3.9167 | Residential & Commercial | Ducted CEE Tier 1
213352695 | Central HP <5.4 tons | CARRIER | HRCU-A-CB (Split System: Heat Pump with Remote Outdoor Unit-Air-Source) | 38MURAQ18AB3* | ADP |  | C24A***L039 | 59TP6C060V17**16 | 17200 | 16 | 8.5 | 16800 | 19100 | 113.7% | 2.34 | 0 | 10 |  |  |  | No | R-410A | 1.4333 | Residential & Commercial | Ducted CEE Tier 1
213360270 | Central HP <5.4 tons | LENNOX | HRCU-A-CB (Split System: Heat Pump with Remote Outdoor Unit-Air-Source) | SL25XPV-036-230A** | ADP |  | L*35/36U9 | EL297UH090XV60C* | 33600 | 21 | 8.6 | 32800 | 26200 | 79.88% | 1.8 | 0 | 13 |  |  |  | No | R-410A | 2.8 | Residential & Commercial | Ducted CEE Tier 1
213360272 | Central HP <5.4 tons | LENNOX | HRCU-A-CB (Split System: Heat Pump with Remote Outdoor Unit-Air-Source) | SL25XPV-036-230A** | ADP |  | LH35/38X9 | EL297UH090XV60C* | 33600 | 21 | 8.6 | 32800 | 26200 | 79.88% | 1.8 | 0 | 13 |  |  |  | No | R-410A | 2.8 | Residential & Commercial | Ducted CEE Tier 1
213360279 | Central HP <5.4 tons | LENNOX | HRCU-A-CB (Split System: Heat Pump with Remote Outdoor Unit-Air-Source) | SL25XPV-036-230A** | ADP |  | LH35/38F9 | EL297UH110XV48C* | 33600 | 22 | 8.7 | 32800 | 26400 | 80.49% | 1.82 | 0 | 13 |  |  |  | No | R-410A | 2.8 | Residential & Commercial | Ducted CEE Tier 1
215666975 | Central HP <5.4 tons | KENMORE | HRCU-A-CB (Split System: Heat Pump with Remote Outdoor Unit-Air-Source) | (C,H,T)5H0V24*K*AAA* |  |  | EA*5X24M17A*+WALLCON | *80CSU0401712A* | 22800 | 16.5 | 9 | 24000 | 16800 | 70% | 1.96 | 0 | 10 |  |  |  | No | R-454B | 1.9 | Residential & Commercial | Ducted CEE Tier 1
215666993 | Central HP <5.4 tons | KENMORE | HRCU-A-CB (Split System: Heat Pump with Remote Outdoor Unit-Air-Source) | (C,H,T)5H0V24*K*AAA* |  |  | EA*5X24M17A*+WALLCON | *80CSU0601716A* | 22800 | 16.5 | 9 | 24000 | 16800 | 70% | 1.96 | 0 | 10 |  |  |  | No | R-454B | 1.9 | Residential & Commercial | Ducted CEE Tier 1
215667050 | Central HP <5.4 tons | KENMORE | HRCU-A-CB (Split System: Heat Pump with Remote Outdoor Unit-Air-Source) | (C,H,T)5H0V24*K*AAA* |  |  | EA*5X24M17A*+WALLCON | *80CTL0701716B* | 22800 | 16.5 | 9 | 24000 | 16900 | 70.42% | 1.96 | 0 | 10 |  |  |  | No | R-454B | 1.9 | Residential & Commercial | Ducted CEE Tier 1
215667066 | Central HP <5.4 tons | KENMORE | HRCU-A-CB (Split System: Heat Pump with Remote Outdoor Unit-Air-Source) | (C,H,T)5H0V24*K*AAA* |  |  | EA*5X24M17A*+WALLCON | *80CTL0901716B* | 22800 | 17 | 9 | 24000 | 16800 | 70% | 1.96 | 0 | 10 |  |  |  | No | R-454B | 1.9 | Residential & Commercial | Ducted CEE Tier 1
215667141 | Central HP <5.4 tons | KENMORE | HRCU-A-CB (Split System: Heat Pump with Remote Outdoor Unit-Air-Source) | (C,H,T)5H0V24*K*AAA* |  |  | EA*5X24M17A*+WALLCON | *96CTN0601714B* | 22800 | 16.5 | 9 | 24000 | 16900 | 70.42% | 1.94 | 0 | 10 |  |  |  | No | R-454B | 1.9 | Residential & Commercial | Ducted CEE Tier 1
213297418 | Central HP <5.4 tons | COLEMAN | HRCU-A-CB (Split System: Heat Pump with Remote Outdoor Unit-Air-Source) | HMH72B341 |  |  | XAFB36DBCN1+JMVT12BC2N1 |  | 34000 | 18.5 | 8.5 | 33600 | 23600 | 70.24% | 2.1 | 0 | 10 |  |  |  | No | R-410A | 2.8333 | Residential & Commercial | Ducted CEE Tier 1
213297638 | Central HP <5.4 tons | COLEMAN | HRCU-A-CB (Split System: Heat Pump with Remote Outdoor Unit-Air-Source) | HMH72B341 |  |  | XAHB36DBCN1 | Z8ES080B12SMPS1 | 33200 | 17.5 | 8.1 | 32800 | 23000 | 70.12% | 2 | 0 | 10 |  |  |  | No | R-410A | 2.7667 | Residential & Commercial | Ducted CEE Tier 1
213773863 | Central HP <5.4 tons | KENMORE | HRCU-A-CB (Split System: Heat Pump with Remote Outdoor Unit-Air-Source) | (C,H,T)VH825GKA3* |  |  | EA*4X48L24A*+WALLCON | *96CTN1002122B* | 24200 | 16.5 | 8.1 | 21000 | 16500 | 78.57% | 2.02 | 0 | 11 |  |  |  | No | R-410A | 2.0167 | Residential & Commercial | Ducted CEE Tier 1
213773793 | Central HP <5.4 tons | KENMORE | HRCU-A-CB (Split System: Heat Pump with Remote Outdoor Unit-Air-Source) | (C,H,T)VH825GKA3* |  |  | EA*4X48L21A*+WALLCON | *96CTN0801714B* | 24000 | 16.5 | 8.1 | 21000 | 16600 | 79.05% | 2 | 0 | 11 |  |  |  | No | R-410A | 2 | Residential & Commercial | Ducted CEE Tier 1
213739576 | Central HP <5.4 tons | DAY & NIGHT | HRCU-A-CB (Split System: Heat Pump with Remote Outdoor Unit-Air-Source) | DLCURAH18ABK | ADP |  | FG33936 | *96MSN0401410A* | 17400 | 16 | 8.5 | 16900 | 19100 | 113% | 2.34 | 0 | 10.5 |  |  |  | No | R-410A | 1.45 | Residential & Commercial | Ducted CEE Tier 1
213739603 | Central HP <5.4 tons | DAY & NIGHT | HRCU-A-CB (Split System: Heat Pump with Remote Outdoor Unit-Air-Source) | DLCURAH18ABK | ADP |  | FG33936 | *96VSN0401410B* | 17100 | 17 | 8.5 | 16600 | 19000 | 114.5% | 2.34 | 0 | 10.5 |  |  |  | No | R-410A | 1.425 | Residential & Commercial | Ducted CEE Tier 1
213739642 | Central HP <5.4 tons | DAY & NIGHT | HRCU-A-CB (Split System: Heat Pump with Remote Outdoor Unit-Air-Source) | DLCURAH18ABK | ADP |  | PL36H175P789 | *96VTN0401712B* | 17400 | 16 | 8.5 | 16400 | 18400 | 112.2% | 2.24 | 0 | 10.5 |  |  |  | No | R-410A | 1.45 | Residential & Commercial | Ducted CEE Tier 1
215667536 | Central HP <5.4 tons | KENMORE | HRCU-A-CB (Split System: Heat Pump with Remote Outdoor Unit-Air-Source) | (C,H,T)5H0V24*K*AAA* |  |  | EA*5X30M17A*+WALLCON | *96CTN0601714B* | 23000 | 17 | 8.5 | 23800 | 16700 | 70.17% | 1.86 | 0 | 10 |  |  |  | No | R-454B | 1.9167 | Residential & Commercial | Ducted CEE Tier 1
215667175 | Central HP <5.4 tons | KENMORE | HRCU-A-CB (Split System: Heat Pump with Remote Outdoor Unit-Air-Source) | (C,H,T)5H0V24*K*AAA* |  |  | EA*5X25M17A*+WALLCON | *80CTL0451712B* | 23800 | 17 | 9 | 23400 | 16500 | 70.51% | 2 | 0 | 10 |  |  |  | No | R-454B | 1.9833 | Residential & Commercial | Ducted CEE Tier 1
215667266 | Central HP <5.4 tons | KENMORE | HRCU-A-CB (Split System: Heat Pump with Remote Outdoor Unit-Air-Source) | (C,H,T)5H0V24*K*AAA* |  |  | EA*5X25M17A*+WALLCON | *97CMN0801714B* | 23800 | 17 | 9 | 23400 | 16400 | 70.09% | 2 | 0 | 10.5 |  |  |  | No | R-454B | 1.9833 | Residential & Commercial | Ducted CEE Tier 1
215667086 | Central HP <5.4 tons | KENMORE | HRCU-A-CB (Split System: Heat Pump with Remote Outdoor Unit-Air-Source) | (C,H,T)5H0V24*K*AAA* |  |  | EA*5X24M17A*+WALLCON | *97CMN0601714B* | 22800 | 16.5 | 9 | 24000 | 16900 | 70.42% | 1.94 | 0 | 10 |  |  |  | No | R-454B | 1.9 | Residential & Commercial | Ducted CEE Tier 1
213782323 | Central HP <5.4 tons | KENMORE | HRCU-A-CB (Split System: Heat Pump with Remote Outdoor Unit-Air-Source) | (C,H,T)VH837GKA2* |  |  | EHD4X60AAL+WALLCON | *97CMN1202422B* | 33000 | 16.5 | 8.1 | 32200 | 24800 | 77.02% | 2 | 0 | 11 |  |  |  | No | R-410A | 2.75 | Residential & Commercial | Ducted CEE Tier 1
213782223 | Central HP <5.4 tons | KENMORE | HRCU-A-CB (Split System: Heat Pump with Remote Outdoor Unit-Air-Source) | (C,H,T)VH837GKA2* |  |  | EHD4X60AAL+WALLCON | *80CTL0701412B* | 32800 | 16.5 | 8.1 | 32400 | 25600 | 79.01% | 2 | 0 | 11 |  |  |  | No | R-410A | 2.7333 | Residential & Commercial | Ducted CEE Tier 1
213782023 | Central HP <5.4 tons | KENMORE | HRCU-A-CB (Split System: Heat Pump with Remote Outdoor Unit-Air-Source) | (C,H,T)VH837GKA2* |  |  | EHD4X42AAL+WALLCON | *96CTN0801714B* | 32400 | 16 | 8.1 | 33000 | 24800 | 75.15% | 1.92 | 0 | 11 |  |  |  | No | R-410A | 2.7 | Residential & Commercial | Ducted CEE Tier 1
213781653 | Central HP <5.4 tons | KENMORE | HRCU-A-CB (Split System: Heat Pump with Remote Outdoor Unit-Air-Source) | (C,H,T)VH837GKA2* |  |  | EA*4X61L21A*+WALLCON | *96CTN1002122B* | 33200 | 17.5 | 8.5 | 32000 | 24800 | 77.5% | 1.98 | 0 | 11.7 |  |  |  | No | R-410A | 2.7667 | Residential & Commercial | Ducted CEE Tier 1
214398310 | Central HP <5.4 tons | COLEMAN | HRCU-A-CB (Split System: Heat Pump with Remote Outdoor Unit-Air-Source) | HH860E2S11 |  |  | CTM60C5CGS1 | TM9V100C16MP12 | 43500 | 18 | 9 | 44000 | 33200 | 75.45% | 2 | 0 | 11.7 |  |  |  | No | R-454B | 3.625 | Residential & Commercial | Ducted CEE Tier 1
214397894 | Central HP <5.4 tons | COLEMAN | HRCU-A-CB (Split System: Heat Pump with Remote Outdoor Unit-Air-Source) | HH860E2S11 |  |  | CTM60C5CGS1 | TPLC100C20MP13 | 44000 | 18 | 9 | 44500 | 33600 | 75.51% | 2 | 0 | 11.7 |  |  |  | No | R-454B | 3.6667 | Residential & Commercial | Ducted CEE Tier 1
215224760 | Central HP <5.4 tons | CARRIER | HRCU-A-CB (Split System: Heat Pump with Remote Outdoor Unit-Air-Source) | 25VNA424A*031* | ADP |  | H,PG7J936 | 59MN7C100C21**22 | 23000 | 20 | 10.5 | 25000 | 19400 | 77.6% | 2.46 | 0 | 13 |  |  |  | No | R-410A | 1.9167 | Residential & Commercial | Ducted CEE Tier 1
212980582 | Central HP <5.4 tons | KEEPRITE | HRCU-A-CB (Split System: Heat Pump with Remote Outdoor Unit-Air-Source) | DLCURAH24ABK |  |  | EA*4X36L21A* | *80MS(N,L)0902120A* | 23800 | 17.5 | 8.5 | 26200 | 23800 | 90.84% | 1.98 | 0 | 10 |  |  |  | No | R-410A | 1.9833 | Residential & Commercial | Ducted CEE Tier 1
216093491 | Central HP <5.4 tons | BOSCH | HRCU-A-CB (Split System: Heat Pump with Remote Outdoor Unit-Air-Source) | BOVA-60RXB-M15S | ADP |  | FE*TT4*60+TXV |  | 46000 | 17 | 8.5 | 45000 | 33200 | 73.78% | 1.87 | 0 | 11.7 |  |  |  | No | R-454B | 3.8333 | Residential & Commercial | Ducted CEE Tier 1
207455419 | Central HP <5.4 tons | LENNOX | HRCU-A-CB (Split System: Heat Pump with Remote Outdoor Unit-Air-Source) | SL25XPV-048-230A** | ADP |  | LH40/61W9 | SL297UH080NV48C* | 44500 | 20 | 9.2 | 43500 | 37200 | 85.52% | 1.82 | 12.5 | 12 |  |  |  | No | R-410A | 3.7083 | Residential & Commercial | Ducted CEE Tier 1
215742315 | Central HP <5.4 tons | AMERICAN STANDARD | HRCU-A-CB (Split System: Heat Pump with Remote Outdoor Unit-Air-Source) | 4A6V0X60A1 | ADP |  | H,TG49960 | S8V2C100M5PCA | 54000 | 19 | 8.2 | 50000 | 39500 | 79% | 1.78 | 0 | 11.7 |  |  |  | No | R-410A | 4.5 | Residential & Commercial | Ducted CEE Tier 1
207455430 | Central HP <5.4 tons | LENNOX | HRCU-A-CB (Split System: Heat Pump with Remote Outdoor Unit-Air-Source) | SL25XPV-048-230A** | ADP |  | LH42/62W9 | SL297UH080NV60C* | 45500 | 20 | 9.4 | 42000 | 36000 | 85.71% | 1.88 | 12.5 | 12 |  |  |  | No | R-410A | 3.7917 | Residential & Commercial | Ducted CEE Tier 1
214572899 | Central HP <5.4 tons | BRYANT HEATING AND COOLING SYSTEMS | HRCU-A-CB (Split System: Heat Pump with Remote Outdoor Unit-Air-Source) | 288BNV037*0**A* |  |  | CAP**6024AL*+UI | 935CB60080C21*** | 32800 | 17.5 | 8.5 | 31600 | 24800 | 78.48% | 1.98 | 0 | 11.5 |  |  |  | No | R-410A | 2.7333 | Residential & Commercial | Ducted CEE Tier 1
214442008 | Central HP <5.4 tons | BRYANT HEATING AND COOLING SYSTEMS | HRCU-A-CB (Split System: Heat Pump with Remote Outdoor Unit-Air-Source) | 288BNV037*0**A* | ADP |  | V,C36H175P459 | 88*TB48090C17*** | 32400 | 18 | 8.5 | 31200 | 24400 | 78.21% | 1.96 | 0 | 11.7 |  |  |  | No | R-410A | 2.7 | Residential & Commercial | Ducted CEE Tier 1
215674462 | Central HP <5.4 tons | KENMORE | HRCU-A-CB (Split System: Heat Pump with Remote Outdoor Unit-Air-Source) | (C,H,T)5H0V48*K*AAA* |  |  | EA*5X61M24A*+WALLCON | *80CSU0802120A* | 46000 | 18 | 9 | 47500 | 33600 | 70.74% | 2.08 | 0 | 10 |  |  |  | No | R-454B | 3.8333 | Residential & Commercial | Ducted CEE Tier 1
215674312 | Central HP <5.4 tons | KENMORE | HRCU-A-CB (Split System: Heat Pump with Remote Outdoor Unit-Air-Source) | (C,H,T)5H0V48*K*AAA* |  |  | EA*5X61M21A*+WALLCON | *80CSU0802120A* | 46000 | 18 | 9 | 47500 | 33600 | 70.74% | 2.08 | 0 | 10 |  |  |  | No | R-454B | 3.8333 | Residential & Commercial | Ducted CEE Tier 1
215223953 | Central HP <5.4 tons | CHAMPION HEATING AND COOLING | HRCU-A-CB (Split System: Heat Pump with Remote Outdoor Unit-Air-Source) | HH824E2S11 |  |  | CTM36B5ADS1 | Z8ES100B12SMPS1 | 23000 | 18 | 9.5 | 23000 | 18800 | 81.74% | 2 | 0 | 12 |  |  |  | No | R-454B | 1.9167 | Residential & Commercial | Ducted CEE Tier 1
214848913 | Central HP <5.4 tons | YORK | HRCU-A-CB (Split System: Heat Pump with Remote Outdoor Unit-Air-Source) | HH824E2S11 | ADP |  | H,YG8J*36+TXV | Y91E060A10SMPS1 | 22600 | 17 | 8.45 | 21400 | 17200 | 80.37% | 1.98 | 0 | 11.7 |  |  |  | No | R-454B | 1.8833 | Residential & Commercial | Ducted CEE Tier 1
214848964 | Central HP <5.4 tons | YORK | HRCU-A-CB (Split System: Heat Pump with Remote Outdoor Unit-Air-Source) | HH824E2S11 | ADP |  | H,YG35*36+TXV-BLEED | TM9V040A10MP12 | 23000 | 16 | 9 | 21400 | 17100 | 79.91% | 2 | 0 | 11 |  |  |  | No | R-454B | 1.9167 | Residential & Commercial | Ducted CEE Tier 1
216010731 | Central HP <5.4 tons | LUXAIRE | HRCU-A-CB (Split System: Heat Pump with Remote Outdoor Unit-Air-Source) | HH824E2S11 |  |  | CTM36B5ADS1 | TL9E060B12UH11 | 23000 | 18 | 9 | 23000 | 18900 | 82.17% | 2 | 0 | 12 |  |  |  | No | R-454B | 1.9167 | Residential & Commercial | Ducted CEE Tier 1
213352696 | Central HP <5.4 tons | CARRIER | HRCU-A-CB (Split System: Heat Pump with Remote Outdoor Unit-Air-Source) | 38MURAQ18AB3* | ADP |  | C36A***L139 | 59TP6C060V17**16 | 17300 | 16 | 8.5 | 16800 | 19100 | 113.7% | 2.34 | 0 | 10.5 |  |  |  | No | R-410A | 1.4417 | Residential & Commercial | Ducted CEE Tier 1
214573428 | Central HP <5.4 tons | CARRIER | HRCU-A-CB (Split System: Heat Pump with Remote Outdoor Unit-Air-Source) | 25VNA837A*030* |  |  | CNPV*4821AL*+UI | 58TN*B070C21**20 | 32400 | 18.5 | 8.1 | 32800 | 24800 | 75.61% | 1.96 | 0 | 11.5 |  |  |  | No | R-410A | 2.7 | Residential & Commercial | Ducted CEE Tier 1
213298053 | Central HP <5.4 tons | COLEMAN | HRCU-A-CB (Split System: Heat Pump with Remote Outdoor Unit-Air-Source) | HMH72B341 |  |  | XAFC36DBCN1 | Z8ES080B12LMPS1 | 34000 | 18 | 8.1 | 33400 | 24000 | 71.86% | 2.08 | 0 | 10 |  |  |  | No | R-410A | 2.8333 | Residential & Commercial | Ducted CEE Tier 1
212517478 | Central HP <5.4 tons | YORK | HRCU-A-CB (Split System: Heat Pump with Remote Outdoor Unit-Air-Source) | HMH72B341 | ADP |  | CV365*9 | TL8E100C20UH11 | 33400 | 17 | 8.5 | 32400 | 22800 | 70.37% | 2.06 | 0 | 10 |  |  |  | No | R-410A | 2.7833 | Residential & Commercial | Ducted CEE Tier 1
213780253 | Central HP <5.4 tons | KENMORE | HRCU-A-CB (Split System: Heat Pump with Remote Outdoor Unit-Air-Source) | (C,H,T)VH837GKA** |  |  | EHD4X48AAL+WALLCON | *97CMN1202422B* | 32600 | 16.5 | 8.1 | 33000 | 24800 | 75.15% | 1.96 | 0 | 11 |  |  |  | No | R-410A | 2.7167 | Residential & Commercial | Ducted CEE Tier 1
213780273 | Central HP <5.4 tons | KENMORE | HRCU-A-CB (Split System: Heat Pump with Remote Outdoor Unit-Air-Source) | (C,H,T)VH837GKA** |  |  | EHD4X48AAL+WALLCON | *96CTN0801714B* | 32600 | 16.5 | 8.1 | 33000 | 25000 | 75.76% | 1.94 | 0 | 11 |  |  |  | No | R-410A | 2.7167 | Residential & Commercial | Ducted CEE Tier 1
214802104 | Central HP <5.4 tons | BOSCH | HRCU-A-CB (Split System: Heat Pump with Remote Outdoor Unit-Air-Source) | BOVA-36HDN1-M20G | ADP |  | H,RG8J936+AEFE3A* |  | 23400 | 19.5 | 9.5 | 22400 | 17200 | 76.79% | 2 | 0 | 12.7 |  |  |  | No | R-410A | 1.95 | Residential & Commercial | Ducted CEE Tier 1
213739610 | Central HP <5.4 tons | DAY & NIGHT | HRCU-A-CB (Split System: Heat Pump with Remote Outdoor Unit-Air-Source) | DLCURAH18ABK | ADP |  | PL36H210P299 | *96VSN0401712B* | 17400 | 16 | 8.5 | 16400 | 18400 | 112.2% | 2.24 | 0 | 10.5 |  |  |  | No | R-410A | 1.45 | Residential & Commercial | Ducted CEE Tier 1
213739637 | Central HP <5.4 tons | DAY & NIGHT | HRCU-A-CB (Split System: Heat Pump with Remote Outdoor Unit-Air-Source) | DLCURAH18ABK | ADP |  | PL36H210P299 | *96VTN0401712B* | 17400 | 16 | 8.5 | 16400 | 18400 | 112.2% | 2.24 | 0 | 10.5 |  |  |  | No | R-410A | 1.45 | Residential & Commercial | Ducted CEE Tier 1
213311616 | Central HP <5.4 tons | CARRIER | HRCU-A-CB (Split System: Heat Pump with Remote Outdoor Unit-Air-Source) | 38MURAQ36AB3* | ADP |  | C36A***L159+CBPE4B* |  | 37000 | 16 | 8.1 | 36800 | 34400 | 93.48% | 2 | 0 | 10 |  |  |  | No | R-410A | 3.0833 | Residential & Commercial | Ducted CEE Tier 1
213360222 | Central HP <5.4 tons | LENNOX | HRCU-A-CB (Split System: Heat Pump with Remote Outdoor Unit-Air-Source) | SL25XPV-024-230A** | ADP |  | L*35/36U9 | EL297UH070XV36B* | 22200 | 23 | 9.2 | 20000 | 20000 | 100% | 1.84 | 0 | 14 |  |  |  | No | R-410A | 1.85 | Residential & Commercial | Ducted CEE Tier 1
215937014 | Central HP <5.4 tons | CARRIER | HRCU-A-CB (Split System: Heat Pump with Remote Outdoor Unit-Air-Source) | 27VNA348A*030* |  |  | CVAMA4821XMA*+UI | 58TN*B090C21**20 | 44500 | 20 | 8.1 | 52000 | 38000 | 73.08% | 1.9 | 0 | 11 |  |  |  | No | R-454B | 3.7083 | Residential & Commercial | Ducted CEE Tier 1
212980285 | Central HP <5.4 tons | KEEPRITE | HRCU-A-CB (Split System: Heat Pump with Remote Outdoor Unit-Air-Source) | DLCURAH24ABK |  |  | EN(A,D)4X36L21** | *80MS(N,L)0902116A* | 23800 | 17 | 8.5 | 26400 | 24000 | 90.91% | 2 | 0 | 10.5 |  |  |  | No | R-410A | 1.9833 | Residential & Commercial | Ducted CEE Tier 1
212981014 | Central HP <5.4 tons | KEEPRITE | HRCU-A-CB (Split System: Heat Pump with Remote Outdoor Unit-Air-Source) | DLCURAH24ABK |  |  | EN(A,D)4X36L21** | *80MS(N,L)1102120A* | 23400 | 17 | 8.5 | 26200 | 24600 | 93.89% | 2.06 | 0 | 10.5 |  |  |  | No | R-410A | 1.95 | Residential & Commercial | Ducted CEE Tier 1
213739955 | Central HP <5.4 tons | DAY & NIGHT | HRCU-A-CB (Split System: Heat Pump with Remote Outdoor Unit-Air-Source) | DLCURAH24ABK | ADP |  | PL36H175P069 | *96VSN0401410B* | 23600 | 16 | 8.5 | 24600 | 23600 | 95.93% | 1.98 | 0 | 10 |  |  |  | No | R-410A | 1.9667 | Residential & Commercial | Ducted CEE Tier 1
215912246 | Central HP <5.4 tons | LUXAIRE | HRCU-A-CB (Split System: Heat Pump with Remote Outdoor Unit-Air-Source) | HH824E2S11 |  |  | CTM36B5ADS1 | TM9Y080B12MP11 | 23000 | 18 | 9.5 | 23000 | 18500 | 80.43% | 2 | 0 | 12 |  |  |  | No | R-454B | 1.9167 | Residential & Commercial | Ducted CEE Tier 1
213607586 | Central HP <5.4 tons | BRYANT HEATING AND COOLING SYSTEMS | HRCU-A-CB (Split System: Heat Pump with Remote Outdoor Unit-Air-Source) | 38MURAQ18AB3* |  |  | FT4BNXB24L* |  | 18100 | 16.5 | 8.5 | 18200 | 18200 | 100% | 2.2 | 0 | 11 |  |  |  | No | R-410A | 1.5083 | Residential & Commercial | Ducted CEE Tier 1
212973382 | Central HP <5.4 tons | CARRIER | HRCU-A-CB (Split System: Heat Pump with Remote Outdoor Unit-Air-Source) | 38MURAQ18AB3* |  |  | CNPV*3014AL* | 59SP6B060V14**12 | 17400 | 16 | 8.1 | 18000 | 18700 | 103.9% | 2.24 | 0 | 11 |  |  |  | No | R-410A | 1.45 | Residential & Commercial | Ducted CEE Tier 1
212973682 | Central HP <5.4 tons | CARRIER | HRCU-A-CB (Split System: Heat Pump with Remote Outdoor Unit-Air-Source) | 38MURAQ18AB3* |  |  | CAP**3017AL* | 59SP6B080V17**16 | 17400 | 16 | 8.5 | 18000 | 18700 | 103.9% | 2.26 | 0 | 10.5 |  |  |  | No | R-410A | 1.45 | Residential & Commercial | Ducted CEE Tier 1
212974652 | Central HP <5.4 tons | CARRIER | HRCU-A-CB (Split System: Heat Pump with Remote Outdoor Unit-Air-Source) | 38MURAQ18AB3* |  |  | CAP**2517AL* | GG96VTAB30040A** | 17700 | 16 | 8.1 | 17700 | 17900 | 101.1% | 2.14 | 0 | 10.5 |  |  |  | No | R-410A | 1.475 | Residential & Commercial | Ducted CEE Tier 1
212974717 | Central HP <5.4 tons | CARRIER | HRCU-A-CB (Split System: Heat Pump with Remote Outdoor Unit-Air-Source) | 38MURAQ18AB3* |  |  | CNPV*2417AL* | GG96VTAB30040A** | 17300 | 15.5 | 8.5 | 18400 | 19200 | 104.3% | 2.3 | 0 | 10.5 |  |  |  | No | R-410A | 1.4417 | Residential & Commercial | Ducted CEE Tier 1
212975067 | Central HP <5.4 tons | CARRIER | HRCU-A-CB (Split System: Heat Pump with Remote Outdoor Unit-Air-Source) | 38MURAQ18AB3* |  |  | CAP**1917AL* | 59TP6C040V17**12 | 17700 | 16 | 8.1 | 17800 | 17900 | 100.6% | 2.16 | 0 | 10.5 |  |  |  | No | R-410A | 1.475 | Residential & Commercial | Ducted CEE Tier 1
212975836 | Central HP <5.4 tons | CARRIER | HRCU-A-CB (Split System: Heat Pump with Remote Outdoor Unit-Air-Source) | 38MURAQ18AB3* |  |  | CNPV*3017AL* | 59TP6C080V17**16 | 17500 | 16 | 8.1 | 18000 | 18700 | 103.9% | 2.24 | 0 | 11 |  |  |  | No | R-410A | 1.4583 | Residential & Commercial | Ducted CEE Tier 1
213739572 | Central HP <5.4 tons | DAY & NIGHT | HRCU-A-CB (Split System: Heat Pump with Remote Outdoor Unit-Air-Source) | DLCURAH18ABK | ADP |  | FG80936 | *96MSN0261410A* | 17300 | 20 | 8.1 | 16700 | 18800 | 112.6% | 2.3 | 0 | 10.5 |  |  |  | No | R-410A | 1.4417 | Residential & Commercial | Ducted CEE Tier 1
213311582 | Central HP <5.4 tons | CARRIER | HRCU-A-CB (Split System: Heat Pump with Remote Outdoor Unit-Air-Source) | 38MURAQ24AB3* | ADP |  | C36A***L129+CBPE4B* |  | 23600 | 18 | 8.65 | 24800 | 22600 | 91.13% | 1.86 | 0 | 10 |  |  |  | No | R-410A | 1.9667 | Residential & Commercial | Ducted CEE Tier 1
212976989 | Central HP <5.4 tons | BRYANT HEATING AND COOLING SYSTEMS | HRCU-A-CB (Split System: Heat Pump with Remote Outdoor Unit-Air-Source) | 38MURAQ24AB3* |  |  | CAP**3721AL* | 926TC66100V21*** | 24600 | 17.5 | 8.5 | 25200 | 21200 | 84.13% | 1.78 | 0 | 10.5 |  |  |  | No | R-410A | 2.05 | Residential & Commercial | Ducted CEE Tier 1
212978127 | Central HP <5.4 tons | BRYANT HEATING AND COOLING SYSTEMS | HRCU-A-CB (Split System: Heat Pump with Remote Outdoor Unit-Air-Source) | 38MURAQ24AB3* |  |  | CAP**3017AL* | 8(0,1)*SB36070M14*** | 23600 | 17.5 | 8.5 | 26200 | 24600 | 93.89% | 2.06 | 0 | 10 |  |  |  | No | R-410A | 1.9667 | Residential & Commercial | Ducted CEE Tier 1
212972982 | Central HP <5.4 tons | CARRIER | HRCU-A-CB (Split System: Heat Pump with Remote Outdoor Unit-Air-Source) | 38MURAQ24AB3* |  |  | CNPV*3014AL* | 59SP6B040V14**10 | 23400 | 16 | 8.1 | 26400 | 24800 | 93.94% | 2.04 | 0 | 10 |  |  |  | No | R-410A | 1.95 | Residential & Commercial | Ducted CEE Tier 1
214574355 | Central HP <5.4 tons | KEEPRITE | HRCU-A-CB (Split System: Heat Pump with Remote Outdoor Unit-Air-Source) | CVH837GKA2* |  |  | EHD4X48AAL+WALLCON | *95CSU1002122B* | 32600 | 17.5 | 8.5 | 32600 | 24800 | 76.07% | 1.98 | 0 | 11 |  |  |  | No | R-410A | 2.7167 | Residential & Commercial | Ducted CEE Tier 1
212973212 | Central HP <5.4 tons | CARRIER | HRCU-A-CB (Split System: Heat Pump with Remote Outdoor Unit-Air-Source) | 38MURAQ24AB3* |  |  | CAP**3617AL* | 59SP6B040V17**12 | 23400 | 16.5 | 8.5 | 26200 | 24400 | 93.13% | 2.02 | 0 | 10 |  |  |  | No | R-410A | 1.95 | Residential & Commercial | Ducted CEE Tier 1
212973232 | Central HP <5.4 tons | CARRIER | HRCU-A-CB (Split System: Heat Pump with Remote Outdoor Unit-Air-Source) | 38MURAQ24AB3* |  |  | CAP**3717AL* | 59SP6B040V17**12 | 24000 | 16 | 8.1 | 25400 | 22000 | 86.61% | 1.82 | 0 | 10 |  |  |  | No | R-410A | 2 | Residential & Commercial | Ducted CEE Tier 1
212973882 | Central HP <5.4 tons | CARRIER | HRCU-A-CB (Split System: Heat Pump with Remote Outdoor Unit-Air-Source) | 38MURAQ24AB3* |  |  | CAP**3721AL* | 59SP6B080V17**16 | 24600 | 17 | 8.5 | 25200 | 21200 | 84.13% | 1.78 | 0 | 10.5 |  |  |  | No | R-410A | 2.05 | Residential & Commercial | Ducted CEE Tier 1
212974950 | Central HP <5.4 tons | CARRIER | HRCU-A-CB (Split System: Heat Pump with Remote Outdoor Unit-Air-Source) | 38MURAQ24AB3* |  |  | CAP**3014AL* | 59TP6C040V14**10 | 23200 | 16 | 8.5 | 26400 | 25000 | 94.7% | 2.08 | 0 | 10 |  |  |  | No | R-410A | 1.9333 | Residential & Commercial | Ducted CEE Tier 1
212974951 | Central HP <5.4 tons | CARRIER | HRCU-A-CB (Split System: Heat Pump with Remote Outdoor Unit-Air-Source) | 38MURAQ24AB3* |  |  | CAP**3014AL* | GG96VTAB30040A** | 23200 | 16 | 8.5 | 26400 | 25000 | 94.7% | 2.08 | 0 | 10 |  |  |  | No | R-410A | 1.9333 | Residential & Commercial | Ducted CEE Tier 1
212976006 | Central HP <5.4 tons | CARRIER | HRCU-A-CB (Split System: Heat Pump with Remote Outdoor Unit-Air-Source) | 38MURAQ24AB3* |  |  | CAP**2517AL* | GG96VTAB48080B** | 24400 | 17 | 8.5 | 25400 | 21600 | 85.04% | 1.8 | 0 | 10 |  |  |  | No | R-410A | 2.0333 | Residential & Commercial | Ducted CEE Tier 1
212976070 | Central HP <5.4 tons | CARRIER | HRCU-A-CB (Split System: Heat Pump with Remote Outdoor Unit-Air-Source) | 38MURAQ24AB3* |  |  | CAP**3721AL* | 59TP6C080V17**16 | 24600 | 17 | 8.5 | 25200 | 21200 | 84.13% | 1.78 | 0 | 10.5 |  |  |  | No | R-410A | 2.05 | Residential & Commercial | Ducted CEE Tier 1
214442020 | Central HP <5.4 tons | BRYANT HEATING AND COOLING SYSTEMS | HRCU-A-CB (Split System: Heat Pump with Remote Outdoor Unit-Air-Source) | 288BNV037*0**B* | ADP |  | V,C36H175P459 | 88*TB36045C17*** | 32600 | 17 | 8.5 | 31600 | 25200 | 79.75% | 1.96 | 0 | 11 |  |  |  | No | R-410A | 2.7167 | Residential & Commercial | Ducted CEE Tier 1
213796804 | Central HP <5.4 tons | CARRIER | HRCU-A-CB (Split System: Heat Pump with Remote Outdoor Unit-Air-Source) | 38MURAQ24AB3 | ADP |  | V,C36H***P039+CBPE3A* |  | 24000 | 16 | 9 | 23200 | 19600 | 84.48% | 1.86 | 0 | 10.5 |  |  |  | No | R-410A | 2 | Residential & Commercial | Ducted CEE Tier 1
214574575 | Central HP <5.4 tons | KEEPRITE | HRCU-A-CB (Split System: Heat Pump with Remote Outdoor Unit-Air-Source) | CVH837GKA2* |  |  | EN(A,D,W)4X48L21**+WALLCON | *80CTL0702120B* | 32400 | 18.5 | 8.1 | 32800 | 24800 | 75.61% | 1.96 | 0 | 11.5 |  |  |  | No | R-410A | 2.7 | Residential & Commercial | Ducted CEE Tier 1
214574525 | Central HP <5.4 tons | KEEPRITE | HRCU-A-CB (Split System: Heat Pump with Remote Outdoor Unit-Air-Source) | CVH837GKA2* |  |  | EN(A,D,W)4X42L21**+WALLCON | *95CSU0802120B* | 31800 | 17 | 8.1 | 33000 | 24600 | 74.55% | 1.88 | 0 | 11 |  |  |  | No | R-410A | 2.65 | Residential & Commercial | Ducted CEE Tier 1
214574675 | Central HP <5.4 tons | KEEPRITE | HRCU-A-CB (Split System: Heat Pump with Remote Outdoor Unit-Air-Source) | CVH837GKA2* |  |  | EN(A,D)4X48L24**+WALLCON | *97CMN0802120B* | 32400 | 17.5 | 8.5 | 32800 | 24800 | 75.61% | 1.96 | 0 | 11.5 |  |  |  | No | R-410A | 2.7 | Residential & Commercial | Ducted CEE Tier 1
213773813 | Central HP <5.4 tons | KENMORE | HRCU-A-CB (Split System: Heat Pump with Remote Outdoor Unit-Air-Source) | (C,H,T)VH825GKA3* |  |  | EA*4X48L24A*+WALLCON | *80CTL0902120B* | 24200 | 17 | 8.1 | 21000 | 16500 | 78.57% | 2.02 | 0 | 11 |  |  |  | No | R-410A | 2.0167 | Residential & Commercial | Ducted CEE Tier 1
213774463 | Central HP <5.4 tons | KENMORE | HRCU-A-CB (Split System: Heat Pump with Remote Outdoor Unit-Air-Source) | (C,H,T)VH825GKA3* |  |  | EHD4X42AAL+WALLCON | *95CSU0601716B* | 24000 | 16 | 8.1 | 21400 | 16600 | 77.57% | 1.98 | 0 | 10.5 |  |  |  | No | R-410A | 2 | Residential & Commercial | Ducted CEE Tier 1
213773513 | Central HP <5.4 tons | KENMORE | HRCU-A-CB (Split System: Heat Pump with Remote Outdoor Unit-Air-Source) | (C,H,T)VH825GKA3* |  |  | EA*4X42L24A*+WALLCON | *80CTL1102120B* | 23800 | 16.5 | 8.1 | 21400 | 16600 | 77.57% | 1.96 | 0 | 11 |  |  |  | No | R-410A | 1.9833 | Residential & Commercial | Ducted CEE Tier 1
214441942 | Central HP <5.4 tons | BRYANT HEATING AND COOLING SYSTEMS | HRCU-A-CB (Split System: Heat Pump with Remote Outdoor Unit-Air-Source) | 288BNV025*0**B* | ADP |  | V,C36H175P149 | 88*TB36045C17*** | 23600 | 16 | 8.1 | 20000 | 16300 | 81.5% | 1.94 | 0 | 10.5 |  |  |  | No | R-410A | 1.9667 | Residential & Commercial | Ducted CEE Tier 1
214239803 | Central HP <5.4 tons | CARRIER | HRCU-A-CB (Split System: Heat Pump with Remote Outdoor Unit-Air-Source) | 25VNA837A*030* |  |  | CNPV*4221AL*+UI | 59MN7C100C21**22 | 31800 | 16.5 | 8.1 | 33000 | 24400 | 73.94% | 1.88 | 0 | 11 |  |  |  | No | R-410A | 2.65 | Residential & Commercial | Ducted CEE Tier 1
214242875 | Central HP <5.4 tons | CARRIER | HRCU-A-CB (Split System: Heat Pump with Remote Outdoor Unit-Air-Source) | 25VNA825A*031* |  |  | CNPV*4217AL*+UI | 58TN*B070C17**16 | 24000 | 16.5 | 8.1 | 21400 | 16700 | 78.04% | 1.98 | 0 | 11 |  |  |  | No | R-410A | 2 | Residential & Commercial | Ducted CEE Tier 1
214242945 | Central HP <5.4 tons | CARRIER | HRCU-A-CB (Split System: Heat Pump with Remote Outdoor Unit-Air-Source) | 25VNA825A*031* |  |  | CNPV*4217AL*+UI | 59TN6C080C17**14 | 24000 | 16.5 | 8.1 | 21400 | 16700 | 78.04% | 1.98 | 0 | 11 |  |  |  | No | R-410A | 2 | Residential & Commercial | Ducted CEE Tier 1
213770300 | Central HP <5.4 tons | BRYANT HEATING AND COOLING SYSTEMS | HRCU-A-CB (Split System: Heat Pump with Remote Outdoor Unit-Air-Source) | 284ANV048*0**B* |  |  | CAP**6121AL*+UI | 88*TB48070C17*** | 45000 | 20.5 | 9 | 46500 | 36800 | 79.14% | 2.3 | 0 | 11 |  |  |  | No | R-410A | 3.75 | Residential & Commercial | Ducted CEE Tier 1
213770330 | Central HP <5.4 tons | BRYANT HEATING AND COOLING SYSTEMS | HRCU-A-CB (Split System: Heat Pump with Remote Outdoor Unit-Air-Source) | 284ANV048*0**B* |  |  | CSPH*4812AL*+UI | 88*TB60110C21*** | 44500 | 20 | 8.5 | 46500 | 36400 | 78.28% | 2.22 | 0 | 11.5 |  |  |  | No | R-410A | 3.7083 | Residential & Commercial | Ducted CEE Tier 1
207683112 | Central HP <5.4 tons | LENNOX | HRCU-A-CB (Split System: Heat Pump with Remote Outdoor Unit-Air-Source) | SL25XPV-024-230A** | ADP |  | LP36/37R9 | EL296UH045XV36B* | 22800 | 22 | 10 | 19600 | 19600 | 100% | 1.96 | 14 | 14.5 |  |  |  | No | R-410A | 1.9 | Residential & Commercial | Ducted CEE Tier 1
215667608 | Central HP <5.4 tons | KENMORE | HRCU-A-CB (Split System: Heat Pump with Remote Outdoor Unit-Air-Source) | (C,H,T)5H0V24*K*AAA* |  |  | EA*5X36M17A*+WALLCON | *80CTL0451712B* | 23000 | 16.5 | 9 | 23800 | 16700 | 70.17% | 1.98 | 0 | 10 |  |  |  | No | R-454B | 1.9167 | Residential & Commercial | Ducted CEE Tier 1
213778903 | Central HP <5.4 tons | KENMORE | HRCU-A-CB (Split System: Heat Pump with Remote Outdoor Unit-Air-Source) | (C,H,T)VH837GKA** |  |  | EA*4X36L21A*+WALLCON | *97CMN1002122B* | 31600 | 17 | 8.1 | 32800 | 24200 | 73.78% | 1.86 | 0 | 11 |  |  |  | No | R-410A | 2.6333 | Residential & Commercial | Ducted CEE Tier 1
213778953 | Central HP <5.4 tons | KENMORE | HRCU-A-CB (Split System: Heat Pump with Remote Outdoor Unit-Air-Source) | (C,H,T)VH837GKA** |  |  | EA*4X37L21A*+WALLCON | *80CTL0701716B* | 32800 | 17 | 8.5 | 33000 | 25200 | 76.36% | 1.96 | 0 | 11 |  |  |  | No | R-410A | 2.7333 | Residential & Commercial | Ducted CEE Tier 1
213773653 | Central HP <5.4 tons | KENMORE | HRCU-A-CB (Split System: Heat Pump with Remote Outdoor Unit-Air-Source) | (C,H,T)VH825GKA3* |  |  | EA*4X43L21A*+WALLCON | *97CMN1002122B* | 24400 | 16.5 | 8.5 | 21200 | 16600 | 78.3% | 2.02 | 0 | 11 |  |  |  | No | R-410A | 2.0333 | Residential & Commercial | Ducted CEE Tier 1
215667675 | Central HP <5.4 tons | KENMORE | HRCU-A-CB (Split System: Heat Pump with Remote Outdoor Unit-Air-Source) | (C,H,T)5H0V24*K*AAA* |  |  | EA*5X36M17A*+WALLCON | *97CMN0601714B* | 23000 | 17 | 9 | 23800 | 16700 | 70.17% | 1.98 | 0 | 10 |  |  |  | No | R-454B | 1.9167 | Residential & Commercial | Ducted CEE Tier 1
214848996 | Central HP <5.4 tons | YORK | HRCU-A-CB (Split System: Heat Pump with Remote Outdoor Unit-Air-Source) | HH860E2S11 | ADP |  | H,YG84*60+TXV-BLEED | TM9Y100C20MP11 | 52500 | 18 | 8.5 | 52500 | 39000 | 74.29% | 2 | 0 | 11 |  |  |  | No | R-454B | 4.375 | Residential & Commercial | Ducted CEE Tier 1
212614017 | Central HP <5.4 tons | MOOVAIR | HRCU-A-C (Split System: Heat Pump with Remote Outdoor Unit with No Indoor Fan --Air Source) | DMA30HOS20230E7 | ADP |  | HG33936+TD |  | 29400 | 15.2 | 9.35 | 31200 | 26600 | 85.26% | 1.8 | 0 | 10 |  |  |  | No | R-410A | 2.45 | Residential & Commercial | Ducted CEE Tier 1
214421546 | Central HP <5.4 tons | COLEMAN | HRCU-A-CB (Split System: Heat Pump with Remote Outdoor Unit-Air-Source) | HH860E2S11 |  |  | CTM60D5CHS1+JMET18DS2N1 |  | 54000 | 19 | 9 | 53500 | 38500 | 71.96% | 2 | 0 | 12 |  |  |  | No | R-454B | 4.5 | Residential & Commercial | Ducted CEE Tier 1
215430674 | Central HP <5.4 tons | LUXAIRE | HRCU-A-CB (Split System: Heat Pump with Remote Outdoor Unit-Air-Source) | HH860E2S11 | ADP |  | H,YG48(1,2)60+TXV | Z8ES080C20SMPS1 | 44000 | 18 | 8.5 | 42500 | 33000 | 77.65% | 2 | 0 | 12 |  |  |  | No | R-454B | 3.6667 | Residential & Commercial | Ducted CEE Tier 1
214421541 | Central HP <5.4 tons | COLEMAN | HRCU-A-CB (Split System: Heat Pump with Remote Outdoor Unit-Air-Source) | HH860E2S11 |  |  | CTM60D5CGS1+JMET18DS2N1 |  | 45500 | 18 | 9.5 | 45500 | 33800 | 74.29% | 2 | 0 | 12 |  |  |  | No | R-454B | 3.7917 | Residential & Commercial | Ducted CEE Tier 1
214584603 | Central HP <5.4 tons | FRASER-JOHNSTON | HRCU-A-CB (Split System: Heat Pump with Remote Outdoor Unit-Air-Source) | HH860E2S11 |  |  | CTF60C5CGS1 | Z8ES120C20SMPS1 | 45000 | 18 | 9 | 45500 | 33400 | 73.41% | 2 | 0 | 11.7 |  |  |  | No | R-454B | 3.75 | Residential & Commercial | Ducted CEE Tier 1
214441944 | Central HP <5.4 tons | BRYANT HEATING AND COOLING SYSTEMS | HRCU-A-CB (Split System: Heat Pump with Remote Outdoor Unit-Air-Source) | 288BNV025*0**B* | ADP |  | V,C36H***P219 | 88*TB36070C14*** | 23400 | 17 | 8.1 | 19800 | 16200 | 81.82% | 1.98 | 0 | 10.5 |  |  |  | No | R-410A | 1.95 | Residential & Commercial | Ducted CEE Tier 1
215667192 | Central HP <5.4 tons | KENMORE | HRCU-A-CB (Split System: Heat Pump with Remote Outdoor Unit-Air-Source) | (C,H,T)5H0V24*K*AAA* |  |  | EA*5X25M17A*+WALLCON | *80CTL0701412B* | 24000 | 17.5 | 9 | 23200 | 16400 | 70.69% | 2 | 0 | 10.5 |  |  |  | No | R-454B | 2 | Residential & Commercial | Ducted CEE Tier 1
212924519 | Central HP <5.4 tons | CARRIER | HRCU-A-CB (Split System: Heat Pump with Remote Outdoor Unit-Air-Source) | 25VNA848A*031* | ADP |  | H,PE35948 | 59TN6B120C24**22 | 45000 | 17 | 8.5 | 45000 | 32600 | 72.44% | 2.28 | 0 | 10 |  |  |  | No | R-410A | 3.75 | Residential & Commercial | Ducted CEE Tier 1
214596056 | Central HP <5.4 tons | CARRIER | HRCU-A-C (Split System: Heat Pump with Remote Outdoor Unit with No Indoor Fan --Air Source) | 38MURAQ24AB3 | ADP |  | H,PG21930+TD |  | 23000 | 16 | 8.8 | 23000 | 19600 | 85.22% | 1.84 | 0 | 10 |  |  |  | No | R-410A | 1.9167 | Residential & Commercial | Ducted CEE Tier 1
213298081 | Central HP <5.4 tons | CHAMPION HEATING AND COOLING | HRCU-A-CB (Split System: Heat Pump with Remote Outdoor Unit-Air-Source) | HMH72B341 |  |  | XAFB36DBCN1 | Z8ES040A12LMPS1 | 34000 | 18 | 8.5 | 33400 | 24200 | 72.46% | 2.1 | 0 | 10 |  |  |  | No | R-410A | 2.8333 | Residential & Commercial | Ducted CEE Tier 1
213297076 | Central HP <5.4 tons | CHAMPION HEATING AND COOLING | HRCU-A-CB (Split System: Heat Pump with Remote Outdoor Unit-Air-Source) | HMH72B341 |  |  | XAFC36DBCN1 | Z8ET100C20LMPS1 | 34800 | 18.5 | 8.5 | 33400 | 23400 | 70.06% | 2.08 | 0 | 10 |  |  |  | No | R-410A | 2.9 | Residential & Commercial | Ducted CEE Tier 1
214584623 | Central HP <5.4 tons | FRASER-JOHNSTON | HRCU-A-CB (Split System: Heat Pump with Remote Outdoor Unit-Air-Source) | HH836E2S11 |  |  | CTF36B5CDS1 | Z8ES100B12SMPS1 | 33400 | 18 | 8.5 | 30800 | 25000 | 81.17% | 2 | 0 | 11.7 |  |  |  | No | R-454B | 2.7833 | Residential & Commercial | Ducted CEE Tier 1
207455265 | Central HP <5.4 tons | LENNOX | HRCU-A-CB (Split System: Heat Pump with Remote Outdoor Unit-Air-Source) | SL25XPV-036-230A** | ADP |  | L*35/36U9 | SLP99UH090XV60C* | 33600 | 21 | 8.6 | 32800 | 26200 | 79.88% | 1.8 | 14 | 13 |  |  |  | No | R-410A | 2.8 | Residential & Commercial | Ducted CEE Tier 1
213948891 | Central HP <5.4 tons | SAMSUNG | HRCU-A-CB (Split System: Heat Pump with Remote Outdoor Unit-Air-Source) | AC036BXUPCH | ADP |  | CV362B9-A+AEF48BXP* |  | 36000 | 18 | 8.4 | 33000 | 34200 | 103.6% | 1.8 | 0 | 10.5 |  |  |  | No | R-410A | 3 | Residential & Commercial | Ducted CEE Tier 1
213296991 | Central HP <5.4 tons | CHAMPION HEATING AND COOLING | HRCU-A-CB (Split System: Heat Pump with Remote Outdoor Unit-Air-Source) | HMH72B341 |  |  | XAUB36DXXN1+TXV | Z8ES080B12SMPS1 | 34000 | 18 | 8.1 | 33400 | 24000 | 71.86% | 2.08 | 0 | 10 |  |  |  | No | R-410A | 2.8333 | Residential & Commercial | Ducted CEE Tier 1
213297211 | Central HP <5.4 tons | CHAMPION HEATING AND COOLING | HRCU-A-CB (Split System: Heat Pump with Remote Outdoor Unit-Air-Source) | HMH72B341 |  |  | XAHC30CXXN1+JMET12CS2N1+TXV |  | 32800 | 18 | 8.5 | 32400 | 22800 | 70.37% | 2.04 | 0 | 10 |  |  |  | No | R-410A | 2.7333 | Residential & Commercial | Ducted CEE Tier 1
214574345 | Central HP <5.4 tons | KEEPRITE | HRCU-A-CB (Split System: Heat Pump with Remote Outdoor Unit-Air-Source) | CVH837GKA2* |  |  | EHD4X48AAL+WALLCON | *95CSU0802120B* | 32600 | 17.5 | 8.5 | 32800 | 25000 | 76.22% | 1.98 | 0 | 11 |  |  |  | No | R-410A | 2.7167 | Residential & Commercial | Ducted CEE Tier 1
212983236 | Central HP <5.4 tons | KEEPRITE | HRCU-A-CB (Split System: Heat Pump with Remote Outdoor Unit-Air-Source) | DLCURAH24ABK |  |  | EN(A,D,W)4X36L17** | *92MSN0401712A* | 23400 | 15.5 | 8.1 | 26200 | 24200 | 92.37% | 1.98 | 0 | 10 |  |  |  | No | R-410A | 1.95 | Residential & Commercial | Ducted CEE Tier 1
213739958 | Central HP <5.4 tons | DAY & NIGHT | HRCU-A-CB (Split System: Heat Pump with Remote Outdoor Unit-Air-Source) | DLCURAH24ABK | ADP |  | PL36H175P159 | *96VSN0401410B* | 23600 | 16 | 8.5 | 24600 | 23600 | 95.93% | 1.98 | 0 | 10 |  |  |  | No | R-410A | 1.9667 | Residential & Commercial | Ducted CEE Tier 1
213739992 | Central HP <5.4 tons | DAY & NIGHT | HRCU-A-CB (Split System: Heat Pump with Remote Outdoor Unit-Air-Source) | DLCURAH24ABK | ADP |  | PL36H210P299 | *96VTN0401712B* | 24200 | 16 | 8.5 | 23800 | 21200 | 89.08% | 1.8 | 0 | 10 |  |  |  | No | R-410A | 2.0167 | Residential & Commercial | Ducted CEE Tier 1
214573619 | Central HP <5.4 tons | BRYANT HEATING AND COOLING SYSTEMS | HRCU-A-CB (Split System: Heat Pump with Remote Outdoor Unit-Air-Source) | 288BNV037*0**B* |  |  | CAP**3621AL*+UI | 935CB60080C21*** | 31400 | 17 | 8.1 | 33000 | 24200 | 73.33% | 1.86 | 0 | 11 |  |  |  | No | R-410A | 2.6167 | Residential & Commercial | Ducted CEE Tier 1
214574605 | Central HP <5.4 tons | KEEPRITE | HRCU-A-CB (Split System: Heat Pump with Remote Outdoor Unit-Air-Source) | CVH837GKA2* |  |  | EN(A,D,W)4X48L21**+WALLCON | *97CMN0602120B* | 32200 | 17 | 8.1 | 33000 | 25000 | 75.76% | 1.94 | 0 | 11.5 |  |  |  | No | R-410A | 2.6833 | Residential & Commercial | Ducted CEE Tier 1
214574495 | Central HP <5.4 tons | KEEPRITE | HRCU-A-CB (Split System: Heat Pump with Remote Outdoor Unit-Air-Source) | CVH837GKA2* |  |  | EN(A,D)4X36L21**+WALLCON | *97CMN0802120B* | 31400 | 17 | 8.1 | 33200 | 24200 | 72.89% | 1.82 | 0 | 11 |  |  |  | No | R-410A | 2.6167 | Residential & Commercial | Ducted CEE Tier 1
214574595 | Central HP <5.4 tons | KEEPRITE | HRCU-A-CB (Split System: Heat Pump with Remote Outdoor Unit-Air-Source) | CVH837GKA2* |  |  | EN(A,D,W)4X48L21**+WALLCON | *95CSU1002122B* | 32400 | 17.5 | 8.5 | 32600 | 24800 | 76.07% | 1.98 | 0 | 11.5 |  |  |  | No | R-410A | 2.7 | Residential & Commercial | Ducted CEE Tier 1
214574655 | Central HP <5.4 tons | KEEPRITE | HRCU-A-CB (Split System: Heat Pump with Remote Outdoor Unit-Air-Source) | CVH837GKA2* |  |  | EN(A,D)4X48L24**+WALLCON | *95CSU1002122B* | 32400 | 17.5 | 8.5 | 32600 | 24800 | 76.07% | 1.98 | 0 | 11.5 |  |  |  | No | R-410A | 2.7 | Residential & Commercial | Ducted CEE Tier 1
214574555 | Central HP <5.4 tons | KEEPRITE | HRCU-A-CB (Split System: Heat Pump with Remote Outdoor Unit-Air-Source) | CVH837GKA2* |  |  | EN(A,D,W)4X42L21**+WALLCON | *97CMN0802120B* | 31800 | 17 | 8.1 | 33000 | 24400 | 73.94% | 1.88 | 0 | 11 |  |  |  | No | R-410A | 2.65 | Residential & Commercial | Ducted CEE Tier 1
207455335 | Central HP <5.4 tons | LENNOX | HRCU-A-CB (Split System: Heat Pump with Remote Outdoor Unit-Air-Source) | SL25XPV-048-230A** | ADP |  | LH40/61W9 | EL296UH090XV48C* | 44500 | 20 | 9.2 | 43500 | 37200 | 85.52% | 1.8 | 12 | 12 |  |  |  | No | R-410A | 3.7083 | Residential & Commercial | Ducted CEE Tier 1
207455350 | Central HP <5.4 tons | LENNOX | HRCU-A-CB (Split System: Heat Pump with Remote Outdoor Unit-Air-Source) | SL25XPV-048-230A** | ADP |  | L*42/60Z9 | EL296UH110XV48C* | 45500 | 20 | 9.3 | 42000 | 36000 | 85.71% | 1.86 | 12.5 | 12 |  |  |  | No | R-410A | 3.7917 | Residential & Commercial | Ducted CEE Tier 1
207455452 | Central HP <5.4 tons | LENNOX | HRCU-A-CB (Split System: Heat Pump with Remote Outdoor Unit-Air-Source) | SL25XPV-048-230A** | ADP |  | L*42/60Z9 | SLP99UH090XV60C* | 45500 | 20 | 9.3 | 42000 | 35800 | 85.24% | 1.86 | 12.5 | 12 |  |  |  | No | R-410A | 3.7917 | Residential & Commercial | Ducted CEE Tier 1
207455199 | Central HP <5.4 tons | LENNOX | HRCU-A-CB (Split System: Heat Pump with Remote Outdoor Unit-Air-Source) | SL25XPV-036-230A** | ADP |  | LH35/36F9 | SL297UH060NV36B* | 33600 | 21 | 8.8 | 33000 | 25800 | 78.18% | 1.82 | 13.5 | 13 |  |  |  | No | R-410A | 2.8 | Residential & Commercial | Ducted CEE Tier 1
207455202 | Central HP <5.4 tons | LENNOX | HRCU-A-CB (Split System: Heat Pump with Remote Outdoor Unit-Air-Source) | SL25XPV-036-230A** | ADP |  | L*35/36U9 | SL297UH060NV36B* | 33800 | 21 | 8.8 | 33000 | 25800 | 78.18% | 1.82 | 13.5 | 13 |  |  |  | No | R-410A | 2.8167 | Residential & Commercial | Ducted CEE Tier 1
207455252 | Central HP <5.4 tons | LENNOX | HRCU-A-CB (Split System: Heat Pump with Remote Outdoor Unit-Air-Source) | SL25XPV-036-230A** | ADP |  | LH23/37W9 | SLP99UH090XV36C* | 34000 | 22 | 8.8 | 34000 | 27200 | 80% | 1.82 | 14 | 13 |  |  |  | No | R-410A | 2.8333 | Residential & Commercial | Ducted CEE Tier 1
214584638 | Central HP <5.4 tons | FRASER-JOHNSTON | HRCU-A-CB (Split System: Heat Pump with Remote Outdoor Unit-Air-Source) | HH860E2S11 |  |  | CTM60D5CHS1 | Z8ES130D20SMPS1 | 54000 | 19 | 9 | 54500 | 38500 | 70.64% | 2 | 0 | 12 |  |  |  | No | R-454B | 4.5 | Residential & Commercial | Ducted CEE Tier 1
215424326 | Central HP <5.4 tons | LUXAIRE | HRCU-A-CB (Split System: Heat Pump with Remote Outdoor Unit-Air-Source) | HH860E2S11 | ADP |  | H,YE48*60+TXV-BLEED | Z8ES120C16SMPS1 | 44000 | 18 | 8.5 | 42000 | 32600 | 77.62% | 2 | 0 | 12 |  |  |  | No | R-454B | 3.6667 | Residential & Commercial | Ducted CEE Tier 1
215424328 | Central HP <5.4 tons | LUXAIRE | HRCU-A-CB (Split System: Heat Pump with Remote Outdoor Unit-Air-Source) | HH860E2S11 | ADP |  | H,YE48*60+TXV-BLEED | Z8ES120C20SMPS1 | 52500 | 18 | 8.5 | 51500 | 38000 | 73.79% | 2 | 0 | 11.7 |  |  |  | No | R-454B | 4.375 | Residential & Commercial | Ducted CEE Tier 1
215430653 | Central HP <5.4 tons | LUXAIRE | HRCU-A-CB (Split System: Heat Pump with Remote Outdoor Unit-Air-Source) | HH860E2S11 | ADP |  | H,YG48(1,2)60+TXV | TM9E100C20MP12 | 53500 | 18 | 8.5 | 53000 | 39500 | 74.53% | 2 | 0 | 11 |  |  |  | No | R-454B | 4.4583 | Residential & Commercial | Ducted CEE Tier 1
213608462 | Central HP <5.4 tons | CARRIER | HRCU-A-C (Split System: Heat Pump with Remote Outdoor Unit with No Indoor Fan --Air Source) | 38MURAQ30AB3 | ADP |  | CDP36J15P+TD |  | 29400 | 15.2 | 9.35 | 31200 | 26600 | 85.26% | 1.8 | 0 | 10 |  |  |  | No | R-410A | 2.45 | Residential & Commercial | Ducted CEE Tier 1
212380565 | Central HP <5.4 tons | CARRIER | HRCU-A-CB (Split System: Heat Pump with Remote Outdoor Unit-Air-Source) | 25VNA424A*031* | ADP |  | C36A***L159 | 59MN7B060C17**14 | 23200 | 19 | 8.1 | 25200 | 19600 | 77.78% | 2.42 | 0 | 12.5 |  |  |  | No | R-410A | 1.9333 | Residential & Commercial | Ducted CEE Tier 1
212380597 | Central HP <5.4 tons | CARRIER | HRCU-A-CB (Split System: Heat Pump with Remote Outdoor Unit-Air-Source) | 25VNA424A*031* | ADP |  | C36A***L129 | 59TN6B080C17**14 | 23200 | 20 | 8.1 | 25200 | 19600 | 77.78% | 2.36 | 0 | 13 |  |  |  | No | R-410A | 1.9333 | Residential & Commercial | Ducted CEE Tier 1
213163600 | Central HP <5.4 tons | DAY & NIGHT | HRCU-A-CB (Split System: Heat Pump with Remote Outdoor Unit-Air-Source) | DLCURAH36ABK | ADP |  | H,FG80936+AEFE4B* |  | 37000 | 16 | 8.1 | 36800 | 34400 | 93.48% | 2 | 0 | 10 |  |  |  | No | R-410A | 3.0833 | Residential & Commercial | Ducted CEE Tier 1
212479808 | Central HP <5.4 tons | CARRIER | HRCU-A-CB (Split System: Heat Pump with Remote Outdoor Unit-Air-Source) | 38MURAQ18AB3* | ADP |  | A24VBA+TXV | 58TP*A045V14**12 | 17500 | 16 | 8.5 | 16900 | 18700 | 110.7% | 2.3 | 0 | 10.5 |  |  |  | No | R-410A | 1.4583 | Residential & Commercial | Ducted CEE Tier 1
213608459 | Central HP <5.4 tons | CARRIER | HRCU-A-C (Split System: Heat Pump with Remote Outdoor Unit with No Indoor Fan --Air Source) | 38MURAQ24AB3 | ADP |  | CDP24H13P+TD |  | 24000 | 16 | 9.1 | 23200 | 19600 | 84.48% | 1.88 | 0 | 10.5 |  |  |  | No | R-410A | 2 | Residential & Commercial | Ducted CEE Tier 1
213608461 | Central HP <5.4 tons | CARRIER | HRCU-A-C (Split System: Heat Pump with Remote Outdoor Unit with No Indoor Fan --Air Source) | 38MURAQ24AB3 | ADP |  | H,PG30924+TD |  | 24000 | 16 | 9.1 | 23200 | 19600 | 84.48% | 1.88 | 0 | 10.5 |  |  |  | No | R-410A | 2 | Residential & Commercial | Ducted CEE Tier 1
213296791 | Central HP <5.4 tons | CHAMPION HEATING AND COOLING | HRCU-A-CB (Split System: Heat Pump with Remote Outdoor Unit-Air-Source) | HMH72B341 |  |  | XAHC36DBCN1 | Z9ET100C16SMPS1 | 33600 | 18 | 8.5 | 33000 | 23200 | 70.3% | 2.04 | 0 | 10 |  |  |  | No | R-410A | 2.8 | Residential & Commercial | Ducted CEE Tier 1
215682543 | Central HP <5.4 tons | CARRIER | HRCU-A-CB (Split System: Heat Pump with Remote Outdoor Unit-Air-Source) | 27VNA048A*030* |  |  | CVAVA6124XMA*+UI | 59TN7A080C21**20 | 48500 | 19 | 9.5 | 50000 | 36800 | 73.6% | 2.1 | 0 | 10.5 |  |  |  | No | R-454B | 4.0417 | Residential & Commercial | Ducted CEE Tier 1
212603088 | Central HP <5.4 tons | DAY & NIGHT | HRCU-A-CB (Split System: Heat Pump with Remote Outdoor Unit-Air-Source) | DLCURAH18ABK | ADP |  | FG80936 | *80VTL0451412A* | 17600 | 16 | 8.5 | 16900 | 18400 | 108.9% | 2.26 | 0 | 11 |  |  |  | No | R-410A | 1.4667 | Residential & Commercial | Ducted CEE Tier 1
212603097 | Central HP <5.4 tons | DAY & NIGHT | HRCU-A-CB (Split System: Heat Pump with Remote Outdoor Unit-Air-Source) | DLCURAH18ABK | ADP |  | FG80936 | *96VTN0401410A* | 17400 | 16 | 8.5 | 16500 | 18200 | 110.3% | 2.24 | 0 | 10.5 |  |  |  | No | R-410A | 1.45 | Residential & Commercial | Ducted CEE Tier 1
212982416 | Central HP <5.4 tons | KEEPRITE | HRCU-A-CB (Split System: Heat Pump with Remote Outdoor Unit-Air-Source) | DLCURAH18ABK |  |  | EA*4X30L17A* | *80MSU0401712A* | 17500 | 16 | 8.5 | 18100 | 18500 | 102.2% | 2.24 | 0 | 10.5 |  |  |  | No | R-410A | 1.4583 | Residential & Commercial | Ducted CEE Tier 1
214573669 | Central HP <5.4 tons | BRYANT HEATING AND COOLING SYSTEMS | HRCU-A-CB (Split System: Heat Pump with Remote Outdoor Unit-Air-Source) | 288BNV037*0**B* |  |  | CAP**3721AL*+UI | 88*TB60070C21*** | 32800 | 17.5 | 8.5 | 32800 | 25200 | 76.83% | 2 | 0 | 11 |  |  |  | No | R-410A | 2.7333 | Residential & Commercial | Ducted CEE Tier 1
212603111 | Central HP <5.4 tons | DAY & NIGHT | HRCU-A-CB (Split System: Heat Pump with Remote Outdoor Unit-Air-Source) | DLCURAH24ABK | ADP |  | FG35936 | *80ES(N,L)0701716A* | 24800 | 16 | 8.1 | 25200 | 21800 | 86.51% | 1.82 | 0 | 10.5 |  |  |  | No | R-410A | 2.0667 | Residential & Commercial | Ducted CEE Tier 1
212603154 | Central HP <5.4 tons | DAY & NIGHT | HRCU-A-CB (Split System: Heat Pump with Remote Outdoor Unit-Air-Source) | DLCURAH24ABK | ADP |  | FG35936 | *80VSL0701716A* | 24000 | 17 | 8.5 | 24400 | 22400 | 91.8% | 1.9 | 0 | 10 |  |  |  | No | R-410A | 2 | Residential & Commercial | Ducted CEE Tier 1
212603254 | Central HP <5.4 tons | DAY & NIGHT | HRCU-A-CB (Split System: Heat Pump with Remote Outdoor Unit-Air-Source) | DLCURAH36ABK | ADP |  | FG80936 | *80ESU0601716A | 36600 | 16 | 8.5 | 36800 | 34400 | 93.48% | 2.08 | 0 | 10 |  |  |  | No | R-410A | 3.05 | Residential & Commercial | Ducted CEE Tier 1
214442624 | Central HP <5.4 tons | CARRIER | HRCU-A-CB (Split System: Heat Pump with Remote Outdoor Unit-Air-Source) | 25VNA448A*031* | ADP |  | H,PG48960 | 59TN6C120C24**22 | 44500 | 21 | 9.5 | 44000 | 35800 | 81.36% | 2.36 | 0 | 12 |  |  |  | No | R-410A | 3.7083 | Residential & Commercial | Ducted CEE Tier 1
207683199 | Central HP <5.4 tons | LENNOX | HRCU-A-CB (Split System: Heat Pump with Remote Outdoor Unit-Air-Source) | SL25XPV-048-230A** | ADP |  | LP42/62W9 | SL280UH110V60C* | 46000 | 20 | 9.4 | 42000 | 35800 | 85.24% | 1.9 | 12.5 | 12.5 |  |  |  | No | R-410A | 3.8333 | Residential & Commercial | Ducted CEE Tier 1
207683202 | Central HP <5.4 tons | LENNOX | HRCU-A-CB (Split System: Heat Pump with Remote Outdoor Unit-Air-Source) | SL25XPV-048-230A** | ADP |  | LP42/62W9 | SLP99UH090XV60C* | 45500 | 20 | 9.4 | 42000 | 35800 | 85.24% | 1.88 | 12.5 | 12 |  |  |  | No | R-410A | 3.7917 | Residential & Commercial | Ducted CEE Tier 1
207683189 | Central HP <5.4 tons | LENNOX | HRCU-A-CB (Split System: Heat Pump with Remote Outdoor Unit-Air-Source) | SL25XPV-048-230A** | ADP |  | LP42/62W9 | EL296UH110XV60C* | 46000 | 20 | 9.4 | 42000 | 35800 | 85.24% | 1.9 | 12.5 | 12.5 |  |  |  | No | R-410A | 3.8333 | Residential & Commercial | Ducted CEE Tier 1
212603181 | Central HP <5.4 tons | DAY & NIGHT | HRCU-A-CB (Split System: Heat Pump with Remote Outdoor Unit-Air-Source) | DLCURAH24ABK | ADP |  | FG80936 | *95ESN0261410A* | 23400 | 16 | 8.5 | 24000 | 23200 | 96.67% | 1.96 | 0 | 10 |  |  |  | No | R-410A | 1.95 | Residential & Commercial | Ducted CEE Tier 1
212982320 | Central HP <5.4 tons | KEEPRITE | HRCU-A-CB (Split System: Heat Pump with Remote Outdoor Unit-Air-Source) | DLCURAH24ABK |  |  | EA*4X37L21A* | *80MSU0401712A* | 24400 | 17 | 8.5 | 25200 | 21400 | 84.92% | 1.8 | 0 | 10 |  |  |  | No | R-410A | 2.0333 | Residential & Commercial | Ducted CEE Tier 1
212603146 | Central HP <5.4 tons | DAY & NIGHT | HRCU-A-CB (Split System: Heat Pump with Remote Outdoor Unit-Air-Source) | DLCURAH24ABK | ADP |  | FG81936 | *80VSL0451716A* | 23400 | 17 | 8.5 | 24000 | 23200 | 96.67% | 1.96 | 0 | 10 |  |  |  | No | R-410A | 1.95 | Residential & Commercial | Ducted CEE Tier 1
213297461 | Central HP <5.4 tons | CHAMPION HEATING AND COOLING | HRCU-A-CB (Split System: Heat Pump with Remote Outdoor Unit-Air-Source) | HMH72B341 |  |  | XAFC36DBCN1 | Z9ES080C20SMPS1 | 33800 | 17 | 8.5 | 32800 | 23000 | 70.12% | 1.8 | 0 | 10 |  |  |  | No | R-410A | 2.8167 | Residential & Commercial | Ducted CEE Tier 1
215223142 | Central HP <5.4 tons | BRYANT HEATING AND COOLING SYSTEMS | HRCU-A-CB (Split System: Heat Pump with Remote Outdoor Unit-Air-Source) | 288BNV025*0**C* | ADP |  | H,PG9J930 | 987MC66100C21*** | 23800 | 16 | 8.1 | 19800 | 16200 | 81.82% | 1.96 | 0 | 11 |  |  |  | No | R-410A | 1.9833 | Residential & Commercial | Ducted CEE Tier 1
207683184 | Central HP <5.4 tons | LENNOX | HRCU-A-CB (Split System: Heat Pump with Remote Outdoor Unit-Air-Source) | SL25XPV-024-230A** | ADP |  | LP36/37R9 | EL296UH070XV36B* | 22800 | 22 | 10.1 | 19600 | 19600 | 100% | 1.96 | 14 | 14.5 |  |  |  | No | R-410A | 1.9 | Residential & Commercial | Ducted CEE Tier 1
215912255 | Central HP <5.4 tons | CHAMPION HEATING AND COOLING | HRCU-A-CB (Split System: Heat Pump with Remote Outdoor Unit-Air-Source) | HH824E2S11 |  |  | CTM36B5ADS1 | TM8Y080B12MP11 | 23000 | 18 | 9.5 | 23000 | 18400 | 80% | 2 | 0 | 12 |  |  |  | No | R-454B | 1.9167 | Residential & Commercial | Ducted CEE Tier 1
211386774 | Central HP <5.4 tons | COLEMAN | HRCU-A-CB (Split System: Heat Pump with Remote Outdoor Unit-Air-Source) | HMH72B341 |  |  | XAFC30CXXN1+TXV | TM9Y100C16MP11 | 32800 | 18 | 8.1 | 33400 | 23400 | 70.06% | 2.04 | 0 | 10 |  |  |  | No | R-410A | 2.7333 | Residential & Commercial | Ducted CEE Tier 1
215853399 | Central HP <5.4 tons | FRASER-JOHNSTON | HRCU-A-CB (Split System: Heat Pump with Remote Outdoor Unit-Air-Source) | HH836E2S11 |  |  | CTU36B5XDS1+TXV | TL9E060B12UH11 | 33000 | 18 | 8.5 | 30800 | 25200 | 81.82% | 2 | 0 | 11 |  |  |  | No | R-454B | 2.75 | Residential & Commercial | Ducted CEE Tier 1
215853400 | Central HP <5.4 tons | FRASER-JOHNSTON | HRCU-A-CB (Split System: Heat Pump with Remote Outdoor Unit-Air-Source) | HH836E2S11 |  |  | CTF36B5CDS1 | TL9E060B12UH11 | 33000 | 18 | 8.5 | 30800 | 25200 | 81.82% | 2 | 0 | 11 |  |  |  | No | R-454B | 2.75 | Residential & Commercial | Ducted CEE Tier 1
212983514 | Central HP <5.4 tons | KEEPRITE | HRCU-A-CB (Split System: Heat Pump with Remote Outdoor Unit-Air-Source) | DLCURAH24ABK |  |  | EA*4X24L14A* | *92MSN0601412A* | 23600 | 16.5 | 8.5 | 27000 | 25600 | 94.81% | 2.14 | 0 | 10 |  |  |  | No | R-410A | 1.9667 | Residential & Commercial | Ducted CEE Tier 1
212983214 | Central HP <5.4 tons | KEEPRITE | HRCU-A-CB (Split System: Heat Pump with Remote Outdoor Unit-Air-Source) | DLCURAH24ABK |  |  | EN(A,D)4X24L17** | *92MSN0401712A* | 23000 | 15.5 | 8.5 | 27000 | 25600 | 94.81% | 2.12 | 0 | 10 |  |  |  | No | R-410A | 1.9167 | Residential & Commercial | Ducted CEE Tier 1
212982260 | Central HP <5.4 tons | KEEPRITE | HRCU-A-CB (Split System: Heat Pump with Remote Outdoor Unit-Air-Source) | DLCURAH24ABK |  |  | EA*4X25L17A* | *80MSU0401712A* | 24400 | 17 | 8.5 | 25200 | 21600 | 85.71% | 1.82 | 0 | 10 |  |  |  | No | R-410A | 2.0333 | Residential & Commercial | Ducted CEE Tier 1
212983614 | Central HP <5.4 tons | KEEPRITE | HRCU-A-CB (Split System: Heat Pump with Remote Outdoor Unit-Air-Source) | DLCURAH24ABK |  |  | EN(A,D)4X30L17** | *92MSN0601412A* | 23800 | 17 | 8.5 | 26400 | 23800 | 90.15% | 1.98 | 0 | 10.5 |  |  |  | No | R-410A | 1.9833 | Residential & Commercial | Ducted CEE Tier 1
213772543 | Central HP <5.4 tons | KENMORE | HRCU-A-CB (Split System: Heat Pump with Remote Outdoor Unit-Air-Source) | (C,H,T)VH825GKA2* |  |  | EHD4X48AAL+WALLCON | *97CMN1202422B* | 24200 | 16 | 8.1 | 21200 | 16600 | 78.3% | 2.02 | 0 | 10.5 |  |  |  | No | R-410A | 2.0167 | Residential & Commercial | Ducted CEE Tier 1
212603100 | Central HP <5.4 tons | DAY & NIGHT | HRCU-A-CB (Split System: Heat Pump with Remote Outdoor Unit-Air-Source) | DLCURAH24ABK | ADP |  | FG80936 | *80ES(N,L)0451412A* | 24600 | 16 | 8.1 | 25000 | 22000 | 88% | 1.84 | 0 | 10.5 |  |  |  | No | R-410A | 2.05 | Residential & Commercial | Ducted CEE Tier 1
212603101 | Central HP <5.4 tons | DAY & NIGHT | HRCU-A-CB (Split System: Heat Pump with Remote Outdoor Unit-Air-Source) | DLCURAH24ABK | ADP |  | FG80936 | *80ES(N,L)0451712A* | 24200 | 17 | 8.5 | 24600 | 22200 | 90.24% | 1.86 | 0 | 10 |  |  |  | No | R-410A | 2.0167 | Residential & Commercial | Ducted CEE Tier 1
212603132 | Central HP <5.4 tons | DAY & NIGHT | HRCU-A-CB (Split System: Heat Pump with Remote Outdoor Unit-Air-Source) | DLCURAH24ABK | ADP |  | PL36H175P789 | *80ESU0601716A | 25000 | 17 | 8.5 | 25000 | 21400 | 85.6% | 1.82 | 0 | 10.5 |  |  |  | No | R-410A | 2.0833 | Residential & Commercial | Ducted CEE Tier 1
212603135 | Central HP <5.4 tons | DAY & NIGHT | HRCU-A-CB (Split System: Heat Pump with Remote Outdoor Unit-Air-Source) | DLCURAH24ABK | ADP |  | FG81936 | *80ESU0601716A | 25000 | 17 | 8.5 | 25000 | 21400 | 85.6% | 1.82 | 0 | 10.5 |  |  |  | No | R-410A | 2.0833 | Residential & Commercial | Ducted CEE Tier 1
212603166 | Central HP <5.4 tons | DAY & NIGHT | HRCU-A-CB (Split System: Heat Pump with Remote Outdoor Unit-Air-Source) | DLCURAH24ABK | ADP |  | FG80936 | *80VTL0701716A* | 24200 | 17 | 8.1 | 24600 | 22600 | 91.87% | 1.9 | 0 | 10.5 |  |  |  | No | R-410A | 2.0167 | Residential & Commercial | Ducted CEE Tier 1
212603183 | Central HP <5.4 tons | DAY & NIGHT | HRCU-A-CB (Split System: Heat Pump with Remote Outdoor Unit-Air-Source) | DLCURAH24ABK | ADP |  | FG80936 | *95ESN0601714A* | 24600 | 16 | 8.1 | 25000 | 22000 | 88% | 1.84 | 0 | 10.5 |  |  |  | No | R-410A | 2.05 | Residential & Commercial | Ducted CEE Tier 1
214574039 | Central HP <5.4 tons | BRYANT HEATING AND COOLING SYSTEMS | HRCU-A-CB (Split System: Heat Pump with Remote Outdoor Unit-Air-Source) | 288BNV037*0**B* |  |  | CAP**6024AL*+UI | 935CB60080C21*** | 32800 | 17.5 | 8.5 | 31600 | 24800 | 78.48% | 1.98 | 0 | 11.5 |  |  |  | No | R-410A | 2.7333 | Residential & Commercial | Ducted CEE Tier 1
212983684 | Central HP <5.4 tons | KEEPRITE | HRCU-A-CB (Split System: Heat Pump with Remote Outdoor Unit-Air-Source) | DLCURAH18ABK |  |  | EA*4X30L17A* | *92MSN0601412A* | 17400 | 16.5 | 8.5 | 18000 | 18900 | 105% | 2.28 | 0 | 10.5 |  |  |  | No | R-410A | 1.45 | Residential & Commercial | Ducted CEE Tier 1
212479854 | Central HP <5.4 tons | CARRIER | HRCU-A-CB (Split System: Heat Pump with Remote Outdoor Unit-Air-Source) | 38MURAQ24AB3* | ADP |  | A24VBA+TXV | 58S(B,C)*A070E14**12 | 24200 | 17 | 8.5 | 24600 | 22000 | 89.43% | 1.86 | 0 | 10 |  |  |  | No | R-410A | 2.0167 | Residential & Commercial | Ducted CEE Tier 1
212479904 | Central HP <5.4 tons | CARRIER | HRCU-A-CB (Split System: Heat Pump with Remote Outdoor Unit-Air-Source) | 38MURAQ24AB3* | ADP |  | V,C36H175P149 | 58SP*A045V17**16 | 23200 | 17 | 8.5 | 24000 | 23200 | 96.67% | 1.96 | 0 | 10 |  |  |  | No | R-410A | 1.9333 | Residential & Commercial | Ducted CEE Tier 1
212479939 | Central HP <5.4 tons | CARRIER | HRCU-A-CB (Split System: Heat Pump with Remote Outdoor Unit-Air-Source) | 38MURAQ24AB3* | ADP |  | A36VCA+TXV | 58SU*A040E17**12 | 24000 | 17 | 8.1 | 24400 | 22800 | 93.44% | 1.94 | 0 | 10.5 |  |  |  | No | R-410A | 2 | Residential & Commercial | Ducted CEE Tier 1
212479986 | Central HP <5.4 tons | CARRIER | HRCU-A-CB (Split System: Heat Pump with Remote Outdoor Unit-Air-Source) | 38MURAQ24AB3* | ADP |  | C36A***L159 | 58TP*A070V17**16 | 24200 | 17 | 8.1 | 24600 | 22600 | 91.87% | 1.9 | 0 | 10.5 |  |  |  | No | R-410A | 2.0167 | Residential & Commercial | Ducted CEE Tier 1
212480005 | Central HP <5.4 tons | CARRIER | HRCU-A-CB (Split System: Heat Pump with Remote Outdoor Unit-Air-Source) | 38MURAQ24AB3* | ADP |  | V,C36H175P159 | 58TP*A090V17**16 | 23800 | 17 | 8.1 | 24400 | 23000 | 94.26% | 1.94 | 0 | 10.5 |  |  |  | No | R-410A | 1.9833 | Residential & Commercial | Ducted CEE Tier 1
212480022 | Central HP <5.4 tons | CARRIER | HRCU-A-CB (Split System: Heat Pump with Remote Outdoor Unit-Air-Source) | 38MURAQ24AB3* | ADP |  | PL36H210P299 | 59SC2D080E17**16 | 25000 | 17 | 8.5 | 24000 | 20400 | 85% | 1.76 | 0 | 10.5 |  |  |  | No | R-410A | 2.0833 | Residential & Commercial | Ducted CEE Tier 1
212480086 | Central HP <5.4 tons | CARRIER | HRCU-A-CB (Split System: Heat Pump with Remote Outdoor Unit-Air-Source) | 38MURAQ24AB3* | ADP |  | A24VBA+TXV | 59SP6A060V14**12 | 23200 | 16 | 8.5 | 24800 | 25200 | 101.6% | 2.14 | 0 | 10 |  |  |  | No | R-410A | 1.9333 | Residential & Commercial | Ducted CEE Tier 1
213796467 | Central HP <5.4 tons | CARRIER | HRCU-A-CB (Split System: Heat Pump with Remote Outdoor Unit-Air-Source) | 38MURAQ36AB3 | ADP |  | C36A***L139+CBPE3A* |  | 35800 | 15.2 | 8.35 | 36200 | 31200 | 86.19% | 1.8 | 0 | 10 |  |  |  | No | R-410A | 2.9833 | Residential & Commercial | Ducted CEE Tier 1
216010751 | Central HP <5.4 tons | LUXAIRE | HRCU-A-CB (Split System: Heat Pump with Remote Outdoor Unit-Air-Source) | HH824E2S11 |  |  | CTM36B5ADS1+JME08B2SN1 |  | 23000 | 19 | 9.5 | 23000 | 18000 | 78.26% | 2 | 0 | 12 |  |  |  | No | R-454B | 1.9167 | Residential & Commercial | Ducted CEE Tier 1
214584738 | Central HP <5.4 tons | FRASER-JOHNSTON | HRCU-A-CB (Split System: Heat Pump with Remote Outdoor Unit-Air-Source) | HH824E2S11 |  |  | CTM30B5ACS1 | Z8ES080B12SMPS1 | 23000 | 18 | 9.5 | 23000 | 19100 | 83.04% | 2 | 0 | 12 |  |  |  | No | R-454B | 1.9167 | Residential & Commercial | Ducted CEE Tier 1
214875943 | Central HP <5.4 tons | COLEMAN | HRCU-A-CB (Split System: Heat Pump with Remote Outdoor Unit-Air-Source) | HMH72B341 |  |  | XAFB36DBCN1+JME12B2SN1 |  | 34000 | 18.5 | 8.5 | 33000 | 23200 | 70.3% | 2 | 0 | 10.5 |  |  |  | No | R-410A | 2.8333 | Residential & Commercial | Ducted CEE Tier 1
211387536 | Central HP <5.4 tons | COLEMAN | HRCU-A-CB (Split System: Heat Pump with Remote Outdoor Unit-Air-Source) | HMH72B341 |  |  | XAFC36DBCN1 | TP9C100C16MP13 | 34000 | 17.5 | 8.5 | 34000 | 24000 | 70.59% | 2.1 | 0 | 10 |  |  |  | No | R-410A | 2.8333 | Residential & Commercial | Ducted CEE Tier 1
215418108 | Central HP <5.4 tons | ECOER | HRCU-A-C (Split System: Heat Pump with Remote Outdoor Unit with No Indoor Fan --Air Source) | EODA19H-4860A | ADP |  | HG86960+TD |  | 52000 | 15.2 | 8.6 | 51000 | 36800 | 72.16% | 1.9 | 0 | 10.5 |  |  |  | No | R-410A | 4.3333 | Residential & Commercial | Ducted CEE Tier 1
214574395 | Central HP <5.4 tons | KEEPRITE | HRCU-A-CB (Split System: Heat Pump with Remote Outdoor Unit-Air-Source) | CVH837GKA2* |  |  | EHD4X60AAL+WALLCON | *80CTL0702120B* | 33000 | 17 | 8.5 | 32200 | 25000 | 77.64% | 2 | 0 | 11 |  |  |  | No | R-410A | 2.75 | Residential & Commercial | Ducted CEE Tier 1
214574715 | Central HP <5.4 tons | KEEPRITE | HRCU-A-CB (Split System: Heat Pump with Remote Outdoor Unit-Air-Source) | CVH837GKA2* |  |  | EN(A,D,W)4X60L24**+WALLCON | *95CSU1002122B* | 32800 | 19 | 8.5 | 32200 | 24600 | 76.4% | 1.98 | 0 | 12 |  |  |  | No | R-410A | 2.7333 | Residential & Commercial | Ducted CEE Tier 1
213796466 | Central HP <5.4 tons | CARRIER | HRCU-A-C (Split System: Heat Pump with Remote Outdoor Unit with No Indoor Fan --Air Source) | 38MURAQ36AB3 | ADP |  | C36A***L139+CBPE4B* |  | 35000 | 15.2 | 8.6 | 37400 | 31600 | 84.49% | 1.85 | 0 | 10 |  |  |  | No | R-410A | 2.9167 | Residential & Commercial | Ducted CEE Tier 1
214242576 | Central HP <5.4 tons | BRYANT HEATING AND COOLING SYSTEMS | HRCU-A-CB (Split System: Heat Pump with Remote Outdoor Unit-Air-Source) | 288BNV025*0**B* |  |  | CNPV*3017AL*+UI | 935CB48060C17*** | 23400 | 16.5 | 8.1 | 21600 | 16700 | 77.31% | 1.92 | 0 | 10.5 |  |  |  | No | R-410A | 1.95 | Residential & Commercial | Ducted CEE Tier 1
214242676 | Central HP <5.4 tons | BRYANT HEATING AND COOLING SYSTEMS | HRCU-A-CB (Split System: Heat Pump with Remote Outdoor Unit-Air-Source) | 288BNV025*0**B* |  |  | CNPV*3617AL*+UI | 935CB48060C17*** | 23400 | 16.5 | 8.1 | 21600 | 16700 | 77.31% | 1.92 | 0 | 10.5 |  |  |  | No | R-410A | 1.95 | Residential & Commercial | Ducted CEE Tier 1
212480104 | Central HP <5.4 tons | CARRIER | HRCU-A-CB (Split System: Heat Pump with Remote Outdoor Unit-Air-Source) | 38MURAQ24AB3* | ADP |  | PL36H175P159 | 59SP6A080V17**16 | 24200 | 16 | 8.1 | 24600 | 22600 | 91.87% | 1.9 | 0 | 10.5 |  |  |  | No | R-410A | 2.0167 | Residential & Commercial | Ducted CEE Tier 1
212480136 | Central HP <5.4 tons | CARRIER | HRCU-A-CB (Split System: Heat Pump with Remote Outdoor Unit-Air-Source) | 38MURAQ24AB3* | ADP |  | C36A***L159 | 59SU5A060E17**16 | 24400 | 17 | 8.5 | 24600 | 22000 | 89.43% | 1.86 | 0 | 10 |  |  |  | No | R-410A | 2.0333 | Residential & Commercial | Ducted CEE Tier 1
212480138 | Central HP <5.4 tons | CARRIER | HRCU-A-CB (Split System: Heat Pump with Remote Outdoor Unit-Air-Source) | 38MURAQ24AB3* | ADP |  | V,C36H175P139 | 59SU5A060E17**16 | 24400 | 17 | 8.5 | 24600 | 22000 | 89.43% | 1.86 | 0 | 10 |  |  |  | No | R-410A | 2.0333 | Residential & Commercial | Ducted CEE Tier 1
212480154 | Central HP <5.4 tons | CARRIER | HRCU-A-CB (Split System: Heat Pump with Remote Outdoor Unit-Air-Source) | 38MURAQ24AB3* | ADP |  | C36A***L129 | 59TP6B080V17**16 | 23800 | 16 | 8.5 | 25200 | 23000 | 91.27% | 1.92 | 0 | 10 |  |  |  | No | R-410A | 1.9833 | Residential & Commercial | Ducted CEE Tier 1
212480171 | Central HP <5.4 tons | CARRIER | HRCU-A-CB (Split System: Heat Pump with Remote Outdoor Unit-Air-Source) | 38MURAQ24AB3* | ADP |  | V,C36H175P139 | 59TP6B080V17**16 | 24200 | 16 | 8.1 | 24600 | 22600 | 91.87% | 1.9 | 0 | 10.5 |  |  |  | No | R-410A | 2.0167 | Residential & Commercial | Ducted CEE Tier 1
214588214 | Central HP <5.4 tons | BRYANT HEATING AND COOLING SYSTEMS | HRCU-A-CB (Split System: Heat Pump with Remote Outdoor Unit-Air-Source) | 38MURAQ18AB3* | ADP |  | PL36H***P449 | 926TC30040V14*** | 17200 | 16 | 8.5 | 16600 | 19000 | 114.5% | 2.34 | 0 | 10 |  |  |  | No | R-410A | 1.4333 | Residential & Commercial | Ducted CEE Tier 1
212479821 | Central HP <5.4 tons | CARRIER | HRCU-A-CB (Split System: Heat Pump with Remote Outdoor Unit-Air-Source) | 38MURAQ18AB3* | ADP |  | A24VBA+TXV | 59SC5B026E14**10 | 18000 | 15.2 | 8.5 | 17400 | 18500 | 106.3% | 2.26 | 0 | 10.5 |  |  |  | No | R-410A | 1.5 | Residential & Commercial | Ducted CEE Tier 1
214572499 | Central HP <5.4 tons | BRYANT HEATING AND COOLING SYSTEMS | HRCU-A-CB (Split System: Heat Pump with Remote Outdoor Unit-Air-Source) | 288BNV037*0**A* |  |  | CAP**3621AL*+UI | 987MC60060C21*** | 31400 | 17 | 8.1 | 33200 | 24400 | 73.49% | 1.84 | 0 | 10.5 |  |  |  | No | R-410A | 2.6167 | Residential & Commercial | Ducted CEE Tier 1
214573569 | Central HP <5.4 tons | BRYANT HEATING AND COOLING SYSTEMS | HRCU-A-CB (Split System: Heat Pump with Remote Outdoor Unit-Air-Source) | 288BNV037*0**A* |  |  | CNPV*6024AL*+UI | 935CB66100C21*** | 32800 | 19 | 8.5 | 32200 | 24600 | 76.4% | 1.98 | 0 | 12 |  |  |  | No | R-410A | 2.7333 | Residential & Commercial | Ducted CEE Tier 1
214572969 | Central HP <5.4 tons | BRYANT HEATING AND COOLING SYSTEMS | HRCU-A-CB (Split System: Heat Pump with Remote Outdoor Unit-Air-Source) | 288BNV037*0**A* |  |  | CAP**6121AL*+UI | 935CB66100C21*** | 33200 | 18.5 | 8.5 | 31800 | 24800 | 77.99% | 2 | 0 | 11.5 |  |  |  | No | R-410A | 2.7667 | Residential & Commercial | Ducted CEE Tier 1
213782273 | Central HP <5.4 tons | KENMORE | HRCU-A-CB (Split System: Heat Pump with Remote Outdoor Unit-Air-Source) | (C,H,T)VH837GKA2* |  |  | EHD4X60AAL+WALLCON | *80CTL1352422B* | 33000 | 16.5 | 8.1 | 32200 | 24800 | 77.02% | 2 | 0 | 11.5 |  |  |  | No | R-410A | 2.75 | Residential & Commercial | Ducted CEE Tier 1
213781353 | Central HP <5.4 tons | KENMORE | HRCU-A-CB (Split System: Heat Pump with Remote Outdoor Unit-Air-Source) | (C,H,T)VH837GKA2* |  |  | EA*4X48L21A*+WALLCON | *97CMN0801714B* | 32200 | 17 | 8.1 | 32600 | 25000 | 76.69% | 1.94 | 0 | 11 |  |  |  | No | R-410A | 2.6833 | Residential & Commercial | Ducted CEE Tier 1
213781723 | Central HP <5.4 tons | KENMORE | HRCU-A-CB (Split System: Heat Pump with Remote Outdoor Unit-Air-Source) | (C,H,T)VH837GKA2* |  |  | EA*4X61L24A*+WALLCON | *96CTN1202422B* | 33200 | 17.5 | 8.5 | 32000 | 24800 | 77.5% | 2 | 0 | 11.7 |  |  |  | No | R-410A | 2.7667 | Residential & Commercial | Ducted CEE Tier 1
213781923 | Central HP <5.4 tons | KENMORE | HRCU-A-CB (Split System: Heat Pump with Remote Outdoor Unit-Air-Source) | (C,H,T)VH837GKA2* |  |  | EHD4X42AAL+WALLCON | *80CTL0901716B* | 32200 | 16.5 | 8.1 | 33000 | 24800 | 75.15% | 1.94 | 0 | 11 |  |  |  | No | R-410A | 2.6833 | Residential & Commercial | Ducted CEE Tier 1
215430678 | Central HP <5.4 tons | LUXAIRE | HRCU-A-CB (Split System: Heat Pump with Remote Outdoor Unit-Air-Source) | HH860E2S11 | ADP |  | H,YG48(1,2)60+TXV | Z8ES100C20SMPS1 | 44500 | 18 | 8.5 | 42500 | 33000 | 77.65% | 2 | 0 | 12 |  |  |  | No | R-454B | 3.7083 | Residential & Commercial | Ducted CEE Tier 1
215424292 | Central HP <5.4 tons | LUXAIRE | HRCU-A-CB (Split System: Heat Pump with Remote Outdoor Unit-Air-Source) | HH860E2S11 | ADP |  | H,YE48*60+TXV-BLEED | TM9E080C16MP12 | 44500 | 18 | 8.5 | 43500 | 34000 | 78.16% | 2 | 0 | 11 |  |  |  | No | R-454B | 3.7083 | Residential & Commercial | Ducted CEE Tier 1
211387886 | Central HP <5.4 tons | COLEMAN | HRCU-A-CB (Split System: Heat Pump with Remote Outdoor Unit-Air-Source) | HMH72B341 |  |  | XAFB36DXXN1+TXV | TP9C080B12MP13 | 33600 | 17.5 | 8.5 | 33400 | 23400 | 70.06% | 2.04 | 0 | 10 |  |  |  | No | R-410A | 2.8 | Residential & Commercial | Ducted CEE Tier 1
214389407 | Central HP <5.4 tons | CARRIER | HRCU-A-CB (Split System: Heat Pump with Remote Outdoor Unit-Air-Source) | 25VNA436A*031* |  |  | CNPV*4221AL*+UI | 58TN*B070C17**16 | 33000 | 18.5 | 9 | 38000 | 26800 | 70.53% | 1.96 | 0 | 11.7 |  |  |  | No | R-410A | 2.75 | Residential & Commercial | Ducted CEE Tier 1
214389409 | Central HP <5.4 tons | CARRIER | HRCU-A-CB (Split System: Heat Pump with Remote Outdoor Unit-Air-Source) | 25VNA436A*031* |  |  | CNPV*4221AL*+UI | 58TN*B090C17**16 | 32800 | 19 | 9 | 38000 | 26600 | 70% | 1.98 | 0 | 12 |  |  |  | No | R-410A | 2.7333 | Residential & Commercial | Ducted CEE Tier 1
214665265 | Central HP <5.4 tons | CARRIER | HRCU-A-CB (Split System: Heat Pump with Remote Outdoor Unit-Air-Source) | 38MURAQ24AB3 | ADP |  | SK1925 |  | 21400 | 16 | 8.35 | 22800 | 19600 | 85.96% | 1.76 | 0 | 10 |  |  |  | No | R-410A | 1.7833 | Residential & Commercial | Ducted CEE Tier 1
214584593 | Central HP <5.4 tons | FRASER-JOHNSTON | HRCU-A-CB (Split System: Heat Pump with Remote Outdoor Unit-Air-Source) | HH836E2S11 |  |  | CTF36B5CDS1 | Z8ES080B12SMPS1 | 33200 | 18 | 8.5 | 30400 | 24800 | 81.58% | 2 | 0 | 11.7 |  |  |  | No | R-454B | 2.7667 | Residential & Commercial | Ducted CEE Tier 1
213613862 | Central HP <5.4 tons | CARRIER | HRCU-A-C (Split System: Heat Pump with Remote Outdoor Unit with No Indoor Fan --Air Source) | 38MURAQ24AB3 | ADP |  | H,PG21924+TD |  | 23000 | 16 | 8.8 | 23000 | 19600 | 85.22% | 1.84 | 0 | 10 |  |  |  | No | R-410A | 1.9167 | Residential & Commercial | Ducted CEE Tier 1
212978760 | Central HP <5.4 tons | KEEPRITE | HRCU-A-CB (Split System: Heat Pump with Remote Outdoor Unit-Air-Source) | DLCURAH18ABK |  |  | EA*4X24L17A* | *80MS(N,L)0701712A* | 17500 | 16.5 | 8.5 | 18400 | 19500 | 106% | 2.34 | 0 | 10.5 |  |  |  | No | R-410A | 1.4583 | Residential & Commercial | Ducted CEE Tier 1
212603201 | Central HP <5.4 tons | DAY & NIGHT | HRCU-A-CB (Split System: Heat Pump with Remote Outdoor Unit-Air-Source) | DLCURAH24ABK | ADP |  | PL36H175P789 | *95ESU0601716A* | 24400 | 17 | 8.5 | 24000 | 21000 | 87.5% | 1.8 | 0 | 10 |  |  |  | No | R-410A | 2.0333 | Residential & Commercial | Ducted CEE Tier 1
212603215 | Central HP <5.4 tons | DAY & NIGHT | HRCU-A-CB (Split System: Heat Pump with Remote Outdoor Unit-Air-Source) | DLCURAH24ABK | ADP |  | PL36H175P789 | *96VSN0801716A* | 24200 | 17 | 8.5 | 24000 | 20800 | 86.67% | 1.78 | 0 | 10 |  |  |  | No | R-410A | 2.0167 | Residential & Commercial | Ducted CEE Tier 1
212520281 | Central HP <5.4 tons | CARRIER | HRCU-A-CB (Split System: Heat Pump with Remote Outdoor Unit-Air-Source) | 38MURAQ24AB3* | ADP |  | H,PG32936 | 58TP*A090V17**16 | 23200 | 17 | 8.1 | 24400 | 23000 | 94.26% | 1.94 | 0 | 10 |  |  |  | No | R-410A | 1.9333 | Residential & Commercial | Ducted CEE Tier 1
212520282 | Central HP <5.4 tons | CARRIER | HRCU-A-CB (Split System: Heat Pump with Remote Outdoor Unit-Air-Source) | 38MURAQ24AB3* | ADP |  | H,PG34936 | 58TP*A090V17**16 | 23800 | 17 | 8.1 | 24400 | 23000 | 94.26% | 1.94 | 0 | 10.5 |  |  |  | No | R-410A | 1.9833 | Residential & Commercial | Ducted CEE Tier 1
212479871 | Central HP <5.4 tons | CARRIER | HRCU-A-CB (Split System: Heat Pump with Remote Outdoor Unit-Air-Source) | 38MURAQ24AB3* | ADP |  | PL36H175P159 | 58S(B,C)*A070E17**16 | 24800 | 16 | 8.1 | 25200 | 21800 | 86.51% | 1.82 | 0 | 10.5 |  |  |  | No | R-410A | 2.0667 | Residential & Commercial | Ducted CEE Tier 1
212479887 | Central HP <5.4 tons | CARRIER | HRCU-A-CB (Split System: Heat Pump with Remote Outdoor Unit-Air-Source) | 38MURAQ24AB3* | ADP |  | C36A***L159 | 58S(B,C)*A070E21**16 | 24200 | 17 | 8.1 | 24600 | 22400 | 91.06% | 1.9 | 0 | 10.5 |  |  |  | No | R-410A | 2.0167 | Residential & Commercial | Ducted CEE Tier 1
212479889 | Central HP <5.4 tons | CARRIER | HRCU-A-CB (Split System: Heat Pump with Remote Outdoor Unit-Air-Source) | 38MURAQ24AB3* | ADP |  | A36VCA+TXV | 58S(B,C)*A090E17**14 | 24800 | 17 | 8.5 | 24800 | 21600 | 87.1% | 1.84 | 0 | 10 |  |  |  | No | R-410A | 2.0667 | Residential & Commercial | Ducted CEE Tier 1
212479919 | Central HP <5.4 tons | CARRIER | HRCU-A-CB (Split System: Heat Pump with Remote Outdoor Unit-Air-Source) | 38MURAQ24AB3* | ADP |  | A36VCA+TXV | 58SP*A070V17**16 | 24000 | 17 | 8.5 | 24400 | 22400 | 91.8% | 1.9 | 0 | 10 |  |  |  | No | R-410A | 2 | Residential & Commercial | Ducted CEE Tier 1
212479937 | Central HP <5.4 tons | CARRIER | HRCU-A-CB (Split System: Heat Pump with Remote Outdoor Unit-Air-Source) | 38MURAQ24AB3* | ADP |  | V,C36H175P139 | 58SP*A070V17**16 | 23800 | 17 | 8.5 | 24400 | 22400 | 91.8% | 1.9 | 0 | 10 |  |  |  | No | R-410A | 1.9833 | Residential & Commercial | Ducted CEE Tier 1
213297198 | Central HP <5.4 tons | COLEMAN | HRCU-A-CB (Split System: Heat Pump with Remote Outdoor Unit-Air-Source) | HMH72B341 |  |  | XAUB30CXXN1+TXV | Z8ES040A12SMPS1 | 33200 | 18 | 8.5 | 33000 | 23400 | 70.91% | 2.06 | 0 | 10 |  |  |  | No | R-410A | 2.7667 | Residential & Commercial | Ducted CEE Tier 1
213297223 | Central HP <5.4 tons | COLEMAN | HRCU-A-CB (Split System: Heat Pump with Remote Outdoor Unit-Air-Source) | HMH72B341 |  |  | XAFB30CXXN1+JMET12BS2N1+TXV |  | 33200 | 18.5 | 8.5 | 33000 | 23200 | 70.3% | 2.06 | 0 | 10 |  |  |  | No | R-410A | 2.7667 | Residential & Commercial | Ducted CEE Tier 1
214848963 | Central HP <5.4 tons | YORK | HRCU-A-CB (Split System: Heat Pump with Remote Outdoor Unit-Air-Source) | HH824E2S11 | ADP |  | H,YG35*36+TXV-BLEED | TM9E080B12MP12 | 23000 | 18 | 9 | 21400 | 17600 | 82.24% | 2 | 0 | 11.7 |  |  |  | No | R-454B | 1.9167 | Residential & Commercial | Ducted CEE Tier 1
214584723 | Central HP <5.4 tons | FRASER-JOHNSTON | HRCU-A-CB (Split System: Heat Pump with Remote Outdoor Unit-Air-Source) | HH824E2S11 |  |  | CTF30A5ADS1 | Z8ES040A12SMPS1 | 23000 | 18 | 9.5 | 23000 | 18900 | 82.17% | 2 | 0 | 12 |  |  |  | No | R-454B | 1.9167 | Residential & Commercial | Ducted CEE Tier 1
213774673 | Central HP <5.4 tons | KENMORE | HRCU-A-CB (Split System: Heat Pump with Remote Outdoor Unit-Air-Source) | (C,H,T)VH825GKA3* |  |  | EHD4X48AAL+WALLCON | *97CMN1202422B* | 24200 | 16 | 8.1 | 21200 | 16600 | 78.3% | 2 | 0 | 10.5 |  |  |  | No | R-410A | 2.0167 | Residential & Commercial | Ducted CEE Tier 1
213772123 | Central HP <5.4 tons | KENMORE | HRCU-A-CB (Split System: Heat Pump with Remote Outdoor Unit-Air-Source) | (C,H,T)VH825GKA2* |  |  | EHD4X36AAL+WALLCON | *80CTL0901716B* | 24200 | 16.5 | 8.1 | 21400 | 16700 | 78.04% | 1.98 | 0 | 10.5 |  |  |  | No | R-410A | 2.0167 | Residential & Commercial | Ducted CEE Tier 1
214588346 | Central HP <5.4 tons | BRYANT HEATING AND COOLING SYSTEMS | HRCU-A-CB (Split System: Heat Pump with Remote Outdoor Unit-Air-Source) | 38MURAQ36AB3* | ADP |  | PL36H210P749 | 926TC66100V21*** | 35400 | 16 | 8.1 | 36800 | 34600 | 94.02% | 1.88 | 0 | 10 |  |  |  | No | R-410A | 2.95 | Residential & Commercial | Ducted CEE Tier 1
213773223 | Central HP <5.4 tons | KENMORE | HRCU-A-CB (Split System: Heat Pump with Remote Outdoor Unit-Air-Source) | (C,H,T)VH825GKA3* |  |  | EA*4X37L17A*+WALLCON | *97CMN0801714B* | 24200 | 16 | 8.1 | 21400 | 16700 | 78.04% | 1.98 | 0 | 10.5 |  |  |  | No | R-410A | 2.0167 | Residential & Commercial | Ducted CEE Tier 1
213773323 | Central HP <5.4 tons | KENMORE | HRCU-A-CB (Split System: Heat Pump with Remote Outdoor Unit-Air-Source) | (C,H,T)VH825GKA3* |  |  | EA*4X37L21A*+WALLCON | *97CMN0601714B* | 24200 | 16 | 8.1 | 21200 | 16700 | 78.77% | 2 | 0 | 10.5 |  |  |  | No | R-410A | 2.0167 | Residential & Commercial | Ducted CEE Tier 1
213773373 | Central HP <5.4 tons | KENMORE | HRCU-A-CB (Split System: Heat Pump with Remote Outdoor Unit-Air-Source) | (C,H,T)VH825GKA3* |  |  | EA*4X37L21A*+WALLCON | *96CTN1002122B* | 24400 | 16.5 | 8.5 | 21200 | 16600 | 78.3% | 2.02 | 0 | 11 |  |  |  | No | R-410A | 2.0333 | Residential & Commercial | Ducted CEE Tier 1
213772703 | Central HP <5.4 tons | KENMORE | HRCU-A-CB (Split System: Heat Pump with Remote Outdoor Unit-Air-Source) | (C,H,T)VH825GKA3* |  |  | EA*4X24L17A*+WALLCON | *96CTN0601714B* | 23200 | 16 | 8.1 | 22000 | 16800 | 76.36% | 1.88 | 0 | 10 |  |  |  | No | R-410A | 1.9333 | Residential & Commercial | Ducted CEE Tier 1
213778843 | Central HP <5.4 tons | KENMORE | HRCU-A-CB (Split System: Heat Pump with Remote Outdoor Unit-Air-Source) | (C,H,T)VH837GKA** |  |  | EA*4X36L21A*+WALLCON | *80CTL0901716B* | 31600 | 17 | 8.1 | 33000 | 24200 | 73.33% | 1.84 | 0 | 11 |  |  |  | No | R-410A | 2.6333 | Residential & Commercial | Ducted CEE Tier 1
215912236 | Central HP <5.4 tons | COLEMAN | HRCU-A-CB (Split System: Heat Pump with Remote Outdoor Unit-Air-Source) | HH824E2S11 |  |  | CTM36B5ADS1 | TM8Y080B12MP11 | 23000 | 18 | 9.5 | 23000 | 18400 | 80% | 2 | 0 | 12 |  |  |  | No | R-454B | 1.9167 | Residential & Commercial | Ducted CEE Tier 1
213780423 | Central HP <5.4 tons | KENMORE | HRCU-A-CB (Split System: Heat Pump with Remote Outdoor Unit-Air-Source) | (C,H,T)VH837GKA** |  |  | EHD4X60AAL+WALLCON | *96CTN0601714B* | 32800 | 16.5 | 8.1 | 32400 | 25000 | 77.16% | 1.96 | 0 | 11 |  |  |  | No | R-410A | 2.7333 | Residential & Commercial | Ducted CEE Tier 1
213780323 | Central HP <5.4 tons | KENMORE | HRCU-A-CB (Split System: Heat Pump with Remote Outdoor Unit-Air-Source) | (C,H,T)VH837GKA** |  |  | EHD4X60AAL+WALLCON | *80CTL0701716B* | 32800 | 16.5 | 8.1 | 32400 | 25000 | 77.16% | 1.98 | 0 | 11 |  |  |  | No | R-410A | 2.7333 | Residential & Commercial | Ducted CEE Tier 1
213780173 | Central HP <5.4 tons | KENMORE | HRCU-A-CB (Split System: Heat Pump with Remote Outdoor Unit-Air-Source) | (C,H,T)VH837GKA** |  |  | EHD4X48AAL+WALLCON | *80CTL0901716B* | 32400 | 16.5 | 8.1 | 33000 | 24800 | 75.15% | 1.96 | 0 | 11 |  |  |  | No | R-410A | 2.7 | Residential & Commercial | Ducted CEE Tier 1
213779703 | Central HP <5.4 tons | KENMORE | HRCU-A-CB (Split System: Heat Pump with Remote Outdoor Unit-Air-Source) | (C,H,T)VH837GKA** |  |  | EA*4X61L21A*+WALLCON | *97CMN0801714B* | 33000 | 17 | 8.1 | 32200 | 25000 | 77.64% | 1.96 | 0 | 11 |  |  |  | No | R-410A | 2.75 | Residential & Commercial | Ducted CEE Tier 1
213779353 | Central HP <5.4 tons | KENMORE | HRCU-A-CB (Split System: Heat Pump with Remote Outdoor Unit-Air-Source) | (C,H,T)VH837GKA** |  |  | EA*4X43L21A*+WALLCON | *96CTN0801714B* | 32800 | 17 | 8.5 | 32800 | 25200 | 76.83% | 1.96 | 0 | 11 |  |  |  | No | R-410A | 2.7333 | Residential & Commercial | Ducted CEE Tier 1
213780032 | Central HP <5.4 tons | KEEPRITE | HRCU-A-CB (Split System: Heat Pump with Remote Outdoor Unit-Air-Source) | CVH837GKA** |  |  | EHD4X42AAL+WALLCON | *80CTL1102120B* | 32600 | 16.5 | 8.1 | 32800 | 24600 | 75% | 1.94 | 0 | 11 |  |  |  | No | R-410A | 2.7167 | Residential & Commercial | Ducted CEE Tier 1
213779682 | Central HP <5.4 tons | KEEPRITE | HRCU-A-CB (Split System: Heat Pump with Remote Outdoor Unit-Air-Source) | CVH837GKA** |  |  | EA*4X61L21A*+WALLCON | *95CSU0601716B* | 33000 | 17 | 8.1 | 32200 | 25000 | 77.64% | 1.96 | 0 | 11 |  |  |  | No | R-410A | 2.75 | Residential & Commercial | Ducted CEE Tier 1
215669640 | Central HP <5.4 tons | KENMORE | HRCU-A-CB (Split System: Heat Pump with Remote Outdoor Unit-Air-Source) | (C,H,T)5H0V36*K*AAA* |  |  | EA*5X61M24A*+WALLCON | *80CTL0902120B* | 35000 | 18.5 | 9 | 34400 | 24600 | 71.51% | 1.92 | 0 | 10.5 |  |  |  | No | R-454B | 2.9167 | Residential & Commercial | Ducted CEE Tier 1
215669540 | Central HP <5.4 tons | KENMORE | HRCU-A-CB (Split System: Heat Pump with Remote Outdoor Unit-Air-Source) | (C,H,T)5H0V36*K*AAA* |  |  | EA*5X61M21A*+WALLCON | *97CMN0601714B* | 34400 | 18 | 9 | 34600 | 25200 | 72.83% | 1.9 | 0 | 10 |  |  |  | No | R-454B | 2.8667 | Residential & Commercial | Ducted CEE Tier 1
213779312 | Central HP <5.4 tons | KEEPRITE | HRCU-A-CB (Split System: Heat Pump with Remote Outdoor Unit-Air-Source) | CVH837GKA** |  |  | EA*4X43L21A*+WALLCON | *97CMN0601714B* | 32600 | 16.5 | 8.1 | 33000 | 25400 | 76.97% | 1.94 | 0 | 11 |  |  |  | No | R-410A | 2.7167 | Residential & Commercial | Ducted CEE Tier 1
212479972 | Central HP <5.4 tons | CARRIER | HRCU-A-CB (Split System: Heat Pump with Remote Outdoor Unit-Air-Source) | 38MURAQ24AB3* | ADP |  | C36A***L129 | 58TP*A070V17**16 | 23600 | 17 | 8.1 | 24600 | 22600 | 91.87% | 1.9 | 0 | 10 |  |  |  | No | R-410A | 1.9667 | Residential & Commercial | Ducted CEE Tier 1
213796809 | Central HP <5.4 tons | CARRIER | HRCU-A-CB (Split System: Heat Pump with Remote Outdoor Unit-Air-Source) | 38MURAQ24AB3* | ADP |  | V,C36H***P219+CBPE3A* |  | 24000 | 16 | 8.9 | 25000 | 22600 | 90.4% | 1.9 | 0 | 10 |  |  |  | No | R-410A | 2 | Residential & Commercial | Ducted CEE Tier 1
212479865 | Central HP <5.4 tons | CARRIER | HRCU-A-CB (Split System: Heat Pump with Remote Outdoor Unit-Air-Source) | 38MURAQ24AB3* | ADP |  | C36A***L139 | 58S(B,C)*A070E17**16 | 24800 | 16 | 8.1 | 25200 | 21800 | 86.51% | 1.82 | 0 | 10.5 |  |  |  | No | R-410A | 2.0667 | Residential & Commercial | Ducted CEE Tier 1
212479949 | Central HP <5.4 tons | CARRIER | HRCU-A-CB (Split System: Heat Pump with Remote Outdoor Unit-Air-Source) | 38MURAQ24AB3* | ADP |  | PL36H175P149 | 58SU*A060E17**16 | 25000 | 17 | 8.5 | 25000 | 21400 | 85.6% | 1.82 | 0 | 10.5 |  |  |  | No | R-410A | 2.0833 | Residential & Commercial | Ducted CEE Tier 1
213779553 | Central HP <5.4 tons | KENMORE | HRCU-A-CB (Split System: Heat Pump with Remote Outdoor Unit-Air-Source) | (C,H,T)VH837GKA** |  |  | EA*4X48L24A*+WALLCON | *96CTN1202422B* | 32400 | 17 | 8.5 | 32400 | 24800 | 76.54% | 1.98 | 0 | 11 |  |  |  | No | R-410A | 2.7 | Residential & Commercial | Ducted CEE Tier 1
213779603 | Central HP <5.4 tons | KENMORE | HRCU-A-CB (Split System: Heat Pump with Remote Outdoor Unit-Air-Source) | (C,H,T)VH837GKA** |  |  | EA*4X60L24A*+WALLCON | *97CMN1202422B* | 32800 | 17.5 | 8.1 | 31600 | 24600 | 77.85% | 1.98 | 0 | 11.5 |  |  |  | No | R-410A | 2.7333 | Residential & Commercial | Ducted CEE Tier 1
213779083 | Central HP <5.4 tons | KENMORE | HRCU-A-CB (Split System: Heat Pump with Remote Outdoor Unit-Air-Source) | (C,H,T)VH837GKA** |  |  | EA*4X42L21A*+WALLCON | *80CTL0901716B* | 31800 | 17 | 8.1 | 33000 | 24400 | 73.94% | 1.88 | 0 | 11 |  |  |  | No | R-410A | 2.65 | Residential & Commercial | Ducted CEE Tier 1
213773803 | Central HP <5.4 tons | KENMORE | HRCU-A-CB (Split System: Heat Pump with Remote Outdoor Unit-Air-Source) | (C,H,T)VH825GKA3* |  |  | EA*4X48L21A*+WALLCON | *96CTN1002122B* | 24000 | 16.5 | 8.1 | 21000 | 16500 | 78.57% | 2.02 | 0 | 11 |  |  |  | No | R-410A | 2 | Residential & Commercial | Ducted CEE Tier 1
213773703 | Central HP <5.4 tons | KENMORE | HRCU-A-CB (Split System: Heat Pump with Remote Outdoor Unit-Air-Source) | (C,H,T)VH825GKA3* |  |  | EA*4X48L21A*+WALLCON | *80CTL0701716B* | 24000 | 17 | 8.1 | 21000 | 16600 | 79.05% | 2 | 0 | 11 |  |  |  | No | R-410A | 2 | Residential & Commercial | Ducted CEE Tier 1
213773753 | Central HP <5.4 tons | KENMORE | HRCU-A-CB (Split System: Heat Pump with Remote Outdoor Unit-Air-Source) | (C,H,T)VH825GKA3* |  |  | EA*4X48L21A*+WALLCON | *97CMN0601714B* | 24000 | 16.5 | 8.1 | 21000 | 16600 | 79.05% | 2 | 0 | 10.5 |  |  |  | No | R-410A | 2 | Residential & Commercial | Ducted CEE Tier 1
213779362 | Central HP <5.4 tons | KEEPRITE | HRCU-A-CB (Split System: Heat Pump with Remote Outdoor Unit-Air-Source) | CVH837GKA** |  |  | EA*4X43L21A*+WALLCON | *96CTN1002122B* | 33000 | 17 | 8.5 | 32600 | 25000 | 76.69% | 1.98 | 0 | 11.5 |  |  |  | No | R-410A | 2.75 | Residential & Commercial | Ducted CEE Tier 1
212979151 | Central HP <5.4 tons | KEEPRITE | HRCU-A-CB (Split System: Heat Pump with Remote Outdoor Unit-Air-Source) | DLCURAH24ABK |  |  | EA*4X30L17A* | *80MS(N,L)0701716A* | 23600 | 17 | 8.5 | 26400 | 24600 | 93.18% | 2.04 | 0 | 10 |  |  |  | No | R-410A | 1.9667 | Residential & Commercial | Ducted CEE Tier 1
212603112 | Central HP <5.4 tons | DAY & NIGHT | HRCU-A-CB (Split System: Heat Pump with Remote Outdoor Unit-Air-Source) | DLCURAH24ABK | ADP |  | FG80936 | *80ES(N,L)0701716A* | 24800 | 16 | 8.1 | 25200 | 21800 | 86.51% | 1.82 | 0 | 10.5 |  |  |  | No | R-410A | 2.0667 | Residential & Commercial | Ducted CEE Tier 1
212603114 | Central HP <5.4 tons | DAY & NIGHT | HRCU-A-CB (Split System: Heat Pump with Remote Outdoor Unit-Air-Source) | DLCURAH24ABK | ADP |  | PL36H210P299 | *80ES(N,L)0702116A* | 25000 | 17 | 8.5 | 24000 | 20400 | 85% | 1.76 | 0 | 10.5 |  |  |  | No | R-410A | 2.0833 | Residential & Commercial | Ducted CEE Tier 1
212603119 | Central HP <5.4 tons | DAY & NIGHT | HRCU-A-CB (Split System: Heat Pump with Remote Outdoor Unit-Air-Source) | DLCURAH24ABK | ADP |  | PL36H175P159 | *80ES(N,L)0901714A* | 24800 | 17 | 8.5 | 24800 | 21600 | 87.1% | 1.84 | 0 | 10 |  |  |  | No | R-410A | 2.0667 | Residential & Commercial | Ducted CEE Tier 1
212603121 | Central HP <5.4 tons | DAY & NIGHT | HRCU-A-CB (Split System: Heat Pump with Remote Outdoor Unit-Air-Source) | DLCURAH24ABK | ADP |  | PL36H175P789 | *80ES(N,L)0901714A* | 24800 | 17 | 8.5 | 24800 | 21600 | 87.1% | 1.84 | 0 | 10 |  |  |  | No | R-410A | 2.0667 | Residential & Commercial | Ducted CEE Tier 1
212603128 | Central HP <5.4 tons | DAY & NIGHT | HRCU-A-CB (Split System: Heat Pump with Remote Outdoor Unit-Air-Source) | DLCURAH24ABK | ADP |  | FG32936 | *80ESU0601716A | 24800 | 17 | 8.5 | 25000 | 21400 | 85.6% | 1.82 | 0 | 10.5 |  |  |  | No | R-410A | 2.0667 | Residential & Commercial | Ducted CEE Tier 1
213779583 | Central HP <5.4 tons | KENMORE | HRCU-A-CB (Split System: Heat Pump with Remote Outdoor Unit-Air-Source) | (C,H,T)VH837GKA** |  |  | EA*4X60L24A*+WALLCON | *80CTL1352422B* | 32800 | 17.5 | 8.1 | 31800 | 24600 | 77.36% | 1.98 | 0 | 11.5 |  |  |  | No | R-410A | 2.7333 | Residential & Commercial | Ducted CEE Tier 1
213779333 | Central HP <5.4 tons | KENMORE | HRCU-A-CB (Split System: Heat Pump with Remote Outdoor Unit-Air-Source) | (C,H,T)VH837GKA** |  |  | EA*4X43L21A*+WALLCON | *97CMN1002122B* | 33000 | 17 | 8.5 | 32600 | 25000 | 76.69% | 1.98 | 0 | 11.5 |  |  |  | No | R-410A | 2.75 | Residential & Commercial | Ducted CEE Tier 1
213773663 | Central HP <5.4 tons | KENMORE | HRCU-A-CB (Split System: Heat Pump with Remote Outdoor Unit-Air-Source) | (C,H,T)VH825GKA3* |  |  | EA*4X43L21A*+WALLCON | *96CTN0601714B* | 24400 | 16.5 | 8.1 | 21200 | 16700 | 78.77% | 2 | 0 | 10.5 |  |  |  | No | R-410A | 2.0333 | Residential & Commercial | Ducted CEE Tier 1
213773593 | Central HP <5.4 tons | KENMORE | HRCU-A-CB (Split System: Heat Pump with Remote Outdoor Unit-Air-Source) | (C,H,T)VH825GKA3* |  |  | EA*4X43L21A*+WALLCON | *80CTL0901716B* | 24200 | 17 | 8.1 | 21000 | 16600 | 79.05% | 2.02 | 0 | 11 |  |  |  | No | R-410A | 2.0167 | Residential & Commercial | Ducted CEE Tier 1
213773443 | Central HP <5.4 tons | KENMORE | HRCU-A-CB (Split System: Heat Pump with Remote Outdoor Unit-Air-Source) | (C,H,T)VH825GKA3* |  |  | EA*4X42L21A*+WALLCON | *97CMN0601714B* | 23600 | 16 | 8.1 | 21600 | 16700 | 77.31% | 1.94 | 0 | 10.5 |  |  |  | No | R-410A | 1.9667 | Residential & Commercial | Ducted CEE Tier 1
214573768 | Central HP <5.4 tons | CARRIER | HRCU-A-CB (Split System: Heat Pump with Remote Outdoor Unit-Air-Source) | 25VNA837A*031* |  |  | CAP**4221AL*+UI | 59MN7C080C21**20 | 31800 | 17 | 8.5 | 32800 | 24400 | 74.39% | 1.9 | 0 | 11 |  |  |  | No | R-410A | 2.65 | Residential & Commercial | Ducted CEE Tier 1
213772323 | Central HP <5.4 tons | KENMORE | HRCU-A-CB (Split System: Heat Pump with Remote Outdoor Unit-Air-Source) | (C,H,T)VH825GKA2* |  |  | EHD4X42AAL+WALLCON | *80CTL1352422B* | 24200 | 16 | 8.1 | 21400 | 16600 | 77.57% | 2 | 0 | 10.5 |  |  |  | No | R-410A | 2.0167 | Residential & Commercial | Ducted CEE Tier 1
213772423 | Central HP <5.4 tons | KENMORE | HRCU-A-CB (Split System: Heat Pump with Remote Outdoor Unit-Air-Source) | (C,H,T)VH825GKA2* |  |  | EHD4X42AAL+WALLCON | *96CTN1202422B* | 24200 | 16 | 8.1 | 21400 | 16600 | 77.57% | 2 | 0 | 10.5 |  |  |  | No | R-410A | 2.0167 | Residential & Commercial | Ducted CEE Tier 1
213772443 | Central HP <5.4 tons | KENMORE | HRCU-A-CB (Split System: Heat Pump with Remote Outdoor Unit-Air-Source) | (C,H,T)VH825GKA2* |  |  | EHD4X48AAL+WALLCON | *80CTL0701412B* | 24400 | 17 | 8.1 | 21200 | 16600 | 78.3% | 2.02 | 0 | 11 |  |  |  | No | R-410A | 2.0333 | Residential & Commercial | Ducted CEE Tier 1
215424303 | Central HP <5.4 tons | LUXAIRE | HRCU-A-CB (Split System: Heat Pump with Remote Outdoor Unit-Air-Source) | HH860E2S11 | ADP |  | H,YE36*60+TXV-BLEED | TM9V100C16MP12 | 43000 | 17 | 8.4 | 42000 | 32800 | 78.1% | 1.98 | 0 | 11.5 |  |  |  | No | R-454B | 3.5833 | Residential & Commercial | Ducted CEE Tier 1
214584583 | Central HP <5.4 tons | FRASER-JOHNSTON | HRCU-A-CB (Split System: Heat Pump with Remote Outdoor Unit-Air-Source) | HH860E2S11 |  |  | CTF60D5CHS1 | Z8ES130D20SMPS1 | 54000 | 19 | 9 | 53500 | 38500 | 71.96% | 2 | 0 | 12 |  |  |  | No | R-454B | 4.5 | Residential & Commercial | Ducted CEE Tier 1
213780823 | Central HP <5.4 tons | KENMORE | HRCU-A-CB (Split System: Heat Pump with Remote Outdoor Unit-Air-Source) | (C,H,T)VH837GKA2* |  |  | EA*4X36L21A*+WALLCON | *96CTN0601714B* | 31400 | 16.5 | 8.1 | 33200 | 24400 | 73.49% | 1.82 | 0 | 10.5 |  |  |  | No | R-410A | 2.6167 | Residential & Commercial | Ducted CEE Tier 1
213780873 | Central HP <5.4 tons | KENMORE | HRCU-A-CB (Split System: Heat Pump with Remote Outdoor Unit-Air-Source) | (C,H,T)VH837GKA2* |  |  | EA*4X37L21A*+WALLCON | *80CTL0901716B* | 32600 | 17 | 8.5 | 32800 | 25000 | 76.22% | 1.98 | 0 | 11 |  |  |  | No | R-410A | 2.7167 | Residential & Commercial | Ducted CEE Tier 1
214584668 | Central HP <5.4 tons | FRASER-JOHNSTON | HRCU-A-CB (Split System: Heat Pump with Remote Outdoor Unit-Air-Source) | HH860E2S11 |  |  | CTF60C5CHS1 | Z8ES100C20SMPS1 | 53500 | 19 | 9 | 53500 | 38000 | 71.03% | 2 | 0 | 12 |  |  |  | No | R-454B | 4.4583 | Residential & Commercial | Ducted CEE Tier 1
214584718 | Central HP <5.4 tons | FRASER-JOHNSTON | HRCU-A-CB (Split System: Heat Pump with Remote Outdoor Unit-Air-Source) | HH860E2S11 |  |  | CTF60C5CGS1 | Z8ES100C20SMPS1 | 44500 | 18 | 9 | 44500 | 33400 | 75.06% | 2 | 0 | 12 |  |  |  | No | R-454B | 3.7083 | Residential & Commercial | Ducted CEE Tier 1
214421517 | Central HP <5.4 tons | LUXAIRE | HRCU-A-CB (Split System: Heat Pump with Remote Outdoor Unit-Air-Source) | HH860E2S11 |  |  | CTF60D5CJS1+JMVT20DC2N1 |  | 53000 | 19 | 9 | 54000 | 39000 | 72.22% | 2 | 0 | 11 |  |  |  | No | R-454B | 4.4167 | Residential & Commercial | Ducted CEE Tier 1
215853457 | Central HP <5.4 tons | COLEMAN | HRCU-A-CB (Split System: Heat Pump with Remote Outdoor Unit-Air-Source) | HH860E2S11 |  |  | JHE60C5CH2SS1 |  | 54000 | 19 | 9 | 53500 | 38500 | 71.96% | 2 | 0 | 11.7 |  |  |  | No | R-454B | 4.5 | Residential & Commercial | Ducted CEE Tier 1
207683185 | Central HP <5.4 tons | LENNOX | HRCU-A-CB (Split System: Heat Pump with Remote Outdoor Unit-Air-Source) | SL25XPV-024-230A** | ADP |  | LP36/37R9 | SL280UH060NV36A* | 22400 | 22 | 9.2 | 19800 | 20000 | 101% | 1.84 | 14 | 14.5 |  |  |  | No | R-410A | 1.8667 | Residential & Commercial | Ducted CEE Tier 1
207683204 | Central HP <5.4 tons | LENNOX | HRCU-A-CB (Split System: Heat Pump with Remote Outdoor Unit-Air-Source) | SL25XPV-048-230A** | ADP |  | LP42/62W9 | SLP99UH110XV60C* | 46000 | 20 | 9.4 | 42000 | 35800 | 85.24% | 1.9 | 12.5 | 12.5 |  |  |  | No | R-410A | 3.8333 | Residential & Commercial | Ducted CEE Tier 1
215224764 | Central HP <5.4 tons | CARRIER | HRCU-A-CB (Split System: Heat Pump with Remote Outdoor Unit-Air-Source) | 25VNA448A*031* | ADP |  | H,PG48960 | 59MN7C080C21**20 | 44500 | 21 | 9 | 44500 | 36000 | 80.9% | 2.26 | 0 | 12 |  |  |  | No | R-410A | 3.7083 | Residential & Commercial | Ducted CEE Tier 1
207455449 | Central HP <5.4 tons | LENNOX | HRCU-A-CB (Split System: Heat Pump with Remote Outdoor Unit-Air-Source) | SL25XPV-048-230A** | ADP |  | LH40/61W9 | SLP99UH090XV60C* | 44500 | 20 | 9.2 | 43500 | 37000 | 85.06% | 1.8 | 12 | 12 |  |  |  | No | R-410A | 3.7083 | Residential & Commercial | Ducted CEE Tier 1
215682383 | Central HP <5.4 tons | CARRIER | HRCU-A-CB (Split System: Heat Pump with Remote Outdoor Unit-Air-Source) | 27VNA048A*030* |  |  | CVAVA6024XMA*+UI | 58CU*B080C21**20 | 48000 | 19 | 9 | 50000 | 36200 | 72.4% | 2.12 | 0 | 10 |  |  |  | No | R-454B | 4 | Residential & Commercial | Ducted CEE Tier 1
215682403 | Central HP <5.4 tons | CARRIER | HRCU-A-CB (Split System: Heat Pump with Remote Outdoor Unit-Air-Source) | 27VNA048A*030* |  |  | CVAVA6024XMA*+UI | 59TN7A080C21**20 | 48000 | 19 | 9 | 50000 | 36600 | 73.2% | 2 | 0 | 10 |  |  |  | No | R-454B | 4 | Residential & Commercial | Ducted CEE Tier 1
211387642 | Central HP <5.4 tons | COLEMAN | HRCU-A-CB (Split System: Heat Pump with Remote Outdoor Unit-Air-Source) | HMH72B341 |  |  | XAFC36DBCN1 | TM9V080C16MP12 | 34000 | 17.5 | 8.1 | 33800 | 23800 | 70.41% | 2.08 | 0 | 10 |  |  |  | No | R-410A | 2.8333 | Residential & Commercial | Ducted CEE Tier 1
212603169 | Central HP <5.4 tons | DAY & NIGHT | HRCU-A-CB (Split System: Heat Pump with Remote Outdoor Unit-Air-Source) | DLCURAH24ABK | ADP |  | FG80936 | *92ESN0601412A* | 23600 | 17 | 8.5 | 24000 | 23200 | 96.67% | 1.96 | 0 | 10 |  |  |  | No | R-410A | 1.9667 | Residential & Commercial | Ducted CEE Tier 1
213779782 | Central HP <5.4 tons | KEEPRITE | HRCU-A-CB (Split System: Heat Pump with Remote Outdoor Unit-Air-Source) | CVH837GKA** |  |  | EA*4X61L24A*+WALLCON | *97CMN1002122B* | 33200 | 17.5 | 8.5 | 32000 | 24800 | 77.5% | 2 | 0 | 11.7 |  |  |  | No | R-410A | 2.7667 | Residential & Commercial | Ducted CEE Tier 1
212981720 | Central HP <5.4 tons | KEEPRITE | HRCU-A-CB (Split System: Heat Pump with Remote Outdoor Unit-Air-Source) | DLCURAH24ABK |  |  | EA*4X30L17A* | *80MSU1002120A* | 23800 | 16.5 | 8.5 | 26200 | 23600 | 90.08% | 1.96 | 0 | 10 |  |  |  | No | R-410A | 1.9833 | Residential & Commercial | Ducted CEE Tier 1
212983574 | Central HP <5.4 tons | KEEPRITE | HRCU-A-CB (Split System: Heat Pump with Remote Outdoor Unit-Air-Source) | DLCURAH24ABK |  |  | EA*4X37L17A* | *92MSN0601412A* | 24200 | 17 | 8.5 | 25800 | 22200 | 86.05% | 1.84 | 0 | 10 |  |  |  | No | R-410A | 2.0167 | Residential & Commercial | Ducted CEE Tier 1
215682453 | Central HP <5.4 tons | CARRIER | HRCU-A-CB (Split System: Heat Pump with Remote Outdoor Unit-Air-Source) | 27VNA048A*030* |  |  | CVAVA6121XMA*+UI | 58CU*B060C17**16 | 48500 | 19 | 9 | 50000 | 36800 | 73.6% | 2.1 | 0 | 10 |  |  |  | No | R-454B | 4.0417 | Residential & Commercial | Ducted CEE Tier 1
213773003 | Central HP <5.4 tons | KENMORE | HRCU-A-CB (Split System: Heat Pump with Remote Outdoor Unit-Air-Source) | (C,H,T)VH825GKA3* |  |  | EA*4X36L17A*+WALLCON | *97CMN0801714B* | 23400 | 16.5 | 8.1 | 21600 | 16700 | 77.31% | 1.92 | 0 | 10.5 |  |  |  | No | R-410A | 1.95 | Residential & Commercial | Ducted CEE Tier 1
213773103 | Central HP <5.4 tons | KENMORE | HRCU-A-CB (Split System: Heat Pump with Remote Outdoor Unit-Air-Source) | (C,H,T)VH825GKA3* |  |  | EA*4X36L21A*+WALLCON | *97CMN0601714B* | 23400 | 16 | 8.1 | 21600 | 16700 | 77.31% | 1.92 | 0 | 10.5 |  |  |  | No | R-410A | 1.95 | Residential & Commercial | Ducted CEE Tier 1
213774403 | Central HP <5.4 tons | KENMORE | HRCU-A-CB (Split System: Heat Pump with Remote Outdoor Unit-Air-Source) | (C,H,T)VH825GKA3* |  |  | EHD4X42AAL+WALLCON | *80CTL0701412B* | 24200 | 16 | 8.1 | 21200 | 16600 | 78.3% | 2 | 0 | 10.5 |  |  |  | No | R-410A | 2.0167 | Residential & Commercial | Ducted CEE Tier 1
213774483 | Central HP <5.4 tons | KENMORE | HRCU-A-CB (Split System: Heat Pump with Remote Outdoor Unit-Air-Source) | (C,H,T)VH825GKA3* |  |  | EHD4X42AAL+WALLCON | *97CMN0801714B* | 24000 | 16 | 8.1 | 21400 | 16600 | 77.57% | 1.98 | 0 | 10.5 |  |  |  | No | R-410A | 2 | Residential & Commercial | Ducted CEE Tier 1
213774653 | Central HP <5.4 tons | KENMORE | HRCU-A-CB (Split System: Heat Pump with Remote Outdoor Unit-Air-Source) | (C,H,T)VH825GKA3* |  |  | EHD4X48AAL+WALLCON | *97CMN0801714B* | 24200 | 16 | 8.1 | 21400 | 16600 | 77.57% | 2 | 0 | 10.5 |  |  |  | No | R-410A | 2.0167 | Residential & Commercial | Ducted CEE Tier 1
213367334 | Central HP <5.4 tons | CARRIER | HRCU-A-CB (Split System: Heat Pump with Remote Outdoor Unit-Air-Source) | 38MURAQ18AB3* | ADP |  | H,PG31930 | 59TP6C040V17**12 | 16900 | 15.2 | 8.5 | 17000 | 18800 | 110.6% | 2.3 | 0 | 10 |  |  |  | No | R-410A | 1.4083 | Residential & Commercial | Ducted CEE Tier 1
213778833 | Central HP <5.4 tons | KENMORE | HRCU-A-CB (Split System: Heat Pump with Remote Outdoor Unit-Air-Source) | (C,H,T)VH837GKA** |  |  | EA*4X36L21A*+WALLCON | *80CTL0701716B* | 31400 | 16.5 | 8.1 | 33000 | 24400 | 73.94% | 1.84 | 0 | 10.5 |  |  |  | No | R-410A | 2.6167 | Residential & Commercial | Ducted CEE Tier 1
213778853 | Central HP <5.4 tons | KENMORE | HRCU-A-CB (Split System: Heat Pump with Remote Outdoor Unit-Air-Source) | (C,H,T)VH837GKA** |  |  | EA*4X36L21A*+WALLCON | *80CTL0902120B* | 31600 | 17 | 8.1 | 32800 | 24200 | 73.78% | 1.86 | 0 | 11 |  |  |  | No | R-410A | 2.6333 | Residential & Commercial | Ducted CEE Tier 1
213778883 | Central HP <5.4 tons | KENMORE | HRCU-A-CB (Split System: Heat Pump with Remote Outdoor Unit-Air-Source) | (C,H,T)VH837GKA** |  |  | EA*4X36L21A*+WALLCON | *97CMN0601714B* | 31200 | 16.5 | 8.1 | 33200 | 24600 | 74.1% | 1.82 | 0 | 10.5 |  |  |  | No | R-410A | 2.6 | Residential & Commercial | Ducted CEE Tier 1
213774573 | Central HP <5.4 tons | KENMORE | HRCU-A-CB (Split System: Heat Pump with Remote Outdoor Unit-Air-Source) | (C,H,T)VH825GKA3* |  |  | EHD4X48AAL+WALLCON | *80CTL0701412B* | 24400 | 16.5 | 8.1 | 21200 | 16600 | 78.3% | 2 | 0 | 10.5 |  |  |  | No | R-410A | 2.0333 | Residential & Commercial | Ducted CEE Tier 1
213778813 | Central HP <5.4 tons | KENMORE | HRCU-A-CB (Split System: Heat Pump with Remote Outdoor Unit-Air-Source) | (C,H,T)VH837GKA** |  |  | EA*4X36L17A*+WALLCON | *96CTN0801714B* | 31400 | 16.5 | 8.1 | 33200 | 24400 | 73.49% | 1.82 | 0 | 10.5 |  |  |  | No | R-410A | 2.6167 | Residential & Commercial | Ducted CEE Tier 1
213779013 | Central HP <5.4 tons | KENMORE | HRCU-A-CB (Split System: Heat Pump with Remote Outdoor Unit-Air-Source) | (C,H,T)VH837GKA** |  |  | EA*4X37L21A*+WALLCON | *97CMN0801714B* | 32800 | 17 | 8.1 | 33000 | 25200 | 76.36% | 1.96 | 0 | 11 |  |  |  | No | R-410A | 2.7333 | Residential & Commercial | Ducted CEE Tier 1
213774603 | Central HP <5.4 tons | KENMORE | HRCU-A-CB (Split System: Heat Pump with Remote Outdoor Unit-Air-Source) | (C,H,T)VH825GKA3* |  |  | EHD4X48AAL+WALLCON | *80CTL0902120B* | 24200 | 16 | 8.1 | 21200 | 16600 | 78.3% | 2.02 | 0 | 10.5 |  |  |  | No | R-410A | 2.0167 | Residential & Commercial | Ducted CEE Tier 1
212480001 | Central HP <5.4 tons | CARRIER | HRCU-A-CB (Split System: Heat Pump with Remote Outdoor Unit-Air-Source) | 38MURAQ24AB3* | ADP |  | V,C36H175P149 | 58TP*A090V17**16 | 23800 | 17 | 8.1 | 24400 | 23000 | 94.26% | 1.94 | 0 | 10.5 |  |  |  | No | R-410A | 1.9833 | Residential & Commercial | Ducted CEE Tier 1
214625017 | Central HP <5.4 tons | CARRIER | HRCU-A-CB (Split System: Heat Pump with Remote Outdoor Unit-Air-Source) | 38MURAQ48AB3* | ADP |  | PL60H210P199 | 58SU*B100M21**20 | 47000 | 15.2 | 8.1 | 48000 | 34000 | 70.83% | 1.92 | 0 | 10 |  |  |  | No | R-410A | 3.9167 | Residential & Commercial | Ducted CEE Tier 1
212479852 | Central HP <5.4 tons | CARRIER | HRCU-A-CB (Split System: Heat Pump with Remote Outdoor Unit-Air-Source) | 38MURAQ24AB3* | ADP |  | A36VCA+TXV | 58S(B,C)*A045E17**12 | 24200 | 17 | 8.5 | 24600 | 22200 | 90.24% | 1.86 | 0 | 10 |  |  |  | No | R-410A | 2.0167 | Residential & Commercial | Ducted CEE Tier 1
212479902 | Central HP <5.4 tons | CARRIER | HRCU-A-CB (Split System: Heat Pump with Remote Outdoor Unit-Air-Source) | 38MURAQ24AB3* | ADP |  | PL36H175P149 | 58SP*A045V17**16 | 23200 | 17 | 8.5 | 24000 | 23200 | 96.67% | 1.96 | 0 | 10 |  |  |  | No | R-410A | 1.9333 | Residential & Commercial | Ducted CEE Tier 1
212479970 | Central HP <5.4 tons | CARRIER | HRCU-A-CB (Split System: Heat Pump with Remote Outdoor Unit-Air-Source) | 38MURAQ24AB3* | ADP |  | A36VCA+TXV | 58TP*A070V17**16 | 24200 | 17 | 8.1 | 24600 | 22600 | 91.87% | 1.9 | 0 | 10.5 |  |  |  | No | R-410A | 2.0167 | Residential & Commercial | Ducted CEE Tier 1
212480003 | Central HP <5.4 tons | CARRIER | HRCU-A-CB (Split System: Heat Pump with Remote Outdoor Unit-Air-Source) | 38MURAQ24AB3* | ADP |  | PL36H175P159 | 58TP*A090V17**16 | 23800 | 17 | 8.1 | 24400 | 23000 | 94.26% | 1.94 | 0 | 10.5 |  |  |  | No | R-410A | 1.9833 | Residential & Commercial | Ducted CEE Tier 1
214573868 | Central HP <5.4 tons | CARRIER | HRCU-A-CB (Split System: Heat Pump with Remote Outdoor Unit-Air-Source) | 25VNA837A*031* |  |  | CAP**4321AL*+UI | 59CU5B100C21**22 | 33000 | 17.5 | 8.5 | 32600 | 25000 | 76.69% | 2 | 0 | 11.5 |  |  |  | No | R-410A | 2.75 | Residential & Commercial | Ducted CEE Tier 1
214574018 | Central HP <5.4 tons | CARRIER | HRCU-A-CB (Split System: Heat Pump with Remote Outdoor Unit-Air-Source) | 25VNA837A*031* |  |  | CAP**4824AL*+UI | 59TN6C080C21**20 | 32400 | 17.5 | 8.5 | 32200 | 24800 | 77.02% | 2 | 0 | 11.5 |  |  |  | No | R-410A | 2.7 | Residential & Commercial | Ducted CEE Tier 1
213772583 | Central HP <5.4 tons | KENMORE | HRCU-A-CB (Split System: Heat Pump with Remote Outdoor Unit-Air-Source) | (C,H,T)VH825GKA2* |  |  | EHD4X48AAL+WALLCON | *96CTN1002122B* | 24200 | 16 | 8.1 | 21200 | 16600 | 78.3% | 2.02 | 0 | 11 |  |  |  | No | R-410A | 2.0167 | Residential & Commercial | Ducted CEE Tier 1
213771673 | Central HP <5.4 tons | KENMORE | HRCU-A-CB (Split System: Heat Pump with Remote Outdoor Unit-Air-Source) | (C,H,T)VH825GKA2* |  |  | EA*4X48L21A*+WALLCON | *96CTN1002122B* | 24000 | 16.5 | 8.1 | 21000 | 16500 | 78.57% | 2.02 | 0 | 11 |  |  |  | No | R-410A | 2 | Residential & Commercial | Ducted CEE Tier 1
213771723 | Central HP <5.4 tons | KENMORE | HRCU-A-CB (Split System: Heat Pump with Remote Outdoor Unit-Air-Source) | (C,H,T)VH825GKA2* |  |  | EA*4X48L24A*+WALLCON | *97CMN1202422B* | 24000 | 16.5 | 8.1 | 21000 | 16500 | 78.57% | 2.02 | 0 | 11 |  |  |  | No | R-410A | 2 | Residential & Commercial | Ducted CEE Tier 1
215853458 | Central HP <5.4 tons | COLEMAN | HRCU-A-CB (Split System: Heat Pump with Remote Outdoor Unit-Air-Source) | HH860E2S11 |  |  | CTM60D5CJS1 | TM9Y120D20MP11 | 52500 | 19 | 9 | 55000 | 40000 | 72.73% | 2 | 0 | 10 |  |  |  | No | R-454B | 4.375 | Residential & Commercial | Ducted CEE Tier 1
213781223 | Central HP <5.4 tons | KENMORE | HRCU-A-CB (Split System: Heat Pump with Remote Outdoor Unit-Air-Source) | (C,H,T)VH837GKA2* |  |  | EA*4X43L21A*+WALLCON | *97CMN0601714B* | 32600 | 16.5 | 8.1 | 33000 | 25400 | 76.97% | 1.94 | 0 | 11 |  |  |  | No | R-410A | 2.7167 | Residential & Commercial | Ducted CEE Tier 1
213781073 | Central HP <5.4 tons | KENMORE | HRCU-A-CB (Split System: Heat Pump with Remote Outdoor Unit-Air-Source) | (C,H,T)VH837GKA2* |  |  | EA*4X42L21A*+WALLCON | *96CTN0801714B* | 31600 | 17 | 8.1 | 33000 | 24600 | 74.55% | 1.86 | 0 | 10.5 |  |  |  | No | R-410A | 2.6333 | Residential & Commercial | Ducted CEE Tier 1
213780723 | Central HP <5.4 tons | KENMORE | HRCU-A-CB (Split System: Heat Pump with Remote Outdoor Unit-Air-Source) | (C,H,T)VH837GKA2* |  |  | EA*4X36L17A*+WALLCON | *96CTN0801714B* | 31400 | 16.5 | 8.1 | 33200 | 24400 | 73.49% | 1.82 | 0 | 10.5 |  |  |  | No | R-410A | 2.6167 | Residential & Commercial | Ducted CEE Tier 1
214584683 | Central HP <5.4 tons | FRASER-JOHNSTON | HRCU-A-CB (Split System: Heat Pump with Remote Outdoor Unit-Air-Source) | HH860E2S11 |  |  | CTM60C5CGS1 | Z8ES120C16SMPS1 | 44000 | 18 | 9 | 44000 | 33000 | 75% | 2 | 0 | 12 |  |  |  | No | R-454B | 3.6667 | Residential & Commercial | Ducted CEE Tier 1
214584608 | Central HP <5.4 tons | FRASER-JOHNSTON | HRCU-A-CB (Split System: Heat Pump with Remote Outdoor Unit-Air-Source) | HH860E2S11 |  |  | CTF60C5CGS1 | Z8ES100C16SMPS1 | 44000 | 18 | 9 | 44000 | 33200 | 75.45% | 2 | 0 | 12 |  |  |  | No | R-454B | 3.6667 | Residential & Commercial | Ducted CEE Tier 1
214584633 | Central HP <5.4 tons | FRASER-JOHNSTON | HRCU-A-CB (Split System: Heat Pump with Remote Outdoor Unit-Air-Source) | HH860E2S11 |  |  | CTF60C5CHS1 | Z8ES120C20SMPS1 | 53500 | 19 | 9 | 53500 | 38000 | 71.03% | 2 | 0 | 11.7 |  |  |  | No | R-454B | 4.4583 | Residential & Commercial | Ducted CEE Tier 1
214584643 | Central HP <5.4 tons | FRASER-JOHNSTON | HRCU-A-CB (Split System: Heat Pump with Remote Outdoor Unit-Air-Source) | HH860E2S11 |  |  | CTM60C5CGS1 | Z8ES120C20SMPS1 | 44000 | 18 | 9 | 44500 | 33400 | 75.06% | 2 | 0 | 11.7 |  |  |  | No | R-454B | 3.6667 | Residential & Commercial | Ducted CEE Tier 1
214651091 | Central HP <5.4 tons | COLEMAN | HRCU-A-CB (Split System: Heat Pump with Remote Outdoor Unit-Air-Source) | HH860E2S11 |  |  | CTU60D5XHS1+TXV | TMLE130D20MP11 | 54000 | 19 | 8.5 | 55000 | 38500 | 70% | 2 | 0 | 11.7 |  |  |  | No | R-454B | 4.5 | Residential & Commercial | Ducted CEE Tier 1
211387963 | Central HP <5.4 tons | COLEMAN | HRCU-A-CB (Split System: Heat Pump with Remote Outdoor Unit-Air-Source) | HMH72B341 |  |  | XAUB36DXXN1+TXV | CP9C080B12MP13 | 33600 | 17.5 | 8.5 | 33400 | 23400 | 70.06% | 2.04 | 0 | 10 |  |  |  | No | R-410A | 2.8 | Residential & Commercial | Ducted CEE Tier 1
213252522 | Central HP <5.4 tons | BRYANT HEATING AND COOLING SYSTEMS | HRCU-A-CB (Split System: Heat Pump with Remote Outdoor Unit-Air-Source) | 38MURAQ36AB3* | ADP |  | CF371E* |  | 36800 | 16 | 8.1 | 36800 | 34400 | 93.48% | 2 | 0 | 10 |  |  |  | No | R-410A | 3.0667 | Residential & Commercial | Ducted CEE Tier 1
212480106 | Central HP <5.4 tons | CARRIER | HRCU-A-CB (Split System: Heat Pump with Remote Outdoor Unit-Air-Source) | 38MURAQ24AB3* | ADP |  | V,C36H175P159 | 59SP6A080V17**16 | 24200 | 16 | 8.1 | 24600 | 22600 | 91.87% | 1.9 | 0 | 10.5 |  |  |  | No | R-410A | 2.0167 | Residential & Commercial | Ducted CEE Tier 1
215424335 | Central HP <5.4 tons | LUXAIRE | HRCU-A-CB (Split System: Heat Pump with Remote Outdoor Unit-Air-Source) | HH860E2S11 | ADP |  | H,YE36*60+TXV-BLEED | Z9ES100C16SMPS1 | 45000 | 17 | 8.4 | 45000 | 33800 | 75.11% | 1.98 | 0 | 11.5 |  |  |  | No | R-454B | 3.75 | Residential & Commercial | Ducted CEE Tier 1
215430676 | Central HP <5.4 tons | LUXAIRE | HRCU-A-CB (Split System: Heat Pump with Remote Outdoor Unit-Air-Source) | HH860E2S11 | ADP |  | H,YG48(1,2)60+TXV | Z8ES100C16SMPS1 | 44000 | 18 | 8.5 | 42000 | 32800 | 78.1% | 2 | 0 | 12 |  |  |  | No | R-454B | 3.6667 | Residential & Commercial | Ducted CEE Tier 1
213613864 | Central HP <5.4 tons | CARRIER | HRCU-A-C (Split System: Heat Pump with Remote Outdoor Unit with No Indoor Fan --Air Source) | 38MURAQ30AB3 | ADP |  | H,PE31930+TD |  | 28600 | 15.2 | 9.05 | 31000 | 26600 | 85.81% | 1.76 | 0 | 10 |  |  |  | No | R-410A | 2.3833 | Residential & Commercial | Ducted CEE Tier 1
213613865 | Central HP <5.4 tons | CARRIER | HRCU-A-C (Split System: Heat Pump with Remote Outdoor Unit with No Indoor Fan --Air Source) | 38MURAQ30AB3 | ADP |  | H,PE32936+TD |  | 29000 | 15.2 | 9.2 | 31200 | 26600 | 85.26% | 1.78 | 0 | 10 |  |  |  | No | R-410A | 2.4167 | Residential & Commercial | Ducted CEE Tier 1
213773533 | Central HP <5.4 tons | KENMORE | HRCU-A-CB (Split System: Heat Pump with Remote Outdoor Unit-Air-Source) | (C,H,T)VH825GKA3* |  |  | EA*4X42L24A*+WALLCON | *97CMN1002122B* | 23800 | 16.5 | 8.1 | 21400 | 16600 | 77.57% | 1.96 | 0 | 11 |  |  |  | No | R-410A | 1.9833 | Residential & Commercial | Ducted CEE Tier 1
213773313 | Central HP <5.4 tons | KENMORE | HRCU-A-CB (Split System: Heat Pump with Remote Outdoor Unit-Air-Source) | (C,H,T)VH825GKA3* |  |  | EA*4X37L21A*+WALLCON | *95CSU0601716B* | 24400 | 16.5 | 8.1 | 21400 | 16600 | 77.57% | 2.02 | 0 | 10.5 |  |  |  | No | R-410A | 2.0333 | Residential & Commercial | Ducted CEE Tier 1
213773383 | Central HP <5.4 tons | KENMORE | HRCU-A-CB (Split System: Heat Pump with Remote Outdoor Unit-Air-Source) | (C,H,T)VH825GKA3* |  |  | EA*4X42L21A*+WALLCON | *80CTL0451712B* | 23600 | 16.5 | 8.1 | 21600 | 16700 | 77.31% | 1.94 | 0 | 10.5 |  |  |  | No | R-410A | 1.9667 | Residential & Commercial | Ducted CEE Tier 1
213773483 | Central HP <5.4 tons | KENMORE | HRCU-A-CB (Split System: Heat Pump with Remote Outdoor Unit-Air-Source) | (C,H,T)VH825GKA3* |  |  | EA*4X42L21A*+WALLCON | *96CTN0801714B* | 23600 | 16.5 | 8.1 | 21400 | 16600 | 77.57% | 1.94 | 0 | 10.5 |  |  |  | No | R-410A | 1.9667 | Residential & Commercial | Ducted CEE Tier 1
213773183 | Central HP <5.4 tons | KENMORE | HRCU-A-CB (Split System: Heat Pump with Remote Outdoor Unit-Air-Source) | (C,H,T)VH825GKA3* |  |  | EA*4X37L17A*+WALLCON | *80CTL0701716B* | 24200 | 16.5 | 8.1 | 21400 | 16700 | 78.04% | 1.98 | 0 | 10.5 |  |  |  | No | R-410A | 2.0167 | Residential & Commercial | Ducted CEE Tier 1
213772533 | Central HP <5.4 tons | KENMORE | HRCU-A-CB (Split System: Heat Pump with Remote Outdoor Unit-Air-Source) | (C,H,T)VH825GKA2* |  |  | EHD4X48AAL+WALLCON | *97CMN1002122B* | 24200 | 16 | 8.1 | 21200 | 16600 | 78.3% | 2.02 | 0 | 11 |  |  |  | No | R-410A | 2.0167 | Residential & Commercial | Ducted CEE Tier 1
213771533 | Central HP <5.4 tons | KENMORE | HRCU-A-CB (Split System: Heat Pump with Remote Outdoor Unit-Air-Source) | (C,H,T)VH825GKA2* |  |  | EA*4X43L21A*+WALLCON | *96CTN0601714B* | 24400 | 16.5 | 8.1 | 21200 | 16700 | 78.77% | 2.02 | 0 | 11 |  |  |  | No | R-410A | 2.0333 | Residential & Commercial | Ducted CEE Tier 1
213771313 | Central HP <5.4 tons | KENMORE | HRCU-A-CB (Split System: Heat Pump with Remote Outdoor Unit-Air-Source) | (C,H,T)VH825GKA2* |  |  | EA*4X42L21A*+WALLCON | *97CMN0601714B* | 23600 | 16 | 8.1 | 21600 | 16700 | 77.31% | 1.94 | 0 | 10.5 |  |  |  | No | R-410A | 1.9667 | Residential & Commercial | Ducted CEE Tier 1
214571198 | Central HP <5.4 tons | CARRIER | HRCU-A-CB (Split System: Heat Pump with Remote Outdoor Unit-Air-Source) | 25VNA825A*032* |  |  | CNPV*4221AL*+UI | 59TN6C080C21**20 | 23800 | 16.5 | 8.1 | 21400 | 16600 | 77.57% | 1.96 | 0 | 11 |  |  |  | No | R-410A | 1.9833 | Residential & Commercial | Ducted CEE Tier 1
215430813 | Central HP <5.4 tons | LUXAIRE | HRCU-A-CB (Split System: Heat Pump with Remote Outdoor Unit-Air-Source) | HH824E2S11 | ADP |  | H,YG80(1,2)36+TXV | TM9E026A08MP12 | 23000 | 17 | 9 | 21400 | 17200 | 80.37% | 2 | 0 | 11 |  |  |  | No | R-454B | 1.9167 | Residential & Commercial | Ducted CEE Tier 1
213771233 | Central HP <5.4 tons | KENMORE | HRCU-A-CB (Split System: Heat Pump with Remote Outdoor Unit-Air-Source) | (C,H,T)VH825GKA2* |  |  | EA*4X37L21A*+WALLCON | *96CTN0801714B* | 24400 | 16.5 | 8.1 | 21200 | 16600 | 78.3% | 2.02 | 0 | 11 |  |  |  | No | R-410A | 2.0333 | Residential & Commercial | Ducted CEE Tier 1
213771633 | Central HP <5.4 tons | KENMORE | HRCU-A-CB (Split System: Heat Pump with Remote Outdoor Unit-Air-Source) | (C,H,T)VH825GKA2* |  |  | EA*4X48L21A*+WALLCON | *97CMN0801714B* | 24000 | 16.5 | 8.1 | 21000 | 16600 | 79.05% | 2 | 0 | 11 |  |  |  | No | R-410A | 2 | Residential & Commercial | Ducted CEE Tier 1
215682413 | Central HP <5.4 tons | CARRIER | HRCU-A-CB (Split System: Heat Pump with Remote Outdoor Unit-Air-Source) | 27VNA048A*030* |  |  | CVAVA6024XMA*+UI | 59TN7A100C21**22 | 48000 | 19 | 9 | 50000 | 36600 | 73.2% | 2 | 0 | 10 |  |  |  | No | R-454B | 4 | Residential & Commercial | Ducted CEE Tier 1
215682513 | Central HP <5.4 tons | CARRIER | HRCU-A-CB (Split System: Heat Pump with Remote Outdoor Unit-Air-Source) | 27VNA048A*030* |  |  | CVAVA6124XMA*+UI | 59TN6C080C21**20 | 48500 | 19 | 9.5 | 50000 | 36800 | 73.6% | 2.1 | 0 | 10.5 |  |  |  | No | R-454B | 4.0417 | Residential & Commercial | Ducted CEE Tier 1
215682493 | Central HP <5.4 tons | CARRIER | HRCU-A-CB (Split System: Heat Pump with Remote Outdoor Unit-Air-Source) | 27VNA048A*030* |  |  | CVAVA6121XMA*+UI | 59TN7A080C21**20 | 48500 | 19 | 9 | 50000 | 36800 | 73.6% | 2 | 0 | 10.5 |  |  |  | No | R-454B | 4.0417 | Residential & Commercial | Ducted CEE Tier 1
211387921 | Central HP <5.4 tons | COLEMAN | HRCU-A-CB (Split System: Heat Pump with Remote Outdoor Unit-Air-Source) | HMH72B341 |  |  | XAUB36DXXN1+TXV | TM9V080B12MP12 | 33600 | 17.5 | 8.5 | 33400 | 23400 | 70.06% | 2.04 | 0 | 10 |  |  |  | No | R-410A | 2.8 | Residential & Commercial | Ducted CEE Tier 1
214584713 | Central HP <5.4 tons | FRASER-JOHNSTON | HRCU-A-CB (Split System: Heat Pump with Remote Outdoor Unit-Air-Source) | HH836E2S11 |  |  | CTM36C5CDS1 | Z8ES100C16SMPS1 | 34200 | 18 | 8.5 | 31600 | 26000 | 82.28% | 2 | 0 | 11.7 |  |  |  | No | R-454B | 2.85 | Residential & Commercial | Ducted CEE Tier 1
213160923 | Central HP <5.4 tons | DAY & NIGHT | HRCU-A-CB (Split System: Heat Pump with Remote Outdoor Unit-Air-Source) | DLCURAH18ABK | ADP |  | PL36H***P039+AEFE3A* |  | 17500 | 17 | 8.7 | 17000 | 19400 | 114.1% | 2.32 | 0 | 10.5 |  |  |  | No | R-410A | 1.4583 | Residential & Commercial | Ducted CEE Tier 1
215413728 | Central HP <5.4 tons | DAY & NIGHT | HRCU-A-CB (Split System: Heat Pump with Remote Outdoor Unit-Air-Source) | DLCURAH18ABK | ADP |  | SM2925 |  | 16300 | 17 | 8.55 | 16900 | 19300 | 114.2% | 2.28 | 0 | 10.5 |  |  |  | No | R-410A | 1.3583 | Residential & Commercial | Ducted CEE Tier 1
212614354 | Central HP <5.4 tons | DAY & NIGHT | HRCU-A-CB (Split System: Heat Pump with Remote Outdoor Unit-Air-Source) | DLCURAH18ABK | ADP |  | F,PE*E31925 |  | 17500 | 17 | 8.8 | 17100 | 19400 | 113.5% | 2.36 | 0 | 10.5 |  |  |  | No | R-410A | 1.4583 | Residential & Commercial | Ducted CEE Tier 1
212614355 | Central HP <5.4 tons | DAY & NIGHT | HRCU-A-CB (Split System: Heat Pump with Remote Outdoor Unit-Air-Source) | DLCURAH18ABK | ADP |  | F,PE*E32924 |  | 17800 | 17 | 8.95 | 17100 | 19400 | 113.5% | 2.4 | 0 | 11 |  |  |  | No | R-410A | 1.4833 | Residential & Commercial | Ducted CEE Tier 1
214627044 | Central HP <5.4 tons | CARRIER | HRCU-A-CB (Split System: Heat Pump with Remote Outdoor Unit-Air-Source) | 25VNA436A*031* | ADP |  | C36A***L159 | 59CU5A060C17**16 | 33200 | 19 | 9 | 33800 | 25800 | 76.33% | 2.02 | 0 | 11.7 |  |  |  | No | R-410A | 2.7667 | Residential & Commercial | Ducted CEE Tier 1
213608457 | Central HP <5.4 tons | CARRIER | HRCU-A-C (Split System: Heat Pump with Remote Outdoor Unit with No Indoor Fan --Air Source) | 38MURAQ18AB3 | ADP |  | H,PG21924+TD |  | 17700 | 16 | 8.85 | 17100 | 14600 | 85.38% | 2.06 | 0 | 11.5 |  |  |  | No | R-410A | 1.475 | Residential & Commercial | Ducted CEE Tier 1
214584708 | Central HP <5.4 tons | FRASER-JOHNSTON | HRCU-A-CB (Split System: Heat Pump with Remote Outdoor Unit-Air-Source) | HH836E2S11 |  |  | CTM36C5CDS1 | Z8ES080C16SMPS1 | 34000 | 18 | 8.5 | 31200 | 25400 | 81.41% | 2 | 0 | 11.7 |  |  |  | No | R-454B | 2.8333 | Residential & Commercial | Ducted CEE Tier 1
214584558 | Central HP <5.4 tons | FRASER-JOHNSTON | HRCU-A-CB (Split System: Heat Pump with Remote Outdoor Unit-Air-Source) | HH836E2S11 |  |  | CTF36C5CDS1 | Z8ES100C16SMPS1 | 34400 | 18 | 8.5 | 31800 | 26000 | 81.76% | 2 | 0 | 11.7 |  |  |  | No | R-454B | 2.8667 | Residential & Commercial | Ducted CEE Tier 1
213297628 | Central HP <5.4 tons | COLEMAN | HRCU-A-CB (Split System: Heat Pump with Remote Outdoor Unit-Air-Source) | HMH72B341 |  |  | XAHB36DXXN1+TXV | Z8ES080B12SMPS1 | 33200 | 17.5 | 8.1 | 32800 | 23000 | 70.12% | 2 | 0 | 10 |  |  |  | No | R-410A | 2.7667 | Residential & Commercial | Ducted CEE Tier 1
212499713 | Central HP <5.4 tons | LENNOX | HRCU-A-CB (Split System: Heat Pump with Remote Outdoor Unit-Air-Source) | EL22XPV-024-230A** | ADP |  | L*19/36U9 | EL280UH070E36A* | 24000 | 21 | 8.5 | 22000 | 15400 | 70% | 1.92 | 0 | 13.5 |  |  |  | No | R-410A | 2 | Residential & Commercial | Ducted CEE Tier 1
212499727 | Central HP <5.4 tons | LENNOX | HRCU-A-CB (Split System: Heat Pump with Remote Outdoor Unit-Air-Source) | EL22XPV-024-230A** | ADP |  | LP29/36X9 | EL280UH070XE36A* | 24000 | 21 | 8.5 | 22000 | 15400 | 70% | 1.92 | 0 | 13.5 |  |  |  | No | R-410A | 2 | Residential & Commercial | Ducted CEE Tier 1
212499729 | Central HP <5.4 tons | LENNOX | HRCU-A-CB (Split System: Heat Pump with Remote Outdoor Unit-Air-Source) | EL22XPV-024-230A** | ADP |  | LP18/37R9 | EL280UH070XE36A* | 24000 | 21 | 8.5 | 22000 | 15400 | 70% | 1.92 | 0 | 13.5 |  |  |  | No | R-410A | 2 | Residential & Commercial | Ducted CEE Tier 1
212983654 | Central HP <5.4 tons | KEEPRITE | HRCU-A-CB (Split System: Heat Pump with Remote Outdoor Unit-Air-Source) | DLCURAH18ABK |  |  | EA*4X24L17A* | *92MSN0601412A* | 17600 | 16 | 8.5 | 18500 | 19400 | 104.9% | 2.34 | 0 | 10.5 |  |  |  | No | R-410A | 1.4667 | Residential & Commercial | Ducted CEE Tier 1
212983313 | Central HP <5.4 tons | KEEPRITE | HRCU-A-CB (Split System: Heat Pump with Remote Outdoor Unit-Air-Source) | DLCURAH18ABK |  |  | EN(A,D)4X30L17** | *92MSN0401712A* | 17400 | 15.5 | 8.1 | 18100 | 18700 | 103.3% | 2.24 | 0 | 10.5 |  |  |  | No | R-410A | 1.45 | Residential & Commercial | Ducted CEE Tier 1
215289581 | Central HP <5.4 tons | AIRQUEST | HRCU-A-CB (Split System: Heat Pump with Remote Outdoor Unit-Air-Source) | DLCURAH18ABK | ADP |  | H,GE34936 | *92MSN0401712A* | 17200 | 15.2 | 8.1 | 16700 | 18900 | 113.2% | 2.3 | 0 | 10.5 |  |  |  | No | R-410A | 1.4333 | Residential & Commercial | Ducted CEE Tier 1
215289606 | Central HP <5.4 tons | AIRQUEST | HRCU-A-CB (Split System: Heat Pump with Remote Outdoor Unit-Air-Source) | DLCURAH18ABK | ADP |  | H,GG31924 | *92MSN0601412A* | 17100 | 16 | 8.5 | 16900 | 19000 | 112.4% | 2.34 | 0 | 10 |  |  |  | No | R-410A | 1.425 | Residential & Commercial | Ducted CEE Tier 1
215289608 | Central HP <5.4 tons | AIRQUEST | HRCU-A-CB (Split System: Heat Pump with Remote Outdoor Unit-Air-Source) | DLCURAH18ABK | ADP |  | HG31930 | *92MSN0601412A* | 17100 | 16 | 8.5 | 16900 | 19000 | 112.4% | 2.34 | 0 | 10 |  |  |  | No | R-410A | 1.425 | Residential & Commercial | Ducted CEE Tier 1
215289617 | Central HP <5.4 tons | AIRQUEST | HRCU-A-CB (Split System: Heat Pump with Remote Outdoor Unit-Air-Source) | DLCURAH18ABK | ADP |  | H,GE32930 | *92MSN0601412A* | 17200 | 16 | 8.5 | 16900 | 19400 | 114.8% | 2.38 | 0 | 10.5 |  |  |  | No | R-410A | 1.4333 | Residential & Commercial | Ducted CEE Tier 1
215289649 | Central HP <5.4 tons | AIRQUEST | HRCU-A-CB (Split System: Heat Pump with Remote Outdoor Unit-Air-Source) | DLCURAH18ABK | ADP |  | H,GG24936 | *92MSN0601714A* | 17500 | 16 | 8.5 | 16900 | 19000 | 112.4% | 2.34 | 0 | 10.5 |  |  |  | No | R-410A | 1.4583 | Residential & Commercial | Ducted CEE Tier 1
215289676 | Central HP <5.4 tons | AIRQUEST | HRCU-A-CB (Split System: Heat Pump with Remote Outdoor Unit-Air-Source) | DLCURAH18ABK | ADP |  | H,GG30924 | *92MSN0601714A* | 16700 | 16 | 8.5 | 16900 | 19000 | 112.4% | 2.34 | 0 | 10 |  |  |  | No | R-410A | 1.3917 | Residential & Commercial | Ducted CEE Tier 1
215289683 | Central HP <5.4 tons | AIRQUEST | HRCU-A-CB (Split System: Heat Pump with Remote Outdoor Unit-Air-Source) | DLCURAH18ABK | ADP |  | HE7J936 | *92MSN0601714A* | 17000 | 16 | 8.1 | 16700 | 18200 | 109% | 2.24 | 0 | 10.5 |  |  |  | No | R-410A | 1.4167 | Residential & Commercial | Ducted CEE Tier 1
215289708 | Central HP <5.4 tons | AIRQUEST | HRCU-A-CB (Split System: Heat Pump with Remote Outdoor Unit-Air-Source) | DLCURAH18ABK | ADP |  | H,GE32936 | *92MSN0801716A* | 17400 | 16 | 8.5 | 17100 | 18700 | 109.4% | 2.3 | 0 | 10.5 |  |  |  | No | R-410A | 1.45 | Residential & Commercial | Ducted CEE Tier 1
215289717 | Central HP <5.4 tons | AIRQUEST | HRCU-A-CB (Split System: Heat Pump with Remote Outdoor Unit-Air-Source) | DLCURAH18ABK | ADP |  | HE34936 | *92MSN0801716A* | 17700 | 16 | 8.5 | 17100 | 18700 | 109.4% | 2.3 | 0 | 11 |  |  |  | No | R-410A | 1.475 | Residential & Commercial | Ducted CEE Tier 1
215289733 | Central HP <5.4 tons | AIRQUEST | HRCU-A-CB (Split System: Heat Pump with Remote Outdoor Unit-Air-Source) | DLCURAH18ABK | ADP |  | HG9J936 | *92MSN0801716A* | 17700 | 16 | 8.5 | 17100 | 18700 | 109.4% | 2.3 | 0 | 11 |  |  |  | No | R-410A | 1.475 | Residential & Commercial | Ducted CEE Tier 1
215289735 | Central HP <5.4 tons | AIRQUEST | HRCU-A-CB (Split System: Heat Pump with Remote Outdoor Unit-Air-Source) | DLCURAH18ABK | ADP |  | H,GG80936 | *92MSN0801716A* | 17700 | 16 | 8.5 | 17100 | 18700 | 109.4% | 2.3 | 0 | 11 |  |  |  | No | R-410A | 1.475 | Residential & Commercial | Ducted CEE Tier 1
215289749 | Central HP <5.4 tons | AIRQUEST | HRCU-A-CB (Split System: Heat Pump with Remote Outdoor Unit-Air-Source) | DLCURAH18ABK | ADP |  | H,GG32936 | *96MSN0261410A* | 16900 | 20 | 8.1 | 16700 | 18800 | 112.6% | 2.3 | 0 | 10 |  |  |  | No | R-410A | 1.4083 | Residential & Commercial | Ducted CEE Tier 1
215289758 | Central HP <5.4 tons | AIRQUEST | HRCU-A-CB (Split System: Heat Pump with Remote Outdoor Unit-Air-Source) | DLCURAH18ABK | ADP |  | HE33936 | *96MSN0261410A* | 17100 | 20 | 8.1 | 16700 | 18800 | 112.6% | 2.3 | 0 | 10 |  |  |  | No | R-410A | 1.425 | Residential & Commercial | Ducted CEE Tier 1
215289840 | Central HP <5.4 tons | AIRQUEST | HRCU-A-CB (Split System: Heat Pump with Remote Outdoor Unit-Air-Source) | DLCURAH18ABK | ADP |  | HG32924 | *96MSN0401712A* | 17200 | 15.2 | 8.5 | 17100 | 18800 | 109.9% | 2.3 | 0 | 10 |  |  |  | No | R-410A | 1.4333 | Residential & Commercial | Ducted CEE Tier 1
215289860 | Central HP <5.4 tons | AIRQUEST | HRCU-A-CB (Split System: Heat Pump with Remote Outdoor Unit-Air-Source) | DLCURAH18ABK | ADP |  | HG7J936 | *96MSN0401712A* | 17200 | 15.2 | 8.5 | 17100 | 18800 | 109.9% | 2.3 | 0 | 10 |  |  |  | No | R-410A | 1.4333 | Residential & Commercial | Ducted CEE Tier 1
215289885 | Central HP <5.4 tons | AIRQUEST | HRCU-A-CB (Split System: Heat Pump with Remote Outdoor Unit-Air-Source) | DLCURAH18ABK | ADP |  | HG32924 | *96MSN0601412A* | 17400 | 16 | 8.5 | 17000 | 19400 | 114.1% | 2.38 | 0 | 10.5 |  |  |  | No | R-410A | 1.45 | Residential & Commercial | Ducted CEE Tier 1
215289942 | Central HP <5.4 tons | AIRQUEST | HRCU-A-CB (Split System: Heat Pump with Remote Outdoor Unit-Air-Source) | DLCURAH18ABK | ADP |  | HE34936 | *96MSN0601716A* | 17200 | 16 | 8.5 | 16500 | 19000 | 115.2% | 2.32 | 0 | 10.5 |  |  |  | No | R-410A | 1.4333 | Residential & Commercial | Ducted CEE Tier 1
215289949 | Central HP <5.4 tons | AIRQUEST | HRCU-A-CB (Split System: Heat Pump with Remote Outdoor Unit-Air-Source) | DLCURAH18ABK | ADP |  | HG7J924 | *96MSN0601716A* | 16900 | 16 | 8.5 | 16500 | 19000 | 115.2% | 2.32 | 0 | 10 |  |  |  | No | R-410A | 1.4083 | Residential & Commercial | Ducted CEE Tier 1
215289958 | Central HP <5.4 tons | AIRQUEST | HRCU-A-CB (Split System: Heat Pump with Remote Outdoor Unit-Air-Source) | DLCURAH18ABK | ADP |  | HG9J936 | *96MSN0601716A* | 17200 | 16 | 8.5 | 16500 | 19000 | 115.2% | 2.32 | 0 | 10.5 |  |  |  | No | R-410A | 1.4333 | Residential & Commercial | Ducted CEE Tier 1
215289969 | Central HP <5.4 tons | AIRQUEST | HRCU-A-CB (Split System: Heat Pump with Remote Outdoor Unit-Air-Source) | DLCURAH18ABK | ADP |  | H,GE31924 | *96MSN0801716A* | 17200 | 16 | 8.5 | 17000 | 19000 | 111.8% | 2.32 | 0 | 10 |  |  |  | No | R-410A | 1.4333 | Residential & Commercial | Ducted CEE Tier 1
215289974 | Central HP <5.4 tons | AIRQUEST | HRCU-A-CB (Split System: Heat Pump with Remote Outdoor Unit-Air-Source) | DLCURAH18ABK | ADP |  | H,GG32936 | *96MSN0801716A* | 17300 | 16 | 8.5 | 17000 | 18700 | 110% | 2.3 | 0 | 10.5 |  |  |  | No | R-410A | 1.4417 | Residential & Commercial | Ducted CEE Tier 1
215289976 | Central HP <5.4 tons | AIRQUEST | HRCU-A-CB (Split System: Heat Pump with Remote Outdoor Unit-Air-Source) | DLCURAH18ABK | ADP |  | HG32936 | *96MSN0801716A* | 17300 | 16 | 8.5 | 17000 | 18700 | 110% | 2.3 | 0 | 10.5 |  |  |  | No | R-410A | 1.4417 | Residential & Commercial | Ducted CEE Tier 1
215290001 | Central HP <5.4 tons | AIRQUEST | HRCU-A-CB (Split System: Heat Pump with Remote Outdoor Unit-Air-Source) | DLCURAH18ABK | ADP |  | HE8J936 | *96MSN0801716A* | 17600 | 16 | 8.5 | 17000 | 18700 | 110% | 2.3 | 0 | 11 |  |  |  | No | R-410A | 1.4667 | Residential & Commercial | Ducted CEE Tier 1
215290008 | Central HP <5.4 tons | AIRQUEST | HRCU-A-CB (Split System: Heat Pump with Remote Outdoor Unit-Air-Source) | DLCURAH18ABK | ADP |  | H,GE23936 | *96VTN0401410A* | 17200 | 16 | 8.5 | 16700 | 18800 | 112.6% | 2.3 | 0 | 10 |  |  |  | No | R-410A | 1.4333 | Residential & Commercial | Ducted CEE Tier 1
215290010 | Central HP <5.4 tons | AIRQUEST | HRCU-A-CB (Split System: Heat Pump with Remote Outdoor Unit-Air-Source) | DLCURAH18ABK | ADP |  | H,GE24936 | *96VTN0401410A* | 17400 | 16 | 8.5 | 16700 | 18800 | 112.6% | 2.3 | 0 | 10.5 |  |  |  | No | R-410A | 1.45 | Residential & Commercial | Ducted CEE Tier 1
215290024 | Central HP <5.4 tons | AIRQUEST | HRCU-A-CB (Split System: Heat Pump with Remote Outdoor Unit-Air-Source) | DLCURAH18ABK | ADP |  | H,GG33936 | *96VTN0401410A* | 17300 | 16 | 8.5 | 16700 | 18800 | 112.6% | 2.3 | 0 | 10.5 |  |  |  | No | R-410A | 1.4417 | Residential & Commercial | Ducted CEE Tier 1
215290026 | Central HP <5.4 tons | AIRQUEST | HRCU-A-CB (Split System: Heat Pump with Remote Outdoor Unit-Air-Source) | DLCURAH18ABK | ADP |  | H,GE33936 | *96VTN0401410A* | 17300 | 16 | 8.5 | 16700 | 18800 | 112.6% | 2.3 | 0 | 10.5 |  |  |  | No | R-410A | 1.4417 | Residential & Commercial | Ducted CEE Tier 1
214584693 | Central HP <5.4 tons | FRASER-JOHNSTON | HRCU-A-CB (Split System: Heat Pump with Remote Outdoor Unit-Air-Source) | HH824E2S11 |  |  | CTF30B5ACS1 | Z8ES080B12SMPS1 | 23000 | 18 | 9.5 | 23000 | 19100 | 83.04% | 2 | 0 | 12 |  |  |  | No | R-454B | 1.9167 | Residential & Commercial | Ducted CEE Tier 1
214807806 | Central HP <5.4 tons | COLEMAN | HRCU-A-CB (Split System: Heat Pump with Remote Outdoor Unit-Air-Source) | HH824E2S11 |  |  | CTU30B5XCS1+JMET08BS2N1+TXV |  | 23000 | 18 | 9.5 | 23000 | 18200 | 79.13% | 2 | 0 | 12 |  |  |  | No | R-454B | 1.9167 | Residential & Commercial | Ducted CEE Tier 1
216010736 | Central HP <5.4 tons | LUXAIRE | HRCU-A-CB (Split System: Heat Pump with Remote Outdoor Unit-Air-Source) | HH824E2S11 |  |  | CTM36B5ADS1 | Z8ET080B12LMPS1 | 23000 | 19 | 9.5 | 23000 | 18600 | 80.87% | 2 | 0 | 12 |  |  |  | No | R-454B | 1.9167 | Residential & Commercial | Ducted CEE Tier 1
214584733 | Central HP <5.4 tons | FRASER-JOHNSTON | HRCU-A-CB (Split System: Heat Pump with Remote Outdoor Unit-Air-Source) | HH824E2S11 |  |  | CTF36B5ADS1 | Z8ET080B12LMPS1 | 23000 | 19 | 9.5 | 23000 | 18600 | 80.87% | 2 | 0 | 12 |  |  |  | No | R-454B | 1.9167 | Residential & Commercial | Ducted CEE Tier 1
214651501 | Central HP <5.4 tons | COLEMAN | HRCU-A-CB (Split System: Heat Pump with Remote Outdoor Unit-Air-Source) | HH824E2S11 |  |  | CTU36B5XDS1+TXV | Z8ES100B12SMPS1 | 23000 | 19 | 9.5 | 23000 | 18800 | 81.74% | 2 | 0 | 12 |  |  |  | No | R-454B | 1.9167 | Residential & Commercial | Ducted CEE Tier 1
212693023 | Central HP <5.4 tons | TOSOT | HRCU-A-C (Split System: Heat Pump with Remote Outdoor Unit with No Indoor Fan --Air Source) | TU60-48WADU | ADP |  | HG52960+TD |  | 47000 | 15.2 | 8.5 | 46000 | 33200 | 72.17% | 1.8 | 0 | 10 |  |  |  | No | R-410A | 3.9167 | Residential & Commercial | Ducted CEE Tier 1
213772943 | Central HP <5.4 tons | KENMORE | HRCU-A-CB (Split System: Heat Pump with Remote Outdoor Unit-Air-Source) | (C,H,T)VH825GKA3* |  |  | EA*4X36L17A*+WALLCON | *80CTL0451712B* | 23400 | 16 | 8.1 | 21600 | 16800 | 77.78% | 1.92 | 0 | 10.5 |  |  |  | No | R-410A | 1.95 | Residential & Commercial | Ducted CEE Tier 1
213774663 | Central HP <5.4 tons | KENMORE | HRCU-A-CB (Split System: Heat Pump with Remote Outdoor Unit-Air-Source) | (C,H,T)VH825GKA3* |  |  | EHD4X48AAL+WALLCON | *97CMN1002122B* | 24200 | 16 | 8.1 | 21200 | 16600 | 78.3% | 2.02 | 0 | 11 |  |  |  | No | R-410A | 2.0167 | Residential & Commercial | Ducted CEE Tier 1
213774633 | Central HP <5.4 tons | KENMORE | HRCU-A-CB (Split System: Heat Pump with Remote Outdoor Unit-Air-Source) | (C,H,T)VH825GKA3* |  |  | EHD4X48AAL+WALLCON | *95CSU0601716B* | 24200 | 16 | 8.1 | 21400 | 16600 | 77.57% | 2 | 0 | 10.5 |  |  |  | No | R-410A | 2.0167 | Residential & Commercial | Ducted CEE Tier 1
213773713 | Central HP <5.4 tons | KENMORE | HRCU-A-CB (Split System: Heat Pump with Remote Outdoor Unit-Air-Source) | (C,H,T)VH825GKA3* |  |  | EA*4X48L21A*+WALLCON | *80CTL0901716B* | 24200 | 17 | 8.1 | 20800 | 16600 | 79.81% | 2.02 | 0 | 11 |  |  |  | No | R-410A | 2.0167 | Residential & Commercial | Ducted CEE Tier 1
213779003 | Central HP <5.4 tons | KENMORE | HRCU-A-CB (Split System: Heat Pump with Remote Outdoor Unit-Air-Source) | (C,H,T)VH837GKA** |  |  | EA*4X37L21A*+WALLCON | *97CMN0601714B* | 32600 | 16.5 | 8.1 | 33200 | 25400 | 76.51% | 1.94 | 0 | 11 |  |  |  | No | R-410A | 2.7167 | Residential & Commercial | Ducted CEE Tier 1
213774723 | Central HP <5.4 tons | KENMORE | HRCU-A-CB (Split System: Heat Pump with Remote Outdoor Unit-Air-Source) | (C,H,T)VH825GKA3* |  |  | EHD4X48AAL+WALLCON | *96CTN1202422B* | 24200 | 16.5 | 8.1 | 21200 | 16600 | 78.3% | 2.02 | 0 | 11 |  |  |  | No | R-410A | 2.0167 | Residential & Commercial | Ducted CEE Tier 1
213773453 | Central HP <5.4 tons | KENMORE | HRCU-A-CB (Split System: Heat Pump with Remote Outdoor Unit-Air-Source) | (C,H,T)VH825GKA3* |  |  | EA*4X42L21A*+WALLCON | *97CMN0801714B* | 23600 | 16.5 | 8.1 | 21400 | 16700 | 78.04% | 1.94 | 0 | 10.5 |  |  |  | No | R-410A | 1.9667 | Residential & Commercial | Ducted CEE Tier 1
213773553 | Central HP <5.4 tons | KENMORE | HRCU-A-CB (Split System: Heat Pump with Remote Outdoor Unit-Air-Source) | (C,H,T)VH825GKA3* |  |  | EA*4X42L24A*+WALLCON | *96CTN1002122B* | 23800 | 16.5 | 8.1 | 21400 | 16600 | 77.57% | 1.96 | 0 | 11 |  |  |  | No | R-410A | 1.9833 | Residential & Commercial | Ducted CEE Tier 1
213772993 | Central HP <5.4 tons | KENMORE | HRCU-A-CB (Split System: Heat Pump with Remote Outdoor Unit-Air-Source) | (C,H,T)VH825GKA3* |  |  | EA*4X36L17A*+WALLCON | *97CMN0601714B* | 23400 | 16 | 8.1 | 21600 | 16700 | 77.31% | 1.92 | 0 | 10.5 |  |  |  | No | R-410A | 1.95 | Residential & Commercial | Ducted CEE Tier 1
213773043 | Central HP <5.4 tons | KENMORE | HRCU-A-CB (Split System: Heat Pump with Remote Outdoor Unit-Air-Source) | (C,H,T)VH825GKA3* |  |  | EA*4X36L21A*+WALLCON | *80CTL0451712B* | 23400 | 16 | 8.1 | 21600 | 16700 | 77.31% | 1.92 | 0 | 10.5 |  |  |  | No | R-410A | 1.95 | Residential & Commercial | Ducted CEE Tier 1
213773143 | Central HP <5.4 tons | KENMORE | HRCU-A-CB (Split System: Heat Pump with Remote Outdoor Unit-Air-Source) | (C,H,T)VH825GKA3* |  |  | EA*4X36L21A*+WALLCON | *96CTN0801714B* | 23600 | 16.5 | 8.1 | 21400 | 16700 | 78.04% | 1.92 | 0 | 10.5 |  |  |  | No | R-410A | 1.9667 | Residential & Commercial | Ducted CEE Tier 1
213772643 | Central HP <5.4 tons | KENMORE | HRCU-A-CB (Split System: Heat Pump with Remote Outdoor Unit-Air-Source) | (C,H,T)VH825GKA3* |  |  | EA*4X24L17A*+WALLCON | *80CTL0701716B* | 23200 | 16.5 | 8.1 | 22000 | 16800 | 76.36% | 1.88 | 0 | 10.5 |  |  |  | No | R-410A | 1.9333 | Residential & Commercial | Ducted CEE Tier 1
213281368 | Central HP <5.4 tons | BOSCH | HRCU-A-CB (Split System: Heat Pump with Remote Outdoor Unit-Air-Source) | BOVB-36HDN1-M20G | ADP |  | V36H***P449+AEFE3A* |  | 23800 | 19 | 9.5 | 22400 | 17200 | 76.79% | 2 | 0 | 13 |  |  |  | No | R-410A | 1.9833 | Residential & Commercial | Ducted CEE Tier 1
213782162 | Central HP <5.4 tons | KEEPRITE | HRCU-A-CB (Split System: Heat Pump with Remote Outdoor Unit-Air-Source) | CVH837GKA2* |  |  | EHD4X48AAL+WALLCON | *97CMN1202422B* | 32600 | 16.5 | 8.1 | 33000 | 24800 | 75.15% | 1.96 | 0 | 11 |  |  |  | No | R-410A | 2.7167 | Residential & Commercial | Ducted CEE Tier 1
213782292 | Central HP <5.4 tons | KEEPRITE | HRCU-A-CB (Split System: Heat Pump with Remote Outdoor Unit-Air-Source) | CVH837GKA2* |  |  | EHD4X60AAL+WALLCON | *97CMN0601714B* | 32800 | 16 | 8.1 | 32400 | 25200 | 77.78% | 1.96 | 0 | 11 |  |  |  | No | R-410A | 2.7333 | Residential & Commercial | Ducted CEE Tier 1
213782312 | Central HP <5.4 tons | KEEPRITE | HRCU-A-CB (Split System: Heat Pump with Remote Outdoor Unit-Air-Source) | CVH837GKA2* |  |  | EHD4X60AAL+WALLCON | *97CMN1002122B* | 33000 | 16.5 | 8.1 | 32200 | 24800 | 77.02% | 2 | 0 | 11.5 |  |  |  | No | R-410A | 2.75 | Residential & Commercial | Ducted CEE Tier 1
215942600 | Central HP <5.4 tons | CARRIER | HRCU-A-CB (Split System: Heat Pump with Remote Outdoor Unit-Air-Source) | 27VNA336A*030* |  |  | CVAMA6124XMA*+UI | 59TN6C080C21**20 | 36000 | 22 | 8.5 | 37400 | 28200 | 75.4% | 2.04 | 0 | 12.5 |  |  |  | No | R-454B | 3 | Residential & Commercial | Ducted CEE Tier 1
213780453 | Central HP <5.4 tons | KENMORE | HRCU-A-CB (Split System: Heat Pump with Remote Outdoor Unit-Air-Source) | (C,H,T)VH837GKA** |  |  | EHD4X60AAL+WALLCON | *96CTN1202422B* | 33000 | 16.5 | 8.1 | 32200 | 24800 | 77.02% | 2 | 0 | 11.5 |  |  |  | No | R-410A | 2.75 | Residential & Commercial | Ducted CEE Tier 1
213780033 | Central HP <5.4 tons | KENMORE | HRCU-A-CB (Split System: Heat Pump with Remote Outdoor Unit-Air-Source) | (C,H,T)VH837GKA** |  |  | EHD4X42AAL+WALLCON | *80CTL1102120B* | 32600 | 16.5 | 8.1 | 32800 | 24600 | 75% | 1.94 | 0 | 11 |  |  |  | No | R-410A | 2.7167 | Residential & Commercial | Ducted CEE Tier 1
213780083 | Central HP <5.4 tons | KENMORE | HRCU-A-CB (Split System: Heat Pump with Remote Outdoor Unit-Air-Source) | (C,H,T)VH837GKA** |  |  | EHD4X42AAL+WALLCON | *97CMN1002122B* | 32600 | 16.5 | 8.1 | 33000 | 24600 | 74.55% | 1.94 | 0 | 11 |  |  |  | No | R-410A | 2.7167 | Residential & Commercial | Ducted CEE Tier 1
213780183 | Central HP <5.4 tons | KENMORE | HRCU-A-CB (Split System: Heat Pump with Remote Outdoor Unit-Air-Source) | (C,H,T)VH837GKA** |  |  | EHD4X48AAL+WALLCON | *80CTL0902120B* | 32600 | 16.5 | 8.1 | 33000 | 24800 | 75.15% | 1.96 | 0 | 11 |  |  |  | No | R-410A | 2.7167 | Residential & Commercial | Ducted CEE Tier 1
213780333 | Central HP <5.4 tons | KENMORE | HRCU-A-CB (Split System: Heat Pump with Remote Outdoor Unit-Air-Source) | (C,H,T)VH837GKA** |  |  | EHD4X60AAL+WALLCON | *80CTL0901716B* | 33000 | 16.5 | 8.1 | 32200 | 24800 | 77.02% | 1.98 | 0 | 11 |  |  |  | No | R-410A | 2.75 | Residential & Commercial | Ducted CEE Tier 1
213779433 | Central HP <5.4 tons | KENMORE | HRCU-A-CB (Split System: Heat Pump with Remote Outdoor Unit-Air-Source) | (C,H,T)VH837GKA** |  |  | EA*4X48L21A*+WALLCON | *97CMN0601714B* | 32000 | 16.5 | 8.1 | 32800 | 25200 | 76.83% | 1.94 | 0 | 10.5 |  |  |  | No | R-410A | 2.6667 | Residential & Commercial | Ducted CEE Tier 1
213778863 | Central HP <5.4 tons | KENMORE | HRCU-A-CB (Split System: Heat Pump with Remote Outdoor Unit-Air-Source) | (C,H,T)VH837GKA** |  |  | EA*4X36L21A*+WALLCON | *80CTL1102120B* | 31600 | 17 | 8.1 | 32800 | 24200 | 73.78% | 1.86 | 0 | 11 |  |  |  | No | R-410A | 2.6333 | Residential & Commercial | Ducted CEE Tier 1
213778913 | Central HP <5.4 tons | KENMORE | HRCU-A-CB (Split System: Heat Pump with Remote Outdoor Unit-Air-Source) | (C,H,T)VH837GKA** |  |  | EA*4X36L21A*+WALLCON | *96CTN0601714B* | 31400 | 16.5 | 8.1 | 33200 | 24400 | 73.49% | 1.82 | 0 | 10.5 |  |  |  | No | R-410A | 2.6167 | Residential & Commercial | Ducted CEE Tier 1
213774433 | Central HP <5.4 tons | KENMORE | HRCU-A-CB (Split System: Heat Pump with Remote Outdoor Unit-Air-Source) | (C,H,T)VH825GKA3* |  |  | EHD4X42AAL+WALLCON | *80CTL0902120B* | 24200 | 16 | 8.1 | 21400 | 16600 | 77.57% | 2 | 0 | 10.5 |  |  |  | No | R-410A | 2.0167 | Residential & Commercial | Ducted CEE Tier 1
213774453 | Central HP <5.4 tons | KENMORE | HRCU-A-CB (Split System: Heat Pump with Remote Outdoor Unit-Air-Source) | (C,H,T)VH825GKA3* |  |  | EHD4X42AAL+WALLCON | *80CTL1352422B* | 24200 | 16 | 8.1 | 21400 | 16600 | 77.57% | 2 | 0 | 10.5 |  |  |  | No | R-410A | 2.0167 | Residential & Commercial | Ducted CEE Tier 1
213774533 | Central HP <5.4 tons | KENMORE | HRCU-A-CB (Split System: Heat Pump with Remote Outdoor Unit-Air-Source) | (C,H,T)VH825GKA3* |  |  | EHD4X42AAL+WALLCON | *96CTN0801714B* | 24000 | 16 | 8.1 | 21400 | 16600 | 77.57% | 2 | 0 | 10.5 |  |  |  | No | R-410A | 2 | Residential & Commercial | Ducted CEE Tier 1
213774553 | Central HP <5.4 tons | KENMORE | HRCU-A-CB (Split System: Heat Pump with Remote Outdoor Unit-Air-Source) | (C,H,T)VH825GKA3* |  |  | EHD4X42AAL+WALLCON | *96CTN1202422B* | 24200 | 16 | 8.1 | 21400 | 16600 | 77.57% | 2 | 0 | 10.5 |  |  |  | No | R-410A | 2.0167 | Residential & Commercial | Ducted CEE Tier 1
213774703 | Central HP <5.4 tons | KENMORE | HRCU-A-CB (Split System: Heat Pump with Remote Outdoor Unit-Air-Source) | (C,H,T)VH825GKA3* |  |  | EHD4X48AAL+WALLCON | *96CTN0801714B* | 24200 | 16 | 8.1 | 21400 | 16600 | 77.57% | 2 | 0 | 10.5 |  |  |  | No | R-410A | 2.0167 | Residential & Commercial | Ducted CEE Tier 1
212500022 | Central HP <5.4 tons | LENNOX | HRCU-A-CB (Split System: Heat Pump with Remote Outdoor Unit-Air-Source) | EL22XPV-024-230A** | ADP |  | L*18/36V9 | ML196UH070XE48B* | 24000 | 16 | 8.2 | 22400 | 15700 | 70.09% | 1.88 | 0 | 12.5 |  |  |  | No | R-410A | 2 | Residential & Commercial | Ducted CEE Tier 1
212500038 | Central HP <5.4 tons | LENNOX | HRCU-A-CB (Split System: Heat Pump with Remote Outdoor Unit-Air-Source) | EL22XPV-024-230A** | ADP |  | L*19/36U9 | ML296UH045XV36B* | 23600 | 20 | 8.5 | 21600 | 15200 | 70.37% | 1.88 | 0 | 13 |  |  |  | No | R-410A | 1.9667 | Residential & Commercial | Ducted CEE Tier 1
213297878 | Central HP <5.4 tons | COLEMAN | HRCU-A-CB (Split System: Heat Pump with Remote Outdoor Unit-Air-Source) | HMH72B341 |  |  | XAFC36DBCN1 | Z9ES080C16SMPS1 | 33400 | 17 | 8.5 | 32000 | 22400 | 70% | 1.8 | 0 | 10 |  |  |  | No | R-410A | 2.7833 | Residential & Commercial | Ducted CEE Tier 1
215290033 | Central HP <5.4 tons | AIRQUEST | HRCU-A-CB (Split System: Heat Pump with Remote Outdoor Unit-Air-Source) | DLCURAH18ABK | ADP |  | H,GG36936 | *96VTN0401410A* | 17500 | 16 | 8.5 | 16500 | 18200 | 110.3% | 2.24 | 0 | 10.5 |  |  |  | No | R-410A | 1.4583 | Residential & Commercial | Ducted CEE Tier 1
215290044 | Central HP <5.4 tons | AIRQUEST | HRCU-A-CB (Split System: Heat Pump with Remote Outdoor Unit-Air-Source) | DLCURAH18ABK | ADP |  | H,GG9J936 | *96VTN0401410A* | 17400 | 16 | 8.5 | 16700 | 18800 | 112.6% | 2.3 | 0 | 10.5 |  |  |  | No | R-410A | 1.45 | Residential & Commercial | Ducted CEE Tier 1
215290074 | Central HP <5.4 tons | AIRQUEST | HRCU-A-CB (Split System: Heat Pump with Remote Outdoor Unit-Air-Source) | DLCURAH18ABK | ADP |  | H,GG35936 | *96VTN0401410B* | 17200 | 16 | 8.5 | 16500 | 18500 | 112.1% | 2.26 | 0 | 10.5 |  |  |  | No | R-410A | 1.4333 | Residential & Commercial | Ducted CEE Tier 1
215290108 | Central HP <5.4 tons | AIRQUEST | HRCU-A-CB (Split System: Heat Pump with Remote Outdoor Unit-Air-Source) | DLCURAH18ABK | ADP |  | H,GE32936 | *96VTN0401712A* | 17500 | 15.2 | 8.5 | 17100 | 18700 | 109.4% | 2.28 | 0 | 10 |  |  |  | No | R-410A | 1.4583 | Residential & Commercial | Ducted CEE Tier 1
215290119 | Central HP <5.4 tons | AIRQUEST | HRCU-A-CB (Split System: Heat Pump with Remote Outdoor Unit-Air-Source) | DLCURAH18ABK | ADP |  | H,GG36936 | *96VTN0401712A* | 17900 | 15.2 | 8.5 | 16900 | 18100 | 107.1% | 2.22 | 0 | 10.5 |  |  |  | No | R-410A | 1.4917 | Residential & Commercial | Ducted CEE Tier 1
214650193 | Central HP <5.4 tons | LUXAIRE | HRCU-A-CB (Split System: Heat Pump with Remote Outdoor Unit-Air-Source) | HH824E2S11 |  |  | CTU36B5XDS1+TXV | TPLC080B12MP13 | 23000 | 18 | 9 | 23000 | 18500 | 80.43% | 2 | 0 | 12 |  |  |  | No | R-454B | 1.9167 | Residential & Commercial | Ducted CEE Tier 1
214807691 | Central HP <5.4 tons | LUXAIRE | HRCU-A-CB (Split System: Heat Pump with Remote Outdoor Unit-Air-Source) | HH824E2S11 |  |  | CTU36B5XDS1+JMET08BS2N1+TXV |  | 23000 | 19 | 9 | 23000 | 17800 | 77.39% | 2 | 0 | 12 |  |  |  | No | R-454B | 1.9167 | Residential & Commercial | Ducted CEE Tier 1
215290133 | Central HP <5.4 tons | AIRQUEST | HRCU-A-CB (Split System: Heat Pump with Remote Outdoor Unit-Air-Source) | DLCURAH18ABK | ADP |  | HG80936 | *96VTN0401712A* | 17900 | 15.2 | 8.5 | 16900 | 18100 | 107.1% | 2.22 | 0 | 10.5 |  |  |  | No | R-410A | 1.4917 | Residential & Commercial | Ducted CEE Tier 1
215290135 | Central HP <5.4 tons | AIRQUEST | HRCU-A-CB (Split System: Heat Pump with Remote Outdoor Unit-Air-Source) | DLCURAH18ABK | ADP |  | H,GE23936 | *96VTN0401712B* | 17000 | 16 | 8.5 | 16600 | 19000 | 114.5% | 2.34 | 0 | 10 |  |  |  | No | R-410A | 1.4167 | Residential & Commercial | Ducted CEE Tier 1
215290185 | Central HP <5.4 tons | AIRQUEST | HRCU-A-CB (Split System: Heat Pump with Remote Outdoor Unit-Air-Source) | DLCURAH18ABK | ADP |  | H,GE31924 | *96VTN0601412A* | 17500 | 16 | 8.5 | 17200 | 18600 | 108.1% | 2.28 | 0 | 10 |  |  |  | No | R-410A | 1.4583 | Residential & Commercial | Ducted CEE Tier 1
215290208 | Central HP <5.4 tons | AIRQUEST | HRCU-A-CB (Split System: Heat Pump with Remote Outdoor Unit-Air-Source) | DLCURAH18ABK | ADP |  | HE30924 | *96VTN0601412A* | 17100 | 15.2 | 8.5 | 17200 | 18300 | 106.4% | 2.26 | 0 | 10.5 |  |  |  | No | R-410A | 1.425 | Residential & Commercial | Ducted CEE Tier 1
215290210 | Central HP <5.4 tons | AIRQUEST | HRCU-A-CB (Split System: Heat Pump with Remote Outdoor Unit-Air-Source) | DLCURAH18ABK | ADP |  | H,GE7J924 | *96VTN0601412A* | 17800 | 16 | 8.5 | 17200 | 18600 | 108.1% | 2.28 | 0 | 10.5 |  |  |  | No | R-410A | 1.4833 | Residential & Commercial | Ducted CEE Tier 1
215290235 | Central HP <5.4 tons | AIRQUEST | HRCU-A-CB (Split System: Heat Pump with Remote Outdoor Unit-Air-Source) | DLCURAH18ABK | ADP |  | H,GE32930 | *96VTN0601412B* | 17200 | 16 | 8.5 | 16900 | 19400 | 114.8% | 2.38 | 0 | 10.5 |  |  |  | No | R-410A | 1.4333 | Residential & Commercial | Ducted CEE Tier 1
215290244 | Central HP <5.4 tons | AIRQUEST | HRCU-A-CB (Split System: Heat Pump with Remote Outdoor Unit-Air-Source) | DLCURAH18ABK | ADP |  | H,GE34936 | *96VTN0601412B* | 17500 | 16 | 8.5 | 16900 | 18800 | 111.2% | 2.3 | 0 | 10.5 |  |  |  | No | R-410A | 1.4583 | Residential & Commercial | Ducted CEE Tier 1
215290303 | Central HP <5.4 tons | AIRQUEST | HRCU-A-CB (Split System: Heat Pump with Remote Outdoor Unit-Air-Source) | DLCURAH18ABK | ADP |  | H,GE9J936 | *96VTN0601714A* | 17700 | 16 | 8.5 | 16800 | 18100 | 107.7% | 2.22 | 0 | 10.5 |  |  |  | No | R-410A | 1.475 | Residential & Commercial | Ducted CEE Tier 1
215682463 | Central HP <5.4 tons | CARRIER | HRCU-A-CB (Split System: Heat Pump with Remote Outdoor Unit-Air-Source) | 27VNA048A*030* |  |  | CVAVA6121XMA*+UI | 58CU*B080C21**20 | 49000 | 19 | 9 | 50000 | 36600 | 73.2% | 2.12 | 0 | 10 |  |  |  | No | R-454B | 4.0833 | Residential & Commercial | Ducted CEE Tier 1
214584618 | Central HP <5.4 tons | FRASER-JOHNSTON | HRCU-A-CB (Split System: Heat Pump with Remote Outdoor Unit-Air-Source) | HH824E2S11 |  |  | CTF36B5ADS1 | Z8ES080B12SMPS1 | 23000 | 19 | 9.5 | 23000 | 18600 | 80.87% | 2 | 0 | 12 |  |  |  | No | R-454B | 1.9167 | Residential & Commercial | Ducted CEE Tier 1
215290310 | Central HP <5.4 tons | AIRQUEST | HRCU-A-CB (Split System: Heat Pump with Remote Outdoor Unit-Air-Source) | DLCURAH18ABK | ADP |  | H,GG31924 | *96VTN0601716B* | 16800 | 15.2 | 8.5 | 16800 | 19100 | 113.7% | 2.34 | 0 | 10 |  |  |  | No | R-410A | 1.4 | Residential & Commercial | Ducted CEE Tier 1
215290351 | Central HP <5.4 tons | AIRQUEST | HRCU-A-CB (Split System: Heat Pump with Remote Outdoor Unit-Air-Source) | DLCURAH18ABK | ADP |  | H,GE22936 | *96VTN0801716A* | 16800 | 15.2 | 8.5 | 16700 | 18800 | 112.6% | 2.3 | 0 | 10 |  |  |  | No | R-410A | 1.4 | Residential & Commercial | Ducted CEE Tier 1
215290378 | Central HP <5.4 tons | AIRQUEST | HRCU-A-CB (Split System: Heat Pump with Remote Outdoor Unit-Air-Source) | DLCURAH18ABK | ADP |  | H,GG30924 | *96VTN0801716A* | 16600 | 15.2 | 8.5 | 16700 | 18800 | 112.6% | 2.3 | 0 | 10 |  |  |  | No | R-410A | 1.3833 | Residential & Commercial | Ducted CEE Tier 1
215290410 | Central HP <5.4 tons | AIRQUEST | HRCU-A-CB (Split System: Heat Pump with Remote Outdoor Unit-Air-Source) | DLCURAH18ABK | ADP |  | H,GG33936 | *96VTN0801716B* | 17600 | 16 | 8.5 | 17100 | 18700 | 109.4% | 2.3 | 0 | 11 |  |  |  | No | R-410A | 1.4667 | Residential & Commercial | Ducted CEE Tier 1
213367369 | Central HP <5.4 tons | CARRIER | HRCU-A-CB (Split System: Heat Pump with Remote Outdoor Unit-Air-Source) | 38MURAQ24AB3* | ADP |  | H,PG9J936 | 59TP6C040V14**10 | 23400 | 16 | 8.5 | 24600 | 23800 | 96.75% | 2 | 0 | 10 |  |  |  | No | R-410A | 1.95 | Residential & Commercial | Ducted CEE Tier 1
213797146 | Central HP <5.4 tons | CARRIER | HRCU-A-C (Split System: Heat Pump with Remote Outdoor Unit with No Indoor Fan --Air Source) | 38MURAQ36AB3 | ADP |  | V,C36H175P139+CBPE4B* |  | 35000 | 15.2 | 8.6 | 37400 | 31600 | 84.49% | 1.96 | 0 | 10 |  |  |  | No | R-410A | 2.9167 | Residential & Commercial | Ducted CEE Tier 1
212603255 | Central HP <5.4 tons | DAY & NIGHT | HRCU-A-CB (Split System: Heat Pump with Remote Outdoor Unit-Air-Source) | DLCURAH36ABK | ADP |  | PL36H210P299 | *80VSL0902120A* | 36200 | 16 | 8.5 | 36800 | 34400 | 93.48% | 2.06 | 0 | 10 |  |  |  | No | R-410A | 3.0167 | Residential & Commercial | Ducted CEE Tier 1
212603262 | Central HP <5.4 tons | DAY & NIGHT | HRCU-A-CB (Split System: Heat Pump with Remote Outdoor Unit-Air-Source) | DLCURAH36ABK | ADP |  | PL36H210P299 | *95ESN1002120A* | 36800 | 16 | 8.1 | 37800 | 34600 | 91.53% | 2.06 | 0 | 10.5 |  |  |  | No | R-410A | 3.0667 | Residential & Commercial | Ducted CEE Tier 1
213782092 | Central HP <5.4 tons | KEEPRITE | HRCU-A-CB (Split System: Heat Pump with Remote Outdoor Unit-Air-Source) | CVH837GKA2* |  |  | EHD4X48AAL+WALLCON | *80CTL0902120B* | 32600 | 16.5 | 8.1 | 33000 | 24800 | 75.15% | 1.96 | 0 | 11 |  |  |  | No | R-410A | 2.7167 | Residential & Commercial | Ducted CEE Tier 1
213781692 | Central HP <5.4 tons | KEEPRITE | HRCU-A-CB (Split System: Heat Pump with Remote Outdoor Unit-Air-Source) | CVH837GKA2* |  |  | EA*4X61L24A*+WALLCON | *97CMN1002122B* | 33200 | 17.5 | 8.5 | 32000 | 24800 | 77.5% | 2 | 0 | 11.7 |  |  |  | No | R-410A | 2.7667 | Residential & Commercial | Ducted CEE Tier 1
213781992 | Central HP <5.4 tons | KEEPRITE | HRCU-A-CB (Split System: Heat Pump with Remote Outdoor Unit-Air-Source) | CVH837GKA2* |  |  | EHD4X42AAL+WALLCON | *97CMN1002122B* | 32600 | 16.5 | 8.1 | 33000 | 24600 | 74.55% | 1.94 | 0 | 11 |  |  |  | No | R-410A | 2.7167 | Residential & Commercial | Ducted CEE Tier 1
213781242 | Central HP <5.4 tons | KEEPRITE | HRCU-A-CB (Split System: Heat Pump with Remote Outdoor Unit-Air-Source) | CVH837GKA2* |  |  | EA*4X43L21A*+WALLCON | *97CMN1002122B* | 33000 | 17 | 8.5 | 32600 | 25000 | 76.69% | 1.98 | 0 | 11.5 |  |  |  | No | R-410A | 2.75 | Residential & Commercial | Ducted CEE Tier 1
213770516 | Central HP <5.4 tons | BRYANT HEATING AND COOLING SYSTEMS | HRCU-A-CB (Split System: Heat Pump with Remote Outdoor Unit-Air-Source) | 288BNV025*0**B* |  |  | CAP**2417AL*+UI | 88*TB48090C17*** | 23400 | 16.5 | 8.1 | 21800 | 16800 | 77.06% | 1.9 | 0 | 10.5 |  |  |  | No | R-410A | 1.95 | Residential & Commercial | Ducted CEE Tier 1
213771016 | Central HP <5.4 tons | BRYANT HEATING AND COOLING SYSTEMS | HRCU-A-CB (Split System: Heat Pump with Remote Outdoor Unit-Air-Source) | 288BNV025*0**B* |  |  | CAP**3621AL*+UI | 986TD66100C21*** | 23600 | 16.5 | 8.1 | 21400 | 16600 | 77.57% | 1.94 | 0 | 11 |  |  |  | No | R-410A | 1.9667 | Residential & Commercial | Ducted CEE Tier 1
207455316 | Central HP <5.4 tons | LENNOX | HRCU-A-CB (Split System: Heat Pump with Remote Outdoor Unit-Air-Source) | SL25XPV-024-230A** | ADP |  | L*23/37Z9 | SL280UH090V36B* | 22800 | 23 | 9.7 | 19800 | 19500 | 98.48% | 1.98 | 14 | 15 |  |  |  | No | R-410A | 1.9 | Residential & Commercial | Ducted CEE Tier 1
213773833 | Central HP <5.4 tons | KENMORE | HRCU-A-CB (Split System: Heat Pump with Remote Outdoor Unit-Air-Source) | (C,H,T)VH825GKA3* |  |  | EA*4X48L24A*+WALLCON | *80CTL1352422B* | 24200 | 17 | 8.1 | 21000 | 16500 | 78.57% | 2.02 | 0 | 11 |  |  |  | No | R-410A | 2.0167 | Residential & Commercial | Ducted CEE Tier 1
213773633 | Central HP <5.4 tons | KENMORE | HRCU-A-CB (Split System: Heat Pump with Remote Outdoor Unit-Air-Source) | (C,H,T)VH825GKA3* |  |  | EA*4X43L21A*+WALLCON | *97CMN0601714B* | 24200 | 16.5 | 8.1 | 21200 | 16700 | 78.77% | 2 | 0 | 10.5 |  |  |  | No | R-410A | 2.0167 | Residential & Commercial | Ducted CEE Tier 1
213773733 | Central HP <5.4 tons | KENMORE | HRCU-A-CB (Split System: Heat Pump with Remote Outdoor Unit-Air-Source) | (C,H,T)VH825GKA3* |  |  | EA*4X48L21A*+WALLCON | *80CTL1102120B* | 24000 | 17 | 8.1 | 21000 | 16500 | 78.57% | 2.02 | 0 | 11 |  |  |  | No | R-410A | 2 | Residential & Commercial | Ducted CEE Tier 1
213773213 | Central HP <5.4 tons | KENMORE | HRCU-A-CB (Split System: Heat Pump with Remote Outdoor Unit-Air-Source) | (C,H,T)VH825GKA3* |  |  | EA*4X37L17A*+WALLCON | *97CMN0601714B* | 24000 | 16 | 8.1 | 21600 | 16800 | 77.78% | 1.98 | 0 | 10.5 |  |  |  | No | R-410A | 2 | Residential & Commercial | Ducted CEE Tier 1
213773073 | Central HP <5.4 tons | KENMORE | HRCU-A-CB (Split System: Heat Pump with Remote Outdoor Unit-Air-Source) | (C,H,T)VH825GKA3* |  |  | EA*4X36L21A*+WALLCON | *80CTL0902120B* | 23600 | 16.5 | 8.1 | 21400 | 16600 | 77.57% | 1.94 | 0 | 10.5 |  |  |  | No | R-410A | 1.9667 | Residential & Commercial | Ducted CEE Tier 1
213360256 | Central HP <5.4 tons | LENNOX | HRCU-A-CB (Split System: Heat Pump with Remote Outdoor Unit-Air-Source) | SL25XPV-036-230A** | ADP |  | L*35/36S9 | EL297UH070XV36B* | 33800 | 21 | 8.8 | 34200 | 27400 | 80.12% | 1.8 | 0 | 13 |  |  |  | No | R-410A | 2.8167 | Residential & Commercial | Ducted CEE Tier 1
213360275 | Central HP <5.4 tons | LENNOX | HRCU-A-CB (Split System: Heat Pump with Remote Outdoor Unit-Air-Source) | SL25XPV-036-230A** | ADP |  | L*23/37Z9 | EL297UH090XV60C* | 33600 | 21 | 8.6 | 32800 | 26200 | 79.88% | 1.8 | 0 | 13 |  |  |  | No | R-410A | 2.8 | Residential & Commercial | Ducted CEE Tier 1
212632740 | Central HP <5.4 tons | LENNOX | HRCU-A-CB (Split System: Heat Pump with Remote Outdoor Unit-Air-Source) | SL25XPV-036-230A** | ADP |  | LD24/35Y9 | SL280DF090V60C* | 33400 | 20 | 8.7 | 34400 | 28800 | 83.72% | 1.76 | 0 | 13 |  |  |  | No | R-410A | 2.7833 | Residential & Commercial | Ducted CEE Tier 1
212632741 | Central HP <5.4 tons | LENNOX | HRCU-A-CB (Split System: Heat Pump with Remote Outdoor Unit-Air-Source) | SL25XPV-036-230A** | ADP |  | LD30/36Z9 | SL280DF090V60C* | 33400 | 20 | 8.7 | 34400 | 28800 | 83.72% | 1.76 | 0 | 13 |  |  |  | No | R-410A | 2.7833 | Residential & Commercial | Ducted CEE Tier 1
212632756 | Central HP <5.4 tons | LENNOX | HRCU-A-CB (Split System: Heat Pump with Remote Outdoor Unit-Air-Source) | SL25XPV-036-230A** | ADP |  | LD30/36Y9 | SLP99DF090XV36C* | 33400 | 21 | 8.7 | 34400 | 29000 | 84.3% | 1.76 | 0 | 13 |  |  |  | No | R-410A | 2.7833 | Residential & Commercial | Ducted CEE Tier 1
212632758 | Central HP <5.4 tons | LENNOX | HRCU-A-CB (Split System: Heat Pump with Remote Outdoor Unit-Air-Source) | SL25XPV-036-230A** | ADP |  | LD31/36Y9 | SLP99DF090XV36C* | 33400 | 21 | 8.7 | 34400 | 29000 | 84.3% | 1.76 | 0 | 13 |  |  |  | No | R-410A | 2.7833 | Residential & Commercial | Ducted CEE Tier 1
212632773 | Central HP <5.4 tons | LENNOX | HRCU-A-CB (Split System: Heat Pump with Remote Outdoor Unit-Air-Source) | SL25XPV-036-230A** | ADP |  | LD31/36Z9 | SLP99DF110XV60C* | 33400 | 20 | 8.7 | 34400 | 29400 | 85.47% | 1.76 | 0 | 13 |  |  |  | No | R-410A | 2.7833 | Residential & Commercial | Ducted CEE Tier 1
212632774 | Central HP <5.4 tons | LENNOX | HRCU-A-CB (Split System: Heat Pump with Remote Outdoor Unit-Air-Source) | SL25XPV-036-230A** | ADP |  | LD31/36Y9 | SLP99DF110XV60C* | 33400 | 20 | 8.7 | 34400 | 29400 | 85.47% | 1.76 | 0 | 13 |  |  |  | No | R-410A | 2.7833 | Residential & Commercial | Ducted CEE Tier 1
213780953 | Central HP <5.4 tons | KENMORE | HRCU-A-CB (Split System: Heat Pump with Remote Outdoor Unit-Air-Source) | (C,H,T)VH837GKA2* |  |  | EA*4X37L21A*+WALLCON | *96CTN0801714B* | 32800 | 17 | 8.5 | 33000 | 25200 | 76.36% | 1.96 | 0 | 11 |  |  |  | No | R-410A | 2.7333 | Residential & Commercial | Ducted CEE Tier 1
213781253 | Central HP <5.4 tons | KENMORE | HRCU-A-CB (Split System: Heat Pump with Remote Outdoor Unit-Air-Source) | (C,H,T)VH837GKA2* |  |  | EA*4X43L21A*+WALLCON | *96CTN0601714B* | 32800 | 17 | 8.1 | 33000 | 25400 | 76.97% | 1.96 | 0 | 11 |  |  |  | No | R-410A | 2.7333 | Residential & Commercial | Ducted CEE Tier 1
213781153 | Central HP <5.4 tons | KENMORE | HRCU-A-CB (Split System: Heat Pump with Remote Outdoor Unit-Air-Source) | (C,H,T)VH837GKA2* |  |  | EA*4X42L24A*+WALLCON | *96CTN1202422B* | 31800 | 17 | 8.1 | 33000 | 24200 | 73.33% | 1.88 | 0 | 11 |  |  |  | No | R-410A | 2.65 | Residential & Commercial | Ducted CEE Tier 1
213781103 | Central HP <5.4 tons | KENMORE | HRCU-A-CB (Split System: Heat Pump with Remote Outdoor Unit-Air-Source) | (C,H,T)VH837GKA2* |  |  | EA*4X42L24A*+WALLCON | *80CTL1102120B* | 31800 | 17 | 8.1 | 32800 | 24200 | 73.78% | 1.88 | 0 | 11 |  |  |  | No | R-410A | 2.65 | Residential & Commercial | Ducted CEE Tier 1
212380525 | Central HP <5.4 tons | CARRIER | HRCU-A-CB (Split System: Heat Pump with Remote Outdoor Unit-Air-Source) | 25VNA424A*031* | ADP |  | C36A***L129 | 58TN*A070C14**12 | 23200 | 21 | 8.1 | 25000 | 19400 | 77.6% | 2.42 | 0 | 13.5 |  |  |  | No | R-410A | 1.9333 | Residential & Commercial | Ducted CEE Tier 1
212380592 | Central HP <5.4 tons | CARRIER | HRCU-A-CB (Split System: Heat Pump with Remote Outdoor Unit-Air-Source) | 25VNA424A*031* | ADP |  | C36A***L159 | 59TN6B060C17**14 | 23400 | 20 | 8.1 | 25000 | 19500 | 78% | 2.46 | 0 | 13 |  |  |  | No | R-410A | 1.95 | Residential & Commercial | Ducted CEE Tier 1
212983877 | Central HP <5.4 tons | KEEPRITE | HRCU-A-CB (Split System: Heat Pump with Remote Outdoor Unit-Air-Source) | DLCURAH36ABK |  |  | EA*4X48L21A* | *92MSN0601714A* | 35600 | 16 | 8.5 | 37800 | 34800 | 92.06% | 2.02 | 0 | 10 |  |  |  | No | R-410A | 2.9667 | Residential & Commercial | Ducted CEE Tier 1
212982608 | Central HP <5.4 tons | KEEPRITE | HRCU-A-CB (Split System: Heat Pump with Remote Outdoor Unit-Air-Source) | DLCURAH36ABK |  |  | EA*4X48L24A* | *80MSU0601716A* | 35600 | 17 | 8.5 | 37800 | 34600 | 91.53% | 2.02 | 0 | 10 |  |  |  | No | R-410A | 2.9667 | Residential & Commercial | Ducted CEE Tier 1
215678284 | Central HP <5.4 tons | BRYANT HEATING AND COOLING SYSTEMS | HRCU-A-CB (Split System: Heat Pump with Remote Outdoor Unit-Air-Source) | 290VAN024**AA* |  |  | CAA**3017AM*+UI | 987TA42060C17*** | 23000 | 16.5 | 9 | 24000 | 16800 | 70% | 1.86 | 0 | 10 |  |  |  | No | R-454B | 1.9167 | Residential & Commercial | Ducted CEE Tier 1
212380983 | Central HP <5.4 tons | CARRIER | HRCU-A-CB (Split System: Heat Pump with Remote Outdoor Unit-Air-Source) | 25VNA448A*031* | ADP |  | C60A***L169 | 58TN*A090C21**20 | 44000 | 21 | 8.1 | 44500 | 35800 | 80.45% | 2.28 | 0 | 12 |  |  |  | No | R-410A | 3.6667 | Residential & Commercial | Ducted CEE Tier 1
214243965 | Central HP <5.4 tons | CARRIER | HRCU-A-CB (Split System: Heat Pump with Remote Outdoor Unit-Air-Source) | 25VNA448A*031* |  |  | CNPV*4824AL*+UI | 59MN7C100C21**22 | 44000 | 21 | 8.5 | 46500 | 36400 | 78.28% | 2.16 | 0 | 12 |  |  |  | No | R-410A | 3.6667 | Residential & Commercial | Ducted CEE Tier 1
214243981 | Central HP <5.4 tons | CARRIER | HRCU-A-CB (Split System: Heat Pump with Remote Outdoor Unit-Air-Source) | 25VNA448A*031* |  |  | CNPV*6024AL*+UI | 59MN7C120C24**22 | 44500 | 21 | 9 | 46000 | 36200 | 78.7% | 2.24 | 0 | 12 |  |  |  | No | R-410A | 3.7083 | Residential & Commercial | Ducted CEE Tier 1
214239884 | Central HP <5.4 tons | BRYANT HEATING AND COOLING SYSTEMS | HRCU-A-CB (Split System: Heat Pump with Remote Outdoor Unit-Air-Source) | 288BNV037*0**A* |  |  | CNPV*4821AL*+UI | 88*TB60110C21*** | 32400 | 17 | 8.1 | 32600 | 24600 | 75.46% | 1.96 | 0 | 11.5 |  |  |  | No | R-410A | 2.7 | Residential & Commercial | Ducted CEE Tier 1
214242175 | Central HP <5.4 tons | CARRIER | HRCU-A-CB (Split System: Heat Pump with Remote Outdoor Unit-Air-Source) | 25VNA825A*032* |  |  | CNPV*4221AL*+UI | 59TN6C060C17**14 | 23600 | 16 | 8.1 | 21600 | 16700 | 77.31% | 1.94 | 0 | 11 |  |  |  | No | R-410A | 1.9667 | Residential & Commercial | Ducted CEE Tier 1
213296958 | Central HP <5.4 tons | COLEMAN | HRCU-A-CB (Split System: Heat Pump with Remote Outdoor Unit-Air-Source) | HMH72B341 |  |  | XAHC36DXXN1+TXV | Z8ES080B12LMPS1 | 33400 | 17.5 | 8.1 | 32800 | 23000 | 70.12% | 2.02 | 0 | 10 |  |  |  | No | R-410A | 2.7833 | Residential & Commercial | Ducted CEE Tier 1
213298098 | Central HP <5.4 tons | COLEMAN | HRCU-A-CB (Split System: Heat Pump with Remote Outdoor Unit-Air-Source) | HMH72B341 |  |  | XAFB36DXXN1+JMET12BS2N1+TXV |  | 34000 | 18.5 | 8.5 | 33800 | 23800 | 70.41% | 2.12 | 0 | 10.5 |  |  |  | No | R-410A | 2.8333 | Residential & Commercial | Ducted CEE Tier 1
215853415 | Central HP <5.4 tons | FRASER-JOHNSTON | HRCU-A-CB (Split System: Heat Pump with Remote Outdoor Unit-Air-Source) | HH836E2S11 |  |  | CTM36C5CDS1 | Z9ES080C16SMPS1 | 33600 | 18 | 8.5 | 31200 | 25400 | 81.41% | 2 | 0 | 11 |  |  |  | No | R-454B | 2.8 | Residential & Commercial | Ducted CEE Tier 1
215853416 | Central HP <5.4 tons | FRASER-JOHNSTON | HRCU-A-CB (Split System: Heat Pump with Remote Outdoor Unit-Air-Source) | HH836E2S11 |  |  | CTM36B5CDS1 | Z9ES060B12SMPS1 | 33200 | 17 | 8.5 | 31000 | 25400 | 81.94% | 2 | 0 | 11 |  |  |  | No | R-454B | 2.7667 | Residential & Commercial | Ducted CEE Tier 1
212982404 | Central HP <5.4 tons | KEEPRITE | HRCU-A-CB (Split System: Heat Pump with Remote Outdoor Unit-Air-Source) | DLCURAH18ABK |  |  | EA*4X25L17A* | *80MSU0401712A* | 17800 | 16 | 8.1 | 17800 | 17600 | 98.88% | 2.12 | 0 | 10.5 |  |  |  | No | R-410A | 1.4833 | Residential & Commercial | Ducted CEE Tier 1
212981888 | Central HP <5.4 tons | KEEPRITE | HRCU-A-CB (Split System: Heat Pump with Remote Outdoor Unit-Air-Source) | DLCURAH18ABK |  |  | EN(A,D)4X30L17** | *80MSU1002120A* | 17500 | 16 | 8.1 | 18200 | 18700 | 102.7% | 2.24 | 0 | 10.5 |  |  |  | No | R-410A | 1.4583 | Residential & Commercial | Ducted CEE Tier 1
212983725 | Central HP <5.4 tons | KEEPRITE | HRCU-A-CB (Split System: Heat Pump with Remote Outdoor Unit-Air-Source) | DLCURAH18ABK |  |  | EN(A,D)4X30L14** | *92MSN0601412A* | 17400 | 16 | 8.1 | 17900 | 18600 | 103.9% | 2.24 | 0 | 11 |  |  |  | No | R-410A | 1.45 | Residential & Commercial | Ducted CEE Tier 1
212977574 | Central HP <5.4 tons | CARRIER | HRCU-A-CB (Split System: Heat Pump with Remote Outdoor Unit-Air-Source) | 38MURAQ24AB3* |  |  | CAP**2417AL* | 58S(B,C)*B045M14**12 | 23400 | 17 | 9 | 27000 | 26200 | 97.04% | 2.2 | 0 | 10 |  |  |  | No | R-410A | 1.95 | Residential & Commercial | Ducted CEE Tier 1
212977610 | Central HP <5.4 tons | CARRIER | HRCU-A-CB (Split System: Heat Pump with Remote Outdoor Unit-Air-Source) | 38MURAQ24AB3* |  |  | CAP**3017AL* | 58S(B,C)*B045M14**12 | 23600 | 17 | 8.5 | 26000 | 24000 | 92.31% | 2 | 0 | 10 |  |  |  | No | R-410A | 1.9667 | Residential & Commercial | Ducted CEE Tier 1
212978664 | Central HP <5.4 tons | CARRIER | HRCU-A-CB (Split System: Heat Pump with Remote Outdoor Unit-Air-Source) | 38MURAQ24AB3* |  |  | CAP**3621AL* | 58S(B,C)*B070M17**12 | 23600 | 17.5 | 8.5 | 26000 | 24000 | 92.31% | 2 | 0 | 10 |  |  |  | No | R-410A | 1.9667 | Residential & Commercial | Ducted CEE Tier 1
213771953 | Central HP <5.4 tons | KENMORE | HRCU-A-CB (Split System: Heat Pump with Remote Outdoor Unit-Air-Source) | (C,H,T)VH825GKA2* |  |  | EHD4X30AAL+WALLCON | *80CTL0901716B* | 23800 | 16 | 8.1 | 21800 | 16800 | 77.06% | 1.96 | 0 | 10.5 |  |  |  | No | R-410A | 1.9833 | Residential & Commercial | Ducted CEE Tier 1
214279760 | Central HP <5.4 tons | CARRIER | HRCU-A-CB (Split System: Heat Pump with Remote Outdoor Unit-Air-Source) | 38MURAQ18AB3* |  |  | CAP**3017AL* | 59SC6A060M17**16 | 17400 | 16 | 8.5 | 18000 | 18700 | 103.9% | 2.24 | 0 | 10.5 |  |  |  | No | R-410A | 1.45 | Residential & Commercial | Ducted CEE Tier 1
214626816 | Central HP <5.4 tons | CARRIER | HRCU-A-CB (Split System: Heat Pump with Remote Outdoor Unit-Air-Source) | 25VNA424A*031* | ADP |  | C36A***L539 | 58CU*A040C17**12 | 24200 | 21 | 10.5 | 24800 | 19300 | 77.82% | 2.56 | 0 | 13.5 |  |  |  | No | R-410A | 2.0167 | Residential & Commercial | Ducted CEE Tier 1
214626848 | Central HP <5.4 tons | CARRIER | HRCU-A-CB (Split System: Heat Pump with Remote Outdoor Unit-Air-Source) | 25VNA424A*031* | ADP |  | V,C36H175P149 | 58CU*A060C17**16 | 23400 | 20 | 10.5 | 25000 | 19300 | 77.2% | 2.46 | 0 | 13.5 |  |  |  | No | R-410A | 1.95 | Residential & Commercial | Ducted CEE Tier 1
214626900 | Central HP <5.4 tons | CARRIER | HRCU-A-CB (Split System: Heat Pump with Remote Outdoor Unit-Air-Source) | 25VNA424A*031* | ADP |  | PL36H175P149 | 59CU5A060C17**16 | 23400 | 20 | 10.5 | 25000 | 19500 | 78% | 2.44 | 0 | 13 |  |  |  | No | R-410A | 1.95 | Residential & Commercial | Ducted CEE Tier 1
213613895 | Central HP <5.4 tons | CARRIER | HRCU-A-C (Split System: Heat Pump with Remote Outdoor Unit with No Indoor Fan --Air Source) | 38MURAQ30AB3 | ADP |  | CDP30A14P+TD |  | 28600 | 15.2 | 9.05 | 31000 | 26600 | 85.81% | 1.76 | 0 | 10 |  |  |  | No | R-410A | 2.3833 | Residential & Commercial | Ducted CEE Tier 1
213782112 | Central HP <5.4 tons | KEEPRITE | HRCU-A-CB (Split System: Heat Pump with Remote Outdoor Unit-Air-Source) | CVH837GKA2* |  |  | EHD4X48AAL+WALLCON | *80CTL1352422B* | 32600 | 16.5 | 8.1 | 32600 | 24800 | 76.07% | 1.96 | 0 | 11 |  |  |  | No | R-410A | 2.7167 | Residential & Commercial | Ducted CEE Tier 1
213782192 | Central HP <5.4 tons | KEEPRITE | HRCU-A-CB (Split System: Heat Pump with Remote Outdoor Unit-Air-Source) | CVH837GKA2* |  |  | EHD4X48AAL+WALLCON | *96CTN1002122B* | 32600 | 16.5 | 8.1 | 33000 | 24800 | 75.15% | 1.96 | 0 | 11 |  |  |  | No | R-410A | 2.7167 | Residential & Commercial | Ducted CEE Tier 1
213781442 | Central HP <5.4 tons | KEEPRITE | HRCU-A-CB (Split System: Heat Pump with Remote Outdoor Unit-Air-Source) | CVH837GKA2* |  |  | EA*4X48L24A*+WALLCON | *97CMN1202422B* | 32200 | 17 | 8.1 | 32600 | 24800 | 76.07% | 1.98 | 0 | 11 |  |  |  | No | R-410A | 2.6833 | Residential & Commercial | Ducted CEE Tier 1
214389262 | Central HP <5.4 tons | CARRIER | HRCU-A-CB (Split System: Heat Pump with Remote Outdoor Unit-Air-Source) | 25VNA436A*031* |  |  | CNPV*4217AL*+UI | 59MN7C060C17**14 | 33200 | 18.5 | 9 | 37600 | 26600 | 70.74% | 1.98 | 0 | 11.5 |  |  |  | No | R-410A | 2.7667 | Residential & Commercial | Ducted CEE Tier 1
214569538 | Central HP <5.4 tons | CARRIER | HRCU-A-CB (Split System: Heat Pump with Remote Outdoor Unit-Air-Source) | 25VNA436A*031* |  |  | CAP**4224AL*+UI | 58TN*B070C21**20 | 33200 | 19 | 9.5 | 37800 | 26600 | 70.37% | 2 | 0 | 11.5 |  |  |  | No | R-410A | 2.7667 | Residential & Commercial | Ducted CEE Tier 1
214569622 | Central HP <5.4 tons | CARRIER | HRCU-A-CB (Split System: Heat Pump with Remote Outdoor Unit-Air-Source) | 25VNA436A*031* |  |  | CSPH*3612AL*+UI | 59CU5B080C21**20 | 33600 | 18 | 9 | 37000 | 26200 | 70.81% | 2.02 | 0 | 11.5 |  |  |  | No | R-410A | 2.8 | Residential & Commercial | Ducted CEE Tier 1
212979215 | Central HP <5.4 tons | CARRIER | HRCU-A-CB (Split System: Heat Pump with Remote Outdoor Unit-Air-Source) | 38MURAQ24AB3* |  |  | CNPV*3017AL* | 58S(B,C)*B070M17**16 | 23600 | 17 | 8.5 | 26400 | 24400 | 92.42% | 2.02 | 0 | 10.5 |  |  |  | No | R-410A | 1.9667 | Residential & Commercial | Ducted CEE Tier 1
212979833 | Central HP <5.4 tons | CARRIER | HRCU-A-CB (Split System: Heat Pump with Remote Outdoor Unit-Air-Source) | 38MURAQ24AB3* |  |  | CAP**3017AL* | 58S(B,C)*B090M17**14 | 23600 | 17 | 8.5 | 26400 | 24600 | 93.18% | 2.04 | 0 | 10 |  |  |  | No | R-410A | 1.9667 | Residential & Commercial | Ducted CEE Tier 1
212980585 | Central HP <5.4 tons | CARRIER | HRCU-A-CB (Split System: Heat Pump with Remote Outdoor Unit-Air-Source) | 38MURAQ24AB3* |  |  | CAP**3721AL* | 58S(B,C)*B090M21**20 | 24000 | 17.5 | 8.5 | 25200 | 21800 | 86.51% | 1.82 | 0 | 10 |  |  |  | No | R-410A | 2 | Residential & Commercial | Ducted CEE Tier 1
212981736 | Central HP <5.4 tons | CARRIER | HRCU-A-CB (Split System: Heat Pump with Remote Outdoor Unit-Air-Source) | 38MURAQ24AB3* |  |  | CAP**3621AL* | 58SU*B040M17**12 | 23600 | 17 | 8.5 | 25800 | 23200 | 89.92% | 1.94 | 0 | 10 |  |  |  | No | R-410A | 1.9667 | Residential & Commercial | Ducted CEE Tier 1
212982324 | Central HP <5.4 tons | CARRIER | HRCU-A-CB (Split System: Heat Pump with Remote Outdoor Unit-Air-Source) | 38MURAQ24AB3* |  |  | CNPV*2417AL* | 58SU*B060M17**16 | 23200 | 16.5 | 8.5 | 26800 | 23600 | 88.06% | 1.96 | 0 | 10 |  |  |  | No | R-410A | 1.9333 | Residential & Commercial | Ducted CEE Tier 1
212983526 | Central HP <5.4 tons | CARRIER | HRCU-A-CB (Split System: Heat Pump with Remote Outdoor Unit-Air-Source) | 38MURAQ24AB3* |  |  | CAP**2517AL* | 59SC2E060M14**12 | 24400 | 17 | 8.5 | 25400 | 21600 | 85.04% | 1.8 | 0 | 10 |  |  |  | No | R-410A | 2.0333 | Residential & Commercial | Ducted CEE Tier 1
214242225 | Central HP <5.4 tons | CARRIER | HRCU-A-CB (Split System: Heat Pump with Remote Outdoor Unit-Air-Source) | 25VNA825A*032* |  |  | CNPV*4821AL*+UI | 58TN*B090C17**16 | 24200 | 17 | 8.1 | 21200 | 16600 | 78.3% | 2 | 0 | 11 |  |  |  | No | R-410A | 2.0167 | Residential & Commercial | Ducted CEE Tier 1
214242325 | Central HP <5.4 tons | CARRIER | HRCU-A-CB (Split System: Heat Pump with Remote Outdoor Unit-Air-Source) | 25VNA825A*032* |  |  | CNPV*4824AL*+UI | 58TN*B090C21**20 | 24200 | 17 | 8.1 | 21200 | 16600 | 78.3% | 2 | 0 | 11 |  |  |  | No | R-410A | 2.0167 | Residential & Commercial | Ducted CEE Tier 1
214570608 | Central HP <5.4 tons | CARRIER | HRCU-A-CB (Split System: Heat Pump with Remote Outdoor Unit-Air-Source) | 25VNA825A*032* |  |  | CAP**4321AL*+UI | 58TN*B070C21**20 | 24400 | 16.5 | 8.5 | 21200 | 16600 | 78.3% | 2.02 | 0 | 11 |  |  |  | No | R-410A | 2.0333 | Residential & Commercial | Ducted CEE Tier 1
214571128 | Central HP <5.4 tons | CARRIER | HRCU-A-CB (Split System: Heat Pump with Remote Outdoor Unit-Air-Source) | 25VNA825A*032* |  |  | CNPV*3621AL*+UI | 59MN7C080C21**20 | 23400 | 16.5 | 8.1 | 21600 | 16700 | 77.31% | 1.92 | 0 | 11 |  |  |  | No | R-410A | 1.95 | Residential & Commercial | Ducted CEE Tier 1
214571178 | Central HP <5.4 tons | CARRIER | HRCU-A-CB (Split System: Heat Pump with Remote Outdoor Unit-Air-Source) | 25VNA825A*032* |  |  | CNPV*4221AL*+UI | 59MN7C060C21**20 | 23600 | 16 | 8.1 | 21600 | 16700 | 77.31% | 1.94 | 0 | 11 |  |  |  | No | R-410A | 1.9667 | Residential & Commercial | Ducted CEE Tier 1
213360273 | Central HP <5.4 tons | LENNOX | HRCU-A-CB (Split System: Heat Pump with Remote Outdoor Unit-Air-Source) | SL25XPV-036-230A** | ADP |  | LH35/38F9 | EL297UH090XV60C* | 33600 | 21 | 8.6 | 32800 | 26200 | 79.88% | 1.8 | 0 | 13 |  |  |  | No | R-410A | 2.8 | Residential & Commercial | Ducted CEE Tier 1
214651694 | Central HP <5.4 tons | COLEMAN | HRCU-A-CB (Split System: Heat Pump with Remote Outdoor Unit-Air-Source) | HH824E2S11 |  |  | CTU30B5XCS1+TXV | TM9Y080B12MP11 | 23000 | 17 | 9.5 | 23000 | 18500 | 80.43% | 2 | 0 | 11.7 |  |  |  | No | R-454B | 1.9167 | Residential & Commercial | Ducted CEE Tier 1
212501415 | Central HP <5.4 tons | LENNOX | HRCU-A-CB (Split System: Heat Pump with Remote Outdoor Unit-Air-Source) | SL25XPV-024-230A** | ADP |  | LP36/37R9 | SLP99UH090XV36C* | 22200 | 22 | 9.3 | 19800 | 19800 | 100% | 1.9 | 0 | 14.5 |  |  |  | No | R-410A | 1.85 | Residential & Commercial | Ducted CEE Tier 1
213360207 | Central HP <5.4 tons | LENNOX | HRCU-A-CB (Split System: Heat Pump with Remote Outdoor Unit-Air-Source) | SL25XPV-024-230A** | ADP |  | LP36/37R9 | EL297UH045XV36B* | 22800 | 22 | 9.5 | 19600 | 19600 | 100% | 1.96 | 0 | 14.5 |  |  |  | No | R-410A | 1.9 | Residential & Commercial | Ducted CEE Tier 1
213360225 | Central HP <5.4 tons | LENNOX | HRCU-A-CB (Split System: Heat Pump with Remote Outdoor Unit-Air-Source) | SL25XPV-024-230A** | ADP |  | LP36/37R9 | EL297UH090XV36C* | 22200 | 22 | 9.3 | 19800 | 19800 | 100% | 1.9 | 0 | 14.5 |  |  |  | No | R-410A | 1.85 | Residential & Commercial | Ducted CEE Tier 1
213360226 | Central HP <5.4 tons | LENNOX | HRCU-A-CB (Split System: Heat Pump with Remote Outdoor Unit-Air-Source) | SL25XPV-024-230A** | ADP |  | L*35/36U9 | EL297UH090XV36C* | 22200 | 22 | 9.3 | 19800 | 19800 | 100% | 1.9 | 0 | 14.5 |  |  |  | No | R-410A | 1.85 | Residential & Commercial | Ducted CEE Tier 1
214627184 | Central HP <5.4 tons | CARRIER | HRCU-A-CB (Split System: Heat Pump with Remote Outdoor Unit-Air-Source) | 25VNA448A*031* | ADP |  | V,C48H210P169 | 59CU5A080C21**20 | 44000 | 21 | 8.5 | 44500 | 36000 | 80.9% | 2.18 | 0 | 12 |  |  |  | No | R-410A | 3.6667 | Residential & Commercial | Ducted CEE Tier 1
214627193 | Central HP <5.4 tons | CARRIER | HRCU-A-CB (Split System: Heat Pump with Remote Outdoor Unit-Air-Source) | 25VNA448A*031* | ADP |  | PL60H210P179 | 59CU5A080C21**20 | 44000 | 21 | 8.5 | 44500 | 36000 | 80.9% | 2.18 | 0 | 12 |  |  |  | No | R-410A | 3.6667 | Residential & Commercial | Ducted CEE Tier 1
214569420 | Central HP <5.4 tons | CARRIER | HRCU-A-CB (Split System: Heat Pump with Remote Outdoor Unit-Air-Source) | 25VNA448A*031* |  |  | CAP**6024AL*+UI | 58TN*B070C21**20 | 44500 | 21 | 10 | 46000 | 36400 | 79.13% | 2.32 | 0 | 11.5 |  |  |  | No | R-410A | 3.7083 | Residential & Commercial | Ducted CEE Tier 1
214569438 | Central HP <5.4 tons | CARRIER | HRCU-A-CB (Split System: Heat Pump with Remote Outdoor Unit-Air-Source) | 25VNA448A*031* |  |  | CAP**6121AL*+UI | 59MN7C060C21**20 | 44500 | 20.5 | 9.5 | 46500 | 37000 | 79.57% | 2.3 | 0 | 11 |  |  |  | No | R-410A | 3.7083 | Residential & Commercial | Ducted CEE Tier 1
214569488 | Central HP <5.4 tons | CARRIER | HRCU-A-CB (Split System: Heat Pump with Remote Outdoor Unit-Air-Source) | 25VNA448A*031* |  |  | CNPV*4821AL*+UI | 59MN7C080C21**20 | 44000 | 20.5 | 9 | 46500 | 36600 | 78.71% | 2.16 | 0 | 11.5 |  |  |  | No | R-410A | 3.6667 | Residential & Commercial | Ducted CEE Tier 1
212632709 | Central HP <5.4 tons | LENNOX | HRCU-A-CB (Split System: Heat Pump with Remote Outdoor Unit-Air-Source) | SL25XPV-036-230A** | ADP |  | LD19/36Y9 | EL296DF090XV60C* | 33000 | 20 | 8.7 | 34400 | 29400 | 85.47% | 1.76 | 0 | 12.5 |  |  |  | No | R-410A | 2.75 | Residential & Commercial | Ducted CEE Tier 1
212632759 | Central HP <5.4 tons | LENNOX | HRCU-A-CB (Split System: Heat Pump with Remote Outdoor Unit-Air-Source) | SL25XPV-036-230A** | ADP |  | LD30/36Z9 | SLP99DF090XV48C* | 33400 | 21 | 8.7 | 34400 | 29400 | 85.47% | 1.76 | 0 | 12.5 |  |  |  | No | R-410A | 2.7833 | Residential & Commercial | Ducted CEE Tier 1
212632768 | Central HP <5.4 tons | LENNOX | HRCU-A-CB (Split System: Heat Pump with Remote Outdoor Unit-Air-Source) | SL25XPV-036-230A** | ADP |  | LD31/36Y9 | SLP99DF090XV60C* | 33400 | 20 | 8.7 | 34400 | 29400 | 85.47% | 1.76 | 0 | 13 |  |  |  | No | R-410A | 2.7833 | Residential & Commercial | Ducted CEE Tier 1
213772405 | Central HP <5.4 tons | CARRIER | HRCU-A-CB (Split System: Heat Pump with Remote Outdoor Unit-Air-Source) | 25VNA825A*031* |  |  | CSPH*4212AL*+UI | 59TN6C100C21**22 | 24200 | 16 | 8.1 | 21400 | 16600 | 77.57% | 2 | 0 | 10.5 |  |  |  | No | R-410A | 2.0167 | Residential & Commercial | Ducted CEE Tier 1
214572648 | Central HP <5.4 tons | CARRIER | HRCU-A-CB (Split System: Heat Pump with Remote Outdoor Unit-Air-Source) | 25VNA837A*030* |  |  | CAP**4224AL*+UI | 58TN*B070C21**20 | 31800 | 18 | 8.5 | 33000 | 24400 | 73.94% | 1.9 | 0 | 11 |  |  |  | No | R-410A | 2.65 | Residential & Commercial | Ducted CEE Tier 1
214572748 | Central HP <5.4 tons | CARRIER | HRCU-A-CB (Split System: Heat Pump with Remote Outdoor Unit-Air-Source) | 25VNA837A*030* |  |  | CAP**4321AL*+UI | 59MN7C080C21**20 | 32800 | 17.5 | 8.5 | 32800 | 25200 | 76.83% | 2 | 0 | 11.5 |  |  |  | No | R-410A | 2.7333 | Residential & Commercial | Ducted CEE Tier 1
214572798 | Central HP <5.4 tons | CARRIER | HRCU-A-CB (Split System: Heat Pump with Remote Outdoor Unit-Air-Source) | 25VNA837A*030* |  |  | CAP**4821AL*+UI | 59MN7C060C21**20 | 32200 | 17 | 8.5 | 32600 | 25200 | 77.3% | 1.96 | 0 | 11 |  |  |  | No | R-410A | 2.6833 | Residential & Commercial | Ducted CEE Tier 1
214572898 | Central HP <5.4 tons | CARRIER | HRCU-A-CB (Split System: Heat Pump with Remote Outdoor Unit-Air-Source) | 25VNA837A*030* |  |  | CAP**6024AL*+UI | 59CU5B080C21**20 | 32800 | 17.5 | 8.5 | 31600 | 24800 | 78.48% | 1.98 | 0 | 11.5 |  |  |  | No | R-410A | 2.7333 | Residential & Commercial | Ducted CEE Tier 1
213607738 | Central HP <5.4 tons | BRYANT HEATING AND COOLING SYSTEMS | HRCU-A-CB (Split System: Heat Pump with Remote Outdoor Unit-Air-Source) | 38MURAQ36AB3* |  |  | PF4TNXC48L* |  | 36400 | 17 | 9 | 37200 | 34600 | 93.01% | 2.08 | 0 | 10 |  |  |  | No | R-410A | 3.0333 | Residential & Commercial | Ducted CEE Tier 1
213360661 | Central HP <5.4 tons | LENNOX | HRCU-A-CB (Split System: Heat Pump with Remote Outdoor Unit-Air-Source) | EL22XPV-024-230A** | ADP |  | LH29/36F9 | EL297UH070XV36B* | 23800 | 21 | 8.5 | 22000 | 15400 | 70% | 1.92 | 0 | 13.5 |  |  |  | No | R-410A | 1.9833 | Residential & Commercial | Ducted CEE Tier 1
214243997 | Central HP <5.4 tons | CARRIER | HRCU-A-CB (Split System: Heat Pump with Remote Outdoor Unit-Air-Source) | 25VNA424A*031* |  |  | CNPV*3017AL*+UI | 59MN7C080C17**14 | 23200 | 19.5 | 9.5 | 26800 | 20000 | 74.63% | 2.36 | 0 | 13 |  |  |  | No | R-410A | 1.9333 | Residential & Commercial | Ducted CEE Tier 1
212983594 | Central HP <5.4 tons | KEEPRITE | HRCU-A-CB (Split System: Heat Pump with Remote Outdoor Unit-Air-Source) | DLCURAH24ABK |  |  | EN(A,D)4X24L17** | *92MSN0601412A* | 23400 | 16.5 | 8.5 | 27000 | 24600 | 91.11% | 2.04 | 0 | 10 |  |  |  | No | R-410A | 1.95 | Residential & Commercial | Ducted CEE Tier 1
212981768 | Central HP <5.4 tons | KEEPRITE | HRCU-A-CB (Split System: Heat Pump with Remote Outdoor Unit-Air-Source) | DLCURAH24ABK |  |  | EA*4X37L21A* | *80MSU1002120A* | 24400 | 17 | 8.5 | 25200 | 21400 | 84.92% | 1.78 | 0 | 10 |  |  |  | No | R-410A | 2.0333 | Residential & Commercial | Ducted CEE Tier 1
212983247 | Central HP <5.4 tons | KEEPRITE | HRCU-A-CB (Split System: Heat Pump with Remote Outdoor Unit-Air-Source) | DLCURAH24ABK |  |  | EN(A,D)4X36L21** | *92MSN0401712A* | 23400 | 15.5 | 8.1 | 26200 | 24200 | 92.37% | 1.98 | 0 | 10 |  |  |  | No | R-410A | 1.95 | Residential & Commercial | Ducted CEE Tier 1
213361077 | Central HP <5.4 tons | LENNOX | HRCU-A-CB (Split System: Heat Pump with Remote Outdoor Unit-Air-Source) | SL25XPV-048-230A** | ADP |  | L*42/60Z9 | EL297UH090XV60C* | 45500 | 20 | 9.3 | 42000 | 35800 | 85.24% | 1.86 | 0 | 12 |  |  |  | No | R-410A | 3.7917 | Residential & Commercial | Ducted CEE Tier 1
213361078 | Central HP <5.4 tons | LENNOX | HRCU-A-CB (Split System: Heat Pump with Remote Outdoor Unit-Air-Source) | SL25XPV-048-230A** | ADP |  | LH42/62W9 | EL297UH090XV60C* | 45500 | 20 | 9.4 | 42000 | 35800 | 85.24% | 1.88 | 0 | 12 |  |  |  | No | R-410A | 3.7917 | Residential & Commercial | Ducted CEE Tier 1
213361079 | Central HP <5.4 tons | LENNOX | HRCU-A-CB (Split System: Heat Pump with Remote Outdoor Unit-Air-Source) | SL25XPV-048-230A** | ADP |  | LP42/62W9 | EL297UH090XV60C* | 45500 | 20 | 9.4 | 42000 | 35800 | 85.24% | 1.88 | 0 | 12 |  |  |  | No | R-410A | 3.7917 | Residential & Commercial | Ducted CEE Tier 1
214264020 | Central HP <5.4 tons | ARMSTRONG AIR | HRCU-A-CB (Split System: Heat Pump with Remote Outdoor Unit-Air-Source) | 4SHP18LX136P | ADP |  | H,A,DG9J(1,2)36+TXV | EFV12BCA | 23600 | 19 | 8.5 | 22400 | 16100 | 71.88% | 2.18 | 0 | 12 |  |  |  | No | R-410A | 1.9667 | Residential & Commercial | Ducted CEE Tier 1
214627545 | Central HP <5.4 tons | CARRIER | HRCU-A-CB (Split System: Heat Pump with Remote Outdoor Unit-Air-Source) | 38MURAQ18AB3* | ADP |  | C36A***L139 | 58S(B,C)*B070M14**12 | 17500 | 16 | 8.5 | 16900 | 18700 | 110.7% | 2.3 | 0 | 11 |  |  |  | No | R-410A | 1.4583 | Residential & Commercial | Ducted CEE Tier 1
214627552 | Central HP <5.4 tons | CARRIER | HRCU-A-CB (Split System: Heat Pump with Remote Outdoor Unit-Air-Source) | 38MURAQ18AB3* | ADP |  | A36VCA+TXV | 58S(B,C)*B070M17**12 | 17400 | 16 | 8.5 | 16800 | 18800 | 111.9% | 2.32 | 0 | 11 |  |  |  | No | R-410A | 1.45 | Residential & Commercial | Ducted CEE Tier 1
214627575 | Central HP <5.4 tons | CARRIER | HRCU-A-CB (Split System: Heat Pump with Remote Outdoor Unit-Air-Source) | 38MURAQ18AB3* | ADP |  | C36A***L129 | 58TP*B070V14**12 | 17400 | 16 | 8.5 | 16900 | 19300 | 114.2% | 2.38 | 0 | 10.5 |  |  |  | No | R-410A | 1.45 | Residential & Commercial | Ducted CEE Tier 1
214627584 | Central HP <5.4 tons | CARRIER | HRCU-A-CB (Split System: Heat Pump with Remote Outdoor Unit-Air-Source) | 38MURAQ18AB3* | ADP |  | C36A***L159 | 58TP*B070V14**12 | 17600 | 16 | 8.5 | 16900 | 18700 | 110.7% | 2.3 | 0 | 11 |  |  |  | No | R-410A | 1.4667 | Residential & Commercial | Ducted CEE Tier 1
214627684 | Central HP <5.4 tons | CARRIER | HRCU-A-CB (Split System: Heat Pump with Remote Outdoor Unit-Air-Source) | 38MURAQ18AB3* | ADP |  | PL36H***P449 | 59SC6A040M14**10 | 17500 | 16 | 8.5 | 16700 | 18500 | 110.8% | 2.26 | 0 | 10.5 |  |  |  | No | R-410A | 1.4583 | Residential & Commercial | Ducted CEE Tier 1
214627702 | Central HP <5.4 tons | CARRIER | HRCU-A-CB (Split System: Heat Pump with Remote Outdoor Unit-Air-Source) | 38MURAQ18AB3* | ADP |  | V,C36H175P149 | 59SC6A040M17**12 | 17500 | 15.2 | 8.5 | 17100 | 18800 | 109.9% | 2.3 | 0 | 10.5 |  |  |  | No | R-410A | 1.4583 | Residential & Commercial | Ducted CEE Tier 1
214627704 | Central HP <5.4 tons | CARRIER | HRCU-A-CB (Split System: Heat Pump with Remote Outdoor Unit-Air-Source) | 38MURAQ18AB3* | ADP |  | PL36H175P159 | 59SC6A040M17**12 | 17500 | 15.2 | 8.5 | 17100 | 18800 | 109.9% | 2.3 | 0 | 10.5 |  |  |  | No | R-410A | 1.4583 | Residential & Commercial | Ducted CEE Tier 1
214627727 | Central HP <5.4 tons | CARRIER | HRCU-A-CB (Split System: Heat Pump with Remote Outdoor Unit-Air-Source) | 38MURAQ18AB3* | ADP |  | C36A***L129 | 59SC6A060M14**12 | 17400 | 16 | 8.5 | 17000 | 19400 | 114.1% | 2.38 | 0 | 10.5 |  |  |  | No | R-410A | 1.45 | Residential & Commercial | Ducted CEE Tier 1
213773853 | Central HP <5.4 tons | KENMORE | HRCU-A-CB (Split System: Heat Pump with Remote Outdoor Unit-Air-Source) | (C,H,T)VH825GKA3* |  |  | EA*4X48L24A*+WALLCON | *97CMN1202422B* | 24000 | 16.5 | 8.1 | 21000 | 16500 | 78.57% | 2.02 | 0 | 11 |  |  |  | No | R-410A | 2 | Residential & Commercial | Ducted CEE Tier 1
213773203 | Central HP <5.4 tons | KENMORE | HRCU-A-CB (Split System: Heat Pump with Remote Outdoor Unit-Air-Source) | (C,H,T)VH825GKA3* |  |  | EA*4X37L17A*+WALLCON | *95CSU0601716B* | 24200 | 16.5 | 8.1 | 21400 | 16700 | 78.04% | 1.98 | 0 | 10.5 |  |  |  | No | R-410A | 2.0167 | Residential & Commercial | Ducted CEE Tier 1
213773253 | Central HP <5.4 tons | KENMORE | HRCU-A-CB (Split System: Heat Pump with Remote Outdoor Unit-Air-Source) | (C,H,T)VH825GKA3* |  |  | EA*4X37L17A*+WALLCON | *96CTN0801714B* | 24200 | 16.5 | 8.1 | 21400 | 16700 | 78.04% | 1.98 | 0 | 10.5 |  |  |  | No | R-410A | 2.0167 | Residential & Commercial | Ducted CEE Tier 1
213773503 | Central HP <5.4 tons | KENMORE | HRCU-A-CB (Split System: Heat Pump with Remote Outdoor Unit-Air-Source) | (C,H,T)VH825GKA3* |  |  | EA*4X42L24A*+WALLCON | *80CTL0902120B* | 23800 | 16.5 | 8.1 | 21400 | 16600 | 77.57% | 1.96 | 0 | 10.5 |  |  |  | No | R-410A | 1.9833 | Residential & Commercial | Ducted CEE Tier 1
214574625 | Central HP <5.4 tons | KEEPRITE | HRCU-A-CB (Split System: Heat Pump with Remote Outdoor Unit-Air-Source) | CVH837GKA2* |  |  | EN(A,D,W)4X48L21**+WALLCON | *96CTN0802120B* | 32400 | 17.5 | 8.5 | 32600 | 24800 | 76.07% | 1.98 | 0 | 11.5 |  |  |  | No | R-410A | 2.7 | Residential & Commercial | Ducted CEE Tier 1
214574455 | Central HP <5.4 tons | KEEPRITE | HRCU-A-CB (Split System: Heat Pump with Remote Outdoor Unit-Air-Source) | CVH837GKA2* |  |  | EN(A,D)4X36L21**+WALLCON | *80CTL0702120B* | 31400 | 17 | 8.1 | 33200 | 24200 | 72.89% | 1.82 | 0 | 11 |  |  |  | No | R-410A | 2.6167 | Residential & Commercial | Ducted CEE Tier 1
214574505 | Central HP <5.4 tons | KEEPRITE | HRCU-A-CB (Split System: Heat Pump with Remote Outdoor Unit-Air-Source) | CVH837GKA2* |  |  | EN(A,D)4X36L21**+WALLCON | *96CTN0802120B* | 31400 | 17 | 8.1 | 33000 | 24000 | 72.73% | 1.84 | 0 | 11 |  |  |  | No | R-410A | 2.6167 | Residential & Commercial | Ducted CEE Tier 1
214574205 | Central HP <5.4 tons | KEEPRITE | HRCU-A-CB (Split System: Heat Pump with Remote Outdoor Unit-Air-Source) | CVH837GKA2* |  |  | EA*4X61L24A*+WALLCON | *96CTN0802120B* | 33200 | 18.5 | 8.5 | 31800 | 24800 | 77.99% | 2.02 | 0 | 11.5 |  |  |  | No | R-410A | 2.7667 | Residential & Commercial | Ducted CEE Tier 1
213781092 | Central HP <5.4 tons | KEEPRITE | HRCU-A-CB (Split System: Heat Pump with Remote Outdoor Unit-Air-Source) | CVH837GKA2* |  |  | EA*4X42L24A*+WALLCON | *80CTL0902120B* | 31800 | 17 | 8.1 | 32800 | 24200 | 73.78% | 1.88 | 0 | 11 |  |  |  | No | R-410A | 2.65 | Residential & Commercial | Ducted CEE Tier 1
213780942 | Central HP <5.4 tons | KEEPRITE | HRCU-A-CB (Split System: Heat Pump with Remote Outdoor Unit-Air-Source) | CVH837GKA2* |  |  | EA*4X37L21A*+WALLCON | *96CTN0601714B* | 32600 | 17 | 8.1 | 33000 | 25400 | 76.97% | 1.94 | 0 | 11 |  |  |  | No | R-410A | 2.7167 | Residential & Commercial | Ducted CEE Tier 1
214421511 | Central HP <5.4 tons | COLEMAN | HRCU-A-CB (Split System: Heat Pump with Remote Outdoor Unit-Air-Source) | HH860E2S11 |  |  | CTF60C5CHS1+JMET16CS2N1 |  | 53000 | 19 | 8.5 | 53500 | 38500 | 71.96% | 2 | 0 | 11.7 |  |  |  | No | R-454B | 4.4167 | Residential & Commercial | Ducted CEE Tier 1
215430668 | Central HP <5.4 tons | LUXAIRE | HRCU-A-CB (Split System: Heat Pump with Remote Outdoor Unit-Air-Source) | HH860E2S11 | ADP |  | H,YG48(1,2)60+TXV | TM9Y100C20MP11 | 52500 | 17 | 8.5 | 52500 | 39000 | 74.29% | 2 | 0 | 11 |  |  |  | No | R-454B | 4.375 | Residential & Commercial | Ducted CEE Tier 1
213772493 | Central HP <5.4 tons | KENMORE | HRCU-A-CB (Split System: Heat Pump with Remote Outdoor Unit-Air-Source) | (C,H,T)VH825GKA2* |  |  | EHD4X48AAL+WALLCON | *80CTL1352422B* | 24200 | 16 | 8.1 | 21200 | 16600 | 78.3% | 2.02 | 0 | 11 |  |  |  | No | R-410A | 2.0167 | Residential & Commercial | Ducted CEE Tier 1
213772373 | Central HP <5.4 tons | KENMORE | HRCU-A-CB (Split System: Heat Pump with Remote Outdoor Unit-Air-Source) | (C,H,T)VH825GKA2* |  |  | EHD4X42AAL+WALLCON | *97CMN1202422B* | 24200 | 16 | 8.1 | 21400 | 16600 | 77.57% | 2 | 0 | 10.5 |  |  |  | No | R-410A | 2.0167 | Residential & Commercial | Ducted CEE Tier 1
215464992 | Central HP <5.4 tons | ARMSTRONG AIR | HRCU-A-CB (Split System: Heat Pump with Remote Outdoor Unit-Air-Source) | 4SHP18LX136P | ADP |  | H,A,DP44(1,2)36+TXV | A97DS2V045B12 | 23400 | 19 | 8.5 | 22400 | 16100 | 71.88% | 2.18 | 0 | 12 |  |  |  | No | R-410A | 1.95 | Residential & Commercial | Ducted CEE Tier 1
211727051 | Central HP <5.4 tons | BRYANT HEATING AND COOLING SYSTEMS | HRCU-A-CB (Split System: Heat Pump with Remote Outdoor Unit-Air-Source) | 38MURAQ24AB3* |  |  | PF4MN*B24L* |  | 24000 | 16 | 9 | 26400 | 23400 | 88.64% | 1.92 | 0 | 10 |  |  |  | No | R-410A | 2 | Residential & Commercial | Ducted CEE Tier 1
213367381 | Central HP <5.4 tons | CARRIER | HRCU-A-CB (Split System: Heat Pump with Remote Outdoor Unit-Air-Source) | 38MURAQ24AB3* | ADP |  | H,PG9J936 | 59TP6C100V21**20 | 23600 | 17 | 8.5 | 24600 | 24200 | 98.37% | 2.04 | 0 | 10.5 |  |  |  | No | R-410A | 1.9667 | Residential & Commercial | Ducted CEE Tier 1
213360276 | Central HP <5.4 tons | LENNOX | HRCU-A-CB (Split System: Heat Pump with Remote Outdoor Unit-Air-Source) | SL25XPV-036-230A** | ADP |  | L*35/36U9 | EL297UH110XV48C* | 33600 | 22 | 8.7 | 32800 | 26400 | 80.49% | 1.82 | 0 | 13 |  |  |  | No | R-410A | 2.8 | Residential & Commercial | Ducted CEE Tier 1
213772705 | Central HP <5.4 tons | CARRIER | HRCU-A-CB (Split System: Heat Pump with Remote Outdoor Unit-Air-Source) | 25VNA825A*032* |  |  | CAP**2417AL*+UI | 59TN6C080C17**14 | 23200 | 16 | 8.1 | 22200 | 16800 | 75.68% | 1.88 | 0 | 10.5 |  |  |  | No | R-410A | 1.9333 | Residential & Commercial | Ducted CEE Tier 1
213773105 | Central HP <5.4 tons | CARRIER | HRCU-A-CB (Split System: Heat Pump with Remote Outdoor Unit-Air-Source) | 25VNA825A*032* |  |  | CAP**3621AL*+UI | 59MN7C080C17**14 | 23600 | 16.5 | 8.1 | 21600 | 16700 | 77.31% | 1.92 | 0 | 10.5 |  |  |  | No | R-410A | 1.9667 | Residential & Commercial | Ducted CEE Tier 1
213773175 | Central HP <5.4 tons | CARRIER | HRCU-A-CB (Split System: Heat Pump with Remote Outdoor Unit-Air-Source) | 25VNA825A*032* |  |  | CAP**3717AL*+UI | 58TN*B070C17**16 | 24200 | 16.5 | 8.1 | 21400 | 16700 | 78.04% | 1.98 | 0 | 10.5 |  |  |  | No | R-410A | 2.0167 | Residential & Commercial | Ducted CEE Tier 1
214629108 | Central HP <5.4 tons | CARRIER | HRCU-A-CB (Split System: Heat Pump with Remote Outdoor Unit-Air-Source) | 38MURAQ36AB3* | ADP |  | V,C36H175P139 | 58S(B,C)*B090M17**14 | 35200 | 16 | 8.1 | 36800 | 34600 | 94.02% | 1.88 | 0 | 10 |  |  |  | No | R-410A | 2.9333 | Residential & Commercial | Ducted CEE Tier 1
214629124 | Central HP <5.4 tons | CARRIER | HRCU-A-CB (Split System: Heat Pump with Remote Outdoor Unit-Air-Source) | 38MURAQ36AB3* | ADP |  | PL36H210P299 | 58S(B,C)*B110M21**20 | 36400 | 16 | 8.1 | 36800 | 34600 | 94.02% | 2.02 | 0 | 10.5 |  |  |  | No | R-410A | 3.0333 | Residential & Commercial | Ducted CEE Tier 1
214627811 | Central HP <5.4 tons | CARRIER | HRCU-A-CB (Split System: Heat Pump with Remote Outdoor Unit-Air-Source) | 38MURAQ18AB3* | ADP |  | PL36H210P299 | 59SU5B060M17**16 | 17600 | 16 | 8.1 | 16500 | 18300 | 110.9% | 2.24 | 0 | 11 |  |  |  | No | R-410A | 1.4667 | Residential & Commercial | Ducted CEE Tier 1
214569624 | Central HP <5.4 tons | CARRIER | HRCU-A-CB (Split System: Heat Pump with Remote Outdoor Unit-Air-Source) | 25VNA436A*031* |  |  | CSPH*3612AL*+UI | 59CU5B100C21**22 | 33800 | 18.5 | 9 | 37000 | 26200 | 70.81% | 2.02 | 0 | 11.5 |  |  |  | No | R-410A | 2.8167 | Residential & Commercial | Ducted CEE Tier 1
214569690 | Central HP <5.4 tons | CARRIER | HRCU-A-CB (Split System: Heat Pump with Remote Outdoor Unit-Air-Source) | 25VNA436A*031* |  |  | CNPV*4824AL*+UI | 59MN7C060C21**20 | 33600 | 19 | 9 | 36800 | 26200 | 71.2% | 2.02 | 0 | 12 |  |  |  | No | R-410A | 2.8 | Residential & Commercial | Ducted CEE Tier 1
214569704 | Central HP <5.4 tons | CARRIER | HRCU-A-CB (Split System: Heat Pump with Remote Outdoor Unit-Air-Source) | 25VNA436A*031* |  |  | CNPV*6024AL*+UI | 59MN7C080C21**20 | 34200 | 20 | 9 | 36200 | 25600 | 70.72% | 2.02 | 0 | 12.5 |  |  |  | No | R-410A | 2.85 | Residential & Commercial | Ducted CEE Tier 1
215853414 | Central HP <5.4 tons | FRASER-JOHNSTON | HRCU-A-CB (Split System: Heat Pump with Remote Outdoor Unit-Air-Source) | HH836E2S11 |  |  | CTF36C5CDS1 | Z9ES080C16SMPS1 | 33400 | 18 | 8.5 | 30600 | 25000 | 81.7% | 2 | 0 | 11.7 |  |  |  | No | R-454B | 2.7833 | Residential & Commercial | Ducted CEE Tier 1
214627619 | Central HP <5.4 tons | CARRIER | HRCU-A-CB (Split System: Heat Pump with Remote Outdoor Unit-Air-Source) | 38MURAQ18AB3* | ADP |  | PL36H210P749 | 58TP*B070V17**16 | 17500 | 16 | 8.5 | 16900 | 19100 | 113% | 2.34 | 0 | 10.5 |  |  |  | No | R-410A | 1.4583 | Residential & Commercial | Ducted CEE Tier 1
214627642 | Central HP <5.4 tons | CARRIER | HRCU-A-CB (Split System: Heat Pump with Remote Outdoor Unit-Air-Source) | 38MURAQ18AB3* | ADP |  | PL36H175P149 | 59SC6A026M14**10 | 17300 | 20 | 8.1 | 16700 | 18800 | 112.6% | 2.3 | 0 | 10.5 |  |  |  | No | R-410A | 1.4417 | Residential & Commercial | Ducted CEE Tier 1
214627769 | Central HP <5.4 tons | CARRIER | HRCU-A-CB (Split System: Heat Pump with Remote Outdoor Unit-Air-Source) | 38MURAQ18AB3* | ADP |  | PL36H210P749 | 59SC6A060M17**16 | 17200 | 16 | 8.5 | 16500 | 19000 | 115.2% | 2.32 | 0 | 10.5 |  |  |  | No | R-410A | 1.4333 | Residential & Commercial | Ducted CEE Tier 1
214629181 | Central HP <5.4 tons | CARRIER | HRCU-A-CB (Split System: Heat Pump with Remote Outdoor Unit-Air-Source) | 38MURAQ36AB3* | ADP |  | PL36H210P299 | 58TP*B110V21**22 | 36400 | 16 | 8.1 | 36800 | 34600 | 94.02% | 2.02 | 0 | 10.5 |  |  |  | No | R-410A | 3.0333 | Residential & Commercial | Ducted CEE Tier 1
214629197 | Central HP <5.4 tons | CARRIER | HRCU-A-CB (Split System: Heat Pump with Remote Outdoor Unit-Air-Source) | 38MURAQ36AB3* | ADP |  | PL36H210P299 | 59SC6A060M17**16 | 36000 | 15.2 | 8.5 | 36400 | 34400 | 94.51% | 2.06 | 0 | 10 |  |  |  | No | R-410A | 3 | Residential & Commercial | Ducted CEE Tier 1
214629247 | Central HP <5.4 tons | CARRIER | HRCU-A-CB (Split System: Heat Pump with Remote Outdoor Unit-Air-Source) | 38MURAQ36AB3* | ADP |  | PL36H210P299 | 59SC6A100M21**20 | 36600 | 16 | 8.5 | 36800 | 34400 | 93.48% | 2.1 | 0 | 10 |  |  |  | No | R-410A | 3.05 | Residential & Commercial | Ducted CEE Tier 1
214629256 | Central HP <5.4 tons | CARRIER | HRCU-A-CB (Split System: Heat Pump with Remote Outdoor Unit-Air-Source) | 38MURAQ36AB3* | ADP |  | PL36H210P299 | 59SC6A100M21**22 | 36800 | 16 | 8.5 | 36800 | 34400 | 93.48% | 2.1 | 0 | 10 |  |  |  | No | R-410A | 3.0667 | Residential & Commercial | Ducted CEE Tier 1
214628161 | Central HP <5.4 tons | CARRIER | HRCU-A-CB (Split System: Heat Pump with Remote Outdoor Unit-Air-Source) | 38MURAQ24AB3* | ADP |  | V,C36H***P219 | 58S(B,C)*B045M14**12 | 23600 | 17 | 8.5 | 24800 | 23800 | 95.97% | 2 | 0 | 10.5 |  |  |  | No | R-410A | 1.9667 | Residential & Commercial | Ducted CEE Tier 1
214628195 | Central HP <5.4 tons | CARRIER | HRCU-A-CB (Split System: Heat Pump with Remote Outdoor Unit-Air-Source) | 38MURAQ24AB3* | ADP |  | PL36H175P159 | 58S(B,C)*B070M17**12 | 23400 | 17 | 8.5 | 24600 | 24200 | 98.37% | 2.06 | 0 | 10.5 |  |  |  | No | R-410A | 1.95 | Residential & Commercial | Ducted CEE Tier 1
214628220 | Central HP <5.4 tons | CARRIER | HRCU-A-CB (Split System: Heat Pump with Remote Outdoor Unit-Air-Source) | 38MURAQ24AB3* | ADP |  | PL36H210P749 | 58S(B,C)*B070M17**16 | 23400 | 17 | 8.5 | 24800 | 24000 | 96.77% | 2.02 | 0 | 10.5 |  |  |  | No | R-410A | 1.95 | Residential & Commercial | Ducted CEE Tier 1
214628252 | Central HP <5.4 tons | CARRIER | HRCU-A-CB (Split System: Heat Pump with Remote Outdoor Unit-Air-Source) | 38MURAQ24AB3* | ADP |  | PL36H175P149 | 58TP*B045V14**12 | 23600 | 17 | 8.5 | 24600 | 24200 | 98.37% | 2.04 | 0 | 10.5 |  |  |  | No | R-410A | 1.9667 | Residential & Commercial | Ducted CEE Tier 1
214628263 | Central HP <5.4 tons | CARRIER | HRCU-A-CB (Split System: Heat Pump with Remote Outdoor Unit-Air-Source) | 38MURAQ24AB3* | ADP |  | PL36H***P449 | 58TP*B045V14**12 | 23600 | 17 | 8.5 | 24600 | 24200 | 98.37% | 2.04 | 0 | 10.5 |  |  |  | No | R-410A | 1.9667 | Residential & Commercial | Ducted CEE Tier 1
214628272 | Central HP <5.4 tons | CARRIER | HRCU-A-CB (Split System: Heat Pump with Remote Outdoor Unit-Air-Source) | 38MURAQ24AB3* | ADP |  | A24VBA+TXV | 58TP*B070V14**12 | 23400 | 17 | 9 | 25400 | 25600 | 100.8% | 2.18 | 0 | 10 |  |  |  | No | R-410A | 1.95 | Residential & Commercial | Ducted CEE Tier 1
214628155 | Central HP <5.4 tons | CARRIER | HRCU-A-CB (Split System: Heat Pump with Remote Outdoor Unit-Air-Source) | 38MURAQ24AB3* | ADP |  | PL36H175P159 | 58S(B,C)*B045M14**12 | 23600 | 17 | 8.5 | 24800 | 23800 | 95.97% | 2 | 0 | 10.5 |  |  |  | No | R-410A | 1.9667 | Residential & Commercial | Ducted CEE Tier 1
214628296 | Central HP <5.4 tons | CARRIER | HRCU-A-CB (Split System: Heat Pump with Remote Outdoor Unit-Air-Source) | 38MURAQ24AB3* | ADP |  | C36A***L129 | 58TP*B070V17**16 | 23400 | 17 | 8.5 | 25400 | 25800 | 101.6% | 2.22 | 0 | 10 |  |  |  | No | R-410A | 1.95 | Residential & Commercial | Ducted CEE Tier 1
214651750 | Central HP <5.4 tons | COLEMAN | HRCU-A-CB (Split System: Heat Pump with Remote Outdoor Unit-Air-Source) | HH824E2S11 |  |  | CTU30B5XCS1+TXV | TM9Y060B12MP11 | 23000 | 17 | 9.5 | 23000 | 18400 | 80% | 2 | 0 | 11.7 |  |  |  | No | R-454B | 1.9167 | Residential & Commercial | Ducted CEE Tier 1
213780992 | Central HP <5.4 tons | KEEPRITE | HRCU-A-CB (Split System: Heat Pump with Remote Outdoor Unit-Air-Source) | CVH837GKA2* |  |  | EA*4X42L21A*+WALLCON | *80CTL0901716B* | 31800 | 17 | 8.1 | 33000 | 24400 | 73.94% | 1.88 | 0 | 11 |  |  |  | No | R-410A | 2.65 | Residential & Commercial | Ducted CEE Tier 1
213780822 | Central HP <5.4 tons | KEEPRITE | HRCU-A-CB (Split System: Heat Pump with Remote Outdoor Unit-Air-Source) | CVH837GKA2* |  |  | EA*4X36L21A*+WALLCON | *96CTN0601714B* | 31400 | 16.5 | 8.1 | 33200 | 24400 | 73.49% | 1.82 | 0 | 10.5 |  |  |  | No | R-410A | 2.6167 | Residential & Commercial | Ducted CEE Tier 1
214442013 | Central HP <5.4 tons | BRYANT HEATING AND COOLING SYSTEMS | HRCU-A-CB (Split System: Heat Pump with Remote Outdoor Unit-Air-Source) | 288BNV037*0**A* | ADP |  | V,C36H175P159 | 986TD42080C17*** | 32000 | 17 | 8.1 | 31200 | 24800 | 79.49% | 1.96 | 0 | 11 |  |  |  | No | R-410A | 2.6667 | Residential & Commercial | Ducted CEE Tier 1
214573599 | Central HP <5.4 tons | BRYANT HEATING AND COOLING SYSTEMS | HRCU-A-CB (Split System: Heat Pump with Remote Outdoor Unit-Air-Source) | 288BNV037*0**A* |  |  | CNPV*6024AL*+UI | 986TD60080C21*** | 32800 | 19 | 8.5 | 32200 | 24600 | 76.4% | 1.98 | 0 | 12 |  |  |  | No | R-410A | 2.7333 | Residential & Commercial | Ducted CEE Tier 1
214630384 | Central HP <5.4 tons | CARRIER | HRCU-A-CB (Split System: Heat Pump with Remote Outdoor Unit-Air-Source) | 25VNA825A*032* | ADP |  | PL36H210P299 | 59CU5B060C17**16 | 24000 | 16 | 8.1 | 19800 | 16200 | 81.82% | 2 | 0 | 11 |  |  |  | No | R-410A | 2 | Residential & Commercial | Ducted CEE Tier 1
214630391 | Central HP <5.4 tons | CARRIER | HRCU-A-CB (Split System: Heat Pump with Remote Outdoor Unit-Air-Source) | 25VNA825A*032* | ADP |  | PL36H210P749 | 59CU5B060C17**16 | 23400 | 16 | 8.1 | 19800 | 16300 | 82.32% | 1.96 | 0 | 11 |  |  |  | No | R-410A | 1.95 | Residential & Commercial | Ducted CEE Tier 1
214651248 | Central HP <5.4 tons | COLEMAN | HRCU-A-CB (Split System: Heat Pump with Remote Outdoor Unit-Air-Source) | HH824E2S11 |  |  | CTU36B5XDS1+TXV | TM9V060B12MP12 | 23000 | 18 | 9.5 | 23000 | 18800 | 81.74% | 2 | 0 | 12 |  |  |  | No | R-454B | 1.9167 | Residential & Commercial | Ducted CEE Tier 1
214574318 | Central HP <5.4 tons | CARRIER | HRCU-A-CB (Split System: Heat Pump with Remote Outdoor Unit-Air-Source) | 25VNA837A*031* |  |  | CSPH*4212AL*+UI | 59TN6C080C21**20 | 32600 | 17.5 | 8.5 | 32800 | 24800 | 75.61% | 1.96 | 0 | 11 |  |  |  | No | R-410A | 2.7167 | Residential & Commercial | Ducted CEE Tier 1
214570689 | Central HP <5.4 tons | BRYANT HEATING AND COOLING SYSTEMS | HRCU-A-CB (Split System: Heat Pump with Remote Outdoor Unit-Air-Source) | 288BNV025*0**C* |  |  | CAP**4821AL*+UI | 935CB66100C21*** | 24000 | 17 | 8.5 | 21000 | 16500 | 78.57% | 2.02 | 0 | 11 |  |  |  | No | R-410A | 2 | Residential & Commercial | Ducted CEE Tier 1
214630517 | Central HP <5.4 tons | CARRIER | HRCU-A-CB (Split System: Heat Pump with Remote Outdoor Unit-Air-Source) | 25VNA837A*031* | ADP |  | V,C36H175P459 | 58CU*A060C17**16 | 32400 | 18 | 8.5 | 30600 | 24600 | 80.39% | 1.98 | 0 | 11 |  |  |  | No | R-410A | 2.7 | Residential & Commercial | Ducted CEE Tier 1
214630542 | Central HP <5.4 tons | CARRIER | HRCU-A-CB (Split System: Heat Pump with Remote Outdoor Unit-Air-Source) | 25VNA837A*031* | ADP |  | PL36H175P159 | 59TN6B080C17**14 | 32000 | 17 | 8.1 | 31200 | 24800 | 79.49% | 1.96 | 0 | 11 |  |  |  | No | R-410A | 2.6667 | Residential & Commercial | Ducted CEE Tier 1
214628319 | Central HP <5.4 tons | CARRIER | HRCU-A-CB (Split System: Heat Pump with Remote Outdoor Unit-Air-Source) | 38MURAQ24AB3* | ADP |  | C36A***L139 | 59SC6A026M14**10 | 23400 | 16 | 8.5 | 25400 | 25800 | 101.6% | 2.2 | 0 | 10 |  |  |  | No | R-410A | 1.95 | Residential & Commercial | Ducted CEE Tier 1
214628321 | Central HP <5.4 tons | CARRIER | HRCU-A-CB (Split System: Heat Pump with Remote Outdoor Unit-Air-Source) | 38MURAQ24AB3* | ADP |  | PL36H175P149 | 59SC6A026M14**10 | 23400 | 16 | 8.5 | 24800 | 24200 | 97.58% | 2.04 | 0 | 10 |  |  |  | No | R-410A | 1.95 | Residential & Commercial | Ducted CEE Tier 1
212480099 | Central HP <5.4 tons | CARRIER | HRCU-A-CB (Split System: Heat Pump with Remote Outdoor Unit-Air-Source) | 38MURAQ24AB3* | ADP |  | PL36H175P149 | 59SP6A080V17**16 | 24200 | 16 | 8.1 | 24600 | 22600 | 91.87% | 1.9 | 0 | 10.5 |  |  |  | No | R-410A | 2.0167 | Residential & Commercial | Ducted CEE Tier 1
212498517 | Central HP <5.4 tons | CARRIER | HRCU-A-CB (Split System: Heat Pump with Remote Outdoor Unit-Air-Source) | 38MURAQ24AB3* | ADP |  | CE2505C+TXV |  | 23600 | 17 | 9 | 25600 | 25200 | 98.44% | 2.14 | 0 | 10 |  |  |  | No | R-410A | 1.9667 | Residential & Commercial | Ducted CEE Tier 1
214628171 | Central HP <5.4 tons | CARRIER | HRCU-A-CB (Split System: Heat Pump with Remote Outdoor Unit-Air-Source) | 38MURAQ24AB3* | ADP |  | C36A***L129 | 58S(B,C)*B070M14**12 | 23400 | 17 | 9 | 25200 | 26000 | 103.2% | 2.24 | 0 | 10 |  |  |  | No | R-410A | 1.95 | Residential & Commercial | Ducted CEE Tier 1
214628278 | Central HP <5.4 tons | CARRIER | HRCU-A-CB (Split System: Heat Pump with Remote Outdoor Unit-Air-Source) | 38MURAQ24AB3* | ADP |  | C36A***L139 | 58TP*B070V14**12 | 23400 | 17 | 9 | 25400 | 25600 | 100.8% | 2.18 | 0 | 10 |  |  |  | No | R-410A | 1.95 | Residential & Commercial | Ducted CEE Tier 1
214628312 | Central HP <5.4 tons | CARRIER | HRCU-A-CB (Split System: Heat Pump with Remote Outdoor Unit-Air-Source) | 38MURAQ24AB3* | ADP |  | V,C36H175P139 | 58TP*B070V17**16 | 23400 | 17 | 8.5 | 24800 | 23800 | 95.97% | 2.02 | 0 | 10.5 |  |  |  | No | R-410A | 1.95 | Residential & Commercial | Ducted CEE Tier 1
214628353 | Central HP <5.4 tons | CARRIER | HRCU-A-CB (Split System: Heat Pump with Remote Outdoor Unit-Air-Source) | 38MURAQ24AB3* | ADP |  | PL36H***P449 | 59SC6A040M14**10 | 23600 | 16 | 8.5 | 24600 | 23600 | 95.93% | 1.98 | 0 | 10 |  |  |  | No | R-410A | 1.9667 | Residential & Commercial | Ducted CEE Tier 1
214629096 | Central HP <5.4 tons | CARRIER | HRCU-A-CB (Split System: Heat Pump with Remote Outdoor Unit-Air-Source) | 38MURAQ36AB3* | ADP |  | PL36H175P159 | 58S(B,C)*B090M17**14 | 35400 | 16 | 8.1 | 36800 | 34600 | 94.02% | 1.94 | 0 | 10 |  |  |  | No | R-410A | 2.95 | Residential & Commercial | Ducted CEE Tier 1
214629130 | Central HP <5.4 tons | CARRIER | HRCU-A-CB (Split System: Heat Pump with Remote Outdoor Unit-Air-Source) | 38MURAQ36AB3* | ADP |  | C36A***L159 | 58S(B,C)*B110M21**20 | 35800 | 16 | 8.1 | 36800 | 34600 | 94.02% | 1.9 | 0 | 10 |  |  |  | No | R-410A | 2.9833 | Residential & Commercial | Ducted CEE Tier 1
214629164 | Central HP <5.4 tons | CARRIER | HRCU-A-CB (Split System: Heat Pump with Remote Outdoor Unit-Air-Source) | 38MURAQ36AB3* | ADP |  | PL36H175P159 | 58TP*B070V14**12 | 35200 | 16 | 8.1 | 36800 | 34600 | 94.02% | 1.94 | 0 | 10 |  |  |  | No | R-410A | 2.9333 | Residential & Commercial | Ducted CEE Tier 1
214627778 | Central HP <5.4 tons | CARRIER | HRCU-A-CB (Split System: Heat Pump with Remote Outdoor Unit-Air-Source) | 38MURAQ18AB3* | ADP |  | PL36H210P299 | 59SU5B040M17**12 | 17500 | 16 | 8.1 | 16400 | 18300 | 111.6% | 2.24 | 0 | 11 |  |  |  | No | R-410A | 1.4583 | Residential & Commercial | Ducted CEE Tier 1
214627787 | Central HP <5.4 tons | CARRIER | HRCU-A-CB (Split System: Heat Pump with Remote Outdoor Unit-Air-Source) | 38MURAQ18AB3* | ADP |  | C36A***L139 | 59SU5B040M17**12 | 17500 | 16 | 8.5 | 17100 | 18700 | 109.4% | 2.3 | 0 | 10.5 |  |  |  | No | R-410A | 1.4583 | Residential & Commercial | Ducted CEE Tier 1
213782082 | Central HP <5.4 tons | KEEPRITE | HRCU-A-CB (Split System: Heat Pump with Remote Outdoor Unit-Air-Source) | CVH837GKA2* |  |  | EHD4X48AAL+WALLCON | *80CTL0901716B* | 32400 | 16.5 | 8.1 | 33000 | 24800 | 75.15% | 1.96 | 0 | 11 |  |  |  | No | R-410A | 2.7 | Residential & Commercial | Ducted CEE Tier 1
213781912 | Central HP <5.4 tons | KEEPRITE | HRCU-A-CB (Split System: Heat Pump with Remote Outdoor Unit-Air-Source) | CVH837GKA2* |  |  | EHD4X42AAL+WALLCON | *80CTL0701716B* | 32400 | 16 | 8.1 | 33200 | 24800 | 74.7% | 1.92 | 0 | 11 |  |  |  | No | R-410A | 2.7 | Residential & Commercial | Ducted CEE Tier 1
214574325 | Central HP <5.4 tons | KEEPRITE | HRCU-A-CB (Split System: Heat Pump with Remote Outdoor Unit-Air-Source) | CVH837GKA2* |  |  | EHD4X42AAL+WALLCON | *96CTN0802120B* | 32600 | 17.5 | 8.5 | 32800 | 24800 | 75.61% | 1.96 | 0 | 11 |  |  |  | No | R-410A | 2.7167 | Residential & Commercial | Ducted CEE Tier 1
214574445 | Central HP <5.4 tons | KEEPRITE | HRCU-A-CB (Split System: Heat Pump with Remote Outdoor Unit-Air-Source) | CVH837GKA2* |  |  | EHD4X60AAL+WALLCON | *96CTN0802120B* | 33000 | 18 | 8.5 | 32000 | 24800 | 77.5% | 2.02 | 0 | 11.5 |  |  |  | No | R-410A | 2.75 | Residential & Commercial | Ducted CEE Tier 1
214630393 | Central HP <5.4 tons | CARRIER | HRCU-A-CB (Split System: Heat Pump with Remote Outdoor Unit-Air-Source) | 25VNA825A*032* | ADP |  | PL36H210P299 | 59MN7B060C17**14 | 24200 | 16 | 8.1 | 19600 | 16400 | 83.67% | 2 | 0 | 11 |  |  |  | No | R-410A | 2.0167 | Residential & Commercial | Ducted CEE Tier 1
213780422 | Central HP <5.4 tons | KEEPRITE | HRCU-A-CB (Split System: Heat Pump with Remote Outdoor Unit-Air-Source) | CVH837GKA** |  |  | EHD4X60AAL+WALLCON | *96CTN0601714B* | 32800 | 16.5 | 8.1 | 32400 | 25000 | 77.16% | 1.96 | 0 | 11 |  |  |  | No | R-410A | 2.7333 | Residential & Commercial | Ducted CEE Tier 1
212603194 | Central HP <5.4 tons | DAY & NIGHT | HRCU-A-CB (Split System: Heat Pump with Remote Outdoor Unit-Air-Source) | DLCURAH24ABK | ADP |  | FG80936 | *95ESU0401712A* | 23800 | 17 | 8.5 | 24200 | 22800 | 94.21% | 1.92 | 0 | 10 |  |  |  | No | R-410A | 1.9833 | Residential & Commercial | Ducted CEE Tier 1
212603212 | Central HP <5.4 tons | DAY & NIGHT | HRCU-A-CB (Split System: Heat Pump with Remote Outdoor Unit-Air-Source) | DLCURAH24ABK | ADP |  | FG33936 | *96VSN0801716A* | 24000 | 16 | 8.1 | 24600 | 22600 | 91.87% | 1.9 | 0 | 10.5 |  |  |  | No | R-410A | 2 | Residential & Commercial | Ducted CEE Tier 1
212603219 | Central HP <5.4 tons | DAY & NIGHT | HRCU-A-CB (Split System: Heat Pump with Remote Outdoor Unit-Air-Source) | DLCURAH24ABK | ADP |  | FG80936 | *96VTN0401410A* | 23400 | 16 | 8.5 | 24000 | 23400 | 97.5% | 1.96 | 0 | 10 |  |  |  | No | R-410A | 1.95 | Residential & Commercial | Ducted CEE Tier 1
213780372 | Central HP <5.4 tons | KEEPRITE | HRCU-A-CB (Split System: Heat Pump with Remote Outdoor Unit-Air-Source) | CVH837GKA** |  |  | EHD4X60AAL+WALLCON | *95CSU0601716B* | 32800 | 16.5 | 8.1 | 32200 | 25000 | 77.64% | 1.96 | 0 | 11 |  |  |  | No | R-410A | 2.7333 | Residential & Commercial | Ducted CEE Tier 1
213779602 | Central HP <5.4 tons | KEEPRITE | HRCU-A-CB (Split System: Heat Pump with Remote Outdoor Unit-Air-Source) | CVH837GKA** |  |  | EA*4X60L24A*+WALLCON | *97CMN1202422B* | 32800 | 17.5 | 8.1 | 31600 | 24600 | 77.85% | 1.98 | 0 | 11.5 |  |  |  | No | R-410A | 2.7333 | Residential & Commercial | Ducted CEE Tier 1
213779552 | Central HP <5.4 tons | KEEPRITE | HRCU-A-CB (Split System: Heat Pump with Remote Outdoor Unit-Air-Source) | CVH837GKA** |  |  | EA*4X48L24A*+WALLCON | *96CTN1202422B* | 32400 | 17 | 8.5 | 32400 | 24800 | 76.54% | 1.98 | 0 | 11 |  |  |  | No | R-410A | 2.7 | Residential & Commercial | Ducted CEE Tier 1
213779152 | Central HP <5.4 tons | KEEPRITE | HRCU-A-CB (Split System: Heat Pump with Remote Outdoor Unit-Air-Source) | CVH837GKA** |  |  | EA*4X42L21A*+WALLCON | *96CTN0601714B* | 31600 | 16.5 | 8.1 | 33200 | 24600 | 74.1% | 1.86 | 0 | 10.5 |  |  |  | No | R-410A | 2.6333 | Residential & Commercial | Ducted CEE Tier 1
214626952 | Central HP <5.4 tons | CARRIER | HRCU-A-CB (Split System: Heat Pump with Remote Outdoor Unit-Air-Source) | 25VNA436A*031* | ADP |  | V,C36H175P159 | 58CU*A040C17**12 | 33600 | 20 | 9.5 | 33200 | 25400 | 76.51% | 2.04 | 0 | 12 |  |  |  | No | R-410A | 2.8 | Residential & Commercial | Ducted CEE Tier 1
214627077 | Central HP <5.4 tons | CARRIER | HRCU-A-CB (Split System: Heat Pump with Remote Outdoor Unit-Air-Source) | 25VNA436A*031* | ADP |  | PL36H210P299 | 59CU5A100C21**22 | 34200 | 20 | 9 | 32800 | 24600 | 75% | 2.02 | 0 | 12.5 |  |  |  | No | R-410A | 2.85 | Residential & Commercial | Ducted CEE Tier 1
214627116 | Central HP <5.4 tons | CARRIER | HRCU-A-CB (Split System: Heat Pump with Remote Outdoor Unit-Air-Source) | 25VNA436A*031* | ADP |  | V,C36H175P159 | 59CU5B060C17**16 | 33000 | 19 | 9 | 35000 | 27400 | 78.29% | 2.02 | 0 | 12 |  |  |  | No | R-410A | 2.75 | Residential & Commercial | Ducted CEE Tier 1
215853419 | Central HP <5.4 tons | FRASER-JOHNSTON | HRCU-A-CB (Split System: Heat Pump with Remote Outdoor Unit-Air-Source) | HH836E2S11 |  |  | CTF36B5CDS1 | Z9ES080B12SMPS1 | 33600 | 18 | 8.5 | 31400 | 25600 | 81.53% | 2 | 0 | 11 |  |  |  | No | R-454B | 2.8 | Residential & Commercial | Ducted CEE Tier 1
213296941 | Central HP <5.4 tons | CHAMPION HEATING AND COOLING | HRCU-A-CB (Split System: Heat Pump with Remote Outdoor Unit-Air-Source) | HMH72B341 |  |  | XAFC36DXXN1+TXV | Z8ES080C20LMPS1 | 34000 | 18 | 8.5 | 33400 | 24400 | 73.05% | 2.12 | 0 | 10 |  |  |  | No | R-410A | 2.8333 | Residential & Commercial | Ducted CEE Tier 1
213297011 | Central HP <5.4 tons | CHAMPION HEATING AND COOLING | HRCU-A-CB (Split System: Heat Pump with Remote Outdoor Unit-Air-Source) | HMH72B341 |  |  | XAFA30DXXN1+TXV | Z8ES040A12LMPS1 | 33800 | 17.5 | 8.1 | 33400 | 23400 | 70.06% | 2.04 | 0 | 10 |  |  |  | No | R-410A | 2.8167 | Residential & Commercial | Ducted CEE Tier 1
213296826 | Central HP <5.4 tons | CHAMPION HEATING AND COOLING | HRCU-A-CB (Split System: Heat Pump with Remote Outdoor Unit-Air-Source) | HMH72B341 |  |  | XAFC36DBCN1 | Z9ES060B12SMPS1 | 33000 | 16.5 | 8.5 | 32000 | 22400 | 70% | 1.8 | 0 | 10 |  |  |  | No | R-410A | 2.75 | Residential & Commercial | Ducted CEE Tier 1
214630402 | Central HP <5.4 tons | CARRIER | HRCU-A-CB (Split System: Heat Pump with Remote Outdoor Unit-Air-Source) | 25VNA825A*032* | ADP |  | PL36H210P299 | 59MN7B060C21**20 | 24400 | 16 | 8.1 | 19600 | 16300 | 83.16% | 2.02 | 0 | 11 |  |  |  | No | R-410A | 2.0333 | Residential & Commercial | Ducted CEE Tier 1
214630409 | Central HP <5.4 tons | CARRIER | HRCU-A-CB (Split System: Heat Pump with Remote Outdoor Unit-Air-Source) | 25VNA825A*032* | ADP |  | V,C36H175P149 | 59MN7C060C17**14 | 23400 | 16 | 8.1 | 20000 | 16300 | 81.5% | 1.94 | 0 | 11 |  |  |  | No | R-410A | 1.95 | Residential & Commercial | Ducted CEE Tier 1
214630350 | Central HP <5.4 tons | CARRIER | HRCU-A-CB (Split System: Heat Pump with Remote Outdoor Unit-Air-Source) | 25VNA825A*032* | ADP |  | V,C36H175P159 | 58CU*A040C17**12 | 24000 | 17 | 8.1 | 19400 | 16100 | 82.99% | 2.02 | 0 | 11 |  |  |  | No | R-410A | 2 | Residential & Commercial | Ducted CEE Tier 1
212632772 | Central HP <5.4 tons | LENNOX | HRCU-A-CB (Split System: Heat Pump with Remote Outdoor Unit-Air-Source) | SL25XPV-036-230A** | ADP |  | LD30/36Y9 | SLP99DF110XV60C* | 33400 | 20 | 8.7 | 34400 | 29400 | 85.47% | 1.76 | 0 | 13 |  |  |  | No | R-410A | 2.7833 | Residential & Commercial | Ducted CEE Tier 1
214627169 | Central HP <5.4 tons | CARRIER | HRCU-A-CB (Split System: Heat Pump with Remote Outdoor Unit-Air-Source) | 25VNA448A*031* | ADP |  | PL60H210P299 | 59CU5A080C21**20 | 44000 | 21 | 8.5 | 44500 | 36000 | 80.9% | 2.18 | 0 | 12 |  |  |  | No | R-410A | 3.6667 | Residential & Commercial | Ducted CEE Tier 1
212407323 | Central HP <5.4 tons | BRYANT HEATING AND COOLING SYSTEMS | HRCU-A-CB (Split System: Heat Pump with Remote Outdoor Unit-Air-Source) | 284ANV036*0**B* | ADP |  | C36A***L189 | 88*TA36070C14*** | 33400 | 19 | 9 | 33800 | 25800 | 76.33% | 2 | 0 | 12 |  |  |  | No | R-410A | 2.7833 | Residential & Commercial | Ducted CEE Tier 1
207455369 | Central HP <5.4 tons | LENNOX | HRCU-A-CB (Split System: Heat Pump with Remote Outdoor Unit-Air-Source) | SL25XPV-048-230A** | ADP |  | LD42/61Z9 | SL280DF090V60C* | 45500 | 20 | 9.1 | 41500 | 34800 | 83.86% | 1.86 | 12.5 | 12 |  |  |  | No | R-410A | 3.7917 | Residential & Commercial | Ducted CEE Tier 1
213773325 | Central HP <5.4 tons | CARRIER | HRCU-A-CB (Split System: Heat Pump with Remote Outdoor Unit-Air-Source) | 25VNA825A*032* |  |  | CAP**3721AL*+UI | 59MN7C080C17**14 | 24400 | 16.5 | 8.1 | 21200 | 16600 | 78.3% | 2.02 | 0 | 11 |  |  |  | No | R-410A | 2.0333 | Residential & Commercial | Ducted CEE Tier 1
213773375 | Central HP <5.4 tons | CARRIER | HRCU-A-CB (Split System: Heat Pump with Remote Outdoor Unit-Air-Source) | 25VNA825A*032* |  |  | CAP**4221AL*+UI | 58TN*B045C17**12 | 23600 | 16.5 | 8.1 | 21600 | 16700 | 77.31% | 1.94 | 0 | 10.5 |  |  |  | No | R-410A | 1.9667 | Residential & Commercial | Ducted CEE Tier 1
213773475 | Central HP <5.4 tons | CARRIER | HRCU-A-CB (Split System: Heat Pump with Remote Outdoor Unit-Air-Source) | 25VNA825A*032* |  |  | CAP**4221AL*+UI | 59TN6C080C17**14 | 23600 | 16.5 | 8.1 | 21400 | 16600 | 77.57% | 1.94 | 0 | 10.5 |  |  |  | No | R-410A | 1.9667 | Residential & Commercial | Ducted CEE Tier 1
213613863 | Central HP <5.4 tons | CARRIER | HRCU-A-C (Split System: Heat Pump with Remote Outdoor Unit with No Indoor Fan --Air Source) | 38MURAQ30AB3 | ADP |  | CDP30A15P+TD |  | 28600 | 15.2 | 9.05 | 31000 | 26600 | 85.81% | 1.76 | 0 | 10 |  |  |  | No | R-410A | 2.3833 | Residential & Commercial | Ducted CEE Tier 1
213608463 | Central HP <5.4 tons | CARRIER | HRCU-A-C (Split System: Heat Pump with Remote Outdoor Unit with No Indoor Fan --Air Source) | 38MURAQ30AB3 | ADP |  | H,PG33936+TD |  | 29400 | 15.2 | 9.35 | 31200 | 26600 | 85.26% | 1.8 | 0 | 10 |  |  |  | No | R-410A | 2.45 | Residential & Commercial | Ducted CEE Tier 1
214573248 | Central HP <5.4 tons | CARRIER | HRCU-A-CB (Split System: Heat Pump with Remote Outdoor Unit-Air-Source) | 25VNA837A*030* |  |  | CSPH*6012AL*+UI | 58TN*B070C21**20 | 33000 | 17 | 8.5 | 32200 | 25000 | 77.64% | 2 | 0 | 11 |  |  |  | No | R-410A | 2.75 | Residential & Commercial | Ducted CEE Tier 1
214573568 | Central HP <5.4 tons | CARRIER | HRCU-A-CB (Split System: Heat Pump with Remote Outdoor Unit-Air-Source) | 25VNA837A*030* |  |  | CNPV*6024AL*+UI | 59CU5B100C21**22 | 32800 | 19 | 8.5 | 32200 | 24600 | 76.4% | 1.98 | 0 | 12 |  |  |  | No | R-410A | 2.7333 | Residential & Commercial | Ducted CEE Tier 1
213779005 | Central HP <5.4 tons | CARRIER | HRCU-A-CB (Split System: Heat Pump with Remote Outdoor Unit-Air-Source) | 25VNA837A*030* |  |  | CAP**3721AL*+UI | 59MN7C080C17**14 | 32800 | 17 | 8.1 | 33000 | 25200 | 76.36% | 1.96 | 0 | 11 |  |  |  | No | R-410A | 2.7333 | Residential & Commercial | Ducted CEE Tier 1
213779305 | Central HP <5.4 tons | CARRIER | HRCU-A-CB (Split System: Heat Pump with Remote Outdoor Unit-Air-Source) | 25VNA837A*030* |  |  | CAP**4321AL*+UI | 59MN7C060C17**14 | 32600 | 16.5 | 8.1 | 33000 | 25400 | 76.97% | 1.94 | 0 | 11 |  |  |  | No | R-410A | 2.7167 | Residential & Commercial | Ducted CEE Tier 1
213779325 | Central HP <5.4 tons | CARRIER | HRCU-A-CB (Split System: Heat Pump with Remote Outdoor Unit-Air-Source) | 25VNA837A*030* |  |  | CAP**4321AL*+UI | 59MN7C100C21**22 | 33000 | 17 | 8.5 | 32600 | 25000 | 76.69% | 1.98 | 0 | 11.5 |  |  |  | No | R-410A | 2.75 | Residential & Commercial | Ducted CEE Tier 1
213779425 | Central HP <5.4 tons | CARRIER | HRCU-A-CB (Split System: Heat Pump with Remote Outdoor Unit-Air-Source) | 25VNA837A*030* |  |  | CAP**4821AL*+UI | 59MN7C060C17**14 | 32000 | 16.5 | 8.1 | 32800 | 25200 | 76.83% | 1.94 | 0 | 10.5 |  |  |  | No | R-410A | 2.6667 | Residential & Commercial | Ducted CEE Tier 1
213779525 | Central HP <5.4 tons | CARRIER | HRCU-A-CB (Split System: Heat Pump with Remote Outdoor Unit-Air-Source) | 25VNA837A*030* |  |  | CAP**4824AL*+UI | 59MN7C120C24**22 | 32200 | 17 | 8.1 | 32600 | 24800 | 76.07% | 1.98 | 0 | 11 |  |  |  | No | R-410A | 2.6833 | Residential & Commercial | Ducted CEE Tier 1
213780075 | Central HP <5.4 tons | CARRIER | HRCU-A-CB (Split System: Heat Pump with Remote Outdoor Unit-Air-Source) | 25VNA837A*030* |  |  | CSPH*4212AL*+UI | 59MN7C100C21**22 | 32600 | 16.5 | 8.1 | 33000 | 24600 | 74.55% | 1.94 | 0 | 11 |  |  |  | No | R-410A | 2.7167 | Residential & Commercial | Ducted CEE Tier 1
215669352 | Central HP <5.4 tons | CARRIER | HRCU-A-CB (Split System: Heat Pump with Remote Outdoor Unit-Air-Source) | 27VNA036A*030* |  |  | CAA**6024AM*+UI | 59CU5B100C21**22 | 34400 | 18 | 9 | 34200 | 24600 | 71.93% | 1.92 | 0 | 10 |  |  |  | No | R-454B | 2.8667 | Residential & Commercial | Ducted CEE Tier 1
215669502 | Central HP <5.4 tons | CARRIER | HRCU-A-CB (Split System: Heat Pump with Remote Outdoor Unit-Air-Source) | 27VNA036A*030* |  |  | CAA**6121AM*+UI | 59CU5B060C17**16 | 34600 | 17.5 | 9 | 34600 | 25000 | 72.25% | 1.9 | 0 | 10 |  |  |  | No | R-454B | 2.8833 | Residential & Commercial | Ducted CEE Tier 1
215669572 | Central HP <5.4 tons | CARRIER | HRCU-A-CB (Split System: Heat Pump with Remote Outdoor Unit-Air-Source) | 27VNA036A*030* |  |  | CAA**6121AM*+UI | 59MN7C100C21**22 | 34800 | 18.5 | 9 | 34400 | 24800 | 72.09% | 1.92 | 0 | 10.5 |  |  |  | No | R-454B | 2.9 | Residential & Commercial | Ducted CEE Tier 1
214573668 | Central HP <5.4 tons | CARRIER | HRCU-A-CB (Split System: Heat Pump with Remote Outdoor Unit-Air-Source) | 25VNA837A*031* |  |  | CAP**3721AL*+UI | 58TN*B070C21**20 | 32800 | 17.5 | 8.5 | 32800 | 25200 | 76.83% | 2 | 0 | 11 |  |  |  | No | R-410A | 2.7333 | Residential & Commercial | Ducted CEE Tier 1
214573918 | Central HP <5.4 tons | CARRIER | HRCU-A-CB (Split System: Heat Pump with Remote Outdoor Unit-Air-Source) | 25VNA837A*031* |  |  | CAP**4821AL*+UI | 59CU5B080C21**20 | 32200 | 17.5 | 8.5 | 32400 | 25000 | 77.16% | 1.98 | 0 | 11 |  |  |  | No | R-410A | 2.6833 | Residential & Commercial | Ducted CEE Tier 1
213780695 | Central HP <5.4 tons | CARRIER | HRCU-A-CB (Split System: Heat Pump with Remote Outdoor Unit-Air-Source) | 25VNA837A*031* |  |  | CAP**3617AL*+UI | 59MN7C080C17**14 | 31400 | 16.5 | 8.1 | 33200 | 24400 | 73.49% | 1.82 | 0 | 10.5 |  |  |  | No | R-410A | 2.6167 | Residential & Commercial | Ducted CEE Tier 1
213780745 | Central HP <5.4 tons | CARRIER | HRCU-A-CB (Split System: Heat Pump with Remote Outdoor Unit-Air-Source) | 25VNA837A*031* |  |  | CAP**3621AL*+UI | 58TN*B090C17**16 | 31600 | 17 | 8.1 | 33000 | 24200 | 73.33% | 1.84 | 0 | 11 |  |  |  | No | R-410A | 2.6333 | Residential & Commercial | Ducted CEE Tier 1
213780845 | Central HP <5.4 tons | CARRIER | HRCU-A-CB (Split System: Heat Pump with Remote Outdoor Unit-Air-Source) | 25VNA837A*031* |  |  | CAP**3721AL*+UI | 58TN*B045C17**12 | 32600 | 16.5 | 8.1 | 33200 | 25400 | 76.51% | 1.94 | 0 | 10.5 |  |  |  | No | R-410A | 2.7167 | Residential & Commercial | Ducted CEE Tier 1
214807685 | Central HP <5.4 tons | COLEMAN | HRCU-A-CB (Split System: Heat Pump with Remote Outdoor Unit-Air-Source) | HH824E2S11 |  |  | CTM36B5ADS1 | TMLE080B12MP11 | 23000 | 18 | 9.5 | 23000 | 18600 | 80.87% | 2 | 0 | 12 |  |  |  | No | R-454B | 1.9167 | Residential & Commercial | Ducted CEE Tier 1
213780175 | Central HP <5.4 tons | CARRIER | HRCU-A-CB (Split System: Heat Pump with Remote Outdoor Unit-Air-Source) | 25VNA837A*030* |  |  | CSPH*4812AL*+UI | 58TN*B090C21**20 | 32600 | 16.5 | 8.1 | 33000 | 24800 | 75.15% | 1.96 | 0 | 11 |  |  |  | No | R-410A | 2.7167 | Residential & Commercial | Ducted CEE Tier 1
213780225 | Central HP <5.4 tons | CARRIER | HRCU-A-CB (Split System: Heat Pump with Remote Outdoor Unit-Air-Source) | 25VNA837A*030* |  |  | CSPH*4812AL*+UI | 59MN7C080C17**14 | 32400 | 16.5 | 8.1 | 33000 | 25000 | 75.76% | 1.94 | 0 | 11 |  |  |  | No | R-410A | 2.7 | Residential & Commercial | Ducted CEE Tier 1
215670606 | Central HP <5.4 tons | CARRIER | HRCU-A-CB (Split System: Heat Pump with Remote Outdoor Unit-Air-Source) | 27VNA036A*030* |  |  | FE5BN(B,X)C36L*+UI |  | 33400 | 18.5 | 9 | 35800 | 25600 | 71.51% | 1.86 | 0 | 10 |  |  |  | No | R-454B | 2.7833 | Residential & Commercial | Ducted CEE Tier 1
214574145 | Central HP <5.4 tons | KEEPRITE | HRCU-A-CB (Split System: Heat Pump with Remote Outdoor Unit-Air-Source) | CVH837GKA2* |  |  | EA*4X61L21A*+WALLCON | *96CTN0802120B* | 33200 | 18.5 | 8.5 | 31800 | 24800 | 77.99% | 2 | 0 | 11.5 |  |  |  | No | R-410A | 2.7667 | Residential & Commercial | Ducted CEE Tier 1
213781932 | Central HP <5.4 tons | KEEPRITE | HRCU-A-CB (Split System: Heat Pump with Remote Outdoor Unit-Air-Source) | CVH837GKA2* |  |  | EHD4X42AAL+WALLCON | *80CTL0902120B* | 32400 | 16.5 | 8.1 | 32800 | 24600 | 75% | 1.94 | 0 | 11 |  |  |  | No | R-410A | 2.7 | Residential & Commercial | Ducted CEE Tier 1
213781562 | Central HP <5.4 tons | KEEPRITE | HRCU-A-CB (Split System: Heat Pump with Remote Outdoor Unit-Air-Source) | CVH837GKA2* |  |  | EA*4X61L21A*+WALLCON | *80CTL0901716B* | 33200 | 17.5 | 8.1 | 32000 | 24800 | 77.5% | 1.98 | 0 | 11.5 |  |  |  | No | R-410A | 2.7667 | Residential & Commercial | Ducted CEE Tier 1
213781212 | Central HP <5.4 tons | KEEPRITE | HRCU-A-CB (Split System: Heat Pump with Remote Outdoor Unit-Air-Source) | CVH837GKA2* |  |  | EA*4X43L21A*+WALLCON | *95CSU0601716B* | 32800 | 17 | 8.5 | 33000 | 25200 | 76.36% | 1.96 | 0 | 11 |  |  |  | No | R-410A | 2.7333 | Residential & Commercial | Ducted CEE Tier 1
213781062 | Central HP <5.4 tons | KEEPRITE | HRCU-A-CB (Split System: Heat Pump with Remote Outdoor Unit-Air-Source) | CVH837GKA2* |  |  | EA*4X42L21A*+WALLCON | *96CTN0601714B* | 31600 | 16.5 | 8.1 | 33200 | 24600 | 74.1% | 1.86 | 0 | 10.5 |  |  |  | No | R-410A | 2.6333 | Residential & Commercial | Ducted CEE Tier 1
213160924 | Central HP <5.4 tons | DAY & NIGHT | HRCU-A-CB (Split System: Heat Pump with Remote Outdoor Unit-Air-Source) | DLCURAH18ABK | ADP |  | V,G36H***P449+AEFE3A* |  | 17800 | 17 | 9 | 17100 | 19400 | 113.5% | 2.4 | 0 | 11 |  |  |  | No | R-410A | 1.4833 | Residential & Commercial | Ducted CEE Tier 1
214728388 | Central HP <5.4 tons | COLEMAN | HRCU-A-CB (Split System: Heat Pump with Remote Outdoor Unit-Air-Source) | HH836E2S11 |  |  | CTU36B5XDS1+TXV | TM9V060B12MP12 | 33000 | 17 | 8.5 | 31000 | 25200 | 81.29% | 2 | 0 | 11 |  |  |  | No | R-454B | 2.75 | Residential & Commercial | Ducted CEE Tier 1
215351203 | Central HP <5.4 tons | CARRIER | HRCU-A-CB (Split System: Heat Pump with Remote Outdoor Unit-Air-Source) | 38MURAQ24AB3 | ADP |  | SM2925 |  | 23000 | 16 | 8.9 | 23200 | 19600 | 84.48% | 1.86 | 0 | 10.5 |  |  |  | No | R-410A | 1.9167 | Residential & Commercial | Ducted CEE Tier 1
214665264 | Central HP <5.4 tons | CARRIER | HRCU-A-CB (Split System: Heat Pump with Remote Outdoor Unit-Air-Source) | 38MURAQ18AB3 | ADP |  | SK1925 |  | 16200 | 16 | 8.4 | 16900 | 14500 | 85.8% | 1.98 | 0 | 11 |  |  |  | No | R-410A | 1.35 | Residential & Commercial | Ducted CEE Tier 1
215853411 | Central HP <5.4 tons | FRASER-JOHNSTON | HRCU-A-CB (Split System: Heat Pump with Remote Outdoor Unit-Air-Source) | HH836E2S11 |  |  | CTM36C5CDS1+JMET16CS2N1 |  | 34200 | 19 | 9 | 31400 | 25600 | 81.53% | 2 | 0 | 11.7 |  |  |  | No | R-454B | 2.85 | Residential & Commercial | Ducted CEE Tier 1
214595902 | Central HP <5.4 tons | CARRIER | HRCU-A-C (Split System: Heat Pump with Remote Outdoor Unit with No Indoor Fan --Air Source) | 38MURAQ30AB3 | ADP |  | H,PG8J936+TD |  | 29800 | 15.2 | 9.5 | 31400 | 26600 | 84.71% | 1.82 | 0 | 10.5 |  |  |  | No | R-410A | 2.4833 | Residential & Commercial | Ducted CEE Tier 1
213771236 | Central HP <5.4 tons | BRYANT HEATING AND COOLING SYSTEMS | HRCU-A-CB (Split System: Heat Pump with Remote Outdoor Unit-Air-Source) | 288BNV025*0**B* |  |  | CAP**3721AL*+UI | 986TD66100C21*** | 24400 | 16.5 | 8.5 | 21200 | 16600 | 78.3% | 2.04 | 0 | 11 |  |  |  | No | R-410A | 2.0333 | Residential & Commercial | Ducted CEE Tier 1
213771266 | Central HP <5.4 tons | BRYANT HEATING AND COOLING SYSTEMS | HRCU-A-CB (Split System: Heat Pump with Remote Outdoor Unit-Air-Source) | 288BNV025*0**B* |  |  | CAP**4221AL*+UI | 88*TB48090C17*** | 23800 | 16.5 | 8.1 | 21400 | 16600 | 77.57% | 1.96 | 0 | 10.5 |  |  |  | No | R-410A | 1.9833 | Residential & Commercial | Ducted CEE Tier 1
213771136 | Central HP <5.4 tons | BRYANT HEATING AND COOLING SYSTEMS | HRCU-A-CB (Split System: Heat Pump with Remote Outdoor Unit-Air-Source) | 288BNV025*0**B* |  |  | CAP**3721AL*+UI | 88*TB48070C17*** | 24400 | 17 | 8.5 | 21200 | 16600 | 78.3% | 2.02 | 0 | 11 |  |  |  | No | R-410A | 2.0333 | Residential & Commercial | Ducted CEE Tier 1
213771386 | Central HP <5.4 tons | BRYANT HEATING AND COOLING SYSTEMS | HRCU-A-CB (Split System: Heat Pump with Remote Outdoor Unit-Air-Source) | 288BNV025*0**B* |  |  | CAP**4224AL*+UI | 88*TB66135C24*** | 23800 | 16.5 | 8.1 | 21400 | 16600 | 77.57% | 1.96 | 0 | 11 |  |  |  | No | R-410A | 1.9833 | Residential & Commercial | Ducted CEE Tier 1
213782042 | Central HP <5.4 tons | KEEPRITE | HRCU-A-CB (Split System: Heat Pump with Remote Outdoor Unit-Air-Source) | CVH837GKA2* |  |  | EHD4X42AAL+WALLCON | *96CTN1202422B* | 32600 | 16.5 | 8.1 | 33000 | 24600 | 74.55% | 1.94 | 0 | 11 |  |  |  | No | R-410A | 2.7167 | Residential & Commercial | Ducted CEE Tier 1
215853309 | Central HP <5.4 tons | FRASER-JOHNSTON | HRCU-A-CB (Split System: Heat Pump with Remote Outdoor Unit-Air-Source) | HH824E2S11 |  |  | CTM30B5ACS1+JMET08BS2N1 |  | 23000 | 18 | 9.5 | 23000 | 18100 | 78.7% | 2 | 0 | 12 |  |  |  | No | R-454B | 1.9167 | Residential & Commercial | Ducted CEE Tier 1
213779352 | Central HP <5.4 tons | KEEPRITE | HRCU-A-CB (Split System: Heat Pump with Remote Outdoor Unit-Air-Source) | CVH837GKA** |  |  | EA*4X43L21A*+WALLCON | *96CTN0801714B* | 32800 | 17 | 8.5 | 32800 | 25200 | 76.83% | 1.96 | 0 | 11 |  |  |  | No | R-410A | 2.7333 | Residential & Commercial | Ducted CEE Tier 1
213780002 | Central HP <5.4 tons | KEEPRITE | HRCU-A-CB (Split System: Heat Pump with Remote Outdoor Unit-Air-Source) | CVH837GKA** |  |  | EHD4X42AAL+WALLCON | *80CTL0701716B* | 32400 | 16 | 8.1 | 33200 | 24800 | 74.7% | 1.92 | 0 | 11 |  |  |  | No | R-410A | 2.7 | Residential & Commercial | Ducted CEE Tier 1
213779482 | Central HP <5.4 tons | KEEPRITE | HRCU-A-CB (Split System: Heat Pump with Remote Outdoor Unit-Air-Source) | CVH837GKA** |  |  | EA*4X48L21A*+WALLCON | *96CTN1002122B* | 32400 | 17 | 8.1 | 32600 | 24800 | 76.07% | 1.98 | 0 | 11 |  |  |  | No | R-410A | 2.7 | Residential & Commercial | Ducted CEE Tier 1
213779282 | Central HP <5.4 tons | KEEPRITE | HRCU-A-CB (Split System: Heat Pump with Remote Outdoor Unit-Air-Source) | CVH837GKA** |  |  | EA*4X43L21A*+WALLCON | *80CTL0902120B* | 32800 | 17 | 8.5 | 32600 | 25000 | 76.69% | 1.98 | 0 | 11.5 |  |  |  | No | R-410A | 2.7333 | Residential & Commercial | Ducted CEE Tier 1
214264494 | Central HP <5.4 tons | HAXXAIR | HRCU-A-C (Split System: Heat Pump with Remote Outdoor Unit with No Indoor Fan --Air Source) | HVHD-36E2D2 |  |  | DC37A44-210L |  | 30000 | 15.5 | 9.4 | 30000 | 24200 | 80.67% | 2.08 | 0 | 11.3 |  |  |  | No | R-410A | 2.5 | Residential & Commercial | Ducted CEE Tier 1
213779752 | Central HP <5.4 tons | KEEPRITE | HRCU-A-CB (Split System: Heat Pump with Remote Outdoor Unit-Air-Source) | CVH837GKA** |  |  | EA*4X61L24A*+WALLCON | *80CTL0902120B* | 33200 | 17.5 | 8.5 | 32000 | 24800 | 77.5% | 2 | 0 | 11.7 |  |  |  | No | R-410A | 2.7667 | Residential & Commercial | Ducted CEE Tier 1
213779652 | Central HP <5.4 tons | KEEPRITE | HRCU-A-CB (Split System: Heat Pump with Remote Outdoor Unit-Air-Source) | CVH837GKA** |  |  | EA*4X61L21A*+WALLCON | *80CTL0901716B* | 33200 | 17.5 | 8.1 | 32000 | 24800 | 77.5% | 1.98 | 0 | 11.5 |  |  |  | No | R-410A | 2.7667 | Residential & Commercial | Ducted CEE Tier 1
213772403 | Central HP <5.4 tons | KENMORE | HRCU-A-CB (Split System: Heat Pump with Remote Outdoor Unit-Air-Source) | (C,H,T)VH825GKA2* |  |  | EHD4X42AAL+WALLCON | *96CTN0801714B* | 24000 | 16 | 8.1 | 21400 | 16600 | 77.57% | 2 | 0 | 10.5 |  |  |  | No | R-410A | 2 | Residential & Commercial | Ducted CEE Tier 1
213772503 | Central HP <5.4 tons | KENMORE | HRCU-A-CB (Split System: Heat Pump with Remote Outdoor Unit-Air-Source) | (C,H,T)VH825GKA2* |  |  | EHD4X48AAL+WALLCON | *95CSU0601716B* | 24200 | 16 | 8.1 | 21400 | 16600 | 77.57% | 2.02 | 0 | 10.5 |  |  |  | No | R-410A | 2.0167 | Residential & Commercial | Ducted CEE Tier 1
214584758 | Central HP <5.4 tons | FRASER-JOHNSTON | HRCU-A-CB (Split System: Heat Pump with Remote Outdoor Unit-Air-Source) | HH860E2S11 |  |  | CTF60C5CGS1 | Z8ES120C16SMPS1 | 44000 | 18 | 9 | 43500 | 33000 | 75.86% | 2 | 0 | 12 |  |  |  | No | R-454B | 3.6667 | Residential & Commercial | Ducted CEE Tier 1
213773563 | Central HP <5.4 tons | KENMORE | HRCU-A-CB (Split System: Heat Pump with Remote Outdoor Unit-Air-Source) | (C,H,T)VH825GKA3* |  |  | EA*4X42L24A*+WALLCON | *96CTN1202422B* | 23800 | 17 | 8.1 | 21400 | 16600 | 77.57% | 1.96 | 0 | 10.5 |  |  |  | No | R-410A | 1.9833 | Residential & Commercial | Ducted CEE Tier 1
213773763 | Central HP <5.4 tons | KENMORE | HRCU-A-CB (Split System: Heat Pump with Remote Outdoor Unit-Air-Source) | (C,H,T)VH825GKA3* |  |  | EA*4X48L21A*+WALLCON | *97CMN0801714B* | 24000 | 16.5 | 8.1 | 21000 | 16600 | 79.05% | 2 | 0 | 10.5 |  |  |  | No | R-410A | 2 | Residential & Commercial | Ducted CEE Tier 1
213773363 | Central HP <5.4 tons | KENMORE | HRCU-A-CB (Split System: Heat Pump with Remote Outdoor Unit-Air-Source) | (C,H,T)VH825GKA3* |  |  | EA*4X37L21A*+WALLCON | *96CTN0801714B* | 24400 | 16.5 | 8.1 | 21200 | 16600 | 78.3% | 2.02 | 0 | 11 |  |  |  | No | R-410A | 2.0333 | Residential & Commercial | Ducted CEE Tier 1
213772773 | Central HP <5.4 tons | KENMORE | HRCU-A-CB (Split System: Heat Pump with Remote Outdoor Unit-Air-Source) | (C,H,T)VH825GKA3* |  |  | EA*4X25L17A*+WALLCON | *97CMN0601714B* | 24200 | 15.5 | 8.1 | 20000 | 16700 | 83.5% | 2 | 0 | 10.5 |  |  |  | No | R-410A | 2.0167 | Residential & Commercial | Ducted CEE Tier 1
213772873 | Central HP <5.4 tons | KENMORE | HRCU-A-CB (Split System: Heat Pump with Remote Outdoor Unit-Air-Source) | (C,H,T)VH825GKA3* |  |  | EA*4X30L17A*+WALLCON | *80CTL0901716B* | 23600 | 16.5 | 8.1 | 21400 | 16700 | 78.04% | 1.9 | 0 | 10.5 |  |  |  | No | R-410A | 1.9667 | Residential & Commercial | Ducted CEE Tier 1
207036462 | Central HP <5.4 tons | HAXXAIR | HRCU-A-CB (Split System: Heat Pump with Remote Outdoor Unit-Air-Source) | HVHD-24E2D2 |  |  | HAHD-24E2D2 |  | 22000 | 16.5 | 9 | 23000 | 16900 | 73.48% | 2.05 | 10.9 | 10.1 |  |  |  | No | R-410A | 1.8333 | Residential & Commercial | Ducted CEE Tier 1
213781112 | Central HP <5.4 tons | KEEPRITE | HRCU-A-CB (Split System: Heat Pump with Remote Outdoor Unit-Air-Source) | CVH837GKA2* |  |  | EA*4X42L24A*+WALLCON | *80CTL1352422B* | 31800 | 17 | 8.1 | 33000 | 24200 | 73.33% | 1.88 | 0 | 11 |  |  |  | No | R-410A | 2.65 | Residential & Commercial | Ducted CEE Tier 1
213780962 | Central HP <5.4 tons | KEEPRITE | HRCU-A-CB (Split System: Heat Pump with Remote Outdoor Unit-Air-Source) | CVH837GKA2* |  |  | EA*4X37L21A*+WALLCON | *96CTN1002122B* | 33000 | 17 | 8.5 | 32600 | 25000 | 76.69% | 1.98 | 0 | 11.5 |  |  |  | No | R-410A | 2.75 | Residential & Commercial | Ducted CEE Tier 1
213781012 | Central HP <5.4 tons | KEEPRITE | HRCU-A-CB (Split System: Heat Pump with Remote Outdoor Unit-Air-Source) | CVH837GKA2* |  |  | EA*4X42L21A*+WALLCON | *80CTL1102120B* | 31800 | 17 | 8.1 | 32800 | 24200 | 73.78% | 1.88 | 0 | 11 |  |  |  | No | R-410A | 2.65 | Residential & Commercial | Ducted CEE Tier 1
213780662 | Central HP <5.4 tons | KEEPRITE | HRCU-A-CB (Split System: Heat Pump with Remote Outdoor Unit-Air-Source) | CVH837GKA2* |  |  | EA*4X36L17A*+WALLCON | *80CTL0701716B* | 31400 | 16.5 | 8.1 | 33400 | 24400 | 73.05% | 1.82 | 0 | 10.5 |  |  |  | No | R-410A | 2.6167 | Residential & Commercial | Ducted CEE Tier 1
215853497 | Central HP <5.4 tons | CHAMPION HEATING AND COOLING | HRCU-A-CB (Split System: Heat Pump with Remote Outdoor Unit-Air-Source) | HH860E2S11 |  |  | CTF60D5CJS1 | Z9ES120D20SMPS1 | 53000 | 18 | 9 | 54500 | 39500 | 72.48% | 2 | 0 | 11 |  |  |  | No | R-454B | 4.4167 | Residential & Commercial | Ducted CEE Tier 1
214584563 | Central HP <5.4 tons | FRASER-JOHNSTON | HRCU-A-CB (Split System: Heat Pump with Remote Outdoor Unit-Air-Source) | HH860E2S11 |  |  | CTM60C5CGS1 | Z8ES100C16SMPS1 | 44000 | 18 | 9 | 44000 | 33200 | 75.45% | 2 | 0 | 12 |  |  |  | No | R-454B | 3.6667 | Residential & Commercial | Ducted CEE Tier 1
214584578 | Central HP <5.4 tons | FRASER-JOHNSTON | HRCU-A-CB (Split System: Heat Pump with Remote Outdoor Unit-Air-Source) | HH860E2S11 |  |  | CTM60C5CHS1 | Z8ES120C20SMPS1 | 53500 | 19 | 9 | 53500 | 38000 | 71.03% | 2 | 0 | 11.7 |  |  |  | No | R-454B | 4.4583 | Residential & Commercial | Ducted CEE Tier 1
213781182 | Central HP <5.4 tons | KEEPRITE | HRCU-A-CB (Split System: Heat Pump with Remote Outdoor Unit-Air-Source) | CVH837GKA2* |  |  | EA*4X43L21A*+WALLCON | *80CTL0901716B* | 33000 | 17 | 8.5 | 32800 | 25000 | 76.22% | 1.98 | 0 | 11 |  |  |  | No | R-410A | 2.75 | Residential & Commercial | Ducted CEE Tier 1
213780692 | Central HP <5.4 tons | KEEPRITE | HRCU-A-CB (Split System: Heat Pump with Remote Outdoor Unit-Air-Source) | CVH837GKA2* |  |  | EA*4X36L17A*+WALLCON | *97CMN0601714B* | 31200 | 16.5 | 8.1 | 33400 | 24600 | 73.65% | 1.82 | 0 | 10.5 |  |  |  | No | R-410A | 2.6 | Residential & Commercial | Ducted CEE Tier 1
213780792 | Central HP <5.4 tons | KEEPRITE | HRCU-A-CB (Split System: Heat Pump with Remote Outdoor Unit-Air-Source) | CVH837GKA2* |  |  | EA*4X36L21A*+WALLCON | *97CMN0601714B* | 31200 | 16.5 | 8.1 | 33200 | 24600 | 74.1% | 1.82 | 0 | 10.5 |  |  |  | No | R-410A | 2.6 | Residential & Commercial | Ducted CEE Tier 1
213780812 | Central HP <5.4 tons | KEEPRITE | HRCU-A-CB (Split System: Heat Pump with Remote Outdoor Unit-Air-Source) | CVH837GKA2* |  |  | EA*4X36L21A*+WALLCON | *97CMN1002122B* | 31600 | 17 | 8.1 | 32800 | 24200 | 73.78% | 1.86 | 0 | 11 |  |  |  | No | R-410A | 2.6333 | Residential & Commercial | Ducted CEE Tier 1
213780895 | Central HP <5.4 tons | CARRIER | HRCU-A-CB (Split System: Heat Pump with Remote Outdoor Unit-Air-Source) | 25VNA837A*031* |  |  | CAP**3721AL*+UI | 59CU5B060C17**16 | 32800 | 17 | 8.5 | 33000 | 25200 | 76.36% | 1.96 | 0 | 11 |  |  |  | No | R-410A | 2.7333 | Residential & Commercial | Ducted CEE Tier 1
213781545 | Central HP <5.4 tons | CARRIER | HRCU-A-CB (Split System: Heat Pump with Remote Outdoor Unit-Air-Source) | 25VNA837A*031* |  |  | CAP**6121AL*+UI | 58TN*B070C17**16 | 32800 | 17 | 8.1 | 32200 | 25000 | 77.64% | 1.96 | 0 | 11 |  |  |  | No | R-410A | 2.7333 | Residential & Commercial | Ducted CEE Tier 1
213781715 | Central HP <5.4 tons | CARRIER | HRCU-A-CB (Split System: Heat Pump with Remote Outdoor Unit-Air-Source) | 25VNA837A*031* |  |  | CAP**6124AL*+UI | 59TN6C120C24**22 | 33200 | 17.5 | 8.5 | 32000 | 24800 | 77.5% | 2 | 0 | 11.7 |  |  |  | No | R-410A | 2.7667 | Residential & Commercial | Ducted CEE Tier 1
214441946 | Central HP <5.4 tons | BRYANT HEATING AND COOLING SYSTEMS | HRCU-A-CB (Split System: Heat Pump with Remote Outdoor Unit-Air-Source) | 288BNV025*0**C* | ADP |  | V,C36H175P149 | 88*TB36045C17*** | 23600 | 16 | 8.1 | 20000 | 16300 | 81.5% | 1.94 | 0 | 10.5 |  |  |  | No | R-410A | 1.9667 | Residential & Commercial | Ducted CEE Tier 1
214441948 | Central HP <5.4 tons | BRYANT HEATING AND COOLING SYSTEMS | HRCU-A-CB (Split System: Heat Pump with Remote Outdoor Unit-Air-Source) | 288BNV025*0**C* | ADP |  | V,C36H***P219 | 88*TB36070C14*** | 23400 | 17 | 8.1 | 19800 | 16200 | 81.82% | 1.98 | 0 | 10.5 |  |  |  | No | R-410A | 1.95 | Residential & Commercial | Ducted CEE Tier 1
207036468 | Central HP <5.4 tons | HAXXAIR | HRCU-A-CB (Split System: Heat Pump with Remote Outdoor Unit-Air-Source) | HVHD-36E2D2 |  |  | HAHD-36E2D2 |  | 34000 | 18 | 9.5 | 35000 | 26000 | 74.29% | 2.05 | 9.55 | 10.1 |  |  |  | No | R-410A | 2.8333 | Residential & Commercial | Ducted CEE Tier 1
211206996 | Central HP <5.4 tons | CHAMPION HEATING AND COOLING | HRCU-A-CB (Split System: Heat Pump with Remote Outdoor Unit-Air-Source) | HL20B4821 |  |  | XAMC48HE3N1+CC | TPLC080C16MP13 | 43500 | 19 | 9 | 44500 | 36200 | 81.35% | 2.14 | 0 | 12 |  |  |  | No | R-410A | 3.625 | Residential & Commercial | Ducted CEE Tier 1
211207001 | Central HP <5.4 tons | CHAMPION HEATING AND COOLING | HRCU-A-CB (Split System: Heat Pump with Remote Outdoor Unit-Air-Source) | HL20B4821 |  |  | XAMC48HE3N1+CC | TPLC100C16MP13 | 43500 | 19 | 9 | 44500 | 36200 | 81.35% | 2.14 | 0 | 12 |  |  |  | No | R-410A | 3.625 | Residential & Commercial | Ducted CEE Tier 1
211206946 | Central HP <5.4 tons | CHAMPION HEATING AND COOLING | HRCU-A-CB (Split System: Heat Pump with Remote Outdoor Unit-Air-Source) | HL20B4821 |  |  | XAMC48HE3N1+CC | TP9C080C16MP13 | 43500 | 18 | 8.5 | 45500 | 36800 | 80.88% | 2.14 | 0 | 11 |  |  |  | No | R-410A | 3.625 | Residential & Commercial | Ducted CEE Tier 1
214584553 | Central HP <5.4 tons | FRASER-JOHNSTON | HRCU-A-CB (Split System: Heat Pump with Remote Outdoor Unit-Air-Source) | HH860E2S11 |  |  | CTM60C5CHS1 | Z8ES100C20SMPS1 | 53500 | 19 | 9 | 53500 | 38500 | 71.96% | 2 | 0 | 12 |  |  |  | No | R-454B | 4.4583 | Residential & Commercial | Ducted CEE Tier 1
213781003 | Central HP <5.4 tons | KENMORE | HRCU-A-CB (Split System: Heat Pump with Remote Outdoor Unit-Air-Source) | (C,H,T)VH837GKA2* |  |  | EA*4X42L21A*+WALLCON | *80CTL0902120B* | 31800 | 17 | 8.1 | 32800 | 24200 | 73.78% | 1.88 | 0 | 11 |  |  |  | No | R-410A | 2.65 | Residential & Commercial | Ducted CEE Tier 1
213779202 | Central HP <5.4 tons | KEEPRITE | HRCU-A-CB (Split System: Heat Pump with Remote Outdoor Unit-Air-Source) | CVH837GKA** |  |  | EA*4X42L24A*+WALLCON | *80CTL1352422B* | 31800 | 17 | 8.1 | 33000 | 24200 | 73.33% | 1.88 | 0 | 11 |  |  |  | No | R-410A | 2.65 | Residential & Commercial | Ducted CEE Tier 1
213779252 | Central HP <5.4 tons | KEEPRITE | HRCU-A-CB (Split System: Heat Pump with Remote Outdoor Unit-Air-Source) | CVH837GKA** |  |  | EA*4X43L21A*+WALLCON | *80CTL0451712B* | 32600 | 16.5 | 8.1 | 33200 | 25400 | 76.51% | 1.94 | 0 | 10.5 |  |  |  | No | R-410A | 2.7167 | Residential & Commercial | Ducted CEE Tier 1
214595727 | Central HP <5.4 tons | KEEPRITE | HRCU-A-CB (Split System: Heat Pump with Remote Outdoor Unit-Air-Source) | DLCURAH24ABK |  |  | EA*4X30L17A* | *96VTN0601716B* | 23600 | 16.5 | 9 | 26000 | 24000 | 92.31% | 2 | 0 | 10 |  |  |  | No | R-410A | 1.9667 | Residential & Commercial | Ducted CEE Tier 1
213780442 | Central HP <5.4 tons | KEEPRITE | HRCU-A-CB (Split System: Heat Pump with Remote Outdoor Unit-Air-Source) | CVH837GKA** |  |  | EHD4X60AAL+WALLCON | *96CTN1002122B* | 33000 | 16.5 | 8.1 | 32200 | 24800 | 77.02% | 2 | 0 | 11.5 |  |  |  | No | R-410A | 2.75 | Residential & Commercial | Ducted CEE Tier 1
213779792 | Central HP <5.4 tons | KEEPRITE | HRCU-A-CB (Split System: Heat Pump with Remote Outdoor Unit-Air-Source) | CVH837GKA** |  |  | EA*4X61L24A*+WALLCON | *97CMN1202422B* | 33200 | 17.5 | 8.5 | 32000 | 24800 | 77.5% | 1.98 | 0 | 11.7 |  |  |  | No | R-410A | 2.7667 | Residential & Commercial | Ducted CEE Tier 1
212982368 | Central HP <5.4 tons | KEEPRITE | HRCU-A-CB (Split System: Heat Pump with Remote Outdoor Unit-Air-Source) | DLCURAH24ABK |  |  | EN(A,D)4X36L21** | *80MSU0401712A* | 23400 | 16.5 | 8.5 | 25800 | 23800 | 92.25% | 1.98 | 0 | 10 |  |  |  | No | R-410A | 1.95 | Residential & Commercial | Ducted CEE Tier 1
211001331 | Central HP <5.4 tons | ARMSTRONG AIR | HRCU-A-CB (Split System: Heat Pump with Remote Outdoor Unit-Air-Source) | 4SHP18LX136P | ADP |  | H,A,DE33936 | A96UH2E045B12 | 23600 | 18 | 8.3 | 22400 | 18200 | 81.25% | 2.12 | 0 | 12 |  |  |  | No | R-410A | 1.9667 | Residential & Commercial | Ducted CEE Tier 1
214061528 | Central HP <5.4 tons | ARMSTRONG AIR | HRCU-A-CB (Split System: Heat Pump with Remote Outdoor Unit-Air-Source) | 4SHP18LX136P | ADP |  | A24VBA+TXV | A97DF2E045B12 | 23400 | 17 | 8.35 | 22400 | 16900 | 75.45% | 2.18 | 0 | 12 |  |  |  | No | R-410A | 1.95 | Residential & Commercial | Ducted CEE Tier 1
214061529 | Central HP <5.4 tons | ARMSTRONG AIR | HRCU-A-CB (Split System: Heat Pump with Remote Outdoor Unit-Air-Source) | 4SHP18LX136P | ADP |  | A36VDA+TXV | A97DF2E045B12 | 23800 | 18 | 8.5 | 22400 | 16900 | 75.45% | 2.22 | 0 | 12 |  |  |  | No | R-410A | 1.9833 | Residential & Commercial | Ducted CEE Tier 1
216014851 | Central HP <5.4 tons | HAXXAIR | HRCU-A-CB (Split System: Heat Pump with Remote Outdoor Unit-Air-Source) | HVHDZ-36V2D |  |  | HAHDZ-36V2D |  | 32000 | 19.5 | 10.5 | 34000 | 31000 | 91.18% | 2.15 | 0 | 11.7 |  |  |  | No | R-454B | 2.6667 | Residential & Commercial | Ducted CEE Tier 1
215674202 | Central HP <5.4 tons | KENMORE | HRCU-A-CB (Split System: Heat Pump with Remote Outdoor Unit-Air-Source) | (C,H,T)5H0V48*K*AAA* |  |  | EA*5X60M24A*+WALLCON | *80CTL1102120B* | 45000 | 18 | 9 | 47500 | 33400 | 70.32% | 2.08 | 0 | 10 |  |  |  | No | R-454B | 3.75 | Residential & Commercial | Ducted CEE Tier 1
213773243 | Central HP <5.4 tons | KENMORE | HRCU-A-CB (Split System: Heat Pump with Remote Outdoor Unit-Air-Source) | (C,H,T)VH825GKA3* |  |  | EA*4X37L17A*+WALLCON | *96CTN0601714B* | 24000 | 16 | 8.1 | 21400 | 16700 | 78.04% | 1.98 | 0 | 10.5 |  |  |  | No | R-410A | 2 | Residential & Commercial | Ducted CEE Tier 1
213773093 | Central HP <5.4 tons | KENMORE | HRCU-A-CB (Split System: Heat Pump with Remote Outdoor Unit-Air-Source) | (C,H,T)VH825GKA3* |  |  | EA*4X36L21A*+WALLCON | *95CSU0601716B* | 23600 | 16.5 | 8.1 | 21600 | 16700 | 77.31% | 1.92 | 0 | 10.5 |  |  |  | No | R-410A | 1.9667 | Residential & Commercial | Ducted CEE Tier 1
213772633 | Central HP <5.4 tons | KENMORE | HRCU-A-CB (Split System: Heat Pump with Remote Outdoor Unit-Air-Source) | (C,H,T)VH825GKA3* |  |  | EA*4X24L17A*+WALLCON | *80CTL0701412B* | 23400 | 16.5 | 8.1 | 22000 | 16800 | 76.36% | 1.88 | 0 | 10.5 |  |  |  | No | R-410A | 1.95 | Residential & Commercial | Ducted CEE Tier 1
213780862 | Central HP <5.4 tons | KEEPRITE | HRCU-A-CB (Split System: Heat Pump with Remote Outdoor Unit-Air-Source) | CVH837GKA2* |  |  | EA*4X37L21A*+WALLCON | *80CTL0701716B* | 32800 | 17 | 8.5 | 33000 | 25200 | 76.36% | 1.96 | 0 | 11 |  |  |  | No | R-410A | 2.7333 | Residential & Commercial | Ducted CEE Tier 1
214574615 | Central HP <5.4 tons | KEEPRITE | HRCU-A-CB (Split System: Heat Pump with Remote Outdoor Unit-Air-Source) | CVH837GKA2* |  |  | EN(A,D,W)4X48L21**+WALLCON | *97CMN0802120B* | 32400 | 17.5 | 8.5 | 32800 | 24800 | 75.61% | 1.96 | 0 | 11.5 |  |  |  | No | R-410A | 2.7 | Residential & Commercial | Ducted CEE Tier 1
213781282 | Central HP <5.4 tons | KEEPRITE | HRCU-A-CB (Split System: Heat Pump with Remote Outdoor Unit-Air-Source) | CVH837GKA2* |  |  | EA*4X48L21A*+WALLCON | *80CTL0451712B* | 32000 | 16.5 | 8.1 | 32800 | 25200 | 76.83% | 1.92 | 0 | 10.5 |  |  |  | No | R-410A | 2.6667 | Residential & Commercial | Ducted CEE Tier 1
215323722 | Central HP <5.4 tons | PAYNE | HRCU-A-CB (Split System: Heat Pump with Remote Outdoor Unit-Air-Source) | 37MUHAQ36AA3 |  |  | 45MUHAQ36XX3 |  | 36000 | 18 | 10 | 37000 | 37400 | 101.1% | 1.9 | 0 | 12 |  |  |  | No | R-454B | 3 | Residential & Commercial | Ducted CEE Tier 1
213771543 | Central HP <5.4 tons | KENMORE | HRCU-A-CB (Split System: Heat Pump with Remote Outdoor Unit-Air-Source) | (C,H,T)VH825GKA2* |  |  | EA*4X43L21A*+WALLCON | *96CTN0801714B* | 24400 | 16.5 | 8.1 | 21200 | 16600 | 78.3% | 2.02 | 0 | 11 |  |  |  | No | R-410A | 2.0333 | Residential & Commercial | Ducted CEE Tier 1
213771643 | Central HP <5.4 tons | KENMORE | HRCU-A-CB (Split System: Heat Pump with Remote Outdoor Unit-Air-Source) | (C,H,T)VH825GKA2* |  |  | EA*4X48L21A*+WALLCON | *97CMN1002122B* | 24000 | 16.5 | 8.1 | 21000 | 16500 | 78.57% | 2.02 | 0 | 11 |  |  |  | No | R-410A | 2 | Residential & Commercial | Ducted CEE Tier 1
214264495 | Central HP <5.4 tons | HAXXAIR | HRCU-A-C (Split System: Heat Pump with Remote Outdoor Unit with No Indoor Fan --Air Source) | HVHD-48E2D2 |  |  | DC61A44-245R |  | 42000 | 15.55 | 8.55 | 42000 | 34600 | 82.38% | 1.94 | 0 | 11.4 |  |  |  | No | R-410A | 3.5 | Residential & Commercial | Ducted CEE Tier 1
206724409 | Central HP <5.4 tons | AIRTEMP | HRCU-A-CB (Split System: Heat Pump with Remote Outdoor Unit-Air-Source) | GXH24-36MSK4DH |  |  | GMH**-36MSK4DH1 |  | 34000 | 16 | 9 | 35000 | 28000 | 80% | 1.8 | 10 | 10 |  |  |  | No | R-410A | 2.8333 | Residential & Commercial | Ducted CEE Tier 1
208447901 | Central HP <5.4 tons | PAYNE | HRCU-A-CB (Split System: Heat Pump with Remote Outdoor Unit-Air-Source) | 38MURAQ36AB3 |  |  | 40MUAAQ36XA3 |  | 36000 | 16 | 9.5 | 40000 | 34400 | 86% | 1.97 | 10.5 | 10 |  |  |  | No | R-410A | 3 | Residential & Commercial | Ducted CEE Tier 1
212983554 | Central HP <5.4 tons | KEEPRITE | HRCU-A-CB (Split System: Heat Pump with Remote Outdoor Unit-Air-Source) | DLCURAH24ABK |  |  | EA*4X30L17A* | *92MSN0601412A* | 23800 | 17 | 8.5 | 26600 | 24000 | 90.23% | 1.98 | 0 | 10 |  |  |  | No | R-410A | 1.9833 | Residential & Commercial | Ducted CEE Tier 1
213780322 | Central HP <5.4 tons | KEEPRITE | HRCU-A-CB (Split System: Heat Pump with Remote Outdoor Unit-Air-Source) | CVH837GKA** |  |  | EHD4X60AAL+WALLCON | *80CTL0701716B* | 32800 | 16.5 | 8.1 | 32400 | 25000 | 77.16% | 1.98 | 0 | 11 |  |  |  | No | R-410A | 2.7333 | Residential & Commercial | Ducted CEE Tier 1
213780282 | Central HP <5.4 tons | KEEPRITE | HRCU-A-CB (Split System: Heat Pump with Remote Outdoor Unit-Air-Source) | CVH837GKA** |  |  | EHD4X48AAL+WALLCON | *96CTN1002122B* | 32600 | 16.5 | 8.1 | 33000 | 24800 | 75.15% | 1.96 | 0 | 11 |  |  |  | No | R-410A | 2.7167 | Residential & Commercial | Ducted CEE Tier 1
214630392 | Central HP <5.4 tons | CARRIER | HRCU-A-CB (Split System: Heat Pump with Remote Outdoor Unit-Air-Source) | 25VNA825A*032* | ADP |  | C36A***L159 | 59CU5B060C17**16 | 23600 | 16 | 8.1 | 19800 | 16300 | 82.32% | 1.96 | 0 | 11 |  |  |  | No | R-410A | 1.9667 | Residential & Commercial | Ducted CEE Tier 1
213780432 | Central HP <5.4 tons | KEEPRITE | HRCU-A-CB (Split System: Heat Pump with Remote Outdoor Unit-Air-Source) | CVH837GKA** |  |  | EHD4X60AAL+WALLCON | *96CTN0801714B* | 32800 | 16.5 | 8.1 | 32200 | 25000 | 77.64% | 1.98 | 0 | 11 |  |  |  | No | R-410A | 2.7333 | Residential & Commercial | Ducted CEE Tier 1
213780312 | Central HP <5.4 tons | KEEPRITE | HRCU-A-CB (Split System: Heat Pump with Remote Outdoor Unit-Air-Source) | CVH837GKA** |  |  | EHD4X60AAL+WALLCON | *80CTL0701412B* | 32800 | 16.5 | 8.1 | 32400 | 25600 | 79.01% | 2 | 0 | 11 |  |  |  | No | R-410A | 2.7333 | Residential & Commercial | Ducted CEE Tier 1
213780332 | Central HP <5.4 tons | KEEPRITE | HRCU-A-CB (Split System: Heat Pump with Remote Outdoor Unit-Air-Source) | CVH837GKA** |  |  | EHD4X60AAL+WALLCON | *80CTL0901716B* | 33000 | 16.5 | 8.1 | 32200 | 24800 | 77.02% | 1.98 | 0 | 11 |  |  |  | No | R-410A | 2.75 | Residential & Commercial | Ducted CEE Tier 1
212603196 | Central HP <5.4 tons | DAY & NIGHT | HRCU-A-CB (Split System: Heat Pump with Remote Outdoor Unit-Air-Source) | DLCURAH24ABK | ADP |  | PL36H210P299 | *95ESU0601716A* | 25000 | 17 | 8.5 | 24000 | 20400 | 85% | 1.76 | 0 | 10.5 |  |  |  | No | R-410A | 2.0833 | Residential & Commercial | Ducted CEE Tier 1
212603203 | Central HP <5.4 tons | DAY & NIGHT | HRCU-A-CB (Split System: Heat Pump with Remote Outdoor Unit-Air-Source) | DLCURAH24ABK | ADP |  | FG80936 | *95ESU0601716A* | 24400 | 17 | 8.5 | 24000 | 21000 | 87.5% | 1.8 | 0 | 10 |  |  |  | No | R-410A | 2.0333 | Residential & Commercial | Ducted CEE Tier 1
212603228 | Central HP <5.4 tons | DAY & NIGHT | HRCU-A-CB (Split System: Heat Pump with Remote Outdoor Unit-Air-Source) | DLCURAH24ABK | ADP |  | V,G36H175P159 | *96VTN0801716A* | 24200 | 16 | 8.1 | 24600 | 22600 | 91.87% | 1.9 | 0 | 10.5 |  |  |  | No | R-410A | 2.0167 | Residential & Commercial | Ducted CEE Tier 1
212983604 | Central HP <5.4 tons | KEEPRITE | HRCU-A-CB (Split System: Heat Pump with Remote Outdoor Unit-Air-Source) | DLCURAH24ABK |  |  | EN(A,D)4X30L14** | *92MSN0601412A* | 23800 | 16.5 | 8.5 | 26400 | 24000 | 90.91% | 2 | 0 | 10 |  |  |  | No | R-410A | 1.9833 | Residential & Commercial | Ducted CEE Tier 1
213780232 | Central HP <5.4 tons | KEEPRITE | HRCU-A-CB (Split System: Heat Pump with Remote Outdoor Unit-Air-Source) | CVH837GKA** |  |  | EHD4X48AAL+WALLCON | *97CMN0801714B* | 32400 | 16.5 | 8.1 | 33000 | 25000 | 75.76% | 1.94 | 0 | 11 |  |  |  | No | R-410A | 2.7 | Residential & Commercial | Ducted CEE Tier 1
214626865 | Central HP <5.4 tons | CARRIER | HRCU-A-CB (Split System: Heat Pump with Remote Outdoor Unit-Air-Source) | 25VNA424A*031* | ADP |  | C36A***L159 | 58CU*A060C17**16 | 23400 | 20 | 10.5 | 25000 | 19300 | 77.2% | 2.46 | 0 | 13.5 |  |  |  | No | R-410A | 1.95 | Residential & Commercial | Ducted CEE Tier 1
214833517 | Central HP <5.4 tons | COLEMAN | HRCU-A-CB (Split System: Heat Pump with Remote Outdoor Unit-Air-Source) | HH860E2S11 |  |  | JSC60D5CJ2SS1 |  | 54500 | 19 | 9 | 56500 | 40000 | 70.8% | 2 | 0 | 11 |  |  |  | No | R-454B | 4.5417 | Residential & Commercial | Ducted CEE Tier 1
214584703 | Central HP <5.4 tons | FRASER-JOHNSTON | HRCU-A-CB (Split System: Heat Pump with Remote Outdoor Unit-Air-Source) | HH860E2S11 |  |  | CTM60D5CGS1 | Z8ES130D20SMPS1 | 45000 | 18 | 9 | 45000 | 33600 | 74.67% | 2 | 0 | 12 |  |  |  | No | R-454B | 3.75 | Residential & Commercial | Ducted CEE Tier 1
213771143 | Central HP <5.4 tons | KENMORE | HRCU-A-CB (Split System: Heat Pump with Remote Outdoor Unit-Air-Source) | (C,H,T)VH825GKA2* |  |  | EA*4X37L21A*+WALLCON | *80CTL0701716B* | 24400 | 17 | 8.5 | 21200 | 16600 | 78.3% | 2.02 | 0 | 11 |  |  |  | No | R-410A | 2.0333 | Residential & Commercial | Ducted CEE Tier 1
213771363 | Central HP <5.4 tons | KENMORE | HRCU-A-CB (Split System: Heat Pump with Remote Outdoor Unit-Air-Source) | (C,H,T)VH825GKA2* |  |  | EA*4X42L21A*+WALLCON | *96CTN1002122B* | 23800 | 16.5 | 8.1 | 21400 | 16600 | 77.57% | 1.96 | 0 | 11 |  |  |  | No | R-410A | 1.9833 | Residential & Commercial | Ducted CEE Tier 1
213771213 | Central HP <5.4 tons | KENMORE | HRCU-A-CB (Split System: Heat Pump with Remote Outdoor Unit-Air-Source) | (C,H,T)VH825GKA2* |  |  | EA*4X37L21A*+WALLCON | *97CMN1002122B* | 24400 | 16.5 | 8.5 | 21200 | 16600 | 78.3% | 2.04 | 0 | 11 |  |  |  | No | R-410A | 2.0333 | Residential & Commercial | Ducted CEE Tier 1
213771113 | Central HP <5.4 tons | KENMORE | HRCU-A-CB (Split System: Heat Pump with Remote Outdoor Unit-Air-Source) | (C,H,T)VH825GKA2* |  |  | EA*4X37L17A*+WALLCON | *96CTN0601714B* | 24000 | 16 | 8.1 | 21400 | 16800 | 78.5% | 1.98 | 0 | 11 |  |  |  | No | R-410A | 2 | Residential & Commercial | Ducted CEE Tier 1
213771663 | Central HP <5.4 tons | KENMORE | HRCU-A-CB (Split System: Heat Pump with Remote Outdoor Unit-Air-Source) | (C,H,T)VH825GKA2* |  |  | EA*4X48L21A*+WALLCON | *96CTN0801714B* | 24000 | 16.5 | 8.1 | 21000 | 16500 | 78.57% | 2.02 | 0 | 11 |  |  |  | No | R-410A | 2 | Residential & Commercial | Ducted CEE Tier 1
213771733 | Central HP <5.4 tons | KENMORE | HRCU-A-CB (Split System: Heat Pump with Remote Outdoor Unit-Air-Source) | (C,H,T)VH825GKA2* |  |  | EA*4X48L24A*+WALLCON | *96CTN1002122B* | 24200 | 16.5 | 8.1 | 21000 | 16500 | 78.57% | 2.02 | 0 | 11 |  |  |  | No | R-410A | 2.0167 | Residential & Commercial | Ducted CEE Tier 1
213780252 | Central HP <5.4 tons | KEEPRITE | HRCU-A-CB (Split System: Heat Pump with Remote Outdoor Unit-Air-Source) | CVH837GKA** |  |  | EHD4X48AAL+WALLCON | *97CMN1202422B* | 32600 | 16.5 | 8.1 | 33000 | 24800 | 75.15% | 1.96 | 0 | 11 |  |  |  | No | R-410A | 2.7167 | Residential & Commercial | Ducted CEE Tier 1
213779732 | Central HP <5.4 tons | KEEPRITE | HRCU-A-CB (Split System: Heat Pump with Remote Outdoor Unit-Air-Source) | CVH837GKA** |  |  | EA*4X61L21A*+WALLCON | *96CTN0801714B* | 33000 | 17 | 8.1 | 32000 | 25000 | 78.12% | 1.96 | 0 | 11 |  |  |  | No | R-410A | 2.75 | Residential & Commercial | Ducted CEE Tier 1
213779182 | Central HP <5.4 tons | KEEPRITE | HRCU-A-CB (Split System: Heat Pump with Remote Outdoor Unit-Air-Source) | CVH837GKA** |  |  | EA*4X42L24A*+WALLCON | *80CTL0902120B* | 31800 | 17 | 8.1 | 32800 | 24200 | 73.78% | 1.88 | 0 | 11 |  |  |  | No | R-410A | 2.65 | Residential & Commercial | Ducted CEE Tier 1
213886027 | Central HP <5.4 tons | WESTINGHOUSE | HRCU-A-C (Split System: Heat Pump with Remote Outdoor Unit with No Indoor Fan --Air Source) | WHM36SZA21S |  |  | DC37A44-210L |  | 30000 | 15.5 | 9.4 | 30000 | 24200 | 80.67% | 2.08 | 0 | 11.3 |  |  |  | No | R-410A | 2.5 | Residential & Commercial | Ducted CEE Tier 1
212479819 | Central HP <5.4 tons | CARRIER | HRCU-A-CB (Split System: Heat Pump with Remote Outdoor Unit-Air-Source) | 38MURAQ18AB3* | ADP |  | A36VCA+TXV | 59SC2D060E17**14 | 17700 | 16 | 8.5 | 16900 | 18400 | 108.9% | 2.26 | 0 | 11 |  |  |  | No | R-410A | 1.475 | Residential & Commercial | Ducted CEE Tier 1
212498505 | Central HP <5.4 tons | CARRIER | HRCU-A-CB (Split System: Heat Pump with Remote Outdoor Unit-Air-Source) | 38MURAQ18AB3* | ADP |  | CE1801A+TXV |  | 17400 | 17 | 8.6 | 17000 | 19300 | 113.5% | 2.3 | 0 | 10.5 |  |  |  | No | R-410A | 1.45 | Residential & Commercial | Ducted CEE Tier 1
212980001 | Central HP <5.4 tons | CARRIER | HRCU-A-CB (Split System: Heat Pump with Remote Outdoor Unit-Air-Source) | 38MURAQ18AB3* |  |  | CNPV*3017AL* | 58S(B,C)*B090M17**14 | 17700 | 16.5 | 8.1 | 18300 | 18600 | 101.6% | 2.24 | 0 | 11 |  |  |  | No | R-410A | 1.475 | Residential & Commercial | Ducted CEE Tier 1
212982372 | Central HP <5.4 tons | CARRIER | HRCU-A-CB (Split System: Heat Pump with Remote Outdoor Unit-Air-Source) | 38MURAQ18AB3* |  |  | CAP**1917AL* | 58SU*B060M17**16 | 18100 | 16.5 | 8.5 | 18000 | 17700 | 98.33% | 2.14 | 0 | 11 |  |  |  | No | R-410A | 1.5083 | Residential & Commercial | Ducted CEE Tier 1
215934444 | Central HP <5.4 tons | CARRIER | HRCU-A-CB (Split System: Heat Pump with Remote Outdoor Unit-Air-Source) | 27VNA348A*030* |  |  | CSAH*4812AM*+UI | 58TN*B090C17**16 | 43500 | 20 | 9 | 48500 | 35800 | 73.81% | 1.86 | 0 | 11 |  |  |  | No | R-454B | 3.625 | Residential & Commercial | Ducted CEE Tier 1
215934564 | Central HP <5.4 tons | CARRIER | HRCU-A-CB (Split System: Heat Pump with Remote Outdoor Unit-Air-Source) | 27VNA348A*030* |  |  | CSAH*6012AM*+UI | 58TN*B090C17**16 | 44000 | 20.5 | 9 | 49000 | 35800 | 73.06% | 1.86 | 0 | 11.5 |  |  |  | No | R-454B | 3.6667 | Residential & Commercial | Ducted CEE Tier 1
213781945 | Central HP <5.4 tons | CARRIER | HRCU-A-CB (Split System: Heat Pump with Remote Outdoor Unit-Air-Source) | 25VNA837A*031* |  |  | CSPH*4212AL*+UI | 58TN*B135C24**22 | 32600 | 16.5 | 8.1 | 33000 | 24600 | 74.55% | 1.96 | 0 | 11 |  |  |  | No | R-410A | 2.7167 | Residential & Commercial | Ducted CEE Tier 1
214570459 | Central HP <5.4 tons | BRYANT HEATING AND COOLING SYSTEMS | HRCU-A-CB (Split System: Heat Pump with Remote Outdoor Unit-Air-Source) | 288BNV025*0**C* |  |  | CAP**3721AL*+UI | 987MC60060C21*** | 24400 | 16.5 | 8.5 | 21200 | 16700 | 78.77% | 2.02 | 0 | 11 |  |  |  | No | R-410A | 2.0333 | Residential & Commercial | Ducted CEE Tier 1
214570509 | Central HP <5.4 tons | BRYANT HEATING AND COOLING SYSTEMS | HRCU-A-CB (Split System: Heat Pump with Remote Outdoor Unit-Air-Source) | 288BNV025*0**C* |  |  | CAP**4221AL*+UI | 935CB66100C21*** | 23800 | 16.5 | 8.1 | 21400 | 16600 | 77.57% | 1.96 | 0 | 11 |  |  |  | No | R-410A | 1.9833 | Residential & Commercial | Ducted CEE Tier 1
214570659 | Central HP <5.4 tons | BRYANT HEATING AND COOLING SYSTEMS | HRCU-A-CB (Split System: Heat Pump with Remote Outdoor Unit-Air-Source) | 288BNV025*0**C* |  |  | CAP**4321AL*+UI | 986TD60080C21*** | 24400 | 17 | 8.5 | 21200 | 16600 | 78.3% | 2.04 | 0 | 11 |  |  |  | No | R-410A | 2.0333 | Residential & Commercial | Ducted CEE Tier 1
214101702 | Central HP <5.4 tons | CONCORD | HRCU-A-CB (Split System: Heat Pump with Remote Outdoor Unit-Air-Source) | 4HP18V36P | ADP |  | H,A,DD15936 | 97G2DF070BE16 | 23800 | 18 | 8.5 | 22400 | 16300 | 72.77% | 2.16 | 0 | 12 |  |  |  | No | R-410A | 1.9833 | Residential & Commercial | Ducted CEE Tier 1
214651564 | Central HP <5.4 tons | COLEMAN | HRCU-A-CB (Split System: Heat Pump with Remote Outdoor Unit-Air-Source) | HH824E2S11 |  |  | CTU30B5XCS1+TXV | TM8Y080B12MP11 | 23000 | 18 | 9.5 | 23000 | 18800 | 81.74% | 2 | 0 | 12 |  |  |  | No | R-454B | 1.9167 | Residential & Commercial | Ducted CEE Tier 1
208447902 | Central HP <5.4 tons | PAYNE | HRCU-A-CB (Split System: Heat Pump with Remote Outdoor Unit-Air-Source) | 38MURAQ30AB3 |  |  | 40MUAAQ30XA3 |  | 30000 | 16.2 | 8.9 | 33000 | 24000 | 72.73% | 1.8 | 11 | 10 |  |  |  | No | R-410A | 2.5 | Residential & Commercial | Ducted CEE Tier 1
213372223 | Central HP <5.4 tons | PAYNE | HRCU-A-C (Split System: Heat Pump with Remote Outdoor Unit with No Indoor Fan --Air Source) | 38MURAQ30AB3 |  |  | 40MULAQ36XCX + CI |  | 30000 | 15.5 | 9.7 | 33000 | 27000 | 81.82% | 1.85 | 10.7 | 10.5 |  |  |  | No | R-410A | 2.5 | Residential & Commercial | Ducted CEE Tier 1
213785037 | Central HP <5.4 tons | CARRIER | HRCU-A-CB (Split System: Heat Pump with Remote Outdoor Unit-Air-Source) | 25VNA424A*031* |  |  | CAP**2517AL*+UI | 59MN7C080C17**14 | 24000 | 19.5 | 10.5 | 26600 | 19800 | 74.44% | 2.5 | 0 | 13 |  |  |  | No | R-410A | 2 | Residential & Commercial | Ducted CEE Tier 1
213785057 | Central HP <5.4 tons | CARRIER | HRCU-A-CB (Split System: Heat Pump with Remote Outdoor Unit-Air-Source) | 25VNA424A*031* |  |  | CAP**3017AL*+UI | 59MN7C060C17**14 | 23000 | 19.5 | 10 | 26800 | 20000 | 74.63% | 2.34 | 0 | 12.5 |  |  |  | No | R-410A | 1.9167 | Residential & Commercial | Ducted CEE Tier 1
213785171 | Central HP <5.4 tons | CARRIER | HRCU-A-CB (Split System: Heat Pump with Remote Outdoor Unit-Air-Source) | 25VNA424A*031* |  |  | CAP**4321AL*+UI | 58TN*B110C21**20 | 24200 | 20 | 10.5 | 26400 | 19700 | 74.62% | 2.54 | 0 | 13 |  |  |  | No | R-410A | 2.0167 | Residential & Commercial | Ducted CEE Tier 1
214061530 | Central HP <5.4 tons | ARMSTRONG AIR | HRCU-A-CB (Split System: Heat Pump with Remote Outdoor Unit-Air-Source) | 4SHP18LX136P | ADP |  | A24VBA+TXV | A97DF2E070B16 | 23200 | 17 | 8.35 | 22400 | 16900 | 75.45% | 2.18 | 0 | 12 |  |  |  | No | R-410A | 1.9333 | Residential & Commercial | Ducted CEE Tier 1
215588095 | Central HP <5.4 tons | CARRIER | HRCU-A-CB (Split System: Heat Pump with Remote Outdoor Unit-Air-Source) | 27VNA154A*030* |  |  | CAA**6024AM*+UI | 58TN*B110C21**20 | 49500 | 19.5 | 10.5 | 52500 | 53000 | 101% | 1.96 | 0 | 11.5 |  |  |  | No | R-454B | 4.125 | Residential & Commercial | Ducted CEE Tier 1
215588131 | Central HP <5.4 tons | CARRIER | HRCU-A-CB (Split System: Heat Pump with Remote Outdoor Unit-Air-Source) | 27VNA154A*030* |  |  | CAA**6124AM*+UI | 59MN7C080C21**20 | 50000 | 19 | 10.5 | 53000 | 52500 | 99.06% | 1.92 | 0 | 11 |  |  |  | No | R-454B | 4.1667 | Residential & Commercial | Ducted CEE Tier 1
215588145 | Central HP <5.4 tons | CARRIER | HRCU-A-CB (Split System: Heat Pump with Remote Outdoor Unit-Air-Source) | 27VNA154A*030* |  |  | CSAH*4812AM*+UI | 59MN7C080C17**14 | 47500 | 17 | 12.5 | 51500 | 51000 | 99.03% | 1.98 | 0 | 11 |  |  |  | No | R-454B | 3.9583 | Residential & Commercial | Ducted CEE Tier 1
215588247 | Central HP <5.4 tons | CARRIER | HRCU-A-CB (Split System: Heat Pump with Remote Outdoor Unit-Air-Source) | 27VNA154A*030* |  |  | CVAMA6024XMA*+UI | 58TN*B110C21**20 | 52000 | 19.5 | 8.1 | 52500 | 46500 | 88.57% | 1.84 | 0 | 12 |  |  |  | No | R-454B | 4.3333 | Residential & Commercial | Ducted CEE Tier 1
215588433 | Central HP <5.4 tons | CARRIER | HRCU-A-CB (Split System: Heat Pump with Remote Outdoor Unit-Air-Source) | 27VNA154A*030* |  |  | CAA**6024AM*+UI | 59TN7A120C24**22 | 49500 | 19 | 10.5 | 52500 | 53500 | 101.9% | 1.96 | 0 | 11.5 |  |  |  | No | R-454B | 4.125 | Residential & Commercial | Ducted CEE Tier 1
215588449 | Central HP <5.4 tons | CARRIER | HRCU-A-CB (Split System: Heat Pump with Remote Outdoor Unit-Air-Source) | 27VNA154A*030* |  |  | CSAH*6012AM*+UI | 58CU*B040C17**12 | 49500 | 18.5 | 10 | 52000 | 51000 | 98.08% | 1.98 | 0 | 11.5 |  |  |  | No | R-454B | 4.125 | Residential & Commercial | Ducted CEE Tier 1
215588463 | Central HP <5.4 tons | CARRIER | HRCU-A-CB (Split System: Heat Pump with Remote Outdoor Unit-Air-Source) | 27VNA154A*030* |  |  | CSAH*6012AM*+UI | 59TN7A120C24**22 | 50000 | 18.5 | 10.5 | 52500 | 53000 | 101% | 1.94 | 0 | 11.5 |  |  |  | No | R-454B | 4.1667 | Residential & Commercial | Ducted CEE Tier 1
213367405 | Central HP <5.4 tons | CARRIER | HRCU-A-CB (Split System: Heat Pump with Remote Outdoor Unit-Air-Source) | 38MURAQ36AB3* | ADP |  | H,PG9J936 | 59TP6C080V21**20 | 35600 | 16 | 8.1 | 36800 | 34800 | 94.57% | 1.9 | 0 | 10 |  |  |  | No | R-410A | 2.9667 | Residential & Commercial | Ducted CEE Tier 1
215912261 | Central HP <5.4 tons | CHAMPION HEATING AND COOLING | HRCU-A-CB (Split System: Heat Pump with Remote Outdoor Unit-Air-Source) | HH824E2S11 |  |  | CTM36B5ADS1 | TM9E080B12MP12 | 23000 | 17 | 9.5 | 23000 | 18800 | 81.74% | 2 | 0 | 12 |  |  |  | No | R-454B | 1.9167 | Residential & Commercial | Ducted CEE Tier 1
213782122 | Central HP <5.4 tons | KEEPRITE | HRCU-A-CB (Split System: Heat Pump with Remote Outdoor Unit-Air-Source) | CVH837GKA2* |  |  | EHD4X48AAL+WALLCON | *95CSU0601716B* | 32400 | 16 | 8.1 | 33000 | 25000 | 75.76% | 1.94 | 0 | 11 |  |  |  | No | R-410A | 2.7 | Residential & Commercial | Ducted CEE Tier 1
213780702 | Central HP <5.4 tons | KEEPRITE | HRCU-A-CB (Split System: Heat Pump with Remote Outdoor Unit-Air-Source) | CVH837GKA2* |  |  | EA*4X36L17A*+WALLCON | *97CMN0801714B* | 31400 | 16.5 | 8.1 | 33200 | 24400 | 73.49% | 1.82 | 0 | 10.5 |  |  |  | No | R-410A | 2.6167 | Residential & Commercial | Ducted CEE Tier 1
214584753 | Central HP <5.4 tons | FRASER-JOHNSTON | HRCU-A-CB (Split System: Heat Pump with Remote Outdoor Unit-Air-Source) | HH860E2S11 |  |  | CTF60C5CGS1 | Z8ES080C20SMPS1 | 44000 | 18 | 9 | 44500 | 33400 | 75.06% | 2 | 0 | 12 |  |  |  | No | R-454B | 3.6667 | Residential & Commercial | Ducted CEE Tier 1
212632695 | Central HP <5.4 tons | LENNOX | HRCU-A-CB (Split System: Heat Pump with Remote Outdoor Unit-Air-Source) | SL25XPV-024-230A** | ADP |  | LD19/36Y9 | SLP99DF090XV48C* | 21400 | 19 | 9.2 | 20000 | 18400 | 92% | 1.76 | 0 | 11.7 |  |  |  | No | R-410A | 1.7833 | Residential & Commercial | Ducted CEE Tier 1
215683625 | Central HP <5.4 tons | CARRIER | HRCU-A-CB (Split System: Heat Pump with Remote Outdoor Unit-Air-Source) | 27VNA024A*030* |  |  | CAA**3017AM*+UI | 58TN*B045C17**12 | 23000 | 16.5 | 8.5 | 24000 | 16800 | 70% | 1.86 | 0 | 10 |  |  |  | No | R-454B | 1.9167 | Residential & Commercial | Ducted CEE Tier 1
215683627 | Central HP <5.4 tons | CARRIER | HRCU-A-CB (Split System: Heat Pump with Remote Outdoor Unit-Air-Source) | 27VNA024A*030* |  |  | CAA**3017AM*+UI | 58TN*B070C14**12 | 23000 | 17 | 9 | 23800 | 16700 | 70.17% | 1.98 | 0 | 10 |  |  |  | No | R-454B | 1.9167 | Residential & Commercial | Ducted CEE Tier 1
215683643 | Central HP <5.4 tons | CARRIER | HRCU-A-CB (Split System: Heat Pump with Remote Outdoor Unit-Air-Source) | 27VNA024A*030* |  |  | CAA**3617AM*+UI | 58CU*A040C17**12 | 23200 | 17 | 9 | 23600 | 16600 | 70.34% | 1.98 | 0 | 10 |  |  |  | No | R-454B | 1.9333 | Residential & Commercial | Ducted CEE Tier 1
215683707 | Central HP <5.4 tons | CARRIER | HRCU-A-CB (Split System: Heat Pump with Remote Outdoor Unit-Air-Source) | 27VNA024A*030* |  |  | CAA**3721AM*+UI | 59MN7C060C21**20 | 24000 | 17 | 9 | 23400 | 16400 | 70.09% | 2.02 | 0 | 10.5 |  |  |  | No | R-454B | 2 | Residential & Commercial | Ducted CEE Tier 1
213771573 | Central HP <5.4 tons | KENMORE | HRCU-A-CB (Split System: Heat Pump with Remote Outdoor Unit-Air-Source) | (C,H,T)VH825GKA2* |  |  | EA*4X48L21A*+WALLCON | *80CTL0701716B* | 24000 | 17 | 8.1 | 21000 | 16500 | 78.57% | 2 | 0 | 11 |  |  |  | No | R-410A | 2 | Residential & Commercial | Ducted CEE Tier 1
213771623 | Central HP <5.4 tons | KENMORE | HRCU-A-CB (Split System: Heat Pump with Remote Outdoor Unit-Air-Source) | (C,H,T)VH825GKA2* |  |  | EA*4X48L21A*+WALLCON | *97CMN0601714B* | 24000 | 16.5 | 8.1 | 21000 | 16600 | 79.05% | 2 | 0 | 10.5 |  |  |  | No | R-410A | 2 | Residential & Commercial | Ducted CEE Tier 1
213771203 | Central HP <5.4 tons | KENMORE | HRCU-A-CB (Split System: Heat Pump with Remote Outdoor Unit-Air-Source) | (C,H,T)VH825GKA2* |  |  | EA*4X37L21A*+WALLCON | *97CMN0801714B* | 24400 | 16.5 | 8.1 | 21200 | 16700 | 78.77% | 2.02 | 0 | 11 |  |  |  | No | R-410A | 2.0333 | Residential & Commercial | Ducted CEE Tier 1
213771223 | Central HP <5.4 tons | KENMORE | HRCU-A-CB (Split System: Heat Pump with Remote Outdoor Unit-Air-Source) | (C,H,T)VH825GKA2* |  |  | EA*4X37L21A*+WALLCON | *96CTN0601714B* | 24400 | 16.5 | 8.1 | 21200 | 16700 | 78.77% | 2.02 | 0 | 11 |  |  |  | No | R-410A | 2.0333 | Residential & Commercial | Ducted CEE Tier 1
213771253 | Central HP <5.4 tons | KENMORE | HRCU-A-CB (Split System: Heat Pump with Remote Outdoor Unit-Air-Source) | (C,H,T)VH825GKA2* |  |  | EA*4X42L21A*+WALLCON | *80CTL0451712B* | 23600 | 16.5 | 8.1 | 21600 | 16700 | 77.31% | 1.94 | 0 | 10.5 |  |  |  | No | R-410A | 1.9667 | Residential & Commercial | Ducted CEE Tier 1
215318807 | Central HP <5.4 tons | PAYNE | HRCU-A-CB (Split System: Heat Pump with Remote Outdoor Unit-Air-Source) | 37MUHAQ36AA3 |  |  | 45MUAAQ36XX3 |  | 36000 | 17.4 | 10.3 | 37000 | 39000 | 105.4% | 1.9 | 0 | 11.7 |  |  |  | No | R-454B | 3 | Residential & Commercial | Ducted CEE Tier 1
213770633 | Central HP <5.4 tons | KENMORE | HRCU-A-CB (Split System: Heat Pump with Remote Outdoor Unit-Air-Source) | (C,H,T)VH825GKA2* |  |  | EA*4X25L17A*+WALLCON | *95CSU0601716B* | 24200 | 16.5 | 8.1 | 21400 | 16700 | 78.04% | 2.02 | 0 | 10.5 |  |  |  | No | R-410A | 2.0167 | Residential & Commercial | Ducted CEE Tier 1
213771463 | Central HP <5.4 tons | KENMORE | HRCU-A-CB (Split System: Heat Pump with Remote Outdoor Unit-Air-Source) | (C,H,T)VH825GKA2* |  |  | EA*4X43L21A*+WALLCON | *80CTL0901716B* | 24600 | 17 | 8.5 | 21000 | 16600 | 79.05% | 2.02 | 0 | 11 |  |  |  | No | R-410A | 2.05 | Residential & Commercial | Ducted CEE Tier 1
213771413 | Central HP <5.4 tons | KENMORE | HRCU-A-CB (Split System: Heat Pump with Remote Outdoor Unit-Air-Source) | (C,H,T)VH825GKA2* |  |  | EA*4X42L24A*+WALLCON | *97CMN1202422B* | 23800 | 16.5 | 8.1 | 21400 | 16600 | 77.57% | 1.96 | 0 | 11 |  |  |  | No | R-410A | 1.9833 | Residential & Commercial | Ducted CEE Tier 1
207036473 | Central HP <5.4 tons | HAXXAIR | HRCU-A-CB (Split System: Heat Pump with Remote Outdoor Unit-Air-Source) | HVHD-48E2D2 |  |  | HAHD-48E2D2 |  | 48000 | 17.5 | 8.5 | 47000 | 33000 | 70.21% | 1.9 | 10.2 | 10.1 |  |  |  | No | R-410A | 4 | Residential & Commercial | Ducted CEE Tier 1
213770863 | Central HP <5.4 tons | KENMORE | HRCU-A-CB (Split System: Heat Pump with Remote Outdoor Unit-Air-Source) | (C,H,T)VH825GKA2* |  |  | EA*4X36L17A*+WALLCON | *97CMN0601714B* | 23400 | 16 | 8.1 | 21600 | 16800 | 77.78% | 1.92 | 0 | 10.5 |  |  |  | No | R-410A | 1.95 | Residential & Commercial | Ducted CEE Tier 1
211729601 | Central HP <5.4 tons | AIREASE | HRCU-A-CB (Split System: Heat Pump with Remote Outdoor Unit-Air-Source) | 4SHP22LX124P-**A |  |  | BCE7S30M*4X* |  | 24000 | 21 | 9 | 22400 | 16100 | 71.88% | 2.32 | 0 | 13.5 |  |  |  | No | R-410A | 2 | Residential & Commercial | Ducted CEE Tier 1
213773643 | Central HP <5.4 tons | KENMORE | HRCU-A-CB (Split System: Heat Pump with Remote Outdoor Unit-Air-Source) | (C,H,T)VH825GKA3* |  |  | EA*4X43L21A*+WALLCON | *97CMN0801714B* | 24400 | 16.5 | 8.1 | 21200 | 16600 | 78.3% | 2.02 | 0 | 11 |  |  |  | No | R-410A | 2.0333 | Residential & Commercial | Ducted CEE Tier 1
213773343 | Central HP <5.4 tons | KENMORE | HRCU-A-CB (Split System: Heat Pump with Remote Outdoor Unit-Air-Source) | (C,H,T)VH825GKA3* |  |  | EA*4X37L21A*+WALLCON | *97CMN1002122B* | 24400 | 16.5 | 8.5 | 21200 | 16600 | 78.3% | 2.02 | 0 | 11 |  |  |  | No | R-410A | 2.0333 | Residential & Commercial | Ducted CEE Tier 1
215683891 | Central HP <5.4 tons | CARRIER | HRCU-A-CB (Split System: Heat Pump with Remote Outdoor Unit-Air-Source) | 27VNA036A*030* |  |  | CAA**3721AM*+UI | 58CU*A040C17**12 | 34400 | 18 | 9 | 35200 | 25200 | 71.59% | 1.88 | 0 | 10 |  |  |  | No | R-454B | 2.8667 | Residential & Commercial | Ducted CEE Tier 1
213771123 | Central HP <5.4 tons | KENMORE | HRCU-A-CB (Split System: Heat Pump with Remote Outdoor Unit-Air-Source) | (C,H,T)VH825GKA2* |  |  | EA*4X37L17A*+WALLCON | *96CTN0801714B* | 24200 | 16.5 | 8.1 | 21400 | 16700 | 78.04% | 2 | 0 | 11 |  |  |  | No | R-410A | 2.0167 | Residential & Commercial | Ducted CEE Tier 1
213771003 | Central HP <5.4 tons | KENMORE | HRCU-A-CB (Split System: Heat Pump with Remote Outdoor Unit-Air-Source) | (C,H,T)VH825GKA2* |  |  | EA*4X36L21A*+WALLCON | *96CTN0601714B* | 23400 | 16.5 | 8.1 | 21600 | 16700 | 77.31% | 1.94 | 0 | 10.5 |  |  |  | No | R-410A | 1.95 | Residential & Commercial | Ducted CEE Tier 1
213886028 | Central HP <5.4 tons | WESTINGHOUSE | HRCU-A-C (Split System: Heat Pump with Remote Outdoor Unit with No Indoor Fan --Air Source) | WHM48SZA21S |  |  | DC61A44-245R |  | 42000 | 15.55 | 8.55 | 42000 | 34600 | 82.38% | 1.94 | 0 | 11.4 |  |  |  | No | R-410A | 3.5 | Residential & Commercial | Ducted CEE Tier 1
213770653 | Central HP <5.4 tons | KENMORE | HRCU-A-CB (Split System: Heat Pump with Remote Outdoor Unit-Air-Source) | (C,H,T)VH825GKA2* |  |  | EA*4X25L17A*+WALLCON | *97CMN0801714B* | 24200 | 16.5 | 8.1 | 21400 | 16700 | 78.04% | 2.02 | 0 | 11 |  |  |  | No | R-410A | 2.0167 | Residential & Commercial | Ducted CEE Tier 1
213771483 | Central HP <5.4 tons | KENMORE | HRCU-A-CB (Split System: Heat Pump with Remote Outdoor Unit-Air-Source) | (C,H,T)VH825GKA2* |  |  | EA*4X43L21A*+WALLCON | *80CTL1102120B* | 24400 | 17 | 8.5 | 21200 | 16600 | 78.3% | 2.04 | 0 | 11 |  |  |  | No | R-410A | 2.0333 | Residential & Commercial | Ducted CEE Tier 1
213771553 | Central HP <5.4 tons | KENMORE | HRCU-A-CB (Split System: Heat Pump with Remote Outdoor Unit-Air-Source) | (C,H,T)VH825GKA2* |  |  | EA*4X43L21A*+WALLCON | *96CTN1002122B* | 24400 | 16.5 | 8.5 | 21200 | 16600 | 78.3% | 2.04 | 0 | 11 |  |  |  | No | R-410A | 2.0333 | Residential & Commercial | Ducted CEE Tier 1
213771703 | Central HP <5.4 tons | KENMORE | HRCU-A-CB (Split System: Heat Pump with Remote Outdoor Unit-Air-Source) | (C,H,T)VH825GKA2* |  |  | EA*4X48L24A*+WALLCON | *80CTL1352422B* | 24200 | 17 | 8.1 | 21000 | 16500 | 78.57% | 2.02 | 0 | 11 |  |  |  | No | R-410A | 2.0167 | Residential & Commercial | Ducted CEE Tier 1
215318826 | Central HP <5.4 tons | PAYNE | HRCU-A-CB (Split System: Heat Pump with Remote Outdoor Unit-Air-Source) | 37MBHAQ48AA3 |  |  | 45MBAAQ48XA3 |  | 48000 | 17 | 10.2 | 50000 | 46000 | 92% | 2 | 0 | 10.1 |  |  |  | No | R-454B | 4 | Residential & Commercial | Ducted CEE Tier 1
214630535 | Central HP <5.4 tons | CARRIER | HRCU-A-CB (Split System: Heat Pump with Remote Outdoor Unit-Air-Source) | 25VNA837A*031* | ADP |  | PL36H175P159 | 59MN7B080C17**14 | 31600 | 17 | 8.1 | 31800 | 24400 | 76.73% | 1.86 | 0 | 11 |  |  |  | No | R-410A | 2.6333 | Residential & Commercial | Ducted CEE Tier 1
214630537 | Central HP <5.4 tons | CARRIER | HRCU-A-CB (Split System: Heat Pump with Remote Outdoor Unit-Air-Source) | 25VNA837A*031* | ADP |  | C36A***L539 | 59MN7B080C17**14 | 31600 | 17 | 8.1 | 31800 | 24400 | 76.73% | 1.86 | 0 | 11 |  |  |  | No | R-410A | 2.6333 | Residential & Commercial | Ducted CEE Tier 1
211729603 | Central HP <5.4 tons | AIREASE | HRCU-A-CB (Split System: Heat Pump with Remote Outdoor Unit-Air-Source) | 4SHP22LX124P-**A |  |  | BCE5E24M |  | 22800 | 17.5 | 8.8 | 21000 | 15500 | 73.81% | 2.16 | 0 | 13 |  |  |  | No | R-410A | 1.9 | Residential & Commercial | Ducted CEE Tier 1
215853488 | Central HP <5.4 tons | FRASER-JOHNSTON | HRCU-A-CB (Split System: Heat Pump with Remote Outdoor Unit-Air-Source) | HH860E2S11 |  |  | CTF60D5CJS1 | Z9ES120D20SMPS1 | 53000 | 18 | 9 | 54500 | 39500 | 72.48% | 2 | 0 | 11 |  |  |  | No | R-454B | 4.4167 | Residential & Commercial | Ducted CEE Tier 1
213773083 | Central HP <5.4 tons | KENMORE | HRCU-A-CB (Split System: Heat Pump with Remote Outdoor Unit-Air-Source) | (C,H,T)VH825GKA3* |  |  | EA*4X36L21A*+WALLCON | *80CTL1102120B* | 23600 | 16.5 | 8.1 | 21400 | 16600 | 77.57% | 1.94 | 0 | 10.5 |  |  |  | No | R-410A | 1.9667 | Residential & Commercial | Ducted CEE Tier 1
213773113 | Central HP <5.4 tons | KENMORE | HRCU-A-CB (Split System: Heat Pump with Remote Outdoor Unit-Air-Source) | (C,H,T)VH825GKA3* |  |  | EA*4X36L21A*+WALLCON | *97CMN0801714B* | 23600 | 16.5 | 8.1 | 21600 | 16700 | 77.31% | 1.92 | 0 | 10.5 |  |  |  | No | R-410A | 1.9667 | Residential & Commercial | Ducted CEE Tier 1
213773133 | Central HP <5.4 tons | KENMORE | HRCU-A-CB (Split System: Heat Pump with Remote Outdoor Unit-Air-Source) | (C,H,T)VH825GKA3* |  |  | EA*4X36L21A*+WALLCON | *96CTN0601714B* | 23400 | 16.5 | 8.1 | 21600 | 16700 | 77.31% | 1.92 | 0 | 10.5 |  |  |  | No | R-410A | 1.95 | Residential & Commercial | Ducted CEE Tier 1
213772713 | Central HP <5.4 tons | KENMORE | HRCU-A-CB (Split System: Heat Pump with Remote Outdoor Unit-Air-Source) | (C,H,T)VH825GKA3* |  |  | EA*4X24L17A*+WALLCON | *96CTN0801714B* | 23200 | 16 | 8.1 | 22200 | 16800 | 75.68% | 1.88 | 0 | 10.5 |  |  |  | No | R-410A | 1.9333 | Residential & Commercial | Ducted CEE Tier 1
213772963 | Central HP <5.4 tons | KENMORE | HRCU-A-CB (Split System: Heat Pump with Remote Outdoor Unit-Air-Source) | (C,H,T)VH825GKA3* |  |  | EA*4X36L17A*+WALLCON | *80CTL0701716B* | 23600 | 16.5 | 8.1 | 21400 | 16700 | 78.04% | 1.92 | 0 | 10.5 |  |  |  | No | R-410A | 1.9667 | Residential & Commercial | Ducted CEE Tier 1
213771173 | Central HP <5.4 tons | KENMORE | HRCU-A-CB (Split System: Heat Pump with Remote Outdoor Unit-Air-Source) | (C,H,T)VH825GKA2* |  |  | EA*4X37L21A*+WALLCON | *80CTL1102120B* | 24400 | 17 | 8.5 | 21200 | 16600 | 78.3% | 2.04 | 0 | 11 |  |  |  | No | R-410A | 2.0333 | Residential & Commercial | Ducted CEE Tier 1
213770803 | Central HP <5.4 tons | KENMORE | HRCU-A-CB (Split System: Heat Pump with Remote Outdoor Unit-Air-Source) | (C,H,T)VH825GKA2* |  |  | EA*4X30L17A*+WALLCON | *96CTN0801714B* | 23400 | 16.5 | 8.1 | 21600 | 16700 | 77.31% | 1.92 | 0 | 10.5 |  |  |  | No | R-410A | 1.95 | Residential & Commercial | Ducted CEE Tier 1
213770853 | Central HP <5.4 tons | KENMORE | HRCU-A-CB (Split System: Heat Pump with Remote Outdoor Unit-Air-Source) | (C,H,T)VH825GKA2* |  |  | EA*4X36L17A*+WALLCON | *95CSU0601716B* | 23400 | 16.5 | 8.1 | 21600 | 16700 | 77.31% | 1.94 | 0 | 10.5 |  |  |  | No | R-410A | 1.95 | Residential & Commercial | Ducted CEE Tier 1
213770903 | Central HP <5.4 tons | KENMORE | HRCU-A-CB (Split System: Heat Pump with Remote Outdoor Unit-Air-Source) | (C,H,T)VH825GKA2* |  |  | EA*4X36L17A*+WALLCON | *96CTN0801714B* | 23600 | 16.5 | 8.1 | 21600 | 16700 | 77.31% | 1.94 | 0 | 10.5 |  |  |  | No | R-410A | 1.9667 | Residential & Commercial | Ducted CEE Tier 1
214568839 | Central HP <5.4 tons | CARRIER | HRCU-A-CB (Split System: Heat Pump with Remote Outdoor Unit-Air-Source) | 25VNA837A*031* | ADP |  | H,PE9J936 | 59TN6B100C21**22 | 32000 | 17 | 8.5 | 31000 | 24400 | 78.71% | 2 | 0 | 11.5 |  |  |  | No | R-410A | 2.6667 | Residential & Commercial | Ducted CEE Tier 1
214571229 | Central HP <5.4 tons | BRYANT HEATING AND COOLING SYSTEMS | HRCU-A-CB (Split System: Heat Pump with Remote Outdoor Unit-Air-Source) | 288BNV025*0**C* |  |  | CNPV*4821AL*+UI | 935CB66100C21*** | 24200 | 17 | 8.1 | 21200 | 16600 | 78.3% | 2.02 | 0 | 11.5 |  |  |  | No | R-410A | 2.0167 | Residential & Commercial | Ducted CEE Tier 1
215683927 | Central HP <5.4 tons | CARRIER | HRCU-A-CB (Split System: Heat Pump with Remote Outdoor Unit-Air-Source) | 27VNA036A*030* |  |  | CAA**3721AM*+UI | 59TN6C080C17**14 | 34400 | 18 | 9 | 35400 | 25200 | 71.19% | 1.9 | 0 | 10 |  |  |  | No | R-454B | 2.8667 | Residential & Commercial | Ducted CEE Tier 1
215318823 | Central HP <5.4 tons | PAYNE | HRCU-A-CB (Split System: Heat Pump with Remote Outdoor Unit-Air-Source) | 37MARAQ18AA3 |  |  | 45MBAAQ18XB3 |  | 18000 | 18.5 | 9.8 | 18000 | 13000 | 72.22% | 2.3 | 0 | 12.2 |  |  |  | No | R-454B | 1.5 | Residential & Commercial | Ducted CEE Tier 1
214574685 | Central HP <5.4 tons | KEEPRITE | HRCU-A-CB (Split System: Heat Pump with Remote Outdoor Unit-Air-Source) | CVH837GKA2* |  |  | EN(A,D)4X48L24**+WALLCON | *96CTN0802120B* | 32400 | 17.5 | 8.5 | 32600 | 24800 | 76.07% | 1.98 | 0 | 11.5 |  |  |  | No | R-410A | 2.7 | Residential & Commercial | Ducted CEE Tier 1
213781022 | Central HP <5.4 tons | KEEPRITE | HRCU-A-CB (Split System: Heat Pump with Remote Outdoor Unit-Air-Source) | CVH837GKA2* |  |  | EA*4X42L21A*+WALLCON | *95CSU0601716B* | 31600 | 16.5 | 8.1 | 33000 | 24600 | 74.55% | 1.86 | 0 | 10.5 |  |  |  | No | R-410A | 2.6333 | Residential & Commercial | Ducted CEE Tier 1
215682523 | Central HP <5.4 tons | CARRIER | HRCU-A-CB (Split System: Heat Pump with Remote Outdoor Unit-Air-Source) | 27VNA048A*030* |  |  | CVAVA6124XMA*+UI | 58CU*B080C21**20 | 49000 | 19 | 9 | 50000 | 36400 | 72.8% | 2.12 | 0 | 10.5 |  |  |  | No | R-454B | 4.0833 | Residential & Commercial | Ducted CEE Tier 1
215318821 | Central HP <5.4 tons | PAYNE | HRCU-A-CB (Split System: Heat Pump with Remote Outdoor Unit-Air-Source) | 37MAHAQ24AA3 |  |  | 45MBAAQ24XB3 |  | 23000 | 18.8 | 10 | 26000 | 23600 | 90.77% | 2.16 | 0 | 12 |  |  |  | No | R-454B | 1.9167 | Residential & Commercial | Ducted CEE Tier 1
213773393 | Central HP <5.4 tons | KENMORE | HRCU-A-CB (Split System: Heat Pump with Remote Outdoor Unit-Air-Source) | (C,H,T)VH825GKA3* |  |  | EA*4X42L21A*+WALLCON | *80CTL0701716B* | 23800 | 16.5 | 8.1 | 21400 | 16600 | 77.57% | 1.94 | 0 | 10.5 |  |  |  | No | R-410A | 1.9833 | Residential & Commercial | Ducted CEE Tier 1
213773463 | Central HP <5.4 tons | KENMORE | HRCU-A-CB (Split System: Heat Pump with Remote Outdoor Unit-Air-Source) | (C,H,T)VH825GKA3* |  |  | EA*4X42L21A*+WALLCON | *97CMN1002122B* | 23800 | 16.5 | 8.1 | 21400 | 16600 | 77.57% | 1.96 | 0 | 11 |  |  |  | No | R-410A | 1.9833 | Residential & Commercial | Ducted CEE Tier 1
213773293 | Central HP <5.4 tons | KENMORE | HRCU-A-CB (Split System: Heat Pump with Remote Outdoor Unit-Air-Source) | (C,H,T)VH825GKA3* |  |  | EA*4X37L21A*+WALLCON | *80CTL0902120B* | 24400 | 16.5 | 8.1 | 21200 | 16600 | 78.3% | 2.02 | 0 | 11 |  |  |  | No | R-410A | 2.0333 | Residential & Commercial | Ducted CEE Tier 1
215318829 | Central HP <5.4 tons | PAYNE | HRCU-A-CB (Split System: Heat Pump with Remote Outdoor Unit-Air-Source) | 37MBRAQ48AA3 |  |  | 45MBAAQ48XA3 |  | 48000 | 17.8 | 10 | 50000 | 35200 | 70.4% | 1.9 | 0 | 10 |  |  |  | No | R-454B | 4 | Residential & Commercial | Ducted CEE Tier 1
213772673 | Central HP <5.4 tons | KENMORE | HRCU-A-CB (Split System: Heat Pump with Remote Outdoor Unit-Air-Source) | (C,H,T)VH825GKA3* |  |  | EA*4X24L17A*+WALLCON | *97CMN0601714B* | 23000 | 16 | 8.1 | 22000 | 16900 | 76.82% | 1.88 | 0 | 10 |  |  |  | No | R-410A | 1.9167 | Residential & Commercial | Ducted CEE Tier 1
213772623 | Central HP <5.4 tons | KENMORE | HRCU-A-CB (Split System: Heat Pump with Remote Outdoor Unit-Air-Source) | (C,H,T)VH825GKA3* |  |  | EA*4X24L17A*+WALLCON | *80CTL0451712B* | 23200 | 16 | 8.1 | 22000 | 16900 | 76.82% | 1.88 | 0 | 10 |  |  |  | No | R-410A | 1.9333 | Residential & Commercial | Ducted CEE Tier 1
215676203 | Central HP <5.4 tons | CARRIER | HRCU-A-CB (Split System: Heat Pump with Remote Outdoor Unit-Air-Source) | 27VNA048A*030* |  |  | CVAVA4824XMA*+UI | 58TN*B090C21**20 | 47000 | 19 | 9 | 50000 | 36200 | 72.4% | 2 | 0 | 10 |  |  |  | No | R-454B | 3.9167 | Residential & Commercial | Ducted CEE Tier 1
215676673 | Central HP <5.4 tons | CARRIER | HRCU-A-CB (Split System: Heat Pump with Remote Outdoor Unit-Air-Source) | 27VNA048A*030* |  |  | CVAVA6024XMA*+UI | 59TN6C120C24**22 | 48000 | 19 | 9 | 50000 | 36600 | 73.2% | 2 | 0 | 10.5 |  |  |  | No | R-454B | 4 | Residential & Commercial | Ducted CEE Tier 1
215676723 | Central HP <5.4 tons | CARRIER | HRCU-A-CB (Split System: Heat Pump with Remote Outdoor Unit-Air-Source) | 27VNA048A*030* |  |  | CVAVA6121XMA*+UI | 58TN*B070C21**20 | 48500 | 19 | 9 | 50000 | 37000 | 74% | 2 | 0 | 10.5 |  |  |  | No | R-454B | 4.0417 | Residential & Commercial | Ducted CEE Tier 1
213779712 | Central HP <5.4 tons | KEEPRITE | HRCU-A-CB (Split System: Heat Pump with Remote Outdoor Unit-Air-Source) | CVH837GKA** |  |  | EA*4X61L21A*+WALLCON | *97CMN1002122B* | 33200 | 17.5 | 8.5 | 32000 | 24800 | 77.5% | 1.98 | 0 | 11.7 |  |  |  | No | R-410A | 2.7667 | Residential & Commercial | Ducted CEE Tier 1
213779292 | Central HP <5.4 tons | KEEPRITE | HRCU-A-CB (Split System: Heat Pump with Remote Outdoor Unit-Air-Source) | CVH837GKA** |  |  | EA*4X43L21A*+WALLCON | *80CTL1102120B* | 33000 | 17 | 8.5 | 32600 | 25000 | 76.69% | 1.98 | 0 | 11.5 |  |  |  | No | R-410A | 2.75 | Residential & Commercial | Ducted CEE Tier 1
213779342 | Central HP <5.4 tons | KEEPRITE | HRCU-A-CB (Split System: Heat Pump with Remote Outdoor Unit-Air-Source) | CVH837GKA** |  |  | EA*4X43L21A*+WALLCON | *96CTN0601714B* | 32800 | 17 | 8.1 | 33000 | 25400 | 76.97% | 1.96 | 0 | 11 |  |  |  | No | R-410A | 2.7333 | Residential & Commercial | Ducted CEE Tier 1
213779212 | Central HP <5.4 tons | KEEPRITE | HRCU-A-CB (Split System: Heat Pump with Remote Outdoor Unit-Air-Source) | CVH837GKA** |  |  | EA*4X42L24A*+WALLCON | *97CMN1002122B* | 31800 | 17 | 8.1 | 33000 | 24200 | 73.33% | 1.88 | 0 | 11 |  |  |  | No | R-410A | 2.65 | Residential & Commercial | Ducted CEE Tier 1
213779522 | Central HP <5.4 tons | KEEPRITE | HRCU-A-CB (Split System: Heat Pump with Remote Outdoor Unit-Air-Source) | CVH837GKA** |  |  | EA*4X48L24A*+WALLCON | *97CMN1002122B* | 32400 | 17 | 8.5 | 32200 | 24800 | 77.02% | 1.98 | 0 | 11 |  |  |  | No | R-410A | 2.7 | Residential & Commercial | Ducted CEE Tier 1
213779492 | Central HP <5.4 tons | KEEPRITE | HRCU-A-CB (Split System: Heat Pump with Remote Outdoor Unit-Air-Source) | CVH837GKA** |  |  | EA*4X48L24A*+WALLCON | *80CTL0902120B* | 32400 | 17 | 8.5 | 32200 | 24800 | 77.02% | 1.98 | 0 | 11.5 |  |  |  | No | R-410A | 2.7 | Residential & Commercial | Ducted CEE Tier 1
213779222 | Central HP <5.4 tons | KEEPRITE | HRCU-A-CB (Split System: Heat Pump with Remote Outdoor Unit-Air-Source) | CVH837GKA** |  |  | EA*4X42L24A*+WALLCON | *97CMN1202422B* | 31800 | 17 | 8.1 | 32800 | 24400 | 74.39% | 1.88 | 0 | 11 |  |  |  | No | R-410A | 2.65 | Residential & Commercial | Ducted CEE Tier 1
215674284 | Central HP <5.4 tons | CARRIER | HRCU-A-CB (Split System: Heat Pump with Remote Outdoor Unit-Air-Source) | 27VNA048A*030* |  |  | CAA**6024AM*+UI | 59TN6C120C24**22 | 45000 | 18 | 9 | 47500 | 33600 | 70.74% | 2.06 | 0 | 10 |  |  |  | No | R-454B | 3.75 | Residential & Commercial | Ducted CEE Tier 1
214848917 | Central HP <5.4 tons | YORK | HRCU-A-CB (Split System: Heat Pump with Remote Outdoor Unit-Air-Source) | HH836E2S11 | ADP |  | H,YG36*36+TXV | TM9E080C16MP12 | 33800 | 19 | 8.5 | 31000 | 25800 | 83.23% | 2 | 0 | 11 |  |  |  | No | R-454B | 2.8167 | Residential & Commercial | Ducted CEE Tier 1
214728371 | Central HP <5.4 tons | COLEMAN | HRCU-A-CB (Split System: Heat Pump with Remote Outdoor Unit-Air-Source) | HH836E2S11 |  |  | CTU36B5XDS1+TXV | TM8V080B12MP12 | 33000 | 17 | 8.5 | 31000 | 25200 | 81.29% | 2 | 0 | 11 |  |  |  | No | R-454B | 2.75 | Residential & Commercial | Ducted CEE Tier 1
213372221 | Central HP <5.4 tons | PAYNE | HRCU-A-C (Split System: Heat Pump with Remote Outdoor Unit with No Indoor Fan --Air Source) | 38MURAQ24AB3 |  |  | 40MULAQ24XAX + CI |  | 24000 | 16.1 | 9.8 | 25000 | 20000 | 80% | 2 | 0 | 10.7 |  |  |  | No | R-410A | 2 | Residential & Commercial | Ducted CEE Tier 1
215853401 | Central HP <5.4 tons | FRASER-JOHNSTON | HRCU-A-CB (Split System: Heat Pump with Remote Outdoor Unit-Air-Source) | HH836E2S11 |  |  | CTU48C5XFS1+JMET16CS2N1+TXV |  | 33800 | 19 | 9 | 31200 | 25200 | 80.77% | 2 | 0 | 11.7 |  |  |  | No | R-454B | 2.8167 | Residential & Commercial | Ducted CEE Tier 1
212434806 | Central HP <5.4 tons | YORK | HRCU-A-CB (Split System: Heat Pump with Remote Outdoor Unit-Air-Source) | HMH72B341 | ADP |  | AD-32(P,U)*****9 | TM8E080C16MP11 | 33000 | 18 | 8.5 | 32400 | 22800 | 70.37% | 2.04 | 0 | 10 |  |  |  | No | R-410A | 2.75 | Residential & Commercial | Ducted CEE Tier 1
214626961 | Central HP <5.4 tons | CARRIER | HRCU-A-CB (Split System: Heat Pump with Remote Outdoor Unit-Air-Source) | 25VNA436A*031* | ADP |  | C36A***L539 | 58CU*A040C17**12 | 33800 | 20 | 9 | 33600 | 25600 | 76.19% | 2.04 | 0 | 12.5 |  |  |  | No | R-410A | 2.8167 | Residential & Commercial | Ducted CEE Tier 1
214627163 | Central HP <5.4 tons | CARRIER | HRCU-A-CB (Split System: Heat Pump with Remote Outdoor Unit-Air-Source) | 25VNA448A*031* | ADP |  | C60A***L189 | 58CU*A100C21**20 | 44500 | 21 | 9.5 | 44000 | 36000 | 81.82% | 2.36 | 0 | 11.7 |  |  |  | No | R-410A | 3.7083 | Residential & Commercial | Ducted CEE Tier 1
214627180 | Central HP <5.4 tons | CARRIER | HRCU-A-CB (Split System: Heat Pump with Remote Outdoor Unit-Air-Source) | 25VNA448A*031* | ADP |  | A60VHA+TXV | 59CU5A080C21**20 | 44000 | 21 | 8.5 | 44500 | 36000 | 80.9% | 2.18 | 0 | 12 |  |  |  | No | R-410A | 3.6667 | Residential & Commercial | Ducted CEE Tier 1
212983626 | Central HP <5.4 tons | CARRIER | HRCU-A-CB (Split System: Heat Pump with Remote Outdoor Unit-Air-Source) | 38MURAQ18AB3* |  |  | CAP**1917AL* | 59SC2E060M14**12 | 17700 | 16.5 | 8.1 | 17700 | 17900 | 101.1% | 2.16 | 0 | 10.5 |  |  |  | No | R-410A | 1.475 | Residential & Commercial | Ducted CEE Tier 1
215318827 | Central HP <5.4 tons | PAYNE | HRCU-A-CB (Split System: Heat Pump with Remote Outdoor Unit-Air-Source) | 37MBHAQ58AA3 |  |  | 45MBAAQ60XA3 |  | 54000 | 15.4 | 9.2 | 59000 | 53000 | 89.83% | 2 | 0 | 10 |  |  |  | No | R-454B | 4.5 | Residential & Commercial | Ducted CEE Tier 1
212479815 | Central HP <5.4 tons | CARRIER | HRCU-A-CB (Split System: Heat Pump with Remote Outdoor Unit-Air-Source) | 38MURAQ18AB3* | ADP |  | A36VCA+TXV | 59SC2D040E17**12 | 17800 | 15.2 | 8.5 | 17000 | 18100 | 106.5% | 2.22 | 0 | 10.5 |  |  |  | No | R-410A | 1.4833 | Residential & Commercial | Ducted CEE Tier 1
214627533 | Central HP <5.4 tons | CARRIER | HRCU-A-CB (Split System: Heat Pump with Remote Outdoor Unit-Air-Source) | 38MURAQ18AB3* | ADP |  | A24VBA+TXV | 58S(B,C)*B045M14**12 | 17400 | 16 | 8.5 | 16800 | 19100 | 113.7% | 2.34 | 0 | 10.5 |  |  |  | No | R-410A | 1.45 | Residential & Commercial | Ducted CEE Tier 1
215682473 | Central HP <5.4 tons | CARRIER | HRCU-A-CB (Split System: Heat Pump with Remote Outdoor Unit-Air-Source) | 27VNA048A*030* |  |  | CVAVA6121XMA*+UI | 58CU*B100C21**20 | 48500 | 19 | 9 | 50000 | 36800 | 73.6% | 2.12 | 0 | 10 |  |  |  | No | R-454B | 4.0417 | Residential & Commercial | Ducted CEE Tier 1
213773792 | Central HP <5.4 tons | KEEPRITE | HRCU-A-CB (Split System: Heat Pump with Remote Outdoor Unit-Air-Source) | CVH825GKA3* |  |  | EA*4X48L21A*+WALLCON | *96CTN0801714B* | 24000 | 16.5 | 8.1 | 21000 | 16600 | 79.05% | 2 | 0 | 11 |  |  |  | No | R-410A | 2 | Residential & Commercial | Ducted CEE Tier 1
213774642 | Central HP <5.4 tons | KEEPRITE | HRCU-A-CB (Split System: Heat Pump with Remote Outdoor Unit-Air-Source) | CVH825GKA3* |  |  | EHD4X48AAL+WALLCON | *97CMN0601714B* | 24000 | 15.5 | 8.1 | 21400 | 16700 | 78.04% | 2 | 0 | 10.5 |  |  |  | No | R-410A | 2 | Residential & Commercial | Ducted CEE Tier 1
213774692 | Central HP <5.4 tons | KEEPRITE | HRCU-A-CB (Split System: Heat Pump with Remote Outdoor Unit-Air-Source) | CVH825GKA3* |  |  | EHD4X48AAL+WALLCON | *96CTN0601714B* | 24200 | 16 | 8.1 | 21400 | 16600 | 77.57% | 2 | 0 | 10.5 |  |  |  | No | R-410A | 2.0167 | Residential & Commercial | Ducted CEE Tier 1
214628453 | Central HP <5.4 tons | CARRIER | HRCU-A-CB (Split System: Heat Pump with Remote Outdoor Unit-Air-Source) | 38MURAQ24AB3* | ADP |  | A36VCA+TXV | 59SU5B040M17**12 | 23200 | 17 | 8.5 | 24400 | 24000 | 98.36% | 2.02 | 0 | 10 |  |  |  | No | R-410A | 1.9333 | Residential & Commercial | Ducted CEE Tier 1
214628496 | Central HP <5.4 tons | CARRIER | HRCU-A-CB (Split System: Heat Pump with Remote Outdoor Unit-Air-Source) | 38MURAQ24AB3* | ADP |  | V,C36H175P159 | 59SU5B060M17**16 | 23600 | 17 | 8.5 | 24800 | 24000 | 96.77% | 2.02 | 0 | 10.5 |  |  |  | No | R-410A | 1.9667 | Residential & Commercial | Ducted CEE Tier 1
214628148 | Central HP <5.4 tons | CARRIER | HRCU-A-CB (Split System: Heat Pump with Remote Outdoor Unit-Air-Source) | 38MURAQ24AB3* | ADP |  | V,C36H***P429 | 58S(B,C)*B045M14**12 | 23400 | 17 | 9 | 25400 | 25800 | 101.6% | 2.2 | 0 | 10 |  |  |  | No | R-410A | 1.95 | Residential & Commercial | Ducted CEE Tier 1
214628218 | Central HP <5.4 tons | CARRIER | HRCU-A-CB (Split System: Heat Pump with Remote Outdoor Unit-Air-Source) | 38MURAQ24AB3* | ADP |  | V,C36H175P159 | 58S(B,C)*B070M17**16 | 23600 | 17 | 8.5 | 24800 | 24000 | 96.77% | 2.02 | 0 | 10.5 |  |  |  | No | R-410A | 1.9667 | Residential & Commercial | Ducted CEE Tier 1
214628298 | Central HP <5.4 tons | CARRIER | HRCU-A-CB (Split System: Heat Pump with Remote Outdoor Unit-Air-Source) | 38MURAQ24AB3* | ADP |  | C36A***L139 | 58TP*B070V17**16 | 23400 | 17 | 8.5 | 25400 | 25800 | 101.6% | 2.22 | 0 | 10 |  |  |  | No | R-410A | 1.95 | Residential & Commercial | Ducted CEE Tier 1
214628318 | Central HP <5.4 tons | CARRIER | HRCU-A-CB (Split System: Heat Pump with Remote Outdoor Unit-Air-Source) | 38MURAQ24AB3* | ADP |  | C36A***L129 | 59SC6A026M14**10 | 23400 | 16 | 8.5 | 25400 | 25800 | 101.6% | 2.2 | 0 | 10 |  |  |  | No | R-410A | 1.95 | Residential & Commercial | Ducted CEE Tier 1
214628398 | Central HP <5.4 tons | CARRIER | HRCU-A-CB (Split System: Heat Pump with Remote Outdoor Unit-Air-Source) | 38MURAQ24AB3* | ADP |  | C36A***L129 | 59SC6A060M14**12 | 23400 | 16 | 8.5 | 25400 | 26000 | 102.4% | 2.22 | 0 | 10 |  |  |  | No | R-410A | 1.95 | Residential & Commercial | Ducted CEE Tier 1
206724410 | Central HP <5.4 tons | AIRTEMP | HRCU-A-CB (Split System: Heat Pump with Remote Outdoor Unit-Air-Source) | GXH48-60MSK4DH |  |  | GMH48-**MSK4DH1 |  | 48000 | 17 | 9 | 48000 | 39000 | 81.25% | 1.8 | 11.5 | 11 |  |  |  | No | R-410A | 4 | Residential & Commercial | Ducted CEE Tier 1
215675853 | Central HP <5.4 tons | CARRIER | HRCU-A-CB (Split System: Heat Pump with Remote Outdoor Unit-Air-Source) | 27VNA048A*030* |  |  | CVAMA6024XMA*+UI | 58CU*A100C21**20 | 48000 | 18.5 | 9 | 50000 | 36600 | 73.2% | 2 | 0 | 10 |  |  |  | No | R-454B | 4 | Residential & Commercial | Ducted CEE Tier 1
215676003 | Central HP <5.4 tons | CARRIER | HRCU-A-CB (Split System: Heat Pump with Remote Outdoor Unit-Air-Source) | 27VNA048A*030* |  |  | CVAMA6124XMA*+UI | 58TN*B135C24**22 | 48500 | 19.5 | 9.5 | 50000 | 36600 | 73.2% | 2.1 | 0 | 10.5 |  |  |  | No | R-454B | 4.0417 | Residential & Commercial | Ducted CEE Tier 1
215676123 | Central HP <5.4 tons | CARRIER | HRCU-A-CB (Split System: Heat Pump with Remote Outdoor Unit-Air-Source) | 27VNA048A*030* |  |  | CVAVA4821XMA*+UI | 58TN*B110C21**20 | 47000 | 18.5 | 9 | 50000 | 36400 | 72.8% | 2 | 0 | 10 |  |  |  | No | R-454B | 3.9167 | Residential & Commercial | Ducted CEE Tier 1
215676223 | Central HP <5.4 tons | CARRIER | HRCU-A-CB (Split System: Heat Pump with Remote Outdoor Unit-Air-Source) | 27VNA048A*030* |  |  | CVAVA4824XMA*+UI | 58TN*B135C24**22 | 47000 | 19 | 9 | 50000 | 36200 | 72.4% | 2 | 0 | 10 |  |  |  | No | R-454B | 3.9167 | Residential & Commercial | Ducted CEE Tier 1
215676423 | Central HP <5.4 tons | CARRIER | HRCU-A-CB (Split System: Heat Pump with Remote Outdoor Unit-Air-Source) | 27VNA048A*030* |  |  | CVAVA6021XMA*+UI | 58CU*A100C21**20 | 48000 | 18.5 | 9 | 50000 | 36800 | 73.6% | 2 | 0 | 10 |  |  |  | No | R-454B | 4 | Residential & Commercial | Ducted CEE Tier 1
213774662 | Central HP <5.4 tons | KEEPRITE | HRCU-A-CB (Split System: Heat Pump with Remote Outdoor Unit-Air-Source) | CVH825GKA3* |  |  | EHD4X48AAL+WALLCON | *97CMN1002122B* | 24200 | 16 | 8.1 | 21200 | 16600 | 78.3% | 2.02 | 0 | 11 |  |  |  | No | R-410A | 2.0167 | Residential & Commercial | Ducted CEE Tier 1
215318804 | Central HP <5.4 tons | PAYNE | HRCU-A-CB (Split System: Heat Pump with Remote Outdoor Unit-Air-Source) | 37MUHAQ24AA3 |  |  | 45MUAAQ24XX3 |  | 23000 | 18.4 | 10 | 24000 | 21600 | 90% | 1.87 | 0 | 11.7 |  |  |  | No | R-454B | 1.9167 | Residential & Commercial | Ducted CEE Tier 1
213772293 | Central HP <5.4 tons | KENMORE | HRCU-A-CB (Split System: Heat Pump with Remote Outdoor Unit-Air-Source) | (C,H,T)VH825GKA2* |  |  | EHD4X42AAL+WALLCON | *80CTL0901716B* | 24200 | 16.5 | 8.1 | 21200 | 16600 | 78.3% | 2 | 0 | 10.5 |  |  |  | No | R-410A | 2.0167 | Residential & Commercial | Ducted CEE Tier 1
213771323 | Central HP <5.4 tons | KENMORE | HRCU-A-CB (Split System: Heat Pump with Remote Outdoor Unit-Air-Source) | (C,H,T)VH825GKA2* |  |  | EA*4X42L21A*+WALLCON | *97CMN0801714B* | 23600 | 16.5 | 8.1 | 21400 | 16700 | 78.04% | 1.96 | 0 | 10.5 |  |  |  | No | R-410A | 1.9667 | Residential & Commercial | Ducted CEE Tier 1
213771153 | Central HP <5.4 tons | KENMORE | HRCU-A-CB (Split System: Heat Pump with Remote Outdoor Unit-Air-Source) | (C,H,T)VH825GKA2* |  |  | EA*4X37L21A*+WALLCON | *80CTL0901716B* | 24600 | 17 | 8.5 | 21000 | 16600 | 79.05% | 2.02 | 0 | 11 |  |  |  | No | R-410A | 2.05 | Residential & Commercial | Ducted CEE Tier 1
213770973 | Central HP <5.4 tons | KENMORE | HRCU-A-CB (Split System: Heat Pump with Remote Outdoor Unit-Air-Source) | (C,H,T)VH825GKA2* |  |  | EA*4X36L21A*+WALLCON | *97CMN0601714B* | 23400 | 16 | 8.1 | 21600 | 16700 | 77.31% | 1.92 | 0 | 10.5 |  |  |  | No | R-410A | 1.95 | Residential & Commercial | Ducted CEE Tier 1
214584698 | Central HP <5.4 tons | FRASER-JOHNSTON | HRCU-A-CB (Split System: Heat Pump with Remote Outdoor Unit-Air-Source) | HH824E2S11 |  |  | CTF30B5ACS1 | Z8ET080B12LMPS1 | 23000 | 18 | 9.5 | 23000 | 18400 | 80% | 2 | 0 | 12 |  |  |  | No | R-454B | 1.9167 | Residential & Commercial | Ducted CEE Tier 1
215942650 | Central HP <5.4 tons | CARRIER | HRCU-A-CB (Split System: Heat Pump with Remote Outdoor Unit-Air-Source) | 27VNA336A*030* |  |  | CVAVA6124XMA*+UI | 59TN6C080C21**20 | 36000 | 22 | 8.5 | 37400 | 28200 | 75.4% | 2.04 | 0 | 12.5 |  |  |  | No | R-454B | 3 | Residential & Commercial | Ducted CEE Tier 1
215318809 | Central HP <5.4 tons | PAYNE | HRCU-A-CB (Split System: Heat Pump with Remote Outdoor Unit-Air-Source) | 37MUHAQ60AA3 |  |  | 45MUAAQ60XX3 |  | 54000 | 16 | 9 | 56000 | 52000 | 92.86% | 1.8 | 0 | 10 |  |  |  | No | R-454B | 4.5 | Residential & Commercial | Ducted CEE Tier 1
215318810 | Central HP <5.4 tons | PAYNE | HRCU-A-CB (Split System: Heat Pump with Remote Outdoor Unit-Air-Source) | 37MUHAQ60AA3 |  |  | 45MUHAQ60XX3 |  | 54000 | 17.5 | 9.5 | 55000 | 54000 | 98.18% | 1.9 | 0 | 12 |  |  |  | No | R-454B | 4.5 | Residential & Commercial | Ducted CEE Tier 1
214626895 | Central HP <5.4 tons | CARRIER | HRCU-A-CB (Split System: Heat Pump with Remote Outdoor Unit-Air-Source) | 25VNA424A*031* | ADP |  | C36A***L139 | 59CU5A060C17**16 | 23200 | 20 | 10.5 | 25000 | 19500 | 78% | 2.44 | 0 | 13 |  |  |  | No | R-410A | 1.9333 | Residential & Commercial | Ducted CEE Tier 1
215853481 | Central HP <5.4 tons | FRASER-JOHNSTON | HRCU-A-CB (Split System: Heat Pump with Remote Outdoor Unit-Air-Source) | HH860E2S11 |  |  | CTM60D5CJS1 | TP9C120D20MP13 | 53500 | 19 | 9 | 55500 | 40000 | 72.07% | 2 | 0 | 11 |  |  |  | No | R-454B | 4.4583 | Residential & Commercial | Ducted CEE Tier 1
215853483 | Central HP <5.4 tons | FRASER-JOHNSTON | HRCU-A-CB (Split System: Heat Pump with Remote Outdoor Unit-Air-Source) | HH860E2S11 |  |  | CTM60D5CJS1 | TMLE130D20MP11 | 53500 | 18 | 9 | 55500 | 39500 | 71.17% | 2 | 0 | 11 |  |  |  | No | R-454B | 4.4583 | Residential & Commercial | Ducted CEE Tier 1
212578208 | Central HP <5.4 tons | CARRIER | HRCU-A-CB (Split System: Heat Pump with Remote Outdoor Unit-Air-Source) | 25VNA424A*031* | ADP |  | H,PG32936 | 58TN*A070C14**12 | 23200 | 21 | 9.5 | 25000 | 19400 | 77.6% | 2.42 | 0 | 13.5 |  |  |  | No | R-410A | 1.9333 | Residential & Commercial | Ducted CEE Tier 1
212578240 | Central HP <5.4 tons | CARRIER | HRCU-A-CB (Split System: Heat Pump with Remote Outdoor Unit-Air-Source) | 25VNA424A*031* | ADP |  | H,PG32936 | 59TN6B080C17**14 | 23200 | 20 | 10 | 25200 | 19600 | 77.78% | 2.36 | 0 | 13 |  |  |  | No | R-410A | 1.9333 | Residential & Commercial | Ducted CEE Tier 1
215932474 | Central HP <5.4 tons | CARRIER | HRCU-A-CB (Split System: Heat Pump with Remote Outdoor Unit-Air-Source) | 27VNA336A*030* |  |  | CAA**4821AM*+UI | 59MN7C060C21**20 | 33200 | 19.5 | 9.5 | 35000 | 26800 | 76.57% | 2.02 | 0 | 11 |  |  |  | No | R-454B | 2.7667 | Residential & Commercial | Ducted CEE Tier 1
215932524 | Central HP <5.4 tons | CARRIER | HRCU-A-CB (Split System: Heat Pump with Remote Outdoor Unit-Air-Source) | 27VNA336A*030* |  |  | CAA**6024AM*+UI | 58CU*A100C21**20 | 34000 | 20 | 9 | 34200 | 26000 | 76.02% | 1.94 | 0 | 11.7 |  |  |  | No | R-454B | 2.8333 | Residential & Commercial | Ducted CEE Tier 1
215932824 | Central HP <5.4 tons | CARRIER | HRCU-A-CB (Split System: Heat Pump with Remote Outdoor Unit-Air-Source) | 27VNA336A*030* |  |  | CAA**6121AM*+UI | 59TN6C080C17**14 | 34200 | 20 | 9 | 34600 | 26400 | 76.3% | 1.94 | 0 | 11.5 |  |  |  | No | R-454B | 2.85 | Residential & Commercial | Ducted CEE Tier 1
215933124 | Central HP <5.4 tons | CARRIER | HRCU-A-CB (Split System: Heat Pump with Remote Outdoor Unit-Air-Source) | 27VNA336A*030* |  |  | CSAH*3612AM*+UI | 58TN*B135C24**22 | 33400 | 19 | 9 | 34800 | 26600 | 76.44% | 1.92 | 0 | 11.5 |  |  |  | No | R-454B | 2.7833 | Residential & Commercial | Ducted CEE Tier 1
215933194 | Central HP <5.4 tons | CARRIER | HRCU-A-CB (Split System: Heat Pump with Remote Outdoor Unit-Air-Source) | 27VNA336A*030* |  |  | CSAH*3612AM*+UI | 59MN7C080C21**20 | 33200 | 19 | 9 | 34800 | 26800 | 77.01% | 1.92 | 0 | 11 |  |  |  | No | R-454B | 2.7667 | Residential & Commercial | Ducted CEE Tier 1
213774712 | Central HP <5.4 tons | KEEPRITE | HRCU-A-CB (Split System: Heat Pump with Remote Outdoor Unit-Air-Source) | CVH825GKA3* |  |  | EHD4X48AAL+WALLCON | *96CTN1002122B* | 24200 | 16 | 8.1 | 21200 | 16600 | 78.3% | 2.02 | 0 | 11 |  |  |  | No | R-410A | 2.0167 | Residential & Commercial | Ducted CEE Tier 1
213774542 | Central HP <5.4 tons | KEEPRITE | HRCU-A-CB (Split System: Heat Pump with Remote Outdoor Unit-Air-Source) | CVH825GKA3* |  |  | EHD4X42AAL+WALLCON | *96CTN1002122B* | 24200 | 16 | 8.1 | 21400 | 16600 | 77.57% | 2 | 0 | 10.5 |  |  |  | No | R-410A | 2.0167 | Residential & Commercial | Ducted CEE Tier 1
213774592 | Central HP <5.4 tons | KEEPRITE | HRCU-A-CB (Split System: Heat Pump with Remote Outdoor Unit-Air-Source) | CVH825GKA3* |  |  | EHD4X48AAL+WALLCON | *80CTL0901716B* | 24400 | 16.5 | 8.1 | 21200 | 16600 | 78.3% | 2 | 0 | 10.5 |  |  |  | No | R-410A | 2.0333 | Residential & Commercial | Ducted CEE Tier 1
213773842 | Central HP <5.4 tons | KEEPRITE | HRCU-A-CB (Split System: Heat Pump with Remote Outdoor Unit-Air-Source) | CVH825GKA3* |  |  | EA*4X48L24A*+WALLCON | *97CMN1002122B* | 24200 | 16.5 | 8.1 | 21000 | 16500 | 78.57% | 2.02 | 0 | 11 |  |  |  | No | R-410A | 2.0167 | Residential & Commercial | Ducted CEE Tier 1
213771033 | Central HP <5.4 tons | KENMORE | HRCU-A-CB (Split System: Heat Pump with Remote Outdoor Unit-Air-Source) | (C,H,T)VH825GKA2* |  |  | EA*4X37L17A*+WALLCON | *80CTL0451712B* | 24000 | 16 | 8.1 | 21600 | 16800 | 77.78% | 1.98 | 0 | 10.5 |  |  |  | No | R-410A | 2 | Residential & Commercial | Ducted CEE Tier 1
213772463 | Central HP <5.4 tons | KENMORE | HRCU-A-CB (Split System: Heat Pump with Remote Outdoor Unit-Air-Source) | (C,H,T)VH825GKA2* |  |  | EHD4X48AAL+WALLCON | *80CTL0901716B* | 24400 | 17 | 8.1 | 21200 | 16600 | 78.3% | 2.02 | 0 | 10.5 |  |  |  | No | R-410A | 2.0333 | Residential & Commercial | Ducted CEE Tier 1
213770913 | Central HP <5.4 tons | KENMORE | HRCU-A-CB (Split System: Heat Pump with Remote Outdoor Unit-Air-Source) | (C,H,T)VH825GKA2* |  |  | EA*4X36L21A*+WALLCON | *80CTL0451712B* | 23400 | 16 | 8.1 | 21600 | 16800 | 77.78% | 1.92 | 0 | 10.5 |  |  |  | No | R-410A | 1.95 | Residential & Commercial | Ducted CEE Tier 1
213771013 | Central HP <5.4 tons | KENMORE | HRCU-A-CB (Split System: Heat Pump with Remote Outdoor Unit-Air-Source) | (C,H,T)VH825GKA2* |  |  | EA*4X36L21A*+WALLCON | *96CTN0801714B* | 23600 | 16.5 | 8.1 | 21400 | 16700 | 78.04% | 1.94 | 0 | 10.5 |  |  |  | No | R-410A | 1.9667 | Residential & Commercial | Ducted CEE Tier 1
213770493 | Central HP <5.4 tons | KENMORE | HRCU-A-CB (Split System: Heat Pump with Remote Outdoor Unit-Air-Source) | (C,H,T)VH825GKA2* |  |  | EA*4X24L17A*+WALLCON | *80CTL0451712B* | 23200 | 16 | 8.1 | 22000 | 16900 | 76.82% | 1.88 | 0 | 10.5 |  |  |  | No | R-410A | 1.9333 | Residential & Commercial | Ducted CEE Tier 1
213361076 | Central HP <5.4 tons | LENNOX | HRCU-A-CB (Split System: Heat Pump with Remote Outdoor Unit-Air-Source) | SL25XPV-048-230A** | ADP |  | LH40/61W9 | EL297UH090XV60C* | 44500 | 20 | 9.2 | 43500 | 37200 | 85.52% | 1.82 | 0 | 12 |  |  |  | No | R-410A | 3.7083 | Residential & Commercial | Ducted CEE Tier 1
214584646 | Central HP <5.4 tons | COLEMAN | HRCU-A-CB (Split System: Heat Pump with Remote Outdoor Unit-Air-Source) | HH860E2S11 |  |  | CTM60C5CGS1 | Z8ES100C20SMPS1 | 44500 | 18 | 9 | 44500 | 33400 | 75.06% | 2 | 0 | 12 |  |  |  | No | R-454B | 3.7083 | Residential & Commercial | Ducted CEE Tier 1
214584568 | Central HP <5.4 tons | FRASER-JOHNSTON | HRCU-A-CB (Split System: Heat Pump with Remote Outdoor Unit-Air-Source) | HH824E2S11 |  |  | CTF30A5ADS1 | Z8ET060A12LMPS1 | 23000 | 19 | 9.5 | 23000 | 18500 | 80.43% | 2 | 0 | 12 |  |  |  | No | R-454B | 1.9167 | Residential & Commercial | Ducted CEE Tier 1
213771273 | Central HP <5.4 tons | KENMORE | HRCU-A-CB (Split System: Heat Pump with Remote Outdoor Unit-Air-Source) | (C,H,T)VH825GKA2* |  |  | EA*4X42L21A*+WALLCON | *80CTL0901716B* | 23800 | 16.5 | 8.1 | 21400 | 16600 | 77.57% | 1.96 | 0 | 10.5 |  |  |  | No | R-410A | 1.9833 | Residential & Commercial | Ducted CEE Tier 1
213771473 | Central HP <5.4 tons | KENMORE | HRCU-A-CB (Split System: Heat Pump with Remote Outdoor Unit-Air-Source) | (C,H,T)VH825GKA2* |  |  | EA*4X43L21A*+WALLCON | *80CTL0902120B* | 24400 | 17 | 8.5 | 21200 | 16600 | 78.3% | 2.04 | 0 | 11 |  |  |  | No | R-410A | 2.0333 | Residential & Commercial | Ducted CEE Tier 1
213771043 | Central HP <5.4 tons | KENMORE | HRCU-A-CB (Split System: Heat Pump with Remote Outdoor Unit-Air-Source) | (C,H,T)VH825GKA2* |  |  | EA*4X37L17A*+WALLCON | *80CTL0701412B* | 24200 | 16.5 | 8.1 | 21400 | 16700 | 78.04% | 2 | 0 | 11 |  |  |  | No | R-410A | 2.0167 | Residential & Commercial | Ducted CEE Tier 1
213771443 | Central HP <5.4 tons | KENMORE | HRCU-A-CB (Split System: Heat Pump with Remote Outdoor Unit-Air-Source) | (C,H,T)VH825GKA2* |  |  | EA*4X43L21A*+WALLCON | *80CTL0451712B* | 24200 | 16.5 | 8.1 | 21200 | 16700 | 78.77% | 2.02 | 0 | 10.5 |  |  |  | No | R-410A | 2.0167 | Residential & Commercial | Ducted CEE Tier 1
213770473 | Central HP <5.4 tons | KENMORE | HRCU-A-CB (Split System: Heat Pump with Remote Outdoor Unit-Air-Source) | (C,H,T)VH825GKA2* |  |  | EA*4X24L14A*+WALLCON | *80CTL0701412B* | 23400 | 16.5 | 8.1 | 22000 | 16800 | 76.36% | 1.9 | 0 | 10.5 |  |  |  | No | R-410A | 1.95 | Residential & Commercial | Ducted CEE Tier 1
213773725 | Central HP <5.4 tons | CARRIER | HRCU-A-CB (Split System: Heat Pump with Remote Outdoor Unit-Air-Source) | 25VNA825A*032* |  |  | CAP**4821AL*+UI | 58TN*B110C21**20 | 24000 | 17 | 8.1 | 21000 | 16500 | 78.57% | 2.02 | 0 | 11 |  |  |  | No | R-410A | 2 | Residential & Commercial | Ducted CEE Tier 1
213774495 | Central HP <5.4 tons | CARRIER | HRCU-A-CB (Split System: Heat Pump with Remote Outdoor Unit-Air-Source) | 25VNA825A*032* |  |  | CSPH*4212AL*+UI | 59MN7C120C24**22 | 24200 | 16 | 8.1 | 21400 | 16600 | 77.57% | 2 | 0 | 10.5 |  |  |  | No | R-410A | 2.0167 | Residential & Commercial | Ducted CEE Tier 1
214574405 | Central HP <5.4 tons | KEEPRITE | HRCU-A-CB (Split System: Heat Pump with Remote Outdoor Unit-Air-Source) | CVH837GKA2* |  |  | EHD4X60AAL+WALLCON | *95CSU0802120B* | 33000 | 17 | 8.5 | 32200 | 25000 | 77.64% | 2 | 0 | 11 |  |  |  | No | R-410A | 2.75 | Residential & Commercial | Ducted CEE Tier 1
214574475 | Central HP <5.4 tons | KEEPRITE | HRCU-A-CB (Split System: Heat Pump with Remote Outdoor Unit-Air-Source) | CVH837GKA2* |  |  | EN(A,D)4X36L21**+WALLCON | *95CSU1002122B* | 31400 | 17 | 8.1 | 33000 | 24000 | 72.73% | 1.84 | 0 | 11 |  |  |  | No | R-410A | 2.6167 | Residential & Commercial | Ducted CEE Tier 1
214574155 | Central HP <5.4 tons | KEEPRITE | HRCU-A-CB (Split System: Heat Pump with Remote Outdoor Unit-Air-Source) | CVH837GKA2* |  |  | EA*4X61L24A*+WALLCON | *80CTL0702120B* | 33200 | 18 | 8.5 | 32000 | 24800 | 77.5% | 2 | 0 | 11.5 |  |  |  | No | R-410A | 2.7667 | Residential & Commercial | Ducted CEE Tier 1
214574115 | Central HP <5.4 tons | KEEPRITE | HRCU-A-CB (Split System: Heat Pump with Remote Outdoor Unit-Air-Source) | CVH837GKA2* |  |  | EA*4X61L21A*+WALLCON | *95CSU1002122B* | 33200 | 18.5 | 8.5 | 31800 | 24800 | 77.99% | 2 | 0 | 11.5 |  |  |  | No | R-410A | 2.7667 | Residential & Commercial | Ducted CEE Tier 1
214627548 | Central HP <5.4 tons | CARRIER | HRCU-A-CB (Split System: Heat Pump with Remote Outdoor Unit-Air-Source) | 38MURAQ18AB3* | ADP |  | C36A***L159 | 58S(B,C)*B070M14**12 | 17600 | 16 | 8.5 | 16900 | 18700 | 110.7% | 2.3 | 0 | 11 |  |  |  | No | R-410A | 1.4667 | Residential & Commercial | Ducted CEE Tier 1
214627698 | Central HP <5.4 tons | CARRIER | HRCU-A-CB (Split System: Heat Pump with Remote Outdoor Unit-Air-Source) | 38MURAQ18AB3* | ADP |  | PL36H175P149 | 59SC6A040M17**12 | 17500 | 15.2 | 8.5 | 17100 | 18800 | 109.9% | 2.3 | 0 | 10.5 |  |  |  | No | R-410A | 1.4583 | Residential & Commercial | Ducted CEE Tier 1
214651069 | Central HP <5.4 tons | CHAMPION HEATING AND COOLING | HRCU-A-CB (Split System: Heat Pump with Remote Outdoor Unit-Air-Source) | HH824E2S11 |  |  | CTU36B5XDS1+TXV | Z8ES080B12SMPS1 | 23000 | 19 | 9.5 | 23000 | 18600 | 80.87% | 2 | 0 | 12 |  |  |  | No | R-454B | 1.9167 | Residential & Commercial | Ducted CEE Tier 1
214728381 | Central HP <5.4 tons | COLEMAN | HRCU-A-CB (Split System: Heat Pump with Remote Outdoor Unit-Air-Source) | HH836E2S11 |  |  | CTU36B5XDS1+TXV | CPLC080B12MP13 | 33000 | 17 | 8.5 | 31000 | 25200 | 81.29% | 2 | 0 | 11 |  |  |  | No | R-454B | 2.75 | Residential & Commercial | Ducted CEE Tier 1
208447903 | Central HP <5.4 tons | PAYNE | HRCU-A-CB (Split System: Heat Pump with Remote Outdoor Unit-Air-Source) | 38MURAQ18AB3 |  |  | 40MUAAQ18XA3 |  | 18000 | 18 | 9.3 | 19000 | 16500 | 86.84% | 2.04 | 12.5 | 12.4 |  |  |  | No | R-410A | 1.5 | Residential & Commercial | Ducted CEE Tier 1
215318814 | Central HP <5.4 tons | PAYNE | HRCU-A-CB (Split System: Heat Pump with Remote Outdoor Unit-Air-Source) | 37MURAQ36AA3 |  |  | 45MUAAQ36XX3 |  | 36000 | 16.2 | 8.7 | 36000 | 27000 | 75% | 2 | 0 | 10 |  |  |  | No | R-454B | 3 | Residential & Commercial | Ducted CEE Tier 1
207863598 | Central HP <5.4 tons | LENNOX | HRCU-A-CB (Split System: Heat Pump with Remote Outdoor Unit-Air-Source) | SL25XPV-024-230A** | ADP |  | LP36/37R9 | SL280UH090V36B* | 22800 | 23 | 9.7 | 19800 | 19500 | 98.48% | 1.98 | 14 | 15 |  |  |  | No | R-410A | 1.9 | Residential & Commercial | Ducted CEE Tier 1
213773263 | Central HP <5.4 tons | KENMORE | HRCU-A-CB (Split System: Heat Pump with Remote Outdoor Unit-Air-Source) | (C,H,T)VH825GKA3* |  |  | EA*4X37L21A*+WALLCON | *80CTL0451712B* | 24200 | 16.5 | 8.1 | 21200 | 16700 | 78.77% | 2 | 0 | 10.5 |  |  |  | No | R-410A | 2.0167 | Residential & Commercial | Ducted CEE Tier 1
213773283 | Central HP <5.4 tons | KENMORE | HRCU-A-CB (Split System: Heat Pump with Remote Outdoor Unit-Air-Source) | (C,H,T)VH825GKA3* |  |  | EA*4X37L21A*+WALLCON | *80CTL0901716B* | 24200 | 17 | 8.1 | 21000 | 16600 | 79.05% | 2.02 | 0 | 11 |  |  |  | No | R-410A | 2.0167 | Residential & Commercial | Ducted CEE Tier 1
213770673 | Central HP <5.4 tons | KENMORE | HRCU-A-CB (Split System: Heat Pump with Remote Outdoor Unit-Air-Source) | (C,H,T)VH825GKA2* |  |  | EA*4X25L17A*+WALLCON | *96CTN0601714B* | 24200 | 16.5 | 8.1 | 21400 | 16700 | 78.04% | 2 | 0 | 11 |  |  |  | No | R-410A | 2.0167 | Residential & Commercial | Ducted CEE Tier 1
213771263 | Central HP <5.4 tons | KENMORE | HRCU-A-CB (Split System: Heat Pump with Remote Outdoor Unit-Air-Source) | (C,H,T)VH825GKA2* |  |  | EA*4X42L21A*+WALLCON | *80CTL0701716B* | 23800 | 16.5 | 8.1 | 21400 | 16700 | 78.04% | 1.96 | 0 | 10.5 |  |  |  | No | R-410A | 1.9833 | Residential & Commercial | Ducted CEE Tier 1
213771583 | Central HP <5.4 tons | KENMORE | HRCU-A-CB (Split System: Heat Pump with Remote Outdoor Unit-Air-Source) | (C,H,T)VH825GKA2* |  |  | EA*4X48L21A*+WALLCON | *80CTL0901716B* | 24200 | 17 | 8.1 | 20800 | 16500 | 79.33% | 2.02 | 0 | 11 |  |  |  | No | R-410A | 2.0167 | Residential & Commercial | Ducted CEE Tier 1
213770963 | Central HP <5.4 tons | KENMORE | HRCU-A-CB (Split System: Heat Pump with Remote Outdoor Unit-Air-Source) | (C,H,T)VH825GKA2* |  |  | EA*4X36L21A*+WALLCON | *95CSU0601716B* | 23600 | 16.5 | 8.1 | 21600 | 16700 | 77.31% | 1.94 | 0 | 10.5 |  |  |  | No | R-410A | 1.9667 | Residential & Commercial | Ducted CEE Tier 1
213771563 | Central HP <5.4 tons | KENMORE | HRCU-A-CB (Split System: Heat Pump with Remote Outdoor Unit-Air-Source) | (C,H,T)VH825GKA2* |  |  | EA*4X48L21A*+WALLCON | *80CTL0451712B* | 24000 | 16.5 | 8.1 | 21000 | 16600 | 79.05% | 2 | 0 | 10.5 |  |  |  | No | R-410A | 2 | Residential & Commercial | Ducted CEE Tier 1
213771613 | Central HP <5.4 tons | KENMORE | HRCU-A-CB (Split System: Heat Pump with Remote Outdoor Unit-Air-Source) | (C,H,T)VH825GKA2* |  |  | EA*4X48L21A*+WALLCON | *95CSU0601716B* | 24000 | 16.5 | 8.1 | 21000 | 16500 | 78.57% | 2 | 0 | 10.5 |  |  |  | No | R-410A | 2 | Residential & Commercial | Ducted CEE Tier 1
213782342 | Central HP <5.4 tons | KEEPRITE | HRCU-A-CB (Split System: Heat Pump with Remote Outdoor Unit-Air-Source) | CVH837GKA2* |  |  | EHD4X60AAL+WALLCON | *96CTN0801714B* | 32800 | 16.5 | 8.1 | 32200 | 25000 | 77.64% | 1.98 | 0 | 11 |  |  |  | No | R-410A | 2.7333 | Residential & Commercial | Ducted CEE Tier 1
213782362 | Central HP <5.4 tons | KEEPRITE | HRCU-A-CB (Split System: Heat Pump with Remote Outdoor Unit-Air-Source) | CVH837GKA2* |  |  | EHD4X60AAL+WALLCON | *96CTN1202422B* | 33000 | 16.5 | 8.1 | 32200 | 24800 | 77.02% | 2 | 0 | 11.5 |  |  |  | No | R-410A | 2.75 | Residential & Commercial | Ducted CEE Tier 1
213781592 | Central HP <5.4 tons | KEEPRITE | HRCU-A-CB (Split System: Heat Pump with Remote Outdoor Unit-Air-Source) | CVH837GKA2* |  |  | EA*4X61L21A*+WALLCON | *95CSU0601716B* | 33000 | 17 | 8.1 | 32200 | 25000 | 77.64% | 1.96 | 0 | 11 |  |  |  | No | R-410A | 2.75 | Residential & Commercial | Ducted CEE Tier 1
214574435 | Central HP <5.4 tons | KEEPRITE | HRCU-A-CB (Split System: Heat Pump with Remote Outdoor Unit-Air-Source) | CVH837GKA2* |  |  | EHD4X60AAL+WALLCON | *97CMN0802120B* | 33000 | 17 | 8.5 | 32200 | 24800 | 77.02% | 2 | 0 | 11.5 |  |  |  | No | R-410A | 2.75 | Residential & Commercial | Ducted CEE Tier 1
215318808 | Central HP <5.4 tons | PAYNE | HRCU-A-CB (Split System: Heat Pump with Remote Outdoor Unit-Air-Source) | 37MUHAQ48AA3 |  |  | 45MUAAQ48XX3 |  | 48000 | 16.5 | 9.5 | 50000 | 46000 | 92% | 1.9 | 0 | 10.5 |  |  |  | No | R-454B | 4 | Residential & Commercial | Ducted CEE Tier 1
215318824 | Central HP <5.4 tons | PAYNE | HRCU-A-CB (Split System: Heat Pump with Remote Outdoor Unit-Air-Source) | 37MARAQ24AA3 |  |  | 45MBAAQ24XB3 |  | 24000 | 19.8 | 9 | 25000 | 18000 | 72% | 2.2 | 0 | 11.7 |  |  |  | No | R-454B | 2 | Residential & Commercial | Ducted CEE Tier 1
213781712 | Central HP <5.4 tons | KEEPRITE | HRCU-A-CB (Split System: Heat Pump with Remote Outdoor Unit-Air-Source) | CVH837GKA2* |  |  | EA*4X61L24A*+WALLCON | *96CTN1002122B* | 33200 | 17.5 | 8.5 | 32000 | 24800 | 77.5% | 2 | 0 | 11.7 |  |  |  | No | R-410A | 2.7667 | Residential & Commercial | Ducted CEE Tier 1
213782182 | Central HP <5.4 tons | KEEPRITE | HRCU-A-CB (Split System: Heat Pump with Remote Outdoor Unit-Air-Source) | CVH837GKA2* |  |  | EHD4X48AAL+WALLCON | *96CTN0801714B* | 32600 | 16.5 | 8.1 | 33000 | 25000 | 75.76% | 1.94 | 0 | 11 |  |  |  | No | R-410A | 2.7167 | Residential & Commercial | Ducted CEE Tier 1
213781392 | Central HP <5.4 tons | KEEPRITE | HRCU-A-CB (Split System: Heat Pump with Remote Outdoor Unit-Air-Source) | CVH837GKA2* |  |  | EA*4X48L21A*+WALLCON | *96CTN1002122B* | 32400 | 17 | 8.1 | 32600 | 24800 | 76.07% | 1.98 | 0 | 11 |  |  |  | No | R-410A | 2.7 | Residential & Commercial | Ducted CEE Tier 1
213770613 | Central HP <5.4 tons | KENMORE | HRCU-A-CB (Split System: Heat Pump with Remote Outdoor Unit-Air-Source) | (C,H,T)VH825GKA2* |  |  | EA*4X25L17A*+WALLCON | *80CTL0701716B* | 24400 | 16.5 | 8.1 | 21200 | 16700 | 78.77% | 2.02 | 0 | 11 |  |  |  | No | R-410A | 2.0333 | Residential & Commercial | Ducted CEE Tier 1
213770813 | Central HP <5.4 tons | KENMORE | HRCU-A-CB (Split System: Heat Pump with Remote Outdoor Unit-Air-Source) | (C,H,T)VH825GKA2* |  |  | EA*4X36L17A*+WALLCON | *80CTL0451712B* | 23400 | 16 | 8.1 | 21600 | 16800 | 77.78% | 1.92 | 0 | 10.5 |  |  |  | No | R-410A | 1.95 | Residential & Commercial | Ducted CEE Tier 1
213771743 | Central HP <5.4 tons | KENMORE | HRCU-A-CB (Split System: Heat Pump with Remote Outdoor Unit-Air-Source) | (C,H,T)VH825GKA2* |  |  | EA*4X48L24A*+WALLCON | *96CTN1202422B* | 24200 | 17 | 8.1 | 21000 | 16500 | 78.57% | 2.02 | 0 | 11 |  |  |  | No | R-410A | 2.0167 | Residential & Commercial | Ducted CEE Tier 1
213770573 | Central HP <5.4 tons | KENMORE | HRCU-A-CB (Split System: Heat Pump with Remote Outdoor Unit-Air-Source) | (C,H,T)VH825GKA2* |  |  | EA*4X24L17A*+WALLCON | *96CTN0601714B* | 23200 | 16 | 8.1 | 22000 | 16900 | 76.82% | 1.88 | 0 | 10.5 |  |  |  | No | R-410A | 1.9333 | Residential & Commercial | Ducted CEE Tier 1
213770773 | Central HP <5.4 tons | KENMORE | HRCU-A-CB (Split System: Heat Pump with Remote Outdoor Unit-Air-Source) | (C,H,T)VH825GKA2* |  |  | EA*4X30L17A*+WALLCON | *97CMN0801714B* | 23400 | 16 | 8.1 | 21600 | 16700 | 77.31% | 1.9 | 0 | 10.5 |  |  |  | No | R-410A | 1.95 | Residential & Commercial | Ducted CEE Tier 1
213770843 | Central HP <5.4 tons | KENMORE | HRCU-A-CB (Split System: Heat Pump with Remote Outdoor Unit-Air-Source) | (C,H,T)VH825GKA2* |  |  | EA*4X36L17A*+WALLCON | *80CTL0901716B* | 23600 | 16.5 | 8.1 | 21400 | 16700 | 78.04% | 1.94 | 0 | 11 |  |  |  | No | R-410A | 1.9667 | Residential & Commercial | Ducted CEE Tier 1
213781292 | Central HP <5.4 tons | KEEPRITE | HRCU-A-CB (Split System: Heat Pump with Remote Outdoor Unit-Air-Source) | CVH837GKA2* |  |  | EA*4X48L21A*+WALLCON | *80CTL0701716B* | 32200 | 17 | 8.1 | 32600 | 25000 | 76.69% | 1.96 | 0 | 11 |  |  |  | No | R-410A | 2.6833 | Residential & Commercial | Ducted CEE Tier 1
213781192 | Central HP <5.4 tons | KEEPRITE | HRCU-A-CB (Split System: Heat Pump with Remote Outdoor Unit-Air-Source) | CVH837GKA2* |  |  | EA*4X43L21A*+WALLCON | *80CTL0902120B* | 32800 | 17 | 8.5 | 32600 | 25000 | 76.69% | 1.98 | 0 | 11.5 |  |  |  | No | R-410A | 2.7333 | Residential & Commercial | Ducted CEE Tier 1
213782282 | Central HP <5.4 tons | KEEPRITE | HRCU-A-CB (Split System: Heat Pump with Remote Outdoor Unit-Air-Source) | CVH837GKA2* |  |  | EHD4X60AAL+WALLCON | *95CSU0601716B* | 32800 | 16.5 | 8.1 | 32200 | 25000 | 77.64% | 1.96 | 0 | 11 |  |  |  | No | R-410A | 2.7333 | Residential & Commercial | Ducted CEE Tier 1
211001178 | Central HP <5.4 tons | ARMSTRONG AIR | HRCU-A-CB (Split System: Heat Pump with Remote Outdoor Unit-Air-Source) | 4SHP18LX136P | ADP |  | PL36H175P159 | A80UH2E090B12 | 23600 | 19 | 8.5 | 22400 | 18200 | 81.25% | 2.14 | 0 | 12 |  |  |  | No | R-410A | 1.9667 | Residential & Commercial | Ducted CEE Tier 1
214627814 | Central HP <5.4 tons | CARRIER | HRCU-A-CB (Split System: Heat Pump with Remote Outdoor Unit-Air-Source) | 38MURAQ18AB3* | ADP |  | A36VCA+TXV | 59SU5B060M17**16 | 17300 | 16 | 8.5 | 16600 | 19000 | 114.5% | 2.34 | 0 | 10.5 |  |  |  | No | R-410A | 1.4417 | Residential & Commercial | Ducted CEE Tier 1
214627817 | Central HP <5.4 tons | CARRIER | HRCU-A-CB (Split System: Heat Pump with Remote Outdoor Unit-Air-Source) | 38MURAQ18AB3* | ADP |  | C36A***L129 | 59SU5B060M17**16 | 16800 | 16 | 8.1 | 16500 | 18300 | 110.9% | 2.24 | 0 | 10.5 |  |  |  | No | R-410A | 1.4 | Residential & Commercial | Ducted CEE Tier 1
207172546 | Central HP <5.4 tons | DUCANE | HRCU-A-CB (Split System: Heat Pump with Remote Outdoor Unit-Air-Source) | 4HP18V36P | ADP |  | 42BP**+TXV | 80G2UH090BE12 | 23600 | 19 | 8.5 | 22400 | 19100 | 85.27% | 2.22 | 13 | 12 |  |  |  | No | R-410A | 1.9667 | Residential & Commercial | Ducted CEE Tier 1
214080857 | Central HP <5.4 tons | ARMSTRONG AIR | HRCU-A-CB (Split System: Heat Pump with Remote Outdoor Unit-Air-Source) | 4SHP18LX136P | ADP |  | H,A,DP16936 | A96DS2V045B12 | 23600 | 19 | 8.5 | 22400 | 16100 | 71.88% | 2.18 | 0 | 12 |  |  |  | No | R-410A | 1.9667 | Residential & Commercial | Ducted CEE Tier 1
213781412 | Central HP <5.4 tons | KEEPRITE | HRCU-A-CB (Split System: Heat Pump with Remote Outdoor Unit-Air-Source) | CVH837GKA2* |  |  | EA*4X48L24A*+WALLCON | *80CTL1102120B* | 32400 | 17.5 | 8.5 | 32200 | 24800 | 77.02% | 1.98 | 0 | 11.5 |  |  |  | No | R-410A | 2.7 | Residential & Commercial | Ducted CEE Tier 1
213781462 | Central HP <5.4 tons | KEEPRITE | HRCU-A-CB (Split System: Heat Pump with Remote Outdoor Unit-Air-Source) | CVH837GKA2* |  |  | EA*4X48L24A*+WALLCON | *96CTN1202422B* | 32400 | 17 | 8.5 | 32400 | 24800 | 76.54% | 1.98 | 0 | 11 |  |  |  | No | R-410A | 2.7 | Residential & Commercial | Ducted CEE Tier 1
213780642 | Central HP <5.4 tons | KEEPRITE | HRCU-A-CB (Split System: Heat Pump with Remote Outdoor Unit-Air-Source) | CVH837GKA2* |  |  | EA*4X36L17A*+WALLCON | *80CTL0451712B* | 31200 | 16.5 | 8.1 | 33400 | 24600 | 73.65% | 1.8 | 0 | 10.5 |  |  |  | No | R-410A | 2.6 | Residential & Commercial | Ducted CEE Tier 1
206724411 | Central HP <5.4 tons | AIRTEMP | HRCU-A-CB (Split System: Heat Pump with Remote Outdoor Unit-Air-Source) | GXH48-60MSK4DH |  |  | GMH**-60MSK4DH1 |  | 54000 | 16 | 9 | 54000 | 41000 | 75.93% | 1.8 | 10.5 | 10 |  |  |  | No | R-410A | 4.5 | Residential & Commercial | Ducted CEE Tier 1
214080872 | Central HP <5.4 tons | ARMSTRONG AIR | HRCU-A-CB (Split System: Heat Pump with Remote Outdoor Unit-Air-Source) | 4SHP18LX136P | ADP |  | H,A,DP12936 | A97DF2E045B12 | 23400 | 17 | 8.35 | 22400 | 16900 | 75.45% | 2.18 | 0 | 12 |  |  |  | No | R-410A | 1.95 | Residential & Commercial | Ducted CEE Tier 1
214080877 | Central HP <5.4 tons | ARMSTRONG AIR | HRCU-A-CB (Split System: Heat Pump with Remote Outdoor Unit-Air-Source) | 4SHP18LX136P | ADP |  | H,A,DP12936 | A97DF2E070B16 | 23200 | 17 | 8.35 | 22400 | 16900 | 75.45% | 2.18 | 0 | 12 |  |  |  | No | R-410A | 1.9333 | Residential & Commercial | Ducted CEE Tier 1
213779322 | Central HP <5.4 tons | KEEPRITE | HRCU-A-CB (Split System: Heat Pump with Remote Outdoor Unit-Air-Source) | CVH837GKA** |  |  | EA*4X43L21A*+WALLCON | *97CMN0801714B* | 32800 | 17 | 8.1 | 33000 | 25200 | 76.36% | 1.96 | 0 | 11 |  |  |  | No | R-410A | 2.7333 | Residential & Commercial | Ducted CEE Tier 1
213779802 | Central HP <5.4 tons | KEEPRITE | HRCU-A-CB (Split System: Heat Pump with Remote Outdoor Unit-Air-Source) | CVH837GKA** |  |  | EA*4X61L24A*+WALLCON | *96CTN1002122B* | 33200 | 17.5 | 8.5 | 32000 | 24800 | 77.5% | 2 | 0 | 11.7 |  |  |  | No | R-410A | 2.7667 | Residential & Commercial | Ducted CEE Tier 1
212982356 | Central HP <5.4 tons | KEEPRITE | HRCU-A-CB (Split System: Heat Pump with Remote Outdoor Unit-Air-Source) | DLCURAH24ABK |  |  | EN(A,D,W)4X36L17** | *80MSU0401712A* | 23800 | 16.5 | 8.5 | 25800 | 23800 | 92.25% | 1.98 | 0 | 10.5 |  |  |  | No | R-410A | 1.9833 | Residential & Commercial | Ducted CEE Tier 1
212603217 | Central HP <5.4 tons | DAY & NIGHT | HRCU-A-CB (Split System: Heat Pump with Remote Outdoor Unit-Air-Source) | DLCURAH24ABK | ADP |  | FG80936 | *96VSN0801716A* | 24200 | 16 | 8.1 | 24600 | 22600 | 91.87% | 1.9 | 0 | 10.5 |  |  |  | No | R-410A | 2.0167 | Residential & Commercial | Ducted CEE Tier 1
212603232 | Central HP <5.4 tons | DAY & NIGHT | HRCU-A-CB (Split System: Heat Pump with Remote Outdoor Unit-Air-Source) | DLCURAH24ABK | ADP |  | FG81936 | *96VTN0801716A* | 24200 | 17 | 8.5 | 24000 | 20800 | 86.67% | 1.78 | 0 | 10 |  |  |  | No | R-410A | 2.0167 | Residential & Commercial | Ducted CEE Tier 1
214584579 | Central HP <5.4 tons | CHAMPION HEATING AND COOLING | HRCU-A-CB (Split System: Heat Pump with Remote Outdoor Unit-Air-Source) | HH860E2S11 |  |  | CTM60C5CHS1 | Z8ES120C20SMPS1 | 53500 | 19 | 9 | 53500 | 38000 | 71.03% | 2 | 0 | 11.7 |  |  |  | No | R-454B | 4.4583 | Residential & Commercial | Ducted CEE Tier 1
213785207 | Central HP <5.4 tons | CARRIER | HRCU-A-CB (Split System: Heat Pump with Remote Outdoor Unit-Air-Source) | 25VNA424A*031* |  |  | CSPH*3012AL*+UI | 59TN6C060C17**14 | 23400 | 18.5 | 10 | 27200 | 20000 | 73.53% | 2.42 | 0 | 12 |  |  |  | No | R-410A | 1.95 | Residential & Commercial | Ducted CEE Tier 1
213785223 | Central HP <5.4 tons | CARRIER | HRCU-A-CB (Split System: Heat Pump with Remote Outdoor Unit-Air-Source) | 25VNA424A*031* |  |  | CSPH*3612AL*+UI | 58TN*B090C21**20 | 23800 | 19 | 10 | 26600 | 19700 | 74.06% | 2.48 | 0 | 13 |  |  |  | No | R-410A | 1.9833 | Residential & Commercial | Ducted CEE Tier 1
213785271 | Central HP <5.4 tons | CARRIER | HRCU-A-CB (Split System: Heat Pump with Remote Outdoor Unit-Air-Source) | 25VNA424A*031* |  |  | CSPH*4212AL*+UI | 59TN6C100C21**22 | 23600 | 19 | 10 | 26400 | 19700 | 74.62% | 2.52 | 0 | 13 |  |  |  | No | R-410A | 1.9667 | Residential & Commercial | Ducted CEE Tier 1
214630451 | Central HP <5.4 tons | CARRIER | HRCU-A-CB (Split System: Heat Pump with Remote Outdoor Unit-Air-Source) | 25VNA837A*030* | ADP |  | C36A***L539 | 58CU*A040C17**12 | 32400 | 18 | 8.5 | 30400 | 24600 | 80.92% | 2 | 0 | 11 |  |  |  | No | R-410A | 2.7 | Residential & Commercial | Ducted CEE Tier 1
214630485 | Central HP <5.4 tons | CARRIER | HRCU-A-CB (Split System: Heat Pump with Remote Outdoor Unit-Air-Source) | 25VNA837A*030* | ADP |  | V,C36H175P159 | 59TN6B080C17**14 | 32000 | 17 | 8.1 | 31200 | 24800 | 79.49% | 1.96 | 0 | 11 |  |  |  | No | R-410A | 2.6667 | Residential & Commercial | Ducted CEE Tier 1
216091306 | Central HP <5.4 tons | HEIL | HRCU-A-CB (Split System: Heat Pump with Remote Outdoor Unit-Air-Source) | DLCSRBH24AAK |  |  | 40MBABQ24XB3 |  | 23000 | 18.4 | 9.3 | 26000 | 21200 | 81.54% | 1.9 | 12.5 | 11.7 |  |  |  | No | R-410A | 1.9167 | Residential & Commercial | Ducted CEE Tier 1
214081313 | Central HP <5.4 tons | ARMSTRONG AIR | HRCU-A-CB (Split System: Heat Pump with Remote Outdoor Unit-Air-Source) | 4SHP18LX136P | ADP |  | H,A,DP06936 | A97DF2E070B16 | 23400 | 17 | 8.35 | 22400 | 16900 | 75.45% | 2.18 | 0 | 12 |  |  |  | No | R-410A | 1.95 | Residential & Commercial | Ducted CEE Tier 1
215683709 | Central HP <5.4 tons | CARRIER | HRCU-A-CB (Split System: Heat Pump with Remote Outdoor Unit-Air-Source) | 27VNA024A*030* |  |  | CAA**3721AM*+UI | 59MN7C080C17**14 | 24000 | 17.5 | 9 | 23400 | 16400 | 70.09% | 2 | 0 | 10.5 |  |  |  | No | R-454B | 2 | Residential & Commercial | Ducted CEE Tier 1
216014850 | Central HP <5.4 tons | HAXXAIR | HRCU-A-CB (Split System: Heat Pump with Remote Outdoor Unit-Air-Source) | HVHDZ-24V2D |  |  | HAHDZ-24V2D |  | 24000 | 20 | 10 | 24000 | 20800 | 86.67% | 2.3 | 0 | 12 |  |  |  | No | R-454B | 2 | Residential & Commercial | Ducted CEE Tier 1
215318991 | Central HP <5.4 tons | HEIL | HRCU-A-CB (Split System: Heat Pump with Remote Outdoor Unit-Air-Source) | D5CSRAH18AAK |  |  | D5FSAAH18XBK |  | 18000 | 18.5 | 9.8 | 18000 | 13000 | 72.22% | 2.3 | 0 | 12.2 |  |  |  | No | R-454B | 1.5 | Residential & Commercial | Ducted CEE Tier 1
215853366 | Central HP <5.4 tons | COLEMAN | HRCU-A-CB (Split System: Heat Pump with Remote Outdoor Unit-Air-Source) | HH836E2S11 |  |  | CTM36C5CDS1 | Z9ES080C20SMPS1 | 34200 | 18 | 8.5 | 32200 | 26400 | 81.99% | 2 | 0 | 11 |  |  |  | No | R-454B | 2.85 | Residential & Commercial | Ducted CEE Tier 1
215853432 | Central HP <5.4 tons | CHAMPION HEATING AND COOLING | HRCU-A-CB (Split System: Heat Pump with Remote Outdoor Unit-Air-Source) | HH836E2S11 |  |  | CTM36C5CDS1+JME12C2SN1 |  | 33400 | 19 | 9 | 30400 | 24800 | 81.58% | 2 | 0 | 12 |  |  |  | No | R-454B | 2.7833 | Residential & Commercial | Ducted CEE Tier 1
215853449 | Central HP <5.4 tons | CHAMPION HEATING AND COOLING | HRCU-A-CB (Split System: Heat Pump with Remote Outdoor Unit-Air-Source) | HH836E2S11 |  |  | CTU36B5XDS1+TXV | Z9ES080B12SMPS1 | 33600 | 18 | 8.5 | 31400 | 25600 | 81.53% | 2 | 0 | 11 |  |  |  | No | R-454B | 2.8 | Residential & Commercial | Ducted CEE Tier 1
214651703 | Central HP <5.4 tons | CHAMPION HEATING AND COOLING | HRCU-A-CB (Split System: Heat Pump with Remote Outdoor Unit-Air-Source) | HH824E2S11 |  |  | CTU30B5XCS1+TXV | TM9Y080B12MP11 | 23000 | 17 | 9.5 | 23000 | 18500 | 80.43% | 2 | 0 | 11.7 |  |  |  | No | R-454B | 1.9167 | Residential & Commercial | Ducted CEE Tier 1
208447899 | Central HP <5.4 tons | PAYNE | HRCU-A-CB (Split System: Heat Pump with Remote Outdoor Unit-Air-Source) | 38MURAQ24AA3 |  |  | 40MUAAQ24XA3 |  | 24000 | 17 | 9.2 | 26000 | 19400 | 74.62% | 2.1 | 11.3 | 10.5 |  |  |  | No | R-410A | 2 | Residential & Commercial | Ducted CEE Tier 1
214651572 | Central HP <5.4 tons | CHAMPION HEATING AND COOLING | HRCU-A-CB (Split System: Heat Pump with Remote Outdoor Unit-Air-Source) | HH824E2S11 |  |  | CTU30B5XCS1+TXV | TM8Y080B12MP11 | 23000 | 18 | 9.5 | 23000 | 18800 | 81.74% | 2 | 0 | 12 |  |  |  | No | R-454B | 1.9167 | Residential & Commercial | Ducted CEE Tier 1
211289614 | Central HP <5.4 tons | ARMSTRONG AIR | HRCU-A-CB (Split System: Heat Pump with Remote Outdoor Unit-Air-Source) | 4SHP18LX136P | ADP |  | H,A,DE9J936 | A96UH2E045B12 | 24000 | 18 | 8.5 | 22400 | 18200 | 81.25% | 2.12 | 0 | 12 |  |  |  | No | R-410A | 2 | Residential & Commercial | Ducted CEE Tier 1
207172512 | Central HP <5.4 tons | DUCANE | HRCU-A-CB (Split System: Heat Pump with Remote Outdoor Unit-Air-Source) | 4HP18V36P | ADP |  | 48BP**+TXV | 80G2UH090BE12 | 23600 | 19 | 8.5 | 22400 | 19100 | 85.27% | 2.22 | 13 | 12 |  |  |  | No | R-410A | 1.9667 | Residential & Commercial | Ducted CEE Tier 1
215464925 | Central HP <5.4 tons | ARMSTRONG AIR | HRCU-A-CB (Split System: Heat Pump with Remote Outdoor Unit-Air-Source) | 4SHP18LX136P | ADP |  | H,A,DP44(1,2)36+TXV | A96DS2V070B16 | 23600 | 18 | 8.5 | 22400 | 16200 | 72.32% | 2.16 | 0 | 12 |  |  |  | No | R-410A | 1.9667 | Residential & Commercial | Ducted CEE Tier 1
215678193 | Central HP <5.4 tons | CARRIER | HRCU-A-CB (Split System: Heat Pump with Remote Outdoor Unit-Air-Source) | 27VNA024A*030* |  |  | CAA**2417AM*+UI | 58CU*B060C17**16 | 22800 | 16.5 | 8.5 | 24000 | 16800 | 70% | 1.96 | 0 | 10 |  |  |  | No | R-454B | 1.9 | Residential & Commercial | Ducted CEE Tier 1
215678293 | Central HP <5.4 tons | CARRIER | HRCU-A-CB (Split System: Heat Pump with Remote Outdoor Unit-Air-Source) | 27VNA024A*030* |  |  | CAA**3017AM*+UI | 59TN7A080C17**16 | 23000 | 16.5 | 9 | 23800 | 16700 | 70.17% | 1.86 | 0 | 10 |  |  |  | No | R-454B | 1.9167 | Residential & Commercial | Ducted CEE Tier 1
214651641 | Central HP <5.4 tons | CHAMPION HEATING AND COOLING | HRCU-A-CB (Split System: Heat Pump with Remote Outdoor Unit-Air-Source) | HH824E2S11 |  |  | CTU30B5XCS1+TXV | Z8ES080B12SMPS1 | 23000 | 18 | 9.5 | 23000 | 19100 | 83.04% | 2 | 0 | 12 |  |  |  | No | R-454B | 1.9167 | Residential & Commercial | Ducted CEE Tier 1
214651393 | Central HP <5.4 tons | CHAMPION HEATING AND COOLING | HRCU-A-CB (Split System: Heat Pump with Remote Outdoor Unit-Air-Source) | HH824E2S11 |  |  | CTU36B5XDS1+TXV | TM9Y080B12MP11 | 23000 | 18 | 9.5 | 23000 | 18600 | 80.87% | 2 | 0 | 12 |  |  |  | No | R-454B | 1.9167 | Residential & Commercial | Ducted CEE Tier 1
214651038 | Central HP <5.4 tons | CHAMPION HEATING AND COOLING | HRCU-A-CB (Split System: Heat Pump with Remote Outdoor Unit-Air-Source) | HH860E2S11 |  |  | CTU60D5XHS1+TXV | Z9ES120D20SMPS1 | 53500 | 19 | 8.5 | 53500 | 38500 | 71.96% | 2 | 0 | 11.7 |  |  |  | No | R-454B | 4.4583 | Residential & Commercial | Ducted CEE Tier 1
213780192 | Central HP <5.4 tons | KEEPRITE | HRCU-A-CB (Split System: Heat Pump with Remote Outdoor Unit-Air-Source) | CVH837GKA** |  |  | EHD4X48AAL+WALLCON | *80CTL1102120B* | 32600 | 16.5 | 8.1 | 32800 | 24800 | 75.61% | 1.96 | 0 | 11 |  |  |  | No | R-410A | 2.7167 | Residential & Commercial | Ducted CEE Tier 1
213779452 | Central HP <5.4 tons | KEEPRITE | HRCU-A-CB (Split System: Heat Pump with Remote Outdoor Unit-Air-Source) | CVH837GKA** |  |  | EA*4X48L21A*+WALLCON | *97CMN1002122B* | 32400 | 17 | 8.1 | 32600 | 24800 | 76.07% | 1.98 | 0 | 11 |  |  |  | No | R-410A | 2.7 | Residential & Commercial | Ducted CEE Tier 1
213779722 | Central HP <5.4 tons | KEEPRITE | HRCU-A-CB (Split System: Heat Pump with Remote Outdoor Unit-Air-Source) | CVH837GKA** |  |  | EA*4X61L21A*+WALLCON | *96CTN0601714B* | 33000 | 17 | 8.1 | 32200 | 25000 | 77.64% | 1.96 | 0 | 11 |  |  |  | No | R-410A | 2.75 | Residential & Commercial | Ducted CEE Tier 1
213607719 | Central HP <5.4 tons | CARRIER | HRCU-A-CB (Split System: Heat Pump with Remote Outdoor Unit-Air-Source) | 38MURAQ36AB3* |  |  | FT4BN(B,X)C36L* |  | 35400 | 16.5 | 8.5 | 38000 | 35200 | 92.63% | 1.86 | 0 | 10 |  |  |  | No | R-410A | 2.95 | Residential & Commercial | Ducted CEE Tier 1
213607720 | Central HP <5.4 tons | CARRIER | HRCU-A-CB (Split System: Heat Pump with Remote Outdoor Unit-Air-Source) | 38MURAQ36AB3* |  |  | FG4ANXC36L* |  | 35400 | 16.5 | 8.5 | 38000 | 35200 | 92.63% | 1.86 | 0 | 10 |  |  |  | No | R-410A | 2.95 | Residential & Commercial | Ducted CEE Tier 1
214628433 | Central HP <5.4 tons | CARRIER | HRCU-A-CB (Split System: Heat Pump with Remote Outdoor Unit-Air-Source) | 38MURAQ24AB3* | ADP |  | PL36H175P149 | 59SC6A060M17**16 | 23400 | 17 | 9 | 24200 | 23200 | 95.87% | 1.96 | 0 | 10 |  |  |  | No | R-410A | 1.95 | Residential & Commercial | Ducted CEE Tier 1
212983644 | Central HP <5.4 tons | KEEPRITE | HRCU-A-CB (Split System: Heat Pump with Remote Outdoor Unit-Air-Source) | DLCURAH18ABK |  |  | EA*4X24L14A* | *92MSN0601412A* | 17500 | 16 | 8.5 | 18500 | 19400 | 104.9% | 2.34 | 0 | 10.5 |  |  |  | No | R-410A | 1.4583 | Residential & Commercial | Ducted CEE Tier 1
215679463 | Central HP <5.4 tons | CARRIER | HRCU-A-CB (Split System: Heat Pump with Remote Outdoor Unit-Air-Source) | 27VNA036A*030* |  |  | CAA**4321AM*+UI | 59TN7A080C21**20 | 34400 | 18 | 9 | 35400 | 25200 | 71.19% | 1.88 | 0 | 10 |  |  |  | No | R-454B | 2.8667 | Residential & Commercial | Ducted CEE Tier 1
215679683 | Central HP <5.4 tons | CARRIER | HRCU-A-CB (Split System: Heat Pump with Remote Outdoor Unit-Air-Source) | 27VNA036A*030* |  |  | CAA**6124AM*+UI | 59TN7A100C21**22 | 35000 | 18.5 | 9 | 34400 | 24800 | 72.09% | 1.92 | 0 | 10.5 |  |  |  | No | R-454B | 2.9167 | Residential & Commercial | Ducted CEE Tier 1
212603082 | Central HP <5.4 tons | DAY & NIGHT | HRCU-A-CB (Split System: Heat Pump with Remote Outdoor Unit-Air-Source) | DLCURAH18ABK | ADP |  | FG80936 | *80ES(N,L)0451412A* | 18200 | 16 | 8.5 | 17100 | 18000 | 105.3% | 2.22 | 0 | 11 |  |  |  | No | R-410A | 1.5167 | Residential & Commercial | Ducted CEE Tier 1
215643933 | Central HP <5.4 tons | BRYANT HEATING AND COOLING SYSTEMS | HRCU-A-CB (Split System: Heat Pump with Remote Outdoor Unit-Air-Source) | 38MURAQ24AB3* | ADP |  | C36A***L719 | 926TC36040V17*** | 23200 | 16 | 8.5 | 24600 | 23800 | 96.75% | 2 | 0 | 10 |  |  |  | No | R-410A | 1.9333 | Residential & Commercial | Ducted CEE Tier 1
214731163 | Central HP <5.4 tons | BRYANT HEATING AND COOLING SYSTEMS | HRCU-A-CB (Split System: Heat Pump with Remote Outdoor Unit-Air-Source) | 38MURAQ24AB3* | ADP |  | H,PG35936 | 926TC30040V14*** | 23400 | 16 | 8.5 | 24800 | 24400 | 98.39% | 2.06 | 0 | 10 |  |  |  | No | R-410A | 1.95 | Residential & Commercial | Ducted CEE Tier 1
214731165 | Central HP <5.4 tons | BRYANT HEATING AND COOLING SYSTEMS | HRCU-A-CB (Split System: Heat Pump with Remote Outdoor Unit-Air-Source) | 38MURAQ24AB3* | ADP |  | H,PG9J936 | 926TC30040V14*** | 23400 | 16 | 8.5 | 24800 | 24400 | 98.39% | 2.06 | 0 | 10 |  |  |  | No | R-410A | 1.95 | Residential & Commercial | Ducted CEE Tier 1
214731183 | Central HP <5.4 tons | BRYANT HEATING AND COOLING SYSTEMS | HRCU-A-CB (Split System: Heat Pump with Remote Outdoor Unit-Air-Source) | 38MURAQ24AB3* | ADP |  | H,PG35936 | 926TC48080V17*** | 23600 | 17 | 8.5 | 24400 | 23800 | 97.54% | 2.02 | 0 | 10 |  |  |  | No | R-410A | 1.9667 | Residential & Commercial | Ducted CEE Tier 1
215464996 | Central HP <5.4 tons | ARMSTRONG AIR | HRCU-A-CB (Split System: Heat Pump with Remote Outdoor Unit-Air-Source) | 4SHP18LX136P | ADP |  | H,A,DP15(1,2)36+TXV | A97DS2V070B16 | 23400 | 18 | 8.5 | 22400 | 16200 | 72.32% | 2.16 | 0 | 12 |  |  |  | No | R-410A | 1.95 | Residential & Commercial | Ducted CEE Tier 1
215464918 | Central HP <5.4 tons | ARMSTRONG AIR | HRCU-A-CB (Split System: Heat Pump with Remote Outdoor Unit-Air-Source) | 4SHP18LX136P | ADP |  | H,A,DP14(1,2)36+TXV | A96DS2V045B12 | 23600 | 19 | 8.5 | 22400 | 16100 | 71.88% | 2.18 | 0 | 12 |  |  |  | No | R-410A | 1.9667 | Residential & Commercial | Ducted CEE Tier 1
214731219 | Central HP <5.4 tons | BRYANT HEATING AND COOLING SYSTEMS | HRCU-A-CB (Split System: Heat Pump with Remote Outdoor Unit-Air-Source) | 38MURAQ36AB3* | ADP |  | H,PG7J936 | 926TC60100V21*** | 35200 | 16 | 8.1 | 36800 | 34800 | 94.57% | 1.82 | 0 | 10 |  |  |  | No | R-410A | 2.9333 | Residential & Commercial | Ducted CEE Tier 1
214731211 | Central HP <5.4 tons | BRYANT HEATING AND COOLING SYSTEMS | HRCU-A-CB (Split System: Heat Pump with Remote Outdoor Unit-Air-Source) | 38MURAQ36AB3* | ADP |  | H,PG81936 | 926TC48080V17*** | 35400 | 16 | 8.1 | 36800 | 34600 | 94.02% | 1.98 | 0 | 10 |  |  |  | No | R-410A | 2.95 | Residential & Commercial | Ducted CEE Tier 1
215318815 | Central HP <5.4 tons | PAYNE | HRCU-A-CB (Split System: Heat Pump with Remote Outdoor Unit-Air-Source) | 37MURAQ48AA3 |  |  | 45MUAAQ48XX3 |  | 48000 | 16 | 8.5 | 48000 | 38000 | 79.17% | 1.85 | 0 | 10 |  |  |  | No | R-454B | 4 | Residential & Commercial | Ducted CEE Tier 1
209852069 | Central HP <5.4 tons | HEIL | HRCU-A-CB (Split System: Heat Pump with Remote Outdoor Unit-Air-Source) | DLCURAH18ABK |  |  | DLFUAAH18XAK |  | 18000 | 18 | 9.3 | 19000 | 16500 | 86.84% | 2.04 | 12.5 | 12.4 |  |  |  | No | R-410A | 1.5 | Residential & Commercial | Ducted CEE Tier 1
213785438 | Central HP <5.4 tons | CARRIER | HRCU-A-CB (Split System: Heat Pump with Remote Outdoor Unit-Air-Source) | 25VNA436A*031* |  |  | CAP**4221AL*+UI | 59TN6C080C17**14 | 32400 | 19 | 9 | 38000 | 26800 | 70.53% | 1.96 | 0 | 11.5 |  |  |  | No | R-410A | 2.7 | Residential & Commercial | Ducted CEE Tier 1
213785640 | Central HP <5.4 tons | CARRIER | HRCU-A-CB (Split System: Heat Pump with Remote Outdoor Unit-Air-Source) | 25VNA436A*031* |  |  | CSPH*3612AL*+UI | 58TN*B090C17**16 | 33000 | 18 | 8.5 | 37000 | 26200 | 70.81% | 2 | 0 | 11.7 |  |  |  | No | R-410A | 2.75 | Residential & Commercial | Ducted CEE Tier 1
213785656 | Central HP <5.4 tons | CARRIER | HRCU-A-CB (Split System: Heat Pump with Remote Outdoor Unit-Air-Source) | 25VNA436A*031* |  |  | CSPH*3612AL*+UI | 59MN7C120C24**22 | 33000 | 18 | 8.5 | 37000 | 26200 | 70.81% | 2 | 0 | 11.7 |  |  |  | No | R-410A | 2.75 | Residential & Commercial | Ducted CEE Tier 1
213779142 | Central HP <5.4 tons | KEEPRITE | HRCU-A-CB (Split System: Heat Pump with Remote Outdoor Unit-Air-Source) | CVH837GKA** |  |  | EA*4X42L21A*+WALLCON | *97CMN1002122B* | 31800 | 17 | 8.1 | 33000 | 24400 | 73.94% | 1.88 | 0 | 11 |  |  |  | No | R-410A | 2.65 | Residential & Commercial | Ducted CEE Tier 1
213781622 | Central HP <5.4 tons | KEEPRITE | HRCU-A-CB (Split System: Heat Pump with Remote Outdoor Unit-Air-Source) | CVH837GKA2* |  |  | EA*4X61L21A*+WALLCON | *97CMN1002122B* | 33200 | 17.5 | 8.5 | 32000 | 24800 | 77.5% | 1.98 | 0 | 11.7 |  |  |  | No | R-410A | 2.7667 | Residential & Commercial | Ducted CEE Tier 1
213780952 | Central HP <5.4 tons | KEEPRITE | HRCU-A-CB (Split System: Heat Pump with Remote Outdoor Unit-Air-Source) | CVH837GKA2* |  |  | EA*4X37L21A*+WALLCON | *96CTN0801714B* | 32800 | 17 | 8.5 | 33000 | 25200 | 76.36% | 1.96 | 0 | 11 |  |  |  | No | R-410A | 2.7333 | Residential & Commercial | Ducted CEE Tier 1
213781302 | Central HP <5.4 tons | KEEPRITE | HRCU-A-CB (Split System: Heat Pump with Remote Outdoor Unit-Air-Source) | CVH837GKA2* |  |  | EA*4X48L21A*+WALLCON | *80CTL0901716B* | 32400 | 17 | 8.1 | 32600 | 25000 | 76.69% | 1.96 | 0 | 11 |  |  |  | No | R-410A | 2.7 | Residential & Commercial | Ducted CEE Tier 1
209852076 | Central HP <5.4 tons | HEIL | HRCU-A-CB (Split System: Heat Pump with Remote Outdoor Unit-Air-Source) | DLCURAH36ABK |  |  | DLFUAAH36XAK |  | 36000 | 16 | 9.5 | 40000 | 34400 | 86% | 1.97 | 10.5 | 10 |  |  |  | No | R-410A | 3 | Residential & Commercial | Ducted CEE Tier 1
210471141 | Central HP <5.4 tons | KEEPRITE | HRCU-A-CB (Split System: Heat Pump with Remote Outdoor Unit-Air-Source) | CVH837GKA2* |  |  | EHD4X60AAL+WALLCON | *80CSU0401712A* | 33000 | 17 | 8.1 | 32200 | 24800 | 77.02% | 1.98 | 0 | 11 |  |  |  | No | R-410A | 2.75 | Residential & Commercial | Ducted CEE Tier 1
210471174 | Central HP <5.4 tons | KEEPRITE | HRCU-A-CB (Split System: Heat Pump with Remote Outdoor Unit-Air-Source) | CVH837GKA2* |  |  | EHD4X60AAL+WALLCON | *80CTL0701716A* | 32800 | 17 | 8.1 | 32400 | 25000 | 77.16% | 2 | 0 | 11 |  |  |  | No | R-410A | 2.7333 | Residential & Commercial | Ducted CEE Tier 1
215318978 | Central HP <5.4 tons | HEIL | HRCU-A-CB (Split System: Heat Pump with Remote Outdoor Unit-Air-Source) | D5CUHAH60AAK |  |  | D5FUHAH60XAK |  | 54000 | 17.5 | 9.5 | 55000 | 54000 | 98.18% | 1.9 | 0 | 12 |  |  |  | No | R-454B | 4.5 | Residential & Commercial | Ducted CEE Tier 1
207826600 | Central HP <5.4 tons | HEIL | HRCU-A-CB (Split System: Heat Pump with Remote Outdoor Unit-Air-Source) | DLCSRBH24AAK |  |  | DLFSABH24XBK |  | 23000 | 18.4 | 9.3 | 26000 | 21200 | 81.54% | 1.9 | 12.5 | 11.7 |  |  |  | No | R-410A | 1.9167 | Residential & Commercial | Ducted CEE Tier 1
215318995 | Central HP <5.4 tons | HEIL | HRCU-A-CB (Split System: Heat Pump with Remote Outdoor Unit-Air-Source) | D5CLHAH58AAK |  |  | D5FLAAH60XAK |  | 54000 | 15.4 | 9.2 | 59000 | 53000 | 89.83% | 2 | 0 | 10 |  |  |  | No | R-454B | 4.5 | Residential & Commercial | Ducted CEE Tier 1
212498506 | Central HP <5.4 tons | CARRIER | HRCU-A-CB (Split System: Heat Pump with Remote Outdoor Unit-Air-Source) | 38MURAQ18AB3* | ADP |  | CE2301C+TXV |  | 17400 | 17 | 8.6 | 17000 | 19300 | 113.5% | 2.3 | 0 | 10.5 |  |  |  | No | R-410A | 1.45 | Residential & Commercial | Ducted CEE Tier 1
215318812 | Central HP <5.4 tons | PAYNE | HRCU-A-CB (Split System: Heat Pump with Remote Outdoor Unit-Air-Source) | 37MURAQ24AA3 |  |  | 45MUAAQ24XX3 |  | 24000 | 18.2 | 9.7 | 26000 | 21600 | 83.08% | 1.87 | 0 | 11 |  |  |  | No | R-454B | 2 | Residential & Commercial | Ducted CEE Tier 1
215318994 | Central HP <5.4 tons | HEIL | HRCU-A-CB (Split System: Heat Pump with Remote Outdoor Unit-Air-Source) | D5CLHAH48AAK |  |  | D5FLAAH48XAK |  | 48000 | 17 | 10.2 | 50000 | 46000 | 92% | 2 | 0 | 10.1 |  |  |  | No | R-454B | 4 | Residential & Commercial | Ducted CEE Tier 1
215323728 | Central HP <5.4 tons | HEIL | HRCU-A-CB (Split System: Heat Pump with Remote Outdoor Unit-Air-Source) | D5CUHAH36AAK |  |  | D5FUHAH36XAK |  | 36000 | 18 | 10 | 37000 | 37400 | 101.1% | 1.9 | 0 | 12 |  |  |  | No | R-454B | 3 | Residential & Commercial | Ducted CEE Tier 1
214630502 | Central HP <5.4 tons | CARRIER | HRCU-A-CB (Split System: Heat Pump with Remote Outdoor Unit-Air-Source) | 25VNA837A*031* | ADP |  | V,C36H175P459 | 58CU*A040C17**12 | 32400 | 18 | 8.5 | 30400 | 24600 | 80.92% | 2 | 0 | 11 |  |  |  | No | R-410A | 2.7 | Residential & Commercial | Ducted CEE Tier 1
214630511 | Central HP <5.4 tons | CARRIER | HRCU-A-CB (Split System: Heat Pump with Remote Outdoor Unit-Air-Source) | 25VNA837A*031* | ADP |  | V,C36H175P159 | 58CU*A060C17**16 | 32000 | 17 | 8.1 | 31400 | 24400 | 77.71% | 1.96 | 0 | 11.5 |  |  |  | No | R-410A | 2.6667 | Residential & Commercial | Ducted CEE Tier 1
214630525 | Central HP <5.4 tons | CARRIER | HRCU-A-CB (Split System: Heat Pump with Remote Outdoor Unit-Air-Source) | 25VNA837A*031* | ADP |  | PL36H175P159 | 59CU5B060C17**16 | 32000 | 17 | 8.1 | 31600 | 24600 | 77.85% | 1.9 | 0 | 11 |  |  |  | No | R-410A | 2.6667 | Residential & Commercial | Ducted CEE Tier 1
214573678 | Central HP <5.4 tons | CARRIER | HRCU-A-CB (Split System: Heat Pump with Remote Outdoor Unit-Air-Source) | 25VNA837A*031* |  |  | CAP**3721AL*+UI | 59CU5B080C21**20 | 32800 | 17.5 | 8.5 | 32800 | 25200 | 76.83% | 2 | 0 | 11 |  |  |  | No | R-410A | 2.7333 | Residential & Commercial | Ducted CEE Tier 1
215318988 | Central HP <5.4 tons | HEIL | HRCU-A-CB (Split System: Heat Pump with Remote Outdoor Unit-Air-Source) | D5CSHAH18AAK |  |  | D5FSAAH18XBK |  | 18000 | 18.2 | 10.1 | 19500 | 18000 | 92.31% | 2.2 | 0 | 12 |  |  |  | No | R-454B | 1.5 | Residential & Commercial | Ducted CEE Tier 1
213779192 | Central HP <5.4 tons | KEEPRITE | HRCU-A-CB (Split System: Heat Pump with Remote Outdoor Unit-Air-Source) | CVH837GKA** |  |  | EA*4X42L24A*+WALLCON | *80CTL1102120B* | 31800 | 17 | 8.1 | 32800 | 24200 | 73.78% | 1.88 | 0 | 11 |  |  |  | No | R-410A | 2.65 | Residential & Commercial | Ducted CEE Tier 1
213778742 | Central HP <5.4 tons | KEEPRITE | HRCU-A-CB (Split System: Heat Pump with Remote Outdoor Unit-Air-Source) | CVH837GKA** |  |  | EA*4X36L17A*+WALLCON | *80CTL0701412B* | 31400 | 16.5 | 8.1 | 33400 | 24400 | 73.05% | 1.82 | 0 | 10.5 |  |  |  | No | R-410A | 2.6167 | Residential & Commercial | Ducted CEE Tier 1
214395014 | Central HP <5.4 tons | KEEPRITE | HRCU-A-CB (Split System: Heat Pump with Remote Outdoor Unit-Air-Source) | DLCURAH24ABK |  |  | EN(A,D)4X24L17** | *96MSN0601716A* | 23400 | 16 | 9 | 26600 | 24200 | 90.98% | 2 | 0 | 10 |  |  |  | No | R-410A | 1.95 | Residential & Commercial | Ducted CEE Tier 1
213779392 | Central HP <5.4 tons | KEEPRITE | HRCU-A-CB (Split System: Heat Pump with Remote Outdoor Unit-Air-Source) | CVH837GKA** |  |  | EA*4X48L21A*+WALLCON | *80CTL0901716B* | 32400 | 17 | 8.1 | 32600 | 25000 | 76.69% | 1.96 | 0 | 11 |  |  |  | No | R-410A | 2.7 | Residential & Commercial | Ducted CEE Tier 1
213779422 | Central HP <5.4 tons | KEEPRITE | HRCU-A-CB (Split System: Heat Pump with Remote Outdoor Unit-Air-Source) | CVH837GKA** |  |  | EA*4X48L21A*+WALLCON | *95CSU0601716B* | 32200 | 17 | 8.1 | 32600 | 25000 | 76.69% | 1.94 | 0 | 11 |  |  |  | No | R-410A | 2.6833 | Residential & Commercial | Ducted CEE Tier 1
213779572 | Central HP <5.4 tons | KEEPRITE | HRCU-A-CB (Split System: Heat Pump with Remote Outdoor Unit-Air-Source) | CVH837GKA** |  |  | EA*4X60L24A*+WALLCON | *80CTL1102120B* | 32800 | 17.5 | 8.1 | 31800 | 24600 | 77.36% | 1.98 | 0 | 11.5 |  |  |  | No | R-410A | 2.7333 | Residential & Commercial | Ducted CEE Tier 1
214395027 | Central HP <5.4 tons | KEEPRITE | HRCU-A-CB (Split System: Heat Pump with Remote Outdoor Unit-Air-Source) | DLCURAH24ABK |  |  | EN(A,D)4X30L17** | *96MSN0601716A* | 23400 | 16.5 | 9 | 25800 | 24200 | 93.8% | 2 | 0 | 10 |  |  |  | No | R-410A | 1.95 | Residential & Commercial | Ducted CEE Tier 1
215853412 | Central HP <5.4 tons | FRASER-JOHNSTON | HRCU-A-CB (Split System: Heat Pump with Remote Outdoor Unit-Air-Source) | HH836E2S11 |  |  | CTM36C5CDS1+JMC17C2SN1 |  | 34400 | 19 | 9 | 31600 | 25800 | 81.65% | 2 | 0 | 11.7 |  |  |  | No | R-454B | 2.8667 | Residential & Commercial | Ducted CEE Tier 1
215853410 | Central HP <5.4 tons | FRASER-JOHNSTON | HRCU-A-CB (Split System: Heat Pump with Remote Outdoor Unit-Air-Source) | HH836E2S11 |  |  | CTM36C5CDS1+JME16C2SN1 |  | 33400 | 19 | 9 | 30400 | 24800 | 81.58% | 2 | 0 | 12 |  |  |  | No | R-454B | 2.7833 | Residential & Commercial | Ducted CEE Tier 1
213286674 | Central HP <5.4 tons | DAY & NIGHT | HRCU-A-CB (Split System: Heat Pump with Remote Outdoor Unit-Air-Source) | DLCURAH18ABK | ADP |  | CP2403A+TXV+TD |  | 17400 | 15.2 | 8.7 | 17000 | 19400 | 114.1% | 2.32 | 0 | 10.5 |  |  |  | No | R-410A | 1.45 | Residential & Commercial | Ducted CEE Tier 1
214728376 | Central HP <5.4 tons | COLEMAN | HRCU-A-CB (Split System: Heat Pump with Remote Outdoor Unit-Air-Source) | HH836E2S11 |  |  | CTU36B5XDS1+TXV | TPLC080B12MP13 | 33000 | 17 | 8.5 | 31000 | 25200 | 81.29% | 2 | 0 | 11 |  |  |  | No | R-454B | 2.75 | Residential & Commercial | Ducted CEE Tier 1
214731168 | Central HP <5.4 tons | BRYANT HEATING AND COOLING SYSTEMS | HRCU-A-CB (Split System: Heat Pump with Remote Outdoor Unit-Air-Source) | 38MURAQ24AB3* | ADP |  | H,PG35936 | 926TC36040V17*** | 23400 | 16 | 8.5 | 24600 | 24000 | 97.56% | 2.02 | 0 | 10 |  |  |  | No | R-410A | 1.95 | Residential & Commercial | Ducted CEE Tier 1
211727050 | Central HP <5.4 tons | CARRIER | HRCU-A-CB (Split System: Heat Pump with Remote Outdoor Unit-Air-Source) | 38MURAQ24AB3* |  |  | PF4MN*B24L* |  | 24000 | 16 | 9 | 26400 | 23400 | 88.64% | 1.92 | 0 | 10 |  |  |  | No | R-410A | 2 | Residential & Commercial | Ducted CEE Tier 1
214572628 | Central HP <5.4 tons | CARRIER | HRCU-A-CB (Split System: Heat Pump with Remote Outdoor Unit-Air-Source) | 25VNA837A*030* |  |  | CAP**4221AL*+UI | 59MN7C080C21**20 | 31800 | 17 | 8.5 | 32800 | 24400 | 74.39% | 1.9 | 0 | 11 |  |  |  | No | R-410A | 2.65 | Residential & Commercial | Ducted CEE Tier 1
214573228 | Central HP <5.4 tons | CARRIER | HRCU-A-CB (Split System: Heat Pump with Remote Outdoor Unit-Air-Source) | 25VNA837A*030* |  |  | CSPH*4812AL*+UI | 59MN7C080C21**20 | 32600 | 17 | 8.5 | 32800 | 25000 | 76.22% | 1.98 | 0 | 11 |  |  |  | No | R-410A | 2.7167 | Residential & Commercial | Ducted CEE Tier 1
214731136 | Central HP <5.4 tons | BRYANT HEATING AND COOLING SYSTEMS | HRCU-A-CB (Split System: Heat Pump with Remote Outdoor Unit-Air-Source) | 38MURAQ18AB3* | ADP |  | H,PG9J936 | 916SA48060M17*** | 17200 | 16 | 8.5 | 16500 | 19000 | 115.2% | 2.32 | 0 | 10.5 |  |  |  | No | R-410A | 1.4333 | Residential & Commercial | Ducted CEE Tier 1
214731143 | Central HP <5.4 tons | BRYANT HEATING AND COOLING SYSTEMS | HRCU-A-CB (Split System: Heat Pump with Remote Outdoor Unit-Air-Source) | 38MURAQ18AB3* | ADP |  | H,PG7J936 | 926TC36040V17*** | 16900 | 16 | 8.5 | 16600 | 19000 | 114.5% | 2.34 | 0 | 10 |  |  |  | No | R-410A | 1.4083 | Residential & Commercial | Ducted CEE Tier 1
215318989 | Central HP <5.4 tons | HEIL | HRCU-A-CB (Split System: Heat Pump with Remote Outdoor Unit-Air-Source) | D5CSHAH24AAK |  |  | D5FSAAH24XBK |  | 23000 | 18.8 | 10 | 26000 | 23600 | 90.77% | 2.16 | 0 | 12 |  |  |  | No | R-454B | 1.9167 | Residential & Commercial | Ducted CEE Tier 1
214731145 | Central HP <5.4 tons | BRYANT HEATING AND COOLING SYSTEMS | HRCU-A-CB (Split System: Heat Pump with Remote Outdoor Unit-Air-Source) | 38MURAQ18AB3* | ADP |  | H,PG31930 | 926TC36060V14*** | 17000 | 16 | 8.5 | 16900 | 19400 | 114.8% | 2.38 | 0 | 10 |  |  |  | No | R-410A | 1.4167 | Residential & Commercial | Ducted CEE Tier 1
213772893 | Central HP <5.4 tons | KENMORE | HRCU-A-CB (Split System: Heat Pump with Remote Outdoor Unit-Air-Source) | (C,H,T)VH825GKA3* |  |  | EA*4X30L17A*+WALLCON | *97CMN0601714B* | 23200 | 16 | 8.1 | 21600 | 16800 | 77.78% | 1.9 | 0 | 10.5 |  |  |  | No | R-410A | 1.9333 | Residential & Commercial | Ducted CEE Tier 1
213772743 | Central HP <5.4 tons | KENMORE | HRCU-A-CB (Split System: Heat Pump with Remote Outdoor Unit-Air-Source) | (C,H,T)VH825GKA3* |  |  | EA*4X25L17A*+WALLCON | *80CTL0701716B* | 24400 | 16.5 | 8.1 | 21200 | 16700 | 78.77% | 2 | 0 | 10.5 |  |  |  | No | R-410A | 2.0333 | Residential & Commercial | Ducted CEE Tier 1
215318997 | Central HP <5.4 tons | HEIL | HRCU-A-CB (Split System: Heat Pump with Remote Outdoor Unit-Air-Source) | D5CLRAH48AAK |  |  | D5FLAAH48XAK |  | 48000 | 17.8 | 10 | 50000 | 35200 | 70.4% | 1.9 | 0 | 10 |  |  |  | No | R-454B | 4 | Residential & Commercial | Ducted CEE Tier 1
213774423 | Central HP <5.4 tons | KENMORE | HRCU-A-CB (Split System: Heat Pump with Remote Outdoor Unit-Air-Source) | (C,H,T)VH825GKA3* |  |  | EHD4X42AAL+WALLCON | *80CTL0901716B* | 24200 | 16 | 8.1 | 21200 | 16600 | 78.3% | 2 | 0 | 10.5 |  |  |  | No | R-410A | 2.0167 | Residential & Commercial | Ducted CEE Tier 1
213772783 | Central HP <5.4 tons | KENMORE | HRCU-A-CB (Split System: Heat Pump with Remote Outdoor Unit-Air-Source) | (C,H,T)VH825GKA3* |  |  | EA*4X25L17A*+WALLCON | *97CMN0801714B* | 24200 | 16.5 | 8.1 | 21400 | 16700 | 78.04% | 2 | 0 | 10.5 |  |  |  | No | R-410A | 2.0167 | Residential & Commercial | Ducted CEE Tier 1
213772903 | Central HP <5.4 tons | KENMORE | HRCU-A-CB (Split System: Heat Pump with Remote Outdoor Unit-Air-Source) | (C,H,T)VH825GKA3* |  |  | EA*4X30L17A*+WALLCON | *97CMN0801714B* | 23400 | 16 | 8.1 | 21600 | 16700 | 77.31% | 1.9 | 0 | 10.5 |  |  |  | No | R-410A | 1.95 | Residential & Commercial | Ducted CEE Tier 1
212578202 | Central HP <5.4 tons | CARRIER | HRCU-A-CB (Split System: Heat Pump with Remote Outdoor Unit-Air-Source) | 25VNA424A*031* | ADP |  | H,PG24936 | 58TN*A045C17**12 | 22600 | 20 | 9 | 25200 | 19600 | 77.78% | 2.4 | 0 | 12.5 |  |  |  | No | R-410A | 1.8833 | Residential & Commercial | Ducted CEE Tier 1
212578204 | Central HP <5.4 tons | CARRIER | HRCU-A-CB (Split System: Heat Pump with Remote Outdoor Unit-Air-Source) | 25VNA424A*031* | ADP |  | H,PG34936 | 58TN*A045C17**12 | 23400 | 20 | 9.5 | 25000 | 19600 | 78.4% | 2.42 | 0 | 13 |  |  |  | No | R-410A | 1.95 | Residential & Commercial | Ducted CEE Tier 1
215318992 | Central HP <5.4 tons | HEIL | HRCU-A-CB (Split System: Heat Pump with Remote Outdoor Unit-Air-Source) | D5CSRAH24AAK |  |  | D5FSAAH24XBK |  | 24000 | 19.8 | 9 | 25000 | 18000 | 72% | 2.2 | 0 | 11.7 |  |  |  | No | R-454B | 2 | Residential & Commercial | Ducted CEE Tier 1
214441923 | Central HP <5.4 tons | BRYANT HEATING AND COOLING SYSTEMS | HRCU-A-CB (Split System: Heat Pump with Remote Outdoor Unit-Air-Source) | 284ANV048*0**B* | ADP |  | V,C60H210P299 | 987MC66100C21*** | 44000 | 21 | 9 | 44500 | 36000 | 80.9% | 2.18 | 0 | 12 |  |  |  | No | R-410A | 3.6667 | Residential & Commercial | Ducted CEE Tier 1
213372145 | Central HP <5.4 tons | HEIL | HRCU-A-C (Split System: Heat Pump with Remote Outdoor Unit with No Indoor Fan --Air Source) | DLCURAH36ABK |  |  | DLFULAH36XCX + CI |  | 35000 | 15.2 | 10 | 39000 | 32000 | 82.05% | 2 | 10.2 | 10 |  |  |  | No | R-410A | 2.9167 | Residential & Commercial | Ducted CEE Tier 1
213781352 | Central HP <5.4 tons | KEEPRITE | HRCU-A-CB (Split System: Heat Pump with Remote Outdoor Unit-Air-Source) | CVH837GKA2* |  |  | EA*4X48L21A*+WALLCON | *97CMN0801714B* | 32200 | 17 | 8.1 | 32600 | 25000 | 76.69% | 1.94 | 0 | 11 |  |  |  | No | R-410A | 2.6833 | Residential & Commercial | Ducted CEE Tier 1
208284017 | Central HP <5.4 tons | TRUST AIR CONDITIONERS | HRCU-A-CB (Split System: Heat Pump with Remote Outdoor Unit-Air-Source) | AA36H/O44P |  |  | AH36H/I44P |  | 36000 | 16 | 9.5 | 40000 | 34400 | 86% | 1.97 | 10.5 | 10 |  |  |  | No | R-410A | 3 | Residential & Commercial | Ducted CEE Tier 1
213780672 | Central HP <5.4 tons | KEEPRITE | HRCU-A-CB (Split System: Heat Pump with Remote Outdoor Unit-Air-Source) | CVH837GKA2* |  |  | EA*4X36L17A*+WALLCON | *80CTL0901716B* | 31200 | 16.5 | 8.1 | 33200 | 24200 | 72.89% | 1.84 | 0 | 10.5 |  |  |  | No | R-410A | 2.6 | Residential & Commercial | Ducted CEE Tier 1
213372144 | Central HP <5.4 tons | HEIL | HRCU-A-C (Split System: Heat Pump with Remote Outdoor Unit with No Indoor Fan --Air Source) | DLCURAH36ABK |  |  | DLFULAH36XBX + CI |  | 35000 | 15.5 | 8.6 | 38000 | 31600 | 83.16% | 1.85 | 0 | 10 |  |  |  | No | R-410A | 2.9167 | Residential & Commercial | Ducted CEE Tier 1
213782002 | Central HP <5.4 tons | KEEPRITE | HRCU-A-CB (Split System: Heat Pump with Remote Outdoor Unit-Air-Source) | CVH837GKA2* |  |  | EHD4X42AAL+WALLCON | *97CMN1202422B* | 32400 | 16.5 | 8.1 | 32800 | 24800 | 75.61% | 1.94 | 0 | 11 |  |  |  | No | R-410A | 2.7 | Residential & Commercial | Ducted CEE Tier 1
212970890 | Central HP <5.4 tons | KEEPRITE | HRCU-A-CB (Split System: Heat Pump with Remote Outdoor Unit-Air-Source) | DLCURAH18ABK |  |  | EA*4X25L17A* | *80VTL0451412B* | 18300 | 16.5 | 8.5 | 18100 | 17600 | 97.24% | 2.14 | 0 | 11 |  |  |  | No | R-410A | 1.525 | Residential & Commercial | Ducted CEE Tier 1
212983302 | Central HP <5.4 tons | KEEPRITE | HRCU-A-CB (Split System: Heat Pump with Remote Outdoor Unit-Air-Source) | DLCURAH18ABK |  |  | EN(A,D)4X24L17** | *92MSN0401712A* | 17200 | 15.5 | 8.1 | 18300 | 19300 | 105.5% | 2.3 | 0 | 10.5 |  |  |  | No | R-410A | 1.4333 | Residential & Commercial | Ducted CEE Tier 1
212479988 | Central HP <5.4 tons | CARRIER | HRCU-A-CB (Split System: Heat Pump with Remote Outdoor Unit-Air-Source) | 38MURAQ24AB3* | ADP |  | V,C36H175P139 | 58TP*A070V17**16 | 24000 | 17 | 8.1 | 24600 | 22600 | 91.87% | 1.9 | 0 | 10.5 |  |  |  | No | R-410A | 2 | Residential & Commercial | Ducted CEE Tier 1
212480020 | Central HP <5.4 tons | CARRIER | HRCU-A-CB (Split System: Heat Pump with Remote Outdoor Unit-Air-Source) | 38MURAQ24AB3* | ADP |  | A36VCA+TXV | 59SC2D060E17**14 | 24600 | 17 | 8.5 | 24600 | 21800 | 88.62% | 1.86 | 0 | 10 |  |  |  | No | R-410A | 2.05 | Residential & Commercial | Ducted CEE Tier 1
214584653 | Central HP <5.4 tons | FRASER-JOHNSTON | HRCU-A-CB (Split System: Heat Pump with Remote Outdoor Unit-Air-Source) | HH860E2S11 |  |  | CTM60C5CGS1 | Z8ES080C16SMPS1 | 44500 | 18 | 9 | 44500 | 33400 | 75.06% | 2 | 0 | 12 |  |  |  | No | R-454B | 3.7083 | Residential & Commercial | Ducted CEE Tier 1
215853486 | Central HP <5.4 tons | FRASER-JOHNSTON | HRCU-A-CB (Split System: Heat Pump with Remote Outdoor Unit-Air-Source) | HH860E2S11 |  |  | CTM60D5CJS1 | Z8ES130D20SMPS1 | 53500 | 19 | 9 | 55000 | 39500 | 71.82% | 2 | 0 | 11 |  |  |  | No | R-454B | 4.4583 | Residential & Commercial | Ducted CEE Tier 1
215464923 | Central HP <5.4 tons | ARMSTRONG AIR | HRCU-A-CB (Split System: Heat Pump with Remote Outdoor Unit-Air-Source) | 4SHP18LX136P | ADP |  | H,A,DP14(1,2)36+TXV | A96DS2V070B16 | 23600 | 18 | 8.5 | 22400 | 16200 | 72.32% | 2.16 | 0 | 12 |  |  |  | No | R-410A | 1.9667 | Residential & Commercial | Ducted CEE Tier 1
214584658 | Central HP <5.4 tons | FRASER-JOHNSTON | HRCU-A-CB (Split System: Heat Pump with Remote Outdoor Unit-Air-Source) | HH824E2S11 |  |  | CTM30B5ACS1 | Z8ET080B12LMPS1 | 23000 | 18 | 9.5 | 23000 | 18400 | 80% | 2 | 0 | 12 |  |  |  | No | R-454B | 1.9167 | Residential & Commercial | Ducted CEE Tier 1
208284016 | Central HP <5.4 tons | TRUST AIR CONDITIONERS | HRCU-A-CB (Split System: Heat Pump with Remote Outdoor Unit-Air-Source) | AA30H/O44P |  |  | AH30H/I44P |  | 30000 | 16.2 | 8.9 | 33000 | 24000 | 72.73% | 1.8 | 11 | 10 |  |  |  | No | R-410A | 2.5 | Residential & Commercial | Ducted CEE Tier 1
214731147 | Central HP <5.4 tons | BRYANT HEATING AND COOLING SYSTEMS | HRCU-A-CB (Split System: Heat Pump with Remote Outdoor Unit-Air-Source) | 38MURAQ18AB3* | ADP |  | H,PG7J936 | 926TC36060V14*** | 17300 | 16 | 8.5 | 16900 | 19400 | 114.8% | 2.38 | 0 | 10.5 |  |  |  | No | R-410A | 1.4417 | Residential & Commercial | Ducted CEE Tier 1
214731149 | Central HP <5.4 tons | BRYANT HEATING AND COOLING SYSTEMS | HRCU-A-CB (Split System: Heat Pump with Remote Outdoor Unit-Air-Source) | 38MURAQ18AB3* | ADP |  | H,PG31930 | 926TC48060V17*** | 16800 | 15.2 | 8.5 | 16800 | 19100 | 113.7% | 2.34 | 0 | 10 |  |  |  | No | R-410A | 1.4 | Residential & Commercial | Ducted CEE Tier 1
213771023 | Central HP <5.4 tons | KENMORE | HRCU-A-CB (Split System: Heat Pump with Remote Outdoor Unit-Air-Source) | (C,H,T)VH825GKA2* |  |  | EA*4X36L21A*+WALLCON | *96CTN1002122B* | 23600 | 16.5 | 8.1 | 21400 | 16600 | 77.57% | 1.94 | 0 | 11 |  |  |  | No | R-410A | 1.9667 | Residential & Commercial | Ducted CEE Tier 1
213771053 | Central HP <5.4 tons | KENMORE | HRCU-A-CB (Split System: Heat Pump with Remote Outdoor Unit-Air-Source) | (C,H,T)VH825GKA2* |  |  | EA*4X37L17A*+WALLCON | *80CTL0701716B* | 24200 | 16.5 | 8.1 | 21400 | 16700 | 78.04% | 2 | 0 | 11 |  |  |  | No | R-410A | 2.0167 | Residential & Commercial | Ducted CEE Tier 1
213771073 | Central HP <5.4 tons | KENMORE | HRCU-A-CB (Split System: Heat Pump with Remote Outdoor Unit-Air-Source) | (C,H,T)VH825GKA2* |  |  | EA*4X37L17A*+WALLCON | *95CSU0601716B* | 24200 | 16.5 | 8.1 | 21400 | 16700 | 78.04% | 2 | 0 | 10.5 |  |  |  | No | R-410A | 2.0167 | Residential & Commercial | Ducted CEE Tier 1
213770603 | Central HP <5.4 tons | KENMORE | HRCU-A-CB (Split System: Heat Pump with Remote Outdoor Unit-Air-Source) | (C,H,T)VH825GKA2* |  |  | EA*4X25L17A*+WALLCON | *80CTL0701412B* | 24400 | 16.5 | 8.5 | 21200 | 16600 | 78.3% | 2.02 | 0 | 11 |  |  |  | No | R-410A | 2.0333 | Residential & Commercial | Ducted CEE Tier 1
213781702 | Central HP <5.4 tons | KEEPRITE | HRCU-A-CB (Split System: Heat Pump with Remote Outdoor Unit-Air-Source) | CVH837GKA2* |  |  | EA*4X61L24A*+WALLCON | *97CMN1202422B* | 33200 | 17.5 | 8.5 | 32000 | 24800 | 77.5% | 1.98 | 0 | 11.7 |  |  |  | No | R-410A | 2.7667 | Residential & Commercial | Ducted CEE Tier 1
213781582 | Central HP <5.4 tons | KEEPRITE | HRCU-A-CB (Split System: Heat Pump with Remote Outdoor Unit-Air-Source) | CVH837GKA2* |  |  | EA*4X61L21A*+WALLCON | *80CTL1102120B* | 33200 | 17.5 | 8.5 | 32000 | 24800 | 77.5% | 1.98 | 0 | 11.5 |  |  |  | No | R-410A | 2.7667 | Residential & Commercial | Ducted CEE Tier 1
213781602 | Central HP <5.4 tons | KEEPRITE | HRCU-A-CB (Split System: Heat Pump with Remote Outdoor Unit-Air-Source) | CVH837GKA2* |  |  | EA*4X61L21A*+WALLCON | *97CMN0601714B* | 33000 | 17 | 8.1 | 32200 | 25200 | 78.26% | 1.94 | 0 | 11 |  |  |  | No | R-410A | 2.75 | Residential & Commercial | Ducted CEE Tier 1
212928553 | Central HP <5.4 tons | TRUST AIR CONDITIONERS | HRCU-A-C (Split System: Heat Pump with Remote Outdoor Unit with No Indoor Fan --Air Source) | AA36H/O44P |  |  | CX36M/W4T4 |  | 35000 | 15.2 | 10 | 39000 | 32000 | 82.05% | 2 | 10.2 | 10 |  |  |  | No | R-410A | 2.9167 | Residential & Commercial | Ducted CEE Tier 1
213772953 | Central HP <5.4 tons | KENMORE | HRCU-A-CB (Split System: Heat Pump with Remote Outdoor Unit-Air-Source) | (C,H,T)VH825GKA3* |  |  | EA*4X36L17A*+WALLCON | *80CTL0701412B* | 23600 | 16.5 | 8.1 | 21400 | 16700 | 78.04% | 1.92 | 0 | 10.5 |  |  |  | No | R-410A | 1.9667 | Residential & Commercial | Ducted CEE Tier 1
213772983 | Central HP <5.4 tons | KENMORE | HRCU-A-CB (Split System: Heat Pump with Remote Outdoor Unit-Air-Source) | (C,H,T)VH825GKA3* |  |  | EA*4X36L17A*+WALLCON | *95CSU0601716B* | 23400 | 16.5 | 8.1 | 21600 | 16700 | 77.31% | 1.92 | 0 | 10.5 |  |  |  | No | R-410A | 1.95 | Residential & Commercial | Ducted CEE Tier 1
213772753 | Central HP <5.4 tons | KENMORE | HRCU-A-CB (Split System: Heat Pump with Remote Outdoor Unit-Air-Source) | (C,H,T)VH825GKA3* |  |  | EA*4X25L17A*+WALLCON | *80CTL0901716B* | 24400 | 16.5 | 8.1 | 21200 | 16600 | 78.3% | 2 | 0 | 11 |  |  |  | No | R-410A | 2.0333 | Residential & Commercial | Ducted CEE Tier 1
213779053 | Central HP <5.4 tons | KENMORE | HRCU-A-CB (Split System: Heat Pump with Remote Outdoor Unit-Air-Source) | (C,H,T)VH837GKA** |  |  | EA*4X37L21A*+WALLCON | *96CTN1002122B* | 33000 | 17 | 8.5 | 32600 | 25000 | 76.69% | 1.98 | 0 | 11.5 |  |  |  | No | R-410A | 2.75 | Residential & Commercial | Ducted CEE Tier 1
214573206 | Central HP <5.4 tons | KENMORE | HRCU-A-CB (Split System: Heat Pump with Remote Outdoor Unit-Air-Source) | (C,H,T)VH837GKA** |  |  | EHD4X48AAL+WALLCON | *95CSU0802120B* | 32600 | 17.5 | 8.5 | 32800 | 25000 | 76.22% | 1.98 | 0 | 11 |  |  |  | No | R-410A | 2.7167 | Residential & Commercial | Ducted CEE Tier 1
216091290 | Central HP <5.4 tons | HEIL | HRCU-A-CB (Split System: Heat Pump with Remote Outdoor Unit-Air-Source) | DLCSRBH18AAK |  |  | 40MBABQ18XB3 |  | 18000 | 17.6 | 9.6 | 19000 | 17000 | 89.47% | 2 | 12.5 | 11.7 |  |  |  | No | R-410A | 1.5 | Residential & Commercial | Ducted CEE Tier 1
214573328 | Central HP <5.4 tons | CARRIER | HRCU-A-CB (Split System: Heat Pump with Remote Outdoor Unit-Air-Source) | 25VNA837A*030* |  |  | CNPV*3621AL*+UI | 59CU5B100C21**22 | 31400 | 17 | 8.1 | 33000 | 24000 | 72.73% | 1.84 | 0 | 11 |  |  |  | No | R-410A | 2.6167 | Residential & Commercial | Ducted CEE Tier 1
215318980 | Central HP <5.4 tons | HEIL | HRCU-A-CB (Split System: Heat Pump with Remote Outdoor Unit-Air-Source) | D5CURAH24AAK |  |  | D5FUAAH24XAK |  | 24000 | 18.2 | 9.7 | 26000 | 21600 | 83.08% | 1.87 | 0 | 11 |  |  |  | No | R-454B | 2 | Residential & Commercial | Ducted CEE Tier 1
214573748 | Central HP <5.4 tons | CARRIER | HRCU-A-CB (Split System: Heat Pump with Remote Outdoor Unit-Air-Source) | 25VNA837A*031* |  |  | CAP**4221AL*+UI | 59CU5B100C21**22 | 31800 | 17.5 | 8.5 | 32800 | 24400 | 74.39% | 1.9 | 0 | 11 |  |  |  | No | R-410A | 2.65 | Residential & Commercial | Ducted CEE Tier 1
215318805 | Central HP <5.4 tons | PAYNE | HRCU-A-CB (Split System: Heat Pump with Remote Outdoor Unit-Air-Source) | 37MUHAQ24AA3 |  |  | 45MUHAQ24XX3 |  | 24000 | 18.7 | 10 | 24000 | 20600 | 85.83% | 2.14 | 0 | 12 |  |  |  | No | R-454B | 2 | Residential & Commercial | Ducted CEE Tier 1
213770873 | Central HP <5.4 tons | KENMORE | HRCU-A-CB (Split System: Heat Pump with Remote Outdoor Unit-Air-Source) | (C,H,T)VH825GKA2* |  |  | EA*4X36L17A*+WALLCON | *97CMN0801714B* | 23400 | 16.5 | 8.1 | 21600 | 16700 | 77.31% | 1.94 | 0 | 10.5 |  |  |  | No | R-410A | 1.95 | Residential & Commercial | Ducted CEE Tier 1
213771493 | Central HP <5.4 tons | KENMORE | HRCU-A-CB (Split System: Heat Pump with Remote Outdoor Unit-Air-Source) | (C,H,T)VH825GKA2* |  |  | EA*4X43L21A*+WALLCON | *95CSU0601716B* | 24400 | 16.5 | 8.1 | 21200 | 16600 | 78.3% | 2.02 | 0 | 10.5 |  |  |  | No | R-410A | 2.0333 | Residential & Commercial | Ducted CEE Tier 1
213771163 | Central HP <5.4 tons | KENMORE | HRCU-A-CB (Split System: Heat Pump with Remote Outdoor Unit-Air-Source) | (C,H,T)VH825GKA2* |  |  | EA*4X37L21A*+WALLCON | *80CTL0902120B* | 24400 | 16.5 | 8.5 | 21200 | 16600 | 78.3% | 2.04 | 0 | 11 |  |  |  | No | R-410A | 2.0333 | Residential & Commercial | Ducted CEE Tier 1
213780653 | Central HP <5.4 tons | KENMORE | HRCU-A-CB (Split System: Heat Pump with Remote Outdoor Unit-Air-Source) | (C,H,T)VH837GKA2* |  |  | EA*4X36L17A*+WALLCON | *80CTL0701412B* | 31400 | 16.5 | 8.1 | 33400 | 24400 | 73.05% | 1.82 | 0 | 10.5 |  |  |  | No | R-410A | 2.6167 | Residential & Commercial | Ducted CEE Tier 1
212578212 | Central HP <5.4 tons | CARRIER | HRCU-A-CB (Split System: Heat Pump with Remote Outdoor Unit-Air-Source) | 25VNA424A*031* | ADP |  | H,PG32936 | 58TN*A070C17**16 | 23200 | 20 | 9.5 | 25000 | 19400 | 77.6% | 2.42 | 0 | 13 |  |  |  | No | R-410A | 1.9333 | Residential & Commercial | Ducted CEE Tier 1
212578235 | Central HP <5.4 tons | CARRIER | HRCU-A-CB (Split System: Heat Pump with Remote Outdoor Unit-Air-Source) | 25VNA424A*031* | ADP |  | H,PG24936 | 59TN6B060C17**14 | 22600 | 20 | 10 | 25000 | 19600 | 78.4% | 2.4 | 0 | 12.5 |  |  |  | No | R-410A | 1.8833 | Residential & Commercial | Ducted CEE Tier 1
212499703 | Central HP <5.4 tons | LENNOX | HRCU-A-CB (Split System: Heat Pump with Remote Outdoor Unit-Air-Source) | EL22XPV-024-230A** | ADP |  | L*19/36S9 | EL280UH045E36A* | 23600 | 21 | 8.5 | 21400 | 15000 | 70.09% | 1.9 | 0 | 13.5 |  |  |  | No | R-410A | 1.9667 | Residential & Commercial | Ducted CEE Tier 1
212499730 | Central HP <5.4 tons | LENNOX | HRCU-A-CB (Split System: Heat Pump with Remote Outdoor Unit-Air-Source) | EL22XPV-024-230A** | ADP |  | LP36/37R9 | EL280UH090E36B* | 24000 | 21 | 8.5 | 22000 | 15400 | 70% | 1.92 | 0 | 13.5 |  |  |  | No | R-410A | 2 | Residential & Commercial | Ducted CEE Tier 1
212499803 | Central HP <5.4 tons | LENNOX | HRCU-A-CB (Split System: Heat Pump with Remote Outdoor Unit-Air-Source) | EL22XPV-024-230A** | ADP |  | L*18/36S9 | ML180UH030V36A* | 23400 | 21 | 8.45 | 21400 | 15000 | 70.09% | 1.86 | 0 | 13 |  |  |  | No | R-410A | 1.95 | Residential & Commercial | Ducted CEE Tier 1
212499805 | Central HP <5.4 tons | LENNOX | HRCU-A-CB (Split System: Heat Pump with Remote Outdoor Unit-Air-Source) | EL22XPV-024-230A** | ADP |  | L*18/36T9 | ML180UH030V36A* | 23600 | 21 | 8.5 | 21400 | 15000 | 70.09% | 1.88 | 0 | 13.5 |  |  |  | No | R-410A | 1.9667 | Residential & Commercial | Ducted CEE Tier 1
212499837 | Central HP <5.4 tons | LENNOX | HRCU-A-CB (Split System: Heat Pump with Remote Outdoor Unit-Air-Source) | EL22XPV-024-230A** | ADP |  | L*18/36V9 | ML180UH045XE36A* | 23400 | 21 | 8.5 | 21200 | 14900 | 70.28% | 1.86 | 0 | 13.5 |  |  |  | No | R-410A | 1.95 | Residential & Commercial | Ducted CEE Tier 1
211206894 | Central HP <5.4 tons | CHAMPION HEATING AND COOLING | HRCU-A-CB (Split System: Heat Pump with Remote Outdoor Unit-Air-Source) | HL20B3621 |  |  | XAMB36DE2N1+CC | TM8V080B12MP12 | 32600 | 18 | 8.5 | 34400 | 29600 | 86.05% | 1.94 | 0 | 11.7 |  |  |  | No | R-410A | 2.7167 | Residential & Commercial | Ducted CEE Tier 1
215676523 | Central HP <5.4 tons | CARRIER | HRCU-A-CB (Split System: Heat Pump with Remote Outdoor Unit-Air-Source) | 27VNA048A*030* |  |  | CVAVA6021XMA*+UI | 59MN7C060C21**20 | 47500 | 18.5 | 9 | 50000 | 37200 | 74.4% | 1.98 | 0 | 10 |  |  |  | No | R-454B | 3.9583 | Residential & Commercial | Ducted CEE Tier 1
215676623 | Central HP <5.4 tons | CARRIER | HRCU-A-CB (Split System: Heat Pump with Remote Outdoor Unit-Air-Source) | 27VNA048A*030* |  |  | CVAVA6024XMA*+UI | 58TN*B110C21**20 | 48000 | 19 | 9 | 50000 | 36400 | 72.8% | 2 | 0 | 10.5 |  |  |  | No | R-454B | 4 | Residential & Commercial | Ducted CEE Tier 1
215676873 | Central HP <5.4 tons | CARRIER | HRCU-A-CB (Split System: Heat Pump with Remote Outdoor Unit-Air-Source) | 27VNA048A*030* |  |  | CVAVA6124XMA*+UI | 58TN*B090C21**20 | 48500 | 19.5 | 9.5 | 50000 | 36600 | 73.2% | 2.1 | 0 | 10.5 |  |  |  | No | R-454B | 4.0417 | Residential & Commercial | Ducted CEE Tier 1
210473146 | Central HP <5.4 tons | KEEPRITE | HRCU-A-CB (Split System: Heat Pump with Remote Outdoor Unit-Air-Source) | CVH825GKA3* |  |  | EA*4X43L21A*+WALLCON | *80CSU1002120A* | 24400 | 16.5 | 8.1 | 21200 | 16600 | 78.3% | 2.02 | 0 | 10.5 |  |  |  | No | R-410A | 2.0333 | Residential & Commercial | Ducted CEE Tier 1
210473179 | Central HP <5.4 tons | KEEPRITE | HRCU-A-CB (Split System: Heat Pump with Remote Outdoor Unit-Air-Source) | CVH825GKA3* |  |  | EA*4X43L21A*+WALLCON | *96CTN0601714A* | 24400 | 16.5 | 8.1 | 21200 | 16700 | 78.77% | 2.02 | 0 | 11 |  |  |  | No | R-410A | 2.0333 | Residential & Commercial | Ducted CEE Tier 1
210473212 | Central HP <5.4 tons | KEEPRITE | HRCU-A-CB (Split System: Heat Pump with Remote Outdoor Unit-Air-Source) | CVH825GKA3* |  |  | EA*4X43L21A*+WALLCON | *97CMN0801714A* | 24400 | 16.5 | 8.1 | 21200 | 16700 | 78.77% | 2.02 | 0 | 11 |  |  |  | No | R-410A | 2.0333 | Residential & Commercial | Ducted CEE Tier 1
215933394 | Central HP <5.4 tons | CARRIER | HRCU-A-CB (Split System: Heat Pump with Remote Outdoor Unit-Air-Source) | 27VNA336A*030* |  |  | CSAH*4212AM*+UI | 59MN7C060C17**14 | 33200 | 18.5 | 9 | 34200 | 26200 | 76.61% | 1.94 | 0 | 10.5 |  |  |  | No | R-454B | 2.7667 | Residential & Commercial | Ducted CEE Tier 1
215933744 | Central HP <5.4 tons | CARRIER | HRCU-A-CB (Split System: Heat Pump with Remote Outdoor Unit-Air-Source) | 27VNA336A*030* |  |  | CSAH*6012AM*+UI | 58TN*B045C17**12 | 33800 | 19 | 9 | 35200 | 26800 | 76.14% | 1.92 | 0 | 11 |  |  |  | No | R-454B | 2.8167 | Residential & Commercial | Ducted CEE Tier 1
215933894 | Central HP <5.4 tons | CARRIER | HRCU-A-CB (Split System: Heat Pump with Remote Outdoor Unit-Air-Source) | 27VNA336A*030* |  |  | CSAH*6012AM*+UI | 59MN7C100C21**22 | 34200 | 19.5 | 9 | 34200 | 26000 | 76.02% | 1.94 | 0 | 11.7 |  |  |  | No | R-454B | 2.85 | Residential & Commercial | Ducted CEE Tier 1
215939694 | Central HP <5.4 tons | CARRIER | HRCU-A-CB (Split System: Heat Pump with Remote Outdoor Unit-Air-Source) | 27VNA336A*030* |  |  | CAA**4221AM*+UI | 59TN7A080C21**20 | 32600 | 19.5 | 9.5 | 34800 | 26800 | 77.01% | 2.02 | 0 | 11.7 |  |  |  | No | R-454B | 2.7167 | Residential & Commercial | Ducted CEE Tier 1
215939894 | Central HP <5.4 tons | CARRIER | HRCU-A-CB (Split System: Heat Pump with Remote Outdoor Unit-Air-Source) | 27VNA336A*030* |  |  | CAA**6124AM*+UI | 59TN6C080C21**20 | 34400 | 20.5 | 9.5 | 34400 | 26000 | 75.58% | 2.06 | 0 | 12 |  |  |  | No | R-454B | 2.8667 | Residential & Commercial | Ducted CEE Tier 1
215940244 | Central HP <5.4 tons | CARRIER | HRCU-A-CB (Split System: Heat Pump with Remote Outdoor Unit-Air-Source) | 27VNA336A*030* |  |  | CSAH*6012AM*+UI | 59TN7A120C24**22 | 34200 | 19.5 | 9 | 34200 | 26000 | 76.02% | 1.94 | 0 | 11.7 |  |  |  | No | R-454B | 2.85 | Residential & Commercial | Ducted CEE Tier 1
215940314 | Central HP <5.4 tons | CARRIER | HRCU-A-CB (Split System: Heat Pump with Remote Outdoor Unit-Air-Source) | 27VNA336A*030* |  |  | CVAMA4421XMA*+UI | 59TN7A100C21**22 | 35600 | 22 | 8.5 | 38000 | 28600 | 75.26% | 2.02 | 0 | 12.5 |  |  |  | No | R-454B | 2.9667 | Residential & Commercial | Ducted CEE Tier 1
215681403 | Central HP <5.4 tons | CARRIER | HRCU-A-CB (Split System: Heat Pump with Remote Outdoor Unit-Air-Source) | 27VNA048A*030* |  |  | CAA**6024AM*+UI | 59TN7A080C21**20 | 45000 | 18 | 9 | 47500 | 33600 | 70.74% | 2.06 | 0 | 10 |  |  |  | No | R-454B | 3.75 | Residential & Commercial | Ducted CEE Tier 1
215681553 | Central HP <5.4 tons | CARRIER | HRCU-A-CB (Split System: Heat Pump with Remote Outdoor Unit-Air-Source) | 27VNA048A*030* |  |  | CAA**6124AM*+UI | 59TN7A100C21**22 | 46000 | 18.5 | 9 | 47500 | 33600 | 70.74% | 2.06 | 0 | 10 |  |  |  | No | R-454B | 3.8333 | Residential & Commercial | Ducted CEE Tier 1
215681803 | Central HP <5.4 tons | CARRIER | HRCU-A-CB (Split System: Heat Pump with Remote Outdoor Unit-Air-Source) | 27VNA048A*030* |  |  | CVAMA4821XMA*+UI | 59TN7A100C21**22 | 47000 | 18.5 | 9 | 50000 | 36400 | 72.8% | 2 | 0 | 10 |  |  |  | No | R-454B | 3.9167 | Residential & Commercial | Ducted CEE Tier 1
215682003 | Central HP <5.4 tons | CARRIER | HRCU-A-CB (Split System: Heat Pump with Remote Outdoor Unit-Air-Source) | 27VNA048A*030* |  |  | CVAMA6024XMA*+UI | 59TN7A080C21**20 | 48000 | 19 | 9 | 50000 | 36600 | 73.2% | 2 | 0 | 10 |  |  |  | No | R-454B | 4 | Residential & Commercial | Ducted CEE Tier 1
215940364 | Central HP <5.4 tons | CARRIER | HRCU-A-CB (Split System: Heat Pump with Remote Outdoor Unit-Air-Source) | 27VNA336A*030* |  |  | CVAMA4921XMA*+UI | 59TN7A080C17**16 | 35400 | 21 | 8.5 | 38500 | 29000 | 75.32% | 2.02 | 0 | 12 |  |  |  | No | R-454B | 2.95 | Residential & Commercial | Ducted CEE Tier 1
215940414 | Central HP <5.4 tons | CARRIER | HRCU-A-CB (Split System: Heat Pump with Remote Outdoor Unit-Air-Source) | 27VNA336A*030* |  |  | CVAMA6021XMA*+UI | 58CU*B060C17**16 | 35600 | 22 | 8.5 | 38000 | 28600 | 75.26% | 2.02 | 0 | 12.5 |  |  |  | No | R-454B | 2.9667 | Residential & Commercial | Ducted CEE Tier 1
215940514 | Central HP <5.4 tons | CARRIER | HRCU-A-CB (Split System: Heat Pump with Remote Outdoor Unit-Air-Source) | 27VNA336A*030* |  |  | CVAVA3621XMA*+UI | 58CU*B040C17**12 | 34600 | 21 | 8.5 | 38500 | 28000 | 72.73% | 2.06 | 0 | 12 |  |  |  | No | R-454B | 2.8833 | Residential & Commercial | Ducted CEE Tier 1
215940564 | Central HP <5.4 tons | CARRIER | HRCU-A-CB (Split System: Heat Pump with Remote Outdoor Unit-Air-Source) | 27VNA336A*030* |  |  | CVAVA3621XMA*+UI | 59TN7A100C21**22 | 34400 | 21 | 8.5 | 38500 | 28000 | 72.73% | 2.06 | 0 | 12 |  |  |  | No | R-454B | 2.8667 | Residential & Commercial | Ducted CEE Tier 1
215940594 | Central HP <5.4 tons | CARRIER | HRCU-A-CB (Split System: Heat Pump with Remote Outdoor Unit-Air-Source) | 27VNA336A*030* |  |  | CVAVA3817XMA*+UI | 59TN7A060C17**16 | 35200 | 20.5 | 8.5 | 39000 | 29400 | 75.38% | 2 | 0 | 11.5 |  |  |  | No | R-454B | 2.9333 | Residential & Commercial | Ducted CEE Tier 1
213774722 | Central HP <5.4 tons | KEEPRITE | HRCU-A-CB (Split System: Heat Pump with Remote Outdoor Unit-Air-Source) | CVH825GKA3* |  |  | EHD4X48AAL+WALLCON | *96CTN1202422B* | 24200 | 16.5 | 8.1 | 21200 | 16600 | 78.3% | 2.02 | 0 | 11 |  |  |  | No | R-410A | 2.0167 | Residential & Commercial | Ducted CEE Tier 1
213773772 | Central HP <5.4 tons | KEEPRITE | HRCU-A-CB (Split System: Heat Pump with Remote Outdoor Unit-Air-Source) | CVH825GKA3* |  |  | EA*4X48L21A*+WALLCON | *97CMN1002122B* | 24000 | 16.5 | 8.1 | 21000 | 16500 | 78.57% | 2.02 | 0 | 11 |  |  |  | No | R-410A | 2 | Residential & Commercial | Ducted CEE Tier 1
214303112 | Central HP <5.4 tons | RUUD | HRCU-A-CB (Split System: Heat Pump with Remote Outdoor Unit-Air-Source) | RD17AZ24AJ3N | ADP |  | V,R36H***P449 | R802V0503A14UHS | 22400 | 18 | 8.1 | 21000 | 16500 | 78.57% | 2 | 0 | 10 |  |  |  | No | R-410A | 1.8667 | Residential & Commercial | Ducted CEE Tier 1
214861461 | Central HP <5.4 tons | RUUD | HRCU-A-CB (Split System: Heat Pump with Remote Outdoor Unit-Air-Source) | RD17AZ24AJ3N | ADP |  | H,RE7J936 | R951V0703A17M4S | 21600 | 16 | 9.5 | 21000 | 16500 | 78.57% | 2 | 0 | 10.5 |  |  |  | No | R-410A | 1.8 | Residential & Commercial | Ducted CEE Tier 1
213892471 | Central HP <5.4 tons | ARMSTRONG AIR | HRCU-A-CB (Split System: Heat Pump with Remote Outdoor Unit-Air-Source) | 4SHP18LX136P | ADP |  | H,A,DG1K942+TXV | A96DS2V070B16 | 23600 | 18 | 8.5 | 22400 | 16200 | 72.32% | 2.16 | 0 | 12 |  |  |  | No | R-410A | 1.9667 | Residential & Commercial | Ducted CEE Tier 1
215934664 | Central HP <5.4 tons | CARRIER | HRCU-A-CB (Split System: Heat Pump with Remote Outdoor Unit-Air-Source) | 27VNA336A*030* |  |  | CVAMA3117XMA*+UI | 59MN7C060C17**14 | 34800 | 20.5 | 8.5 | 38000 | 28000 | 73.68% | 2.08 | 0 | 11.5 |  |  |  | No | R-454B | 2.9 | Residential & Commercial | Ducted CEE Tier 1
215935014 | Central HP <5.4 tons | CARRIER | HRCU-A-CB (Split System: Heat Pump with Remote Outdoor Unit-Air-Source) | 27VNA336A*030* |  |  | CVAMA4921XMA*+UI | 58TN*B070C21**20 | 35600 | 21.5 | 8.5 | 38000 | 28600 | 75.26% | 2.02 | 0 | 12 |  |  |  | No | R-454B | 2.9667 | Residential & Commercial | Ducted CEE Tier 1
215935064 | Central HP <5.4 tons | CARRIER | HRCU-A-CB (Split System: Heat Pump with Remote Outdoor Unit-Air-Source) | 27VNA336A*030* |  |  | CVAMA4921XMA*+UI | 59CU5B080C21**20 | 35600 | 21.5 | 8.5 | 38000 | 28600 | 75.26% | 2.02 | 0 | 12 |  |  |  | No | R-454B | 2.9667 | Residential & Commercial | Ducted CEE Tier 1
215935364 | Central HP <5.4 tons | CARRIER | HRCU-A-CB (Split System: Heat Pump with Remote Outdoor Unit-Air-Source) | 27VNA336A*030* |  |  | CVAMA6024XMA*+UI | 58TN*B135C24**22 | 35600 | 22 | 8.5 | 38000 | 28400 | 74.74% | 2.04 | 0 | 12.5 |  |  |  | No | R-454B | 2.9667 | Residential & Commercial | Ducted CEE Tier 1
215931924 | Central HP <5.4 tons | CARRIER | HRCU-A-CB (Split System: Heat Pump with Remote Outdoor Unit-Air-Source) | 27VNA336A*030* |  |  | CAA**2414AM*+UI | 59TN6C040C14**10 | 30400 | 17 | 9 | 35000 | 26800 | 76.57% | 1.9 | 0 | 10 |  |  |  | No | R-454B | 2.5333 | Residential & Commercial | Ducted CEE Tier 1
215318820 | Central HP <5.4 tons | PAYNE | HRCU-A-CB (Split System: Heat Pump with Remote Outdoor Unit-Air-Source) | 37MAHAQ18AA3 |  |  | 45MBAAQ18XB3 |  | 18000 | 18.2 | 10.1 | 19500 | 18000 | 92.31% | 2.2 | 0 | 12 |  |  |  | No | R-454B | 1.5 | Residential & Commercial | Ducted CEE Tier 1
207826670 | Central HP <5.4 tons | PAYNE | HRCU-A-CB (Split System: Heat Pump with Remote Outdoor Unit-Air-Source) | 38MARBQ24AA3 |  |  | 40MBABQ24XB3 |  | 23000 | 18.4 | 9.3 | 26000 | 21200 | 81.54% | 1.9 | 12.5 | 11.7 |  |  |  | No | R-410A | 1.9167 | Residential & Commercial | Ducted CEE Tier 1
214651448 | Central HP <5.4 tons | CHAMPION HEATING AND COOLING | HRCU-A-CB (Split System: Heat Pump with Remote Outdoor Unit-Air-Source) | HH824E2S11 |  |  | CTU36B5XDS1+TXV | TMLE100B12MP11 | 23000 | 18 | 9.5 | 23000 | 18900 | 82.17% | 2 | 0 | 12 |  |  |  | No | R-454B | 1.9167 | Residential & Commercial | Ducted CEE Tier 1
207454703 | Central HP <5.4 tons | LENNOX | HRCU-A-CB (Split System: Heat Pump with Remote Outdoor Unit-Air-Source) | SL25XPV-024-230A** | ADP |  | LH29/36F9 | EL296UH045XV36B* | 22000 | 22 | 9.65 | 20000 | 20200 | 101% | 1.82 | 14 | 13.5 |  |  |  | No | R-410A | 1.8333 | Residential & Commercial | Ducted CEE Tier 1
207454846 | Central HP <5.4 tons | LENNOX | HRCU-A-CB (Split System: Heat Pump with Remote Outdoor Unit-Air-Source) | SL25XPV-024-230A** | ADP |  | L*35/36U9 | SL280UH090XV48B* | 22400 | 22 | 9.3 | 20000 | 20000 | 100% | 1.84 | 14 | 14.5 |  |  |  | No | R-410A | 1.8667 | Residential & Commercial | Ducted CEE Tier 1
213360242 | Central HP <5.4 tons | LENNOX | HRCU-A-CB (Split System: Heat Pump with Remote Outdoor Unit-Air-Source) | SL25XPV-024-230A** | ADP |  | LH35/38X9 | EL297UH110XV48C* | 22200 | 21 | 9.3 | 19800 | 19800 | 100% | 1.9 | 0 | 14.5 |  |  |  | No | R-410A | 1.85 | Residential & Commercial | Ducted CEE Tier 1
215318993 | Central HP <5.4 tons | HEIL | HRCU-A-CB (Split System: Heat Pump with Remote Outdoor Unit-Air-Source) | D5CLHAH36AAK |  |  | D5FLAAH36XAK |  | 36000 | 17.3 | 9.5 | 38000 | 38000 | 100% | 2.06 | 0 | 11.7 |  |  |  | No | R-454B | 3 | Residential & Commercial | Ducted CEE Tier 1
214572856 | Central HP <5.4 tons | KENMORE | HRCU-A-CB (Split System: Heat Pump with Remote Outdoor Unit-Air-Source) | (C,H,T)VH837GKA** |  |  | EA*4X48L24A*+WALLCON | *95CSU1002122B* | 32400 | 17.5 | 8.5 | 32200 | 24800 | 77.02% | 2 | 0 | 11.5 |  |  |  | No | R-410A | 2.7 | Residential & Commercial | Ducted CEE Tier 1
215318803 | Central HP <5.4 tons | PAYNE | HRCU-A-CB (Split System: Heat Pump with Remote Outdoor Unit-Air-Source) | 37MUHAQ18AA3 |  |  | 45MUAAQ18XX3 |  | 18000 | 19 | 9.8 | 19000 | 18000 | 94.74% | 2 | 0 | 12.5 |  |  |  | No | R-454B | 1.5 | Residential & Commercial | Ducted CEE Tier 1
213773053 | Central HP <5.4 tons | KENMORE | HRCU-A-CB (Split System: Heat Pump with Remote Outdoor Unit-Air-Source) | (C,H,T)VH825GKA3* |  |  | EA*4X36L21A*+WALLCON | *80CTL0701716B* | 23600 | 16.5 | 8.1 | 21400 | 16700 | 78.04% | 1.92 | 0 | 10.5 |  |  |  | No | R-410A | 1.9667 | Residential & Commercial | Ducted CEE Tier 1
213773153 | Central HP <5.4 tons | KENMORE | HRCU-A-CB (Split System: Heat Pump with Remote Outdoor Unit-Air-Source) | (C,H,T)VH825GKA3* |  |  | EA*4X36L21A*+WALLCON | *96CTN1002122B* | 23600 | 16.5 | 8.1 | 21400 | 16600 | 77.57% | 1.94 | 0 | 10.5 |  |  |  | No | R-410A | 1.9667 | Residential & Commercial | Ducted CEE Tier 1
213772683 | Central HP <5.4 tons | KENMORE | HRCU-A-CB (Split System: Heat Pump with Remote Outdoor Unit-Air-Source) | (C,H,T)VH825GKA3* |  |  | EA*4X24L17A*+WALLCON | *97CMN0801714B* | 23200 | 16 | 8.1 | 22000 | 16800 | 76.36% | 1.88 | 0 | 10.5 |  |  |  | No | R-410A | 1.9333 | Residential & Commercial | Ducted CEE Tier 1
215318985 | Central HP <5.4 tons | HEIL | HRCU-A-CB (Split System: Heat Pump with Remote Outdoor Unit-Air-Source) | D5CUHAH18AAK |  |  | D5FUHAH24XAK |  | 18000 | 19 | 10.2 | 18000 | 18600 | 103.3% | 2.12 | 0 | 12.5 |  |  |  | No | R-454B | 1.5 | Residential & Commercial | Ducted CEE Tier 1
213779633 | Central HP <5.4 tons | KENMORE | HRCU-A-CB (Split System: Heat Pump with Remote Outdoor Unit-Air-Source) | (C,H,T)VH837GKA** |  |  | EA*4X61L21A*+WALLCON | *80CTL0451712B* | 33000 | 17 | 8.1 | 32400 | 25200 | 77.78% | 1.94 | 0 | 11 |  |  |  | No | R-410A | 2.75 | Residential & Commercial | Ducted CEE Tier 1
214574026 | Central HP <5.4 tons | KENMORE | HRCU-A-CB (Split System: Heat Pump with Remote Outdoor Unit-Air-Source) | (C,H,T)VH837GKA2* |  |  | EA*4X48L24A*+WALLCON | *96CTN0802120B* | 32400 | 17.5 | 8.5 | 32200 | 24800 | 77.02% | 2 | 0 | 11.5 |  |  |  | No | R-410A | 2.7 | Residential & Commercial | Ducted CEE Tier 1
209852077 | Central HP <5.4 tons | HEIL | HRCU-A-CB (Split System: Heat Pump with Remote Outdoor Unit-Air-Source) | DLCURAH30ABK |  |  | DLFUAAH30XAK |  | 30000 | 16.2 | 8.9 | 33000 | 24000 | 72.73% | 1.8 | 11 | 10 |  |  |  | No | R-410A | 2.5 | Residential & Commercial | Ducted CEE Tier 1
213372142 | Central HP <5.4 tons | HEIL | HRCU-A-C (Split System: Heat Pump with Remote Outdoor Unit with No Indoor Fan --Air Source) | DLCURAH24ABK |  |  | DLFULAH24XBX + CI |  | 24000 | 16.5 | 9.5 | 25000 | 20000 | 80% | 1.95 | 11 | 10.7 |  |  |  | No | R-410A | 2 | Residential & Commercial | Ducted CEE Tier 1
208284014 | Central HP <5.4 tons | TRUST AIR CONDITIONERS | HRCU-A-CB (Split System: Heat Pump with Remote Outdoor Unit-Air-Source) | AA18H/O44P |  |  | AH18H/I44P |  | 18000 | 18 | 9.3 | 19000 | 16500 | 86.84% | 2.04 | 12.5 | 12.4 |  |  |  | No | R-410A | 1.5 | Residential & Commercial | Ducted CEE Tier 1
214627130 | Central HP <5.4 tons | CARRIER | HRCU-A-CB (Split System: Heat Pump with Remote Outdoor Unit-Air-Source) | 25VNA436A*031* | ADP |  | V,C36H175P459 | 59CU5B060C17**16 | 33800 | 19 | 9 | 35000 | 27200 | 77.71% | 2.04 | 0 | 12 |  |  |  | No | R-410A | 2.8167 | Residential & Commercial | Ducted CEE Tier 1
214584628 | Central HP <5.4 tons | FRASER-JOHNSTON | HRCU-A-CB (Split System: Heat Pump with Remote Outdoor Unit-Air-Source) | HH836E2S11 |  |  | CTF48C5CFS1 | Z8ES120C16SMPS1 | 34000 | 19 | 9 | 31600 | 25200 | 79.75% | 2 | 0 | 11.7 |  |  |  | No | R-454B | 2.8333 | Residential & Commercial | Ducted CEE Tier 1
215853407 | Central HP <5.4 tons | FRASER-JOHNSTON | HRCU-A-CB (Split System: Heat Pump with Remote Outdoor Unit-Air-Source) | HH836E2S11 |  |  | CTM36C5CDS1+JME12C2SN1 |  | 33400 | 19 | 9 | 30400 | 24800 | 81.58% | 2 | 0 | 12 |  |  |  | No | R-454B | 2.7833 | Residential & Commercial | Ducted CEE Tier 1
213372140 | Central HP <5.4 tons | HEIL | HRCU-A-C (Split System: Heat Pump with Remote Outdoor Unit with No Indoor Fan --Air Source) | DLCURAH18ABK |  |  | DLFULAH24XBX + CI |  | 18000 | 16.1 | 9.5 | 19000 | 15000 | 78.95% | 2.2 | 11.6 | 11.7 |  |  |  | No | R-410A | 1.5 | Residential & Commercial | Ducted CEE Tier 1
213782232 | Central HP <5.4 tons | KEEPRITE | HRCU-A-CB (Split System: Heat Pump with Remote Outdoor Unit-Air-Source) | CVH837GKA2* |  |  | EHD4X60AAL+WALLCON | *80CTL0701716B* | 32800 | 16.5 | 8.1 | 32400 | 25000 | 77.16% | 1.98 | 0 | 11 |  |  |  | No | R-410A | 2.7333 | Residential & Commercial | Ducted CEE Tier 1
213781612 | Central HP <5.4 tons | KEEPRITE | HRCU-A-CB (Split System: Heat Pump with Remote Outdoor Unit-Air-Source) | CVH837GKA2* |  |  | EA*4X61L21A*+WALLCON | *97CMN0801714B* | 33000 | 17 | 8.1 | 32200 | 25000 | 77.64% | 1.96 | 0 | 11 |  |  |  | No | R-410A | 2.75 | Residential & Commercial | Ducted CEE Tier 1
213781662 | Central HP <5.4 tons | KEEPRITE | HRCU-A-CB (Split System: Heat Pump with Remote Outdoor Unit-Air-Source) | CVH837GKA2* |  |  | EA*4X61L24A*+WALLCON | *80CTL0902120B* | 33200 | 17.5 | 8.5 | 32000 | 24800 | 77.5% | 2 | 0 | 11.7 |  |  |  | No | R-410A | 2.7667 | Residential & Commercial | Ducted CEE Tier 1
213781312 | Central HP <5.4 tons | KEEPRITE | HRCU-A-CB (Split System: Heat Pump with Remote Outdoor Unit-Air-Source) | CVH837GKA2* |  |  | EA*4X48L21A*+WALLCON | *80CTL0902120B* | 32200 | 17 | 8.1 | 32600 | 24800 | 76.07% | 1.98 | 0 | 11 |  |  |  | No | R-410A | 2.6833 | Residential & Commercial | Ducted CEE Tier 1
213781262 | Central HP <5.4 tons | KEEPRITE | HRCU-A-CB (Split System: Heat Pump with Remote Outdoor Unit-Air-Source) | CVH837GKA2* |  |  | EA*4X43L21A*+WALLCON | *96CTN0801714B* | 32800 | 17 | 8.5 | 32800 | 25200 | 76.83% | 1.96 | 0 | 11 |  |  |  | No | R-410A | 2.7333 | Residential & Commercial | Ducted CEE Tier 1
213780762 | Central HP <5.4 tons | KEEPRITE | HRCU-A-CB (Split System: Heat Pump with Remote Outdoor Unit-Air-Source) | CVH837GKA2* |  |  | EA*4X36L21A*+WALLCON | *80CTL0902120B* | 31600 | 17 | 8.1 | 32800 | 24200 | 73.78% | 1.86 | 0 | 11 |  |  |  | No | R-410A | 2.6333 | Residential & Commercial | Ducted CEE Tier 1
214731141 | Central HP <5.4 tons | BRYANT HEATING AND COOLING SYSTEMS | HRCU-A-CB (Split System: Heat Pump with Remote Outdoor Unit-Air-Source) | 38MURAQ18AB3* | ADP |  | H,PG31930 | 926TC36040V17*** | 16900 | 15.2 | 8.5 | 17000 | 18800 | 110.6% | 2.3 | 0 | 10 |  |  |  | No | R-410A | 1.4083 | Residential & Commercial | Ducted CEE Tier 1
214627716 | Central HP <5.4 tons | CARRIER | HRCU-A-CB (Split System: Heat Pump with Remote Outdoor Unit-Air-Source) | 38MURAQ18AB3* | ADP |  | V,C36H175P139 | 59SC6A040M17**12 | 17400 | 15.2 | 8.5 | 17100 | 18800 | 109.9% | 2.3 | 0 | 10.5 |  |  |  | No | R-410A | 1.45 | Residential & Commercial | Ducted CEE Tier 1
214627781 | Central HP <5.4 tons | CARRIER | HRCU-A-CB (Split System: Heat Pump with Remote Outdoor Unit-Air-Source) | 38MURAQ18AB3* | ADP |  | A36VCA+TXV | 59SU5B040M17**12 | 17600 | 16 | 8.5 | 17100 | 18700 | 109.4% | 2.3 | 0 | 10.5 |  |  |  | No | R-410A | 1.4667 | Residential & Commercial | Ducted CEE Tier 1
213771083 | Central HP <5.4 tons | KENMORE | HRCU-A-CB (Split System: Heat Pump with Remote Outdoor Unit-Air-Source) | (C,H,T)VH825GKA2* |  |  | EA*4X37L17A*+WALLCON | *97CMN0601714B* | 24000 | 16 | 8.1 | 21600 | 16800 | 77.78% | 1.98 | 0 | 10.5 |  |  |  | No | R-410A | 2 | Residential & Commercial | Ducted CEE Tier 1
213771183 | Central HP <5.4 tons | KENMORE | HRCU-A-CB (Split System: Heat Pump with Remote Outdoor Unit-Air-Source) | (C,H,T)VH825GKA2* |  |  | EA*4X37L21A*+WALLCON | *95CSU0601716B* | 24400 | 16.5 | 8.1 | 21400 | 16700 | 78.04% | 2.02 | 0 | 10.5 |  |  |  | No | R-410A | 2.0333 | Residential & Commercial | Ducted CEE Tier 1
213770733 | Central HP <5.4 tons | KENMORE | HRCU-A-CB (Split System: Heat Pump with Remote Outdoor Unit-Air-Source) | (C,H,T)VH825GKA2* |  |  | EA*4X30L17A*+WALLCON | *80CTL0701716B* | 23400 | 16.5 | 8.1 | 21600 | 16700 | 77.31% | 1.92 | 0 | 11 |  |  |  | No | R-410A | 1.95 | Residential & Commercial | Ducted CEE Tier 1
213771343 | Central HP <5.4 tons | KENMORE | HRCU-A-CB (Split System: Heat Pump with Remote Outdoor Unit-Air-Source) | (C,H,T)VH825GKA2* |  |  | EA*4X42L21A*+WALLCON | *96CTN0601714B* | 23600 | 16.5 | 8.1 | 21400 | 16700 | 78.04% | 1.96 | 0 | 10.5 |  |  |  | No | R-410A | 1.9667 | Residential & Commercial | Ducted CEE Tier 1
213770743 | Central HP <5.4 tons | KENMORE | HRCU-A-CB (Split System: Heat Pump with Remote Outdoor Unit-Air-Source) | (C,H,T)VH825GKA2* |  |  | EA*4X30L17A*+WALLCON | *80CTL0901716B* | 23600 | 16.5 | 8.1 | 21400 | 16700 | 78.04% | 1.92 | 0 | 11 |  |  |  | No | R-410A | 1.9667 | Residential & Commercial | Ducted CEE Tier 1
213770823 | Central HP <5.4 tons | KENMORE | HRCU-A-CB (Split System: Heat Pump with Remote Outdoor Unit-Air-Source) | (C,H,T)VH825GKA2* |  |  | EA*4X36L17A*+WALLCON | *80CTL0701412B* | 23600 | 16.5 | 8.1 | 21400 | 16700 | 78.04% | 1.94 | 0 | 10.5 |  |  |  | No | R-410A | 1.9667 | Residential & Commercial | Ducted CEE Tier 1
212578211 | Central HP <5.4 tons | CARRIER | HRCU-A-CB (Split System: Heat Pump with Remote Outdoor Unit-Air-Source) | 25VNA424A*031* | ADP |  | H,PG24936 | 58TN*A070C17**16 | 22400 | 20 | 9.5 | 25000 | 19400 | 77.6% | 2.46 | 0 | 13 |  |  |  | No | R-410A | 1.8667 | Residential & Commercial | Ducted CEE Tier 1
212578236 | Central HP <5.4 tons | CARRIER | HRCU-A-CB (Split System: Heat Pump with Remote Outdoor Unit-Air-Source) | 25VNA424A*031* | ADP |  | H,PG32936 | 59TN6B060C17**14 | 23000 | 20 | 10 | 25000 | 19600 | 78.4% | 2.4 | 0 | 13 |  |  |  | No | R-410A | 1.9167 | Residential & Commercial | Ducted CEE Tier 1
213372143 | Central HP <5.4 tons | HEIL | HRCU-A-C (Split System: Heat Pump with Remote Outdoor Unit with No Indoor Fan --Air Source) | DLCURAH30ABK |  |  | DLFULAH36XCX + CI |  | 30000 | 15.5 | 9.7 | 33000 | 27000 | 81.82% | 1.85 | 10.7 | 10.5 |  |  |  | No | R-410A | 2.5 | Residential & Commercial | Ducted CEE Tier 1
213770503 | Central HP <5.4 tons | KENMORE | HRCU-A-CB (Split System: Heat Pump with Remote Outdoor Unit-Air-Source) | (C,H,T)VH825GKA2* |  |  | EA*4X24L17A*+WALLCON | *80CTL0701412B* | 23400 | 16.5 | 8.1 | 22000 | 16800 | 76.36% | 1.9 | 0 | 10.5 |  |  |  | No | R-410A | 1.95 | Residential & Commercial | Ducted CEE Tier 1
213771333 | Central HP <5.4 tons | KENMORE | HRCU-A-CB (Split System: Heat Pump with Remote Outdoor Unit-Air-Source) | (C,H,T)VH825GKA2* |  |  | EA*4X42L21A*+WALLCON | *97CMN1002122B* | 23800 | 16.5 | 8.1 | 21400 | 16600 | 77.57% | 1.96 | 0 | 11 |  |  |  | No | R-410A | 1.9833 | Residential & Commercial | Ducted CEE Tier 1
213771303 | Central HP <5.4 tons | KENMORE | HRCU-A-CB (Split System: Heat Pump with Remote Outdoor Unit-Air-Source) | (C,H,T)VH825GKA2* |  |  | EA*4X42L21A*+WALLCON | *95CSU0601716B* | 23600 | 16.5 | 8.1 | 21400 | 16700 | 78.04% | 1.96 | 0 | 10.5 |  |  |  | No | R-410A | 1.9667 | Residential & Commercial | Ducted CEE Tier 1
212480119 | Central HP <5.4 tons | CARRIER | HRCU-A-CB (Split System: Heat Pump with Remote Outdoor Unit-Air-Source) | 38MURAQ24AB3* | ADP |  | A36VCA+TXV | 59SU5A060E17**16 | 24400 | 17 | 8.5 | 24600 | 22000 | 89.43% | 1.86 | 0 | 10 |  |  |  | No | R-410A | 2.0333 | Residential & Commercial | Ducted CEE Tier 1
214624797 | Central HP <5.4 tons | CARRIER | HRCU-A-CB (Split System: Heat Pump with Remote Outdoor Unit-Air-Source) | 38MURAQ24AB3* | ADP |  | C36A***L159 | 58SU*B060M17**16 | 23600 | 17 | 8.5 | 24000 | 23600 | 98.33% | 2 | 0 | 10.5 |  |  |  | No | R-410A | 1.9667 | Residential & Commercial | Ducted CEE Tier 1
214628405 | Central HP <5.4 tons | CARRIER | HRCU-A-CB (Split System: Heat Pump with Remote Outdoor Unit-Air-Source) | 38MURAQ24AB3* | ADP |  | PL36H175P149 | 59SC6A060M14**12 | 23600 | 16 | 8.5 | 24600 | 23400 | 95.12% | 1.98 | 0 | 10 |  |  |  | No | R-410A | 1.9667 | Residential & Commercial | Ducted CEE Tier 1
214628469 | Central HP <5.4 tons | CARRIER | HRCU-A-CB (Split System: Heat Pump with Remote Outdoor Unit-Air-Source) | 38MURAQ24AB3* | ADP |  | V,C36H175P159 | 59SU5B040M17**12 | 23400 | 17 | 8.5 | 24400 | 24000 | 98.36% | 2.02 | 0 | 10 |  |  |  | No | R-410A | 1.95 | Residential & Commercial | Ducted CEE Tier 1
214628480 | Central HP <5.4 tons | CARRIER | HRCU-A-CB (Split System: Heat Pump with Remote Outdoor Unit-Air-Source) | 38MURAQ24AB3* | ADP |  | A36VCA+TXV | 59SU5B060M17**16 | 23600 | 17 | 8.5 | 24800 | 24000 | 96.77% | 2.02 | 0 | 10.5 |  |  |  | No | R-410A | 1.9667 | Residential & Commercial | Ducted CEE Tier 1
213780892 | Central HP <5.4 tons | KEEPRITE | HRCU-A-CB (Split System: Heat Pump with Remote Outdoor Unit-Air-Source) | CVH837GKA2* |  |  | EA*4X37L21A*+WALLCON | *80CTL1102120B* | 33000 | 17 | 8.5 | 32800 | 25000 | 76.22% | 1.98 | 0 | 11.5 |  |  |  | No | R-410A | 2.75 | Residential & Commercial | Ducted CEE Tier 1
213780912 | Central HP <5.4 tons | KEEPRITE | HRCU-A-CB (Split System: Heat Pump with Remote Outdoor Unit-Air-Source) | CVH837GKA2* |  |  | EA*4X37L21A*+WALLCON | *97CMN0601714B* | 32600 | 16.5 | 8.1 | 33200 | 25400 | 76.51% | 1.94 | 0 | 11 |  |  |  | No | R-410A | 2.7167 | Residential & Commercial | Ducted CEE Tier 1
213780742 | Central HP <5.4 tons | KEEPRITE | HRCU-A-CB (Split System: Heat Pump with Remote Outdoor Unit-Air-Source) | CVH837GKA2* |  |  | EA*4X36L21A*+WALLCON | *80CTL0701716B* | 31400 | 16.5 | 8.1 | 33000 | 24400 | 73.94% | 1.84 | 0 | 10.5 |  |  |  | No | R-410A | 2.6167 | Residential & Commercial | Ducted CEE Tier 1
213781042 | Central HP <5.4 tons | KEEPRITE | HRCU-A-CB (Split System: Heat Pump with Remote Outdoor Unit-Air-Source) | CVH837GKA2* |  |  | EA*4X42L21A*+WALLCON | *97CMN0801714B* | 31600 | 16.5 | 8.1 | 33400 | 24600 | 73.65% | 1.86 | 0 | 10.5 |  |  |  | No | R-410A | 2.6333 | Residential & Commercial | Ducted CEE Tier 1
212578442 | Central HP <5.4 tons | CARRIER | HRCU-A-CB (Split System: Heat Pump with Remote Outdoor Unit-Air-Source) | 25VNA848A*030* | ADP |  | H,PG1K948 | 59TN6B120C24**22 | 45000 | 17 | 8.5 | 45000 | 32600 | 72.44% | 2.28 | 0 | 10 |  |  |  | No | R-410A | 3.75 | Residential & Commercial | Ducted CEE Tier 1
207826669 | Central HP <5.4 tons | PAYNE | HRCU-A-CB (Split System: Heat Pump with Remote Outdoor Unit-Air-Source) | 38MARBQ18AA3 |  |  | 40MBABQ18XB3 |  | 18000 | 17.6 | 9.6 | 19000 | 17000 | 89.47% | 2 | 12.5 | 11.7 |  |  |  | No | R-410A | 1.5 | Residential & Commercial | Ducted CEE Tier 1
214573378 | Central HP <5.4 tons | CARRIER | HRCU-A-CB (Split System: Heat Pump with Remote Outdoor Unit-Air-Source) | 25VNA837A*030* |  |  | CNPV*4221AL*+UI | 59CU5B080C21**20 | 31800 | 17 | 8.1 | 33000 | 24600 | 74.55% | 1.88 | 0 | 11 |  |  |  | No | R-410A | 2.65 | Residential & Commercial | Ducted CEE Tier 1
214053807 | Central HP <5.4 tons | BOSCH | HRCU-A-CB (Split System: Heat Pump with Remote Outdoor Unit-Air-Source) | BOVC-36HDN1-M20G |  |  | BMAC2430ANTD | BGH96M080B3B | 23800 | 18 | 9 | 24000 | 17200 | 71.67% | 1.85 | 0 | 12 |  |  |  | No | R-410A | 1.9833 | Residential & Commercial | Ducted CEE Tier 1
214053827 | Central HP <5.4 tons | BOSCH | HRCU-A-CB (Split System: Heat Pump with Remote Outdoor Unit-Air-Source) | BOVD-36HDN1-M20G |  |  | BMAC2430BNTD | BGH96M060B3B | 24000 | 18.5 | 9 | 24000 | 17400 | 72.5% | 1.9 | 0 | 12 |  |  |  | No | R-410A | 2 | Residential & Commercial | Ducted CEE Tier 1
214053835 | Central HP <5.4 tons | BOSCH | HRCU-A-CB (Split System: Heat Pump with Remote Outdoor Unit-Air-Source) | BOVD-36HDN1-M20G |  |  | BMAC4248BNTF | BGH96M080B3B | 33000 | 18.5 | 9 | 34200 | 24200 | 70.76% | 1.88 | 0 | 11.2 |  |  |  | No | R-410A | 2.75 | Residential & Commercial | Ducted CEE Tier 1
212386789 | Central HP <5.4 tons | AIRTEMP | HRCU-A-C (Split System: Heat Pump with Remote Outdoor Unit with No Indoor Fan --Air Source) | GXH48-60MSK4DH |  |  | UE48X4AD |  | 47000 | 15.2 | 8.5 | 48000 | 33600 | 70% | 1.8 | 0 | 10 |  |  |  | No | R-410A | 3.9167 | Residential & Commercial | Ducted CEE Tier 1
212578218 | Central HP <5.4 tons | CARRIER | HRCU-A-CB (Split System: Heat Pump with Remote Outdoor Unit-Air-Source) | 25VNA424A*031* | ADP |  | H,PG34936 | 58TN*A090C17**16 | 23600 | 21 | 9.5 | 24800 | 19300 | 77.82% | 2.48 | 0 | 13.5 |  |  |  | No | R-410A | 1.9667 | Residential & Commercial | Ducted CEE Tier 1
212578229 | Central HP <5.4 tons | CARRIER | HRCU-A-CB (Split System: Heat Pump with Remote Outdoor Unit-Air-Source) | 25VNA424A*031* | ADP |  | H,PG53936 | 59MN7B060C21**20 | 24000 | 20 | 10.5 | 24800 | 19400 | 78.23% | 2.52 | 0 | 13.5 |  |  |  | No | R-410A | 2 | Residential & Commercial | Ducted CEE Tier 1
214188660 | Central HP <5.4 tons | LENNOX | HRCU-A-CB (Split System: Heat Pump with Remote Outdoor Unit-Air-Source) | EL22XPV-024-230A** | ADP |  | F,PE*G33930 |  | 22800 | 21 | 8.45 | 20600 | 15600 | 75.73% | 2.2 | 0 | 13 |  |  |  | No | R-410A | 1.9 | Residential & Commercial | Ducted CEE Tier 1
212499700 | Central HP <5.4 tons | LENNOX | HRCU-A-CB (Split System: Heat Pump with Remote Outdoor Unit-Air-Source) | EL22XPV-024-230A** | ADP |  | L*18/36V9 | EL280UH045E36A* | 23600 | 21 | 8.5 | 21400 | 15000 | 70.09% | 1.9 | 0 | 13.5 |  |  |  | No | R-410A | 1.9667 | Residential & Commercial | Ducted CEE Tier 1
212499701 | Central HP <5.4 tons | LENNOX | HRCU-A-CB (Split System: Heat Pump with Remote Outdoor Unit-Air-Source) | EL22XPV-024-230A** | ADP |  | L*18/36T9 | EL280UH045E36A* | 23600 | 21 | 8.5 | 21400 | 15000 | 70.09% | 1.9 | 0 | 13.5 |  |  |  | No | R-410A | 1.9667 | Residential & Commercial | Ducted CEE Tier 1
212499731 | Central HP <5.4 tons | LENNOX | HRCU-A-CB (Split System: Heat Pump with Remote Outdoor Unit-Air-Source) | EL22XPV-024-230A** | ADP |  | L*18/36V9 | EL280UH090E36B* | 24000 | 21 | 8.5 | 22000 | 15400 | 70% | 1.92 | 0 | 13.5 |  |  |  | No | R-410A | 2 | Residential & Commercial | Ducted CEE Tier 1
212499732 | Central HP <5.4 tons | LENNOX | HRCU-A-CB (Split System: Heat Pump with Remote Outdoor Unit-Air-Source) | EL22XPV-024-230A** | ADP |  | L*18/36T9 | EL280UH090E36B* | 24000 | 21 | 8.5 | 22000 | 15400 | 70% | 1.92 | 0 | 13.5 |  |  |  | No | R-410A | 2 | Residential & Commercial | Ducted CEE Tier 1
212499799 | Central HP <5.4 tons | LENNOX | HRCU-A-CB (Split System: Heat Pump with Remote Outdoor Unit-Air-Source) | EL22XPV-024-230A** | ADP |  | LP29/36X9 | EL296UH070XV36B* | 23800 | 21 | 8.5 | 22000 | 15400 | 70% | 1.92 | 0 | 13.5 |  |  |  | No | R-410A | 1.9833 | Residential & Commercial | Ducted CEE Tier 1
212499818 | Central HP <5.4 tons | LENNOX | HRCU-A-CB (Split System: Heat Pump with Remote Outdoor Unit-Air-Source) | EL22XPV-024-230A** | ADP |  | L*19/36S9 | ML180UH045E36A* | 23400 | 21 | 8.5 | 21200 | 14900 | 70.28% | 1.86 | 0 | 13.5 |  |  |  | No | R-410A | 1.95 | Residential & Commercial | Ducted CEE Tier 1
215318819 | Central HP <5.4 tons | PAYNE | HRCU-A-CB (Split System: Heat Pump with Remote Outdoor Unit-Air-Source) | 37MUHAQ48AA3 |  |  | 45MUHAQ60XX3 |  | 48000 | 17.5 | 9.5 | 48000 | 48000 | 100% | 2 | 0 | 12 |  |  |  | No | R-454B | 4 | Residential & Commercial | Ducted CEE Tier 1
215318976 | Central HP <5.4 tons | HEIL | HRCU-A-CB (Split System: Heat Pump with Remote Outdoor Unit-Air-Source) | D5CUHAH48AAK |  |  | D5FUAAH48XAK |  | 48000 | 16.5 | 9.5 | 50000 | 46000 | 92% | 1.9 | 0 | 10.5 |  |  |  | No | R-454B | 4 | Residential & Commercial | Ducted CEE Tier 1
212501411 | Central HP <5.4 tons | LENNOX | HRCU-A-CB (Split System: Heat Pump with Remote Outdoor Unit-Air-Source) | SL25XPV-024-230A** | ADP |  | LP36/37R9 | SL280UH080NV48B* | 22600 | 21 | 9.4 | 19800 | 19600 | 98.99% | 1.94 | 0 | 14 |  |  |  | No | R-410A | 1.8833 | Residential & Commercial | Ducted CEE Tier 1
212501413 | Central HP <5.4 tons | LENNOX | HRCU-A-CB (Split System: Heat Pump with Remote Outdoor Unit-Air-Source) | SL25XPV-024-230A** | ADP |  | LP36/37R9 | SL280UH090XV48B* | 22800 | 22 | 9.6 | 19800 | 19500 | 98.48% | 1.98 | 0 | 15 |  |  |  | No | R-410A | 1.9 | Residential & Commercial | Ducted CEE Tier 1
207454759 | Central HP <5.4 tons | LENNOX | HRCU-A-CB (Split System: Heat Pump with Remote Outdoor Unit-Air-Source) | SL25XPV-024-230A** | ADP |  | LH23/37W9 | EL296UH110XV48C* | 22200 | 21 | 9.3 | 19800 | 19800 | 100% | 1.9 | 14 | 14.5 |  |  |  | No | R-410A | 1.85 | Residential & Commercial | Ducted CEE Tier 1
207454792 | Central HP <5.4 tons | LENNOX | HRCU-A-CB (Split System: Heat Pump with Remote Outdoor Unit-Air-Source) | SL25XPV-024-230A** | ADP |  | L*19/36S9 | SL280UH070XV36A* | 22000 | 21 | 9.85 | 20000 | 20000 | 100% | 1.82 | 14 | 14 |  |  |  | No | R-410A | 1.8333 | Residential & Commercial | Ducted CEE Tier 1
213781072 | Central HP <5.4 tons | KEEPRITE | HRCU-A-CB (Split System: Heat Pump with Remote Outdoor Unit-Air-Source) | CVH837GKA2* |  |  | EA*4X42L21A*+WALLCON | *96CTN0801714B* | 31600 | 17 | 8.1 | 33000 | 24600 | 74.55% | 1.86 | 0 | 10.5 |  |  |  | No | R-410A | 2.6333 | Residential & Commercial | Ducted CEE Tier 1
213780842 | Central HP <5.4 tons | KEEPRITE | HRCU-A-CB (Split System: Heat Pump with Remote Outdoor Unit-Air-Source) | CVH837GKA2* |  |  | EA*4X36L21A*+WALLCON | *96CTN1002122B* | 31600 | 17 | 8.1 | 32800 | 24200 | 73.78% | 1.86 | 0 | 11 |  |  |  | No | R-410A | 2.6333 | Residential & Commercial | Ducted CEE Tier 1
206771068 | Central HP <5.4 tons | COMFORTMAKER | HRCU-A-CB (Split System: Heat Pump with Remote Outdoor Unit-Air-Source) | CVH837GKA2* |  |  | EA*4X36L21A*+WALLCON | *80CTL0902120A* | 31600 | 17 | 8.1 | 33200 | 24200 | 72.89% | 1.86 | 11 | 11 |  |  |  | No | R-410A | 2.6333 | Residential & Commercial | Ducted CEE Tier 1
206771149 | Central HP <5.4 tons | COMFORTMAKER | HRCU-A-CB (Split System: Heat Pump with Remote Outdoor Unit-Air-Source) | CVH837GKA2* |  |  | EA*4X36L21A*+WALLCON | *80CTL0901716A* | 31600 | 17.5 | 8.1 | 33000 | 24200 | 73.33% | 1.86 | 11.5 | 11.5 |  |  |  | No | R-410A | 2.6333 | Residential & Commercial | Ducted CEE Tier 1
214731178 | Central HP <5.4 tons | BRYANT HEATING AND COOLING SYSTEMS | HRCU-A-CB (Split System: Heat Pump with Remote Outdoor Unit-Air-Source) | 38MURAQ24AB3* | ADP |  | H,PG35936 | 926TC48060V17*** | 24000 | 16 | 9 | 24400 | 22800 | 93.44% | 1.92 | 0 | 10.5 |  |  |  | No | R-410A | 2 | Residential & Commercial | Ducted CEE Tier 1
215318806 | Central HP <5.4 tons | PAYNE | HRCU-A-CB (Split System: Heat Pump with Remote Outdoor Unit-Air-Source) | 37MUHAQ30AA3 |  |  | 45MUAAQ30XX3 |  | 30000 | 16.9 | 10 | 34000 | 32600 | 95.88% | 1.96 | 0 | 11.7 |  |  |  | No | R-454B | 2.5 | Residential & Commercial | Ducted CEE Tier 1
215318974 | Central HP <5.4 tons | HEIL | HRCU-A-CB (Split System: Heat Pump with Remote Outdoor Unit-Air-Source) | D5CUHAH30AAK |  |  | D5FUAAH30XAK |  | 30000 | 16.9 | 10 | 34000 | 32600 | 95.88% | 1.96 | 0 | 11.7 |  |  |  | No | R-454B | 2.5 | Residential & Commercial | Ducted CEE Tier 1
212500032 | Central HP <5.4 tons | LENNOX | HRCU-A-CB (Split System: Heat Pump with Remote Outdoor Unit-Air-Source) | EL22XPV-024-230A** | ADP |  | LP36/37R9 | ML296UH045XV36B* | 23600 | 20 | 8.5 | 21600 | 15200 | 70.37% | 1.88 | 0 | 13 |  |  |  | No | R-410A | 1.9667 | Residential & Commercial | Ducted CEE Tier 1
212500136 | Central HP <5.4 tons | LENNOX | HRCU-A-CB (Split System: Heat Pump with Remote Outdoor Unit-Air-Source) | EL22XPV-024-230A** | ADP |  | LH29/36F9 | SL297UH040NV36B* | 23800 | 21 | 8.5 | 22000 | 15400 | 70% | 1.92 | 0 | 13.5 |  |  |  | No | R-410A | 1.9833 | Residential & Commercial | Ducted CEE Tier 1
213781232 | Central HP <5.4 tons | KEEPRITE | HRCU-A-CB (Split System: Heat Pump with Remote Outdoor Unit-Air-Source) | CVH837GKA2* |  |  | EA*4X43L21A*+WALLCON | *97CMN0801714B* | 32800 | 17 | 8.1 | 33000 | 25200 | 76.36% | 1.96 | 0 | 11 |  |  |  | No | R-410A | 2.7333 | Residential & Commercial | Ducted CEE Tier 1
206771347 | Central HP <5.4 tons | COMFORTMAKER | HRCU-A-CB (Split System: Heat Pump with Remote Outdoor Unit-Air-Source) | CVH837GKA2* |  |  | EA*4X37L21A*+WALLCON | *96CTN1002122A* | 33000 | 17.5 | 8.5 | 33000 | 25200 | 76.36% | 2 | 12 | 11.7 |  |  |  | No | R-410A | 2.75 | Residential & Commercial | Ducted CEE Tier 1
214395066 | Central HP <5.4 tons | KEEPRITE | HRCU-A-CB (Split System: Heat Pump with Remote Outdoor Unit-Air-Source) | DLCURAH18ABK |  |  | EN(A,D)4X24L17** | *96MSN0601716A* | 17500 | 15.5 | 8.5 | 18500 | 19000 | 102.7% | 2.28 | 0 | 10.5 |  |  |  | No | R-410A | 1.4583 | Residential & Commercial | Ducted CEE Tier 1
215912232 | Central HP <5.4 tons | CHAMPION HEATING AND COOLING | HRCU-A-CB (Split System: Heat Pump with Remote Outdoor Unit-Air-Source) | HH824E2S11 |  |  | CTM36B5ADS1 | TM9Y060B12MP11 | 23000 | 17 | 9 | 23000 | 18000 | 78.26% | 2 | 0 | 12 |  |  |  | No | R-454B | 1.9167 | Residential & Commercial | Ducted CEE Tier 1
215912239 | Central HP <5.4 tons | CHAMPION HEATING AND COOLING | HRCU-A-CB (Split System: Heat Pump with Remote Outdoor Unit-Air-Source) | HH824E2S11 |  |  | CTM36B5ADS1 | TM9E060B12MP12 | 23000 | 17 | 9 | 23000 | 18400 | 80% | 2 | 0 | 12 |  |  |  | No | R-454B | 1.9167 | Residential & Commercial | Ducted CEE Tier 1
214649811 | Central HP <5.4 tons | CHAMPION HEATING AND COOLING | HRCU-A-CB (Split System: Heat Pump with Remote Outdoor Unit-Air-Source) | HH824E2S11 |  |  | CTU30B5XCS1+TXV | TM8E080B12MP11 | 23000 | 17 | 9.5 | 23000 | 18400 | 80% | 2 | 0 | 12 |  |  |  | No | R-454B | 1.9167 | Residential & Commercial | Ducted CEE Tier 1
213362770 | Central HP <5.4 tons | COLEMAN | HRCU-A-CB (Split System: Heat Pump with Remote Outdoor Unit-Air-Source) | HMH72B341 | ADP |  | H,YG9J936 | TMLE040A12MP11 | 32800 | 18 | 8.1 | 31800 | 23000 | 72.33% | 2.04 | 0 | 10 |  |  |  | No | R-410A | 2.7333 | Residential & Commercial | Ducted CEE Tier 1
214312418 | Central HP <5.4 tons | FRIEDRICH | HRCU-A-C (Split System: Heat Pump with Remote Outdoor Unit with No Indoor Fan --Air Source) | WFPU18Z363C | ADP |  | H,RG34936+TD |  | 29000 | 15.2 | 9.35 | 28400 | 23800 | 83.8% | 2.06 | 0 | 11 |  |  |  | No | R-410A | 2.4167 | Residential & Commercial | Ducted CEE Tier 1
214312419 | Central HP <5.4 tons | FRIEDRICH | HRCU-A-C (Split System: Heat Pump with Remote Outdoor Unit with No Indoor Fan --Air Source) | WFPU18Z363C | ADP |  | H,RG37936+TD |  | 29800 | 15.5 | 9.4 | 28400 | 23800 | 83.8% | 2.08 | 0 | 11.3 |  |  |  | No | R-410A | 2.4833 | Residential & Commercial | Ducted CEE Tier 1
212603220 | Central HP <5.4 tons | DAY & NIGHT | HRCU-A-CB (Split System: Heat Pump with Remote Outdoor Unit-Air-Source) | DLCURAH24ABK | ADP |  | FG80936 | *96VTN0401712A* | 23400 | 16 | 8.5 | 24200 | 23200 | 95.87% | 1.94 | 0 | 10 |  |  |  | No | R-410A | 1.95 | Residential & Commercial | Ducted CEE Tier 1
212984055 | Central HP <5.4 tons | DAY & NIGHT | HRCU-A-CB (Split System: Heat Pump with Remote Outdoor Unit-Air-Source) | DLCURAH24ABK |  |  | EA*4X30L17A* | *92MSN0601714A* | 23600 | 17 | 8.5 | 26400 | 24600 | 93.18% | 2.04 | 0 | 10 |  |  |  | No | R-410A | 1.9667 | Residential & Commercial | Ducted CEE Tier 1
212984607 | Central HP <5.4 tons | DAY & NIGHT | HRCU-A-CB (Split System: Heat Pump with Remote Outdoor Unit-Air-Source) | DLCURAH24ABK |  |  | EA*4X36L17A* | *92MSN0801716A* | 23600 | 17.5 | 8.5 | 26200 | 24000 | 91.6% | 2 | 0 | 10 |  |  |  | No | R-410A | 1.9667 | Residential & Commercial | Ducted CEE Tier 1
212984691 | Central HP <5.4 tons | DAY & NIGHT | HRCU-A-CB (Split System: Heat Pump with Remote Outdoor Unit-Air-Source) | DLCURAH24ABK |  |  | EN(A,D)4X36L21** | *92MSN0801716A* | 23600 | 17.5 | 8.5 | 26200 | 24600 | 93.89% | 2.04 | 0 | 10.5 |  |  |  | No | R-410A | 1.9667 | Residential & Commercial | Ducted CEE Tier 1
213779413 | Central HP <5.4 tons | KENMORE | HRCU-A-CB (Split System: Heat Pump with Remote Outdoor Unit-Air-Source) | (C,H,T)VH837GKA** |  |  | EA*4X48L21A*+WALLCON | *80CTL1102120B* | 32400 | 17 | 8.1 | 32400 | 24800 | 76.54% | 1.98 | 0 | 11 |  |  |  | No | R-410A | 2.7 | Residential & Commercial | Ducted CEE Tier 1
213779313 | Central HP <5.4 tons | KENMORE | HRCU-A-CB (Split System: Heat Pump with Remote Outdoor Unit-Air-Source) | (C,H,T)VH837GKA** |  |  | EA*4X43L21A*+WALLCON | *97CMN0601714B* | 32600 | 16.5 | 8.1 | 33000 | 25400 | 76.97% | 1.94 | 0 | 11 |  |  |  | No | R-410A | 2.7167 | Residential & Commercial | Ducted CEE Tier 1
215318971 | Central HP <5.4 tons | HEIL | HRCU-A-CB (Split System: Heat Pump with Remote Outdoor Unit-Air-Source) | D5CUHAH18AAK |  |  | D5FUAAH18XAK |  | 18000 | 19 | 9.8 | 19000 | 18000 | 94.74% | 2 | 0 | 12.5 |  |  |  | No | R-454B | 1.5 | Residential & Commercial | Ducted CEE Tier 1
213773403 | Central HP <5.4 tons | KENMORE | HRCU-A-CB (Split System: Heat Pump with Remote Outdoor Unit-Air-Source) | (C,H,T)VH825GKA3* |  |  | EA*4X42L21A*+WALLCON | *80CTL0901716B* | 23800 | 16.5 | 8.1 | 21400 | 16600 | 77.57% | 1.96 | 0 | 10.5 |  |  |  | No | R-410A | 1.9833 | Residential & Commercial | Ducted CEE Tier 1
214053823 | Central HP <5.4 tons | BOSCH | HRCU-A-CB (Split System: Heat Pump with Remote Outdoor Unit-Air-Source) | BOVD-36HDN1-M20G |  |  | BVA-24WN1-M20 |  | 24000 | 20 | 9.5 | 24000 | 17600 | 73.33% | 2 | 14 | 13 |  |  |  | No | R-410A | 2 | Residential & Commercial | Ducted CEE Tier 1
212603086 | Central HP <5.4 tons | DAY & NIGHT | HRCU-A-CB (Split System: Heat Pump with Remote Outdoor Unit-Air-Source) | DLCURAH18ABK | ADP |  | FG80936 | *80ESU0401712A* | 18500 | 17 | 8.5 | 17300 | 17000 | 98.27% | 2.14 | 0 | 10.5 |  |  |  | No | R-410A | 1.5417 | Residential & Commercial | Ducted CEE Tier 1
216014852 | Central HP <5.4 tons | HAXXAIR | HRCU-A-CB (Split System: Heat Pump with Remote Outdoor Unit-Air-Source) | HVHDZ-48V2D |  |  | HAHDZ-48V2D |  | 48000 | 19 | 9 | 48000 | 37000 | 77.08% | 2.52 | 0 | 12 |  |  |  | No | R-454B | 4 | Residential & Commercial | Ducted CEE Tier 1
212986277 | Central HP <5.4 tons | DAY & NIGHT | HRCU-A-CB (Split System: Heat Pump with Remote Outdoor Unit-Air-Source) | DLCURAH18ABK |  |  | EA*4X19L17A* | *96MSN0401410A* | 17900 | 16 | 8.5 | 18000 | 17800 | 98.89% | 2.14 | 0 | 10.5 |  |  |  | No | R-410A | 1.4917 | Residential & Commercial | Ducted CEE Tier 1
215318982 | Central HP <5.4 tons | HEIL | HRCU-A-CB (Split System: Heat Pump with Remote Outdoor Unit-Air-Source) | D5CURAH36AAK |  |  | D5FUAAH36XAK |  | 36000 | 16.2 | 8.7 | 36000 | 27000 | 75% | 2 | 0 | 10 |  |  |  | No | R-454B | 3 | Residential & Commercial | Ducted CEE Tier 1
213781452 | Central HP <5.4 tons | KEEPRITE | HRCU-A-CB (Split System: Heat Pump with Remote Outdoor Unit-Air-Source) | CVH837GKA2* |  |  | EA*4X48L24A*+WALLCON | *96CTN1002122B* | 32400 | 17 | 8.5 | 32200 | 24800 | 77.02% | 1.98 | 0 | 11 |  |  |  | No | R-410A | 2.7 | Residential & Commercial | Ducted CEE Tier 1
212499723 | Central HP <5.4 tons | LENNOX | HRCU-A-CB (Split System: Heat Pump with Remote Outdoor Unit-Air-Source) | EL22XPV-024-230A** | ADP |  | L*18/36T9 | EL280UH070XE36A* | 24000 | 21 | 8.5 | 22000 | 15400 | 70% | 1.92 | 0 | 13.5 |  |  |  | No | R-410A | 2 | Residential & Commercial | Ducted CEE Tier 1
212499808 | Central HP <5.4 tons | LENNOX | HRCU-A-CB (Split System: Heat Pump with Remote Outdoor Unit-Air-Source) | EL22XPV-024-230A** | ADP |  | LP25/36R9 | ML180UH030V36A* | 23600 | 21 | 8.5 | 21400 | 15000 | 70.09% | 1.88 | 0 | 13.5 |  |  |  | No | R-410A | 1.9667 | Residential & Commercial | Ducted CEE Tier 1
215318817 | Central HP <5.4 tons | PAYNE | HRCU-A-CB (Split System: Heat Pump with Remote Outdoor Unit-Air-Source) | 37MUHAQ18AA3 |  |  | 45MUHAQ24XX3 |  | 18000 | 19 | 10.2 | 18000 | 18600 | 103.3% | 2.12 | 0 | 12.5 |  |  |  | No | R-454B | 1.5 | Residential & Commercial | Ducted CEE Tier 1
212499824 | Central HP <5.4 tons | LENNOX | HRCU-A-CB (Split System: Heat Pump with Remote Outdoor Unit-Air-Source) | EL22XPV-024-230A** | ADP |  | LH18/36D9 | ML180UH045V36A* | 23600 | 21 | 8.45 | 21400 | 15000 | 70.09% | 1.88 | 0 | 13.5 |  |  |  | No | R-410A | 1.9667 | Residential & Commercial | Ducted CEE Tier 1
212500027 | Central HP <5.4 tons | LENNOX | HRCU-A-CB (Split System: Heat Pump with Remote Outdoor Unit-Air-Source) | EL22XPV-024-230A** | ADP |  | L*19/36U9 | ML196UH070XE48B* | 24000 | 16 | 8.2 | 22400 | 15700 | 70.09% | 1.88 | 0 | 12.5 |  |  |  | No | R-410A | 2 | Residential & Commercial | Ducted CEE Tier 1
212500041 | Central HP <5.4 tons | LENNOX | HRCU-A-CB (Split System: Heat Pump with Remote Outdoor Unit-Air-Source) | EL22XPV-024-230A** | ADP |  | LP29/36X9 | ML296UH045XV36B* | 23600 | 20 | 8.5 | 21600 | 15200 | 70.37% | 1.88 | 0 | 13 |  |  |  | No | R-410A | 1.9667 | Residential & Commercial | Ducted CEE Tier 1
212982716 | Central HP <5.4 tons | KEEPRITE | HRCU-A-CB (Split System: Heat Pump with Remote Outdoor Unit-Air-Source) | DLCURAH24ABK |  |  | EA*4X37L21A* | *80MSU0601716A* | 24200 | 17.5 | 8.5 | 24800 | 21400 | 86.29% | 1.8 | 0 | 10.5 |  |  |  | No | R-410A | 2.0167 | Residential & Commercial | Ducted CEE Tier 1
212982296 | Central HP <5.4 tons | KEEPRITE | HRCU-A-CB (Split System: Heat Pump with Remote Outdoor Unit-Air-Source) | DLCURAH24ABK |  |  | EA*4X36L21A* | *80MSU0401712A* | 23600 | 17 | 8.5 | 25800 | 23200 | 89.92% | 1.94 | 0 | 10 |  |  |  | No | R-410A | 1.9667 | Residential & Commercial | Ducted CEE Tier 1
212981696 | Central HP <5.4 tons | KEEPRITE | HRCU-A-CB (Split System: Heat Pump with Remote Outdoor Unit-Air-Source) | DLCURAH24ABK |  |  | EA*4X24L17A* | *80MSU1002120A* | 23400 | 16.5 | 8.5 | 27000 | 25800 | 95.56% | 2.16 | 0 | 10 |  |  |  | No | R-410A | 1.95 | Residential & Commercial | Ducted CEE Tier 1
212985759 | Central HP <5.4 tons | DAY & NIGHT | HRCU-A-CB (Split System: Heat Pump with Remote Outdoor Unit-Air-Source) | DLCURAH24ABK |  |  | EA*4X24L14A* | *96MSN0261410A* | 23200 | 16.5 | 8.5 | 27000 | 26400 | 97.78% | 2.2 | 0 | 10 |  |  |  | No | R-410A | 1.9333 | Residential & Commercial | Ducted CEE Tier 1
212986913 | Central HP <5.4 tons | DAY & NIGHT | HRCU-A-CB (Split System: Heat Pump with Remote Outdoor Unit-Air-Source) | DLCURAH24ABK |  |  | EA*4X36L17A* | *96MSN0601412A* | 23600 | 16.5 | 8.5 | 26200 | 23800 | 90.84% | 1.98 | 0 | 10 |  |  |  | No | R-410A | 1.9667 | Residential & Commercial | Ducted CEE Tier 1
212989171 | Central HP <5.4 tons | DAY & NIGHT | HRCU-A-CB (Split System: Heat Pump with Remote Outdoor Unit-Air-Source) | DLCURAH24ABK |  |  | EA*4X36L17A* | *95MSU0601716A* | 23600 | 17 | 8.5 | 26200 | 24000 | 91.6% | 1.98 | 0 | 10 |  |  |  | No | R-410A | 1.9667 | Residential & Commercial | Ducted CEE Tier 1
211230664 | Central HP <5.4 tons | DAY & NIGHT | HRCU-A-CB (Split System: Heat Pump with Remote Outdoor Unit-Air-Source) | DLCURAH36ABK |  |  | EN(A,D)4X48L24** | *95ESN1002122A* | 37600 | 15.5 | 8.5 | 39500 | 35000 | 88.61% | 2.08 | 0 | 10.5 |  |  |  | No | R-410A | 3.1333 | Residential & Commercial | Ducted CEE Tier 1
213372224 | Central HP <5.4 tons | PAYNE | HRCU-A-C (Split System: Heat Pump with Remote Outdoor Unit with No Indoor Fan --Air Source) | 38MURAQ36AB3 |  |  | 40MULAQ36XBX + CI |  | 35000 | 15.5 | 8.6 | 38000 | 31600 | 83.16% | 1.85 | 0 | 10 |  |  |  | No | R-410A | 2.9167 | Residential & Commercial | Ducted CEE Tier 1
213780902 | Central HP <5.4 tons | KEEPRITE | HRCU-A-CB (Split System: Heat Pump with Remote Outdoor Unit-Air-Source) | CVH837GKA2* |  |  | EA*4X37L21A*+WALLCON | *95CSU0601716B* | 32800 | 17 | 8.5 | 33000 | 25200 | 76.36% | 1.96 | 0 | 11 |  |  |  | No | R-410A | 2.7333 | Residential & Commercial | Ducted CEE Tier 1
213603966 | Central HP <5.4 tons | PAYNE | HRCU-A-C (Split System: Heat Pump with Remote Outdoor Unit with No Indoor Fan --Air Source) | 38MURAQ36AB3 |  |  | 40MULAQ36XCX + CI |  | 35000 | 15.2 | 10 | 39000 | 32000 | 82.05% | 2 | 10.2 | 10 |  |  |  | No | R-410A | 2.9167 | Residential & Commercial | Ducted CEE Tier 1
213779524 | Central HP <5.4 tons | TEMPSTAR | HRCU-A-CB (Split System: Heat Pump with Remote Outdoor Unit-Air-Source) | TVH837GKA** |  |  | EA*4X48L24A*+WALLCON | *97CMN1002122B* | 32400 | 17 | 8.5 | 32200 | 24800 | 77.02% | 1.98 | 0 | 11 |  |  |  | No | R-410A | 2.7 | Residential & Commercial | Ducted CEE Tier 1
213779624 | Central HP <5.4 tons | TEMPSTAR | HRCU-A-CB (Split System: Heat Pump with Remote Outdoor Unit-Air-Source) | TVH837GKA** |  |  | EA*4X60L24A*+WALLCON | *96CTN1202422B* | 32800 | 17.5 | 8.1 | 31800 | 24600 | 77.36% | 1.98 | 0 | 11.5 |  |  |  | No | R-410A | 2.7333 | Residential & Commercial | Ducted CEE Tier 1
211259709 | Central HP <5.4 tons | DAY & NIGHT | HRCU-A-CB (Split System: Heat Pump with Remote Outdoor Unit-Air-Source) | DLCURAH18ABK |  |  | EA*4X19L17A* | *80VSL0451716A* | 18100 | 16 | 8.5 | 18100 | 17700 | 97.79% | 2.14 | 0 | 10.5 |  |  |  | No | R-410A | 1.5083 | Residential & Commercial | Ducted CEE Tier 1
212986361 | Central HP <5.4 tons | DAY & NIGHT | HRCU-A-CB (Split System: Heat Pump with Remote Outdoor Unit-Air-Source) | DLCURAH18ABK |  |  | EN(A,D)4X24L17** | *96MSN0401410A* | 17400 | 15.5 | 8.5 | 18500 | 19200 | 103.8% | 2.3 | 0 | 10.5 |  |  |  | No | R-410A | 1.45 | Residential & Commercial | Ducted CEE Tier 1
212986697 | Central HP <5.4 tons | DAY & NIGHT | HRCU-A-CB (Split System: Heat Pump with Remote Outdoor Unit-Air-Source) | DLCURAH18ABK |  |  | EA*4X30L17A* | *96MSN0401712A* | 17300 | 15.5 | 8.5 | 18100 | 18800 | 103.9% | 2.24 | 0 | 10 |  |  |  | No | R-410A | 1.4417 | Residential & Commercial | Ducted CEE Tier 1
212987033 | Central HP <5.4 tons | DAY & NIGHT | HRCU-A-CB (Split System: Heat Pump with Remote Outdoor Unit-Air-Source) | DLCURAH18ABK |  |  | EA*4X30L17A* | *96MSN0601412A* | 17500 | 16.5 | 8.5 | 18100 | 18700 | 103.3% | 2.26 | 0 | 10.5 |  |  |  | No | R-410A | 1.4583 | Residential & Commercial | Ducted CEE Tier 1
212988835 | Central HP <5.4 tons | DAY & NIGHT | HRCU-A-CB (Split System: Heat Pump with Remote Outdoor Unit-Air-Source) | DLCURAH18ABK |  |  | EN(A,D)4X30L17** | *95MSU0401712A* | 17500 | 16 | 8.1 | 18000 | 18700 | 103.9% | 2.24 | 0 | 11 |  |  |  | No | R-410A | 1.4583 | Residential & Commercial | Ducted CEE Tier 1
211260594 | Central HP <5.4 tons | DAY & NIGHT | HRCU-A-CB (Split System: Heat Pump with Remote Outdoor Unit-Air-Source) | DLCURAH18ABK |  |  | EA*4X24L17A* | *92ESN0601714A* | 17700 | 16.5 | 8.5 | 18500 | 19100 | 103.2% | 2.3 | 0 | 10.5 |  |  |  | No | R-410A | 1.475 | Residential & Commercial | Ducted CEE Tier 1
212989255 | Central HP <5.4 tons | DAY & NIGHT | HRCU-A-CB (Split System: Heat Pump with Remote Outdoor Unit-Air-Source) | DLCURAH24ABK |  |  | EN(A,D)4X36L21** | *95MSU0601716A* | 23600 | 17 | 8.5 | 26400 | 24400 | 92.42% | 2.02 | 0 | 10.5 |  |  |  | No | R-410A | 1.9667 | Residential & Commercial | Ducted CEE Tier 1
212982344 | Central HP <5.4 tons | KEEPRITE | HRCU-A-CB (Split System: Heat Pump with Remote Outdoor Unit-Air-Source) | DLCURAH24ABK |  |  | EN(A,D)4X30L17** | *80MSU0401712A* | 23800 | 16.5 | 8.5 | 25800 | 23800 | 92.25% | 1.98 | 0 | 10.5 |  |  |  | No | R-410A | 1.9833 | Residential & Commercial | Ducted CEE Tier 1
211241115 | Central HP <5.4 tons | DAY & NIGHT | HRCU-A-CB (Split System: Heat Pump with Remote Outdoor Unit-Air-Source) | DLCURAH24ABK |  |  | EA*4X25L17A* | *92ESN0601412A* | 24000 | 17 | 8.1 | 25000 | 21800 | 87.2% | 1.82 | 0 | 10 |  |  |  | No | R-410A | 2 | Residential & Commercial | Ducted CEE Tier 1
211241204 | Central HP <5.4 tons | DAY & NIGHT | HRCU-A-CB (Split System: Heat Pump with Remote Outdoor Unit-Air-Source) | DLCURAH24ABK |  |  | EA*4X25L17A* | *80ESU0601716A | 25600 | 17 | 8.5 | 26000 | 20600 | 79.23% | 1.76 | 0 | 10.5 |  |  |  | No | R-410A | 2.1333 | Residential & Commercial | Ducted CEE Tier 1
212989603 | Central HP <5.4 tons | DAY & NIGHT | HRCU-A-CB (Split System: Heat Pump with Remote Outdoor Unit-Air-Source) | DLCURAH24ABK |  |  | EA*4X36L21A* | *95MSU0802120A* | 23600 | 17 | 8.5 | 26200 | 23800 | 90.84% | 1.98 | 0 | 10 |  |  |  | No | R-410A | 1.9667 | Residential & Commercial | Ducted CEE Tier 1
213779694 | Central HP <5.4 tons | TEMPSTAR | HRCU-A-CB (Split System: Heat Pump with Remote Outdoor Unit-Air-Source) | TVH837GKA** |  |  | EA*4X61L21A*+WALLCON | *97CMN0601714B* | 33000 | 17 | 8.1 | 32200 | 25200 | 78.26% | 1.94 | 0 | 11 |  |  |  | No | R-410A | 2.75 | Residential & Commercial | Ducted CEE Tier 1
213780264 | Central HP <5.4 tons | TEMPSTAR | HRCU-A-CB (Split System: Heat Pump with Remote Outdoor Unit-Air-Source) | TVH837GKA** |  |  | EHD4X48AAL+WALLCON | *96CTN0601714B* | 32400 | 16 | 8.1 | 33000 | 25200 | 76.36% | 1.94 | 0 | 10.5 |  |  |  | No | R-410A | 2.7 | Residential & Commercial | Ducted CEE Tier 1
206771428 | Central HP <5.4 tons | COMFORTMAKER | HRCU-A-CB (Split System: Heat Pump with Remote Outdoor Unit-Air-Source) | CVH837GKA2* |  |  | EA*4X42L21A*+WALLCON | *96CTN0801714A* | 31600 | 17 | 8.1 | 33400 | 24800 | 74.25% | 1.86 | 11.5 | 11 |  |  |  | No | R-410A | 2.6333 | Residential & Commercial | Ducted CEE Tier 1
206771545 | Central HP <5.4 tons | COMFORTMAKER | HRCU-A-CB (Split System: Heat Pump with Remote Outdoor Unit-Air-Source) | CVH837GKA2* |  |  | EA*4X42L24A*+WALLCON | *96CTN1202422A* | 31800 | 17.5 | 8.1 | 33000 | 24400 | 73.94% | 1.9 | 11 | 11.5 |  |  |  | No | R-410A | 2.65 | Residential & Commercial | Ducted CEE Tier 1
213076841 | Central HP <5.4 tons | DAY & NIGHT | HRCU-A-CB (Split System: Heat Pump with Remote Outdoor Unit-Air-Source) | DLCURAH36ABK |  |  | EN(A,D,W)4X48L21** | *80VTL1102122B* | 36400 | 16.5 | 8.1 | 38500 | 35000 | 90.91% | 2.02 | 0 | 10.5 |  |  |  | No | R-410A | 3.0333 | Residential & Commercial | Ducted CEE Tier 1
213077240 | Central HP <5.4 tons | DAY & NIGHT | HRCU-A-CB (Split System: Heat Pump with Remote Outdoor Unit-Air-Source) | DLCURAH36ABK |  |  | EA*4X42L24A* | *96VSN1202422B* | 35400 | 16 | 8.1 | 38500 | 35000 | 90.91% | 1.9 | 0 | 10 |  |  |  | No | R-410A | 2.95 | Residential & Commercial | Ducted CEE Tier 1
213077442 | Central HP <5.4 tons | DAY & NIGHT | HRCU-A-CB (Split System: Heat Pump with Remote Outdoor Unit-Air-Source) | DLCURAH36ABK |  |  | END4X42L17** | *96VTN0801716B* | 35800 | 15.5 | 8.1 | 39000 | 35200 | 90.26% | 1.96 | 0 | 10 |  |  |  | No | R-410A | 2.9833 | Residential & Commercial | Ducted CEE Tier 1
214053813 | Central HP <5.4 tons | BOSCH | HRCU-A-CB (Split System: Heat Pump with Remote Outdoor Unit-Air-Source) | BOVC-36HDN1-M20G |  |  | BMAC3036BNTD | BGH96M080B3B | 33600 | 17.5 | 9 | 34200 | 24000 | 70.18% | 1.88 | 0 | 11 |  |  |  | No | R-410A | 2.8 | Residential & Commercial | Ducted CEE Tier 1
214573019 | Central HP <5.4 tons | BRYANT HEATING AND COOLING SYSTEMS | HRCU-A-CB (Split System: Heat Pump with Remote Outdoor Unit-Air-Source) | 288BNV037*0**A* |  |  | CAP**6124AL*+UI | 935CB60080C21*** | 33200 | 17.5 | 8.5 | 32000 | 24800 | 77.5% | 2 | 0 | 11.5 |  |  |  | No | R-410A | 2.7667 | Residential & Commercial | Ducted CEE Tier 1
206133761 | Central HP <5.4 tons | COMFORTMAKER | HRCU-A-CB (Split System: Heat Pump with Remote Outdoor Unit-Air-Source) | CVH825GKA2* |  |  | EA*4X36L17A*+WALLCON | *95CSU0601716A* | 23400 | 16.5 | 8.1 | 21600 | 16800 | 77.78% | 1.92 | 11 | 10.5 |  |  |  | No | R-410A | 1.95 | Residential & Commercial | Ducted CEE Tier 1
204456386 | Central HP <5.4 tons | COMFORTMAKER | HRCU-A-CB (Split System: Heat Pump with Remote Outdoor Unit-Air-Source) | CVH825GKA2* |  |  | EA*4X24L17A*+WALLCON | *96CTN0601714A* | 23200 | 16 | 8.1 | 22000 | 16900 | 76.82% | 1.88 | 11 | 10.5 |  |  |  | No | R-410A | 1.9333 | Residential & Commercial | Ducted CEE Tier 1
204456620 | Central HP <5.4 tons | COMFORTMAKER | HRCU-A-CB (Split System: Heat Pump with Remote Outdoor Unit-Air-Source) | CVH825GKA2* |  |  | EA*4X36L17A*+WALLCON | *96CTN0801714A* | 23600 | 16.5 | 8.1 | 21600 | 16700 | 77.31% | 1.92 | 11.5 | 10.5 |  |  |  | No | R-410A | 1.9667 | Residential & Commercial | Ducted CEE Tier 1
204456647 | Central HP <5.4 tons | COMFORTMAKER | HRCU-A-CB (Split System: Heat Pump with Remote Outdoor Unit-Air-Source) | CVH825GKA2* |  |  | EA*4X36L17A*+WALLCON | *80CTL0701412A* | 23600 | 17 | 8.1 | 21400 | 16600 | 77.57% | 1.94 | 11 | 11 |  |  |  | No | R-410A | 1.9667 | Residential & Commercial | Ducted CEE Tier 1
214728398 | Central HP <5.4 tons | COLEMAN | HRCU-A-CB (Split System: Heat Pump with Remote Outdoor Unit-Air-Source) | HH836E2S11 |  |  | CTU36B5XDS1+TXV | CP9C060B12MP13 | 33000 | 17 | 8.5 | 31000 | 25200 | 81.29% | 2 | 0 | 11 |  |  |  | No | R-454B | 2.75 | Residential & Commercial | Ducted CEE Tier 1
207826601 | Central HP <5.4 tons | HEIL | HRCU-A-CB (Split System: Heat Pump with Remote Outdoor Unit-Air-Source) | DLCSRBH18AAK |  |  | DLFSABH18XBK |  | 18000 | 17.6 | 9.6 | 19000 | 17000 | 89.47% | 2 | 12.5 | 11.7 |  |  |  | No | R-410A | 1.5 | Residential & Commercial | Ducted CEE Tier 1
213781254 | Central HP <5.4 tons | TEMPSTAR | HRCU-A-CB (Split System: Heat Pump with Remote Outdoor Unit-Air-Source) | TVH837GKA2* |  |  | EA*4X43L21A*+WALLCON | *96CTN0601714B* | 32800 | 17 | 8.1 | 33000 | 25400 | 76.97% | 1.96 | 0 | 11 |  |  |  | No | R-410A | 2.7333 | Residential & Commercial | Ducted CEE Tier 1
213781304 | Central HP <5.4 tons | TEMPSTAR | HRCU-A-CB (Split System: Heat Pump with Remote Outdoor Unit-Air-Source) | TVH837GKA2* |  |  | EA*4X48L21A*+WALLCON | *80CTL0901716B* | 32400 | 17 | 8.1 | 32600 | 25000 | 76.69% | 1.96 | 0 | 11 |  |  |  | No | R-410A | 2.7 | Residential & Commercial | Ducted CEE Tier 1
213781504 | Central HP <5.4 tons | TEMPSTAR | HRCU-A-CB (Split System: Heat Pump with Remote Outdoor Unit-Air-Source) | TVH837GKA2* |  |  | EA*4X60L24A*+WALLCON | *97CMN1002122B* | 32800 | 17.5 | 8.1 | 31800 | 24600 | 77.36% | 1.98 | 0 | 11.5 |  |  |  | No | R-410A | 2.7333 | Residential & Commercial | Ducted CEE Tier 1
214573778 | Central HP <5.4 tons | CARRIER | HRCU-A-CB (Split System: Heat Pump with Remote Outdoor Unit-Air-Source) | 25VNA837A*031* |  |  | CAP**4221AL*+UI | 59TN6C080C21**20 | 31800 | 17.5 | 8.5 | 32800 | 24400 | 74.39% | 1.9 | 0 | 11 |  |  |  | No | R-410A | 2.65 | Residential & Commercial | Ducted CEE Tier 1
214573898 | Central HP <5.4 tons | CARRIER | HRCU-A-CB (Split System: Heat Pump with Remote Outdoor Unit-Air-Source) | 25VNA837A*031* |  |  | CAP**4321AL*+UI | 59TN6C080C21**20 | 33000 | 18.5 | 8.5 | 32600 | 25000 | 76.69% | 2 | 0 | 11.5 |  |  |  | No | R-410A | 2.75 | Residential & Commercial | Ducted CEE Tier 1
215464998 | Central HP <5.4 tons | ARMSTRONG AIR | HRCU-A-CB (Split System: Heat Pump with Remote Outdoor Unit-Air-Source) | 4SHP18LX136P | ADP |  | H,A,DP13(1,2)36+TXV | A97DS2V070B16 | 23400 | 18 | 8.5 | 22400 | 16200 | 72.32% | 2.16 | 0 | 12 |  |  |  | No | R-410A | 1.95 | Residential & Commercial | Ducted CEE Tier 1
207172522 | Central HP <5.4 tons | DUCANE | HRCU-A-CB (Split System: Heat Pump with Remote Outdoor Unit-Air-Source) | 4HP18V36P | ADP |  | 48BP**+TXV | 80G1UH070BE12 | 24000 | 19 | 8.5 | 22400 | 18900 | 84.38% | 2.22 | 13 | 12 |  |  |  | No | R-410A | 2 | Residential & Commercial | Ducted CEE Tier 1
214442004 | Central HP <5.4 tons | BRYANT HEATING AND COOLING SYSTEMS | HRCU-A-CB (Split System: Heat Pump with Remote Outdoor Unit-Air-Source) | 288BNV037*0**A* | ADP |  | V,C36H***P439 | 88*TB36070C14*** | 32800 | 17 | 8.1 | 30800 | 24600 | 79.87% | 1.98 | 0 | 11 |  |  |  | No | R-410A | 2.7333 | Residential & Commercial | Ducted CEE Tier 1
214442007 | Central HP <5.4 tons | BRYANT HEATING AND COOLING SYSTEMS | HRCU-A-CB (Split System: Heat Pump with Remote Outdoor Unit-Air-Source) | 288BNV037*0**A* | ADP |  | V,C36H175P159 | 88*TB48090C17*** | 32000 | 18 | 8.5 | 31200 | 24400 | 78.21% | 1.96 | 0 | 11.5 |  |  |  | No | R-410A | 2.6667 | Residential & Commercial | Ducted CEE Tier 1
213780944 | Central HP <5.4 tons | TEMPSTAR | HRCU-A-CB (Split System: Heat Pump with Remote Outdoor Unit-Air-Source) | TVH837GKA2* |  |  | EA*4X37L21A*+WALLCON | *96CTN0601714B* | 32600 | 17 | 8.1 | 33000 | 25400 | 76.97% | 1.94 | 0 | 11 |  |  |  | No | R-410A | 2.7167 | Residential & Commercial | Ducted CEE Tier 1
213781144 | Central HP <5.4 tons | TEMPSTAR | HRCU-A-CB (Split System: Heat Pump with Remote Outdoor Unit-Air-Source) | TVH837GKA2* |  |  | EA*4X42L24A*+WALLCON | *96CTN1002122B* | 31800 | 17 | 8.1 | 33000 | 24200 | 73.33% | 1.88 | 0 | 11 |  |  |  | No | R-410A | 2.65 | Residential & Commercial | Ducted CEE Tier 1
213077726 | Central HP <5.4 tons | DAY & NIGHT | HRCU-A-CB (Split System: Heat Pump with Remote Outdoor Unit-Air-Source) | DLCURAH36ABK |  |  | EA*4X42L21A* | *96VTN1002122B* | 35400 | 16.5 | 8.1 | 38500 | 35000 | 90.91% | 1.88 | 0 | 10 |  |  |  | No | R-410A | 2.95 | Residential & Commercial | Ducted CEE Tier 1
213077810 | Central HP <5.4 tons | DAY & NIGHT | HRCU-A-CB (Split System: Heat Pump with Remote Outdoor Unit-Air-Source) | DLCURAH36ABK |  |  | EN(A,D)4X48L24** | *96VTN1202422B* | 35800 | 16.5 | 8.1 | 38500 | 35000 | 90.91% | 2 | 0 | 10 |  |  |  | No | R-410A | 2.9833 | Residential & Commercial | Ducted CEE Tier 1
211230764 | Central HP <5.4 tons | DAY & NIGHT | HRCU-A-CB (Split System: Heat Pump with Remote Outdoor Unit-Air-Source) | DLCURAH36ABK |  |  | EN(A,D)4X48L24** | *96VTN1002120A* | 36600 | 15.5 | 8.1 | 39500 | 35000 | 88.61% | 2.04 | 0 | 10 |  |  |  | No | R-410A | 3.05 | Residential & Commercial | Ducted CEE Tier 1
211230866 | Central HP <5.4 tons | DAY & NIGHT | HRCU-A-CB (Split System: Heat Pump with Remote Outdoor Unit-Air-Source) | DLCURAH36ABK |  |  | FM(C,U)4Z36**AL* |  | 36000 | 16.5 | 8.1 | 40000 | 35400 | 88.5% | 1.82 | 0 | 10 |  |  |  | No | R-410A | 3 | Residential & Commercial | Ducted CEE Tier 1
213078426 | Central HP <5.4 tons | DAY & NIGHT | HRCU-A-CB (Split System: Heat Pump with Remote Outdoor Unit-Air-Source) | DLCURAH36ABK |  |  | EA*4X42L24A* | *80MS(N,L)0902116A* | 35200 | 16.5 | 8.1 | 38500 | 35000 | 90.91% | 1.88 | 0 | 10 |  |  |  | No | R-410A | 2.9333 | Residential & Commercial | Ducted CEE Tier 1
213779564 | Central HP <5.4 tons | TEMPSTAR | HRCU-A-CB (Split System: Heat Pump with Remote Outdoor Unit-Air-Source) | TVH837GKA** |  |  | EA*4X60L24A*+WALLCON | *80CTL0902120B* | 32800 | 17.5 | 8.1 | 31800 | 24600 | 77.36% | 1.98 | 0 | 11.5 |  |  |  | No | R-410A | 2.7333 | Residential & Commercial | Ducted CEE Tier 1
213779734 | Central HP <5.4 tons | TEMPSTAR | HRCU-A-CB (Split System: Heat Pump with Remote Outdoor Unit-Air-Source) | TVH837GKA** |  |  | EA*4X61L21A*+WALLCON | *96CTN0801714B* | 33000 | 17 | 8.1 | 32000 | 25000 | 78.12% | 1.96 | 0 | 11 |  |  |  | No | R-410A | 2.75 | Residential & Commercial | Ducted CEE Tier 1
213780314 | Central HP <5.4 tons | TEMPSTAR | HRCU-A-CB (Split System: Heat Pump with Remote Outdoor Unit-Air-Source) | TVH837GKA** |  |  | EHD4X60AAL+WALLCON | *80CTL0701412B* | 32800 | 16.5 | 8.1 | 32400 | 25600 | 79.01% | 2 | 0 | 11 |  |  |  | No | R-410A | 2.7333 | Residential & Commercial | Ducted CEE Tier 1
213780414 | Central HP <5.4 tons | TEMPSTAR | HRCU-A-CB (Split System: Heat Pump with Remote Outdoor Unit-Air-Source) | TVH837GKA** |  |  | EHD4X60AAL+WALLCON | *97CMN1202422B* | 33000 | 16.5 | 8.1 | 32200 | 24800 | 77.02% | 2 | 0 | 11 |  |  |  | No | R-410A | 2.75 | Residential & Commercial | Ducted CEE Tier 1
213779084 | Central HP <5.4 tons | TEMPSTAR | HRCU-A-CB (Split System: Heat Pump with Remote Outdoor Unit-Air-Source) | TVH837GKA** |  |  | EA*4X42L21A*+WALLCON | *80CTL0901716B* | 31800 | 17 | 8.1 | 33000 | 24400 | 73.94% | 1.88 | 0 | 11 |  |  |  | No | R-410A | 2.65 | Residential & Commercial | Ducted CEE Tier 1
213779184 | Central HP <5.4 tons | TEMPSTAR | HRCU-A-CB (Split System: Heat Pump with Remote Outdoor Unit-Air-Source) | TVH837GKA** |  |  | EA*4X42L24A*+WALLCON | *80CTL0902120B* | 31800 | 17 | 8.1 | 32800 | 24200 | 73.78% | 1.88 | 0 | 11 |  |  |  | No | R-410A | 2.65 | Residential & Commercial | Ducted CEE Tier 1
213779404 | Central HP <5.4 tons | TEMPSTAR | HRCU-A-CB (Split System: Heat Pump with Remote Outdoor Unit-Air-Source) | TVH837GKA** |  |  | EA*4X48L21A*+WALLCON | *80CTL0902120B* | 32200 | 17 | 8.1 | 32600 | 24800 | 76.07% | 1.98 | 0 | 11 |  |  |  | No | R-410A | 2.6833 | Residential & Commercial | Ducted CEE Tier 1
213078793 | Central HP <5.4 tons | DAY & NIGHT | HRCU-A-CB (Split System: Heat Pump with Remote Outdoor Unit-Air-Source) | DLCURAH36ABK |  |  | EA*4X42L24A* | *80MS(N,L)1552420A* | 35600 | 16.5 | 8.1 | 38500 | 35000 | 90.91% | 1.9 | 0 | 10 |  |  |  | No | R-410A | 2.9667 | Residential & Commercial | Ducted CEE Tier 1
213079111 | Central HP <5.4 tons | DAY & NIGHT | HRCU-A-CB (Split System: Heat Pump with Remote Outdoor Unit-Air-Source) | DLCURAH36ABK |  |  | EA*4X42L21A* | *80MSU0601716A* | 35200 | 16.5 | 8.1 | 38500 | 35000 | 90.91% | 1.86 | 0 | 10 |  |  |  | No | R-410A | 2.9333 | Residential & Commercial | Ducted CEE Tier 1
213079831 | Central HP <5.4 tons | DAY & NIGHT | HRCU-A-CB (Split System: Heat Pump with Remote Outdoor Unit-Air-Source) | DLCURAH36ABK |  |  | EN(A,D)4X48L24** | *92MSN1002120A* | 36000 | 16.5 | 8.1 | 38500 | 34800 | 90.39% | 2 | 0 | 10.5 |  |  |  | No | R-410A | 3 | Residential & Commercial | Ducted CEE Tier 1
213079914 | Central HP <5.4 tons | DAY & NIGHT | HRCU-A-CB (Split System: Heat Pump with Remote Outdoor Unit-Air-Source) | DLCURAH36ABK |  |  | EN(A,D)4X48L24** | *92MSN1002122A* | 36000 | 16.5 | 8.1 | 38500 | 35000 | 90.91% | 2 | 0 | 10.5 |  |  |  | No | R-410A | 3 | Residential & Commercial | Ducted CEE Tier 1
213080033 | Central HP <5.4 tons | DAY & NIGHT | HRCU-A-CB (Split System: Heat Pump with Remote Outdoor Unit-Air-Source) | DLCURAH36ABK |  |  | EA*4X37L21A* | *96MSN0801716A* | 36400 | 15.5 | 8.5 | 38000 | 35000 | 92.11% | 2.06 | 0 | 10 |  |  |  | No | R-410A | 3.0333 | Residential & Commercial | Ducted CEE Tier 1
213080165 | Central HP <5.4 tons | DAY & NIGHT | HRCU-A-CB (Split System: Heat Pump with Remote Outdoor Unit-Air-Source) | DLCURAH36ABK |  |  | EA*4X42L21A* | *96MSN0802120A* | 35600 | 16 | 8.1 | 38500 | 35200 | 91.43% | 1.9 | 0 | 10 |  |  |  | No | R-410A | 2.9667 | Residential & Commercial | Ducted CEE Tier 1
211240643 | Central HP <5.4 tons | DAY & NIGHT | HRCU-A-CB (Split System: Heat Pump with Remote Outdoor Unit-Air-Source) | DLCURAH24ABK |  |  | EA*4X24L17A* | *80ES(N,L)0451712A* | 23800 | 16.5 | 8.5 | 26800 | 24200 | 90.3% | 2 | 0 | 10 |  |  |  | No | R-410A | 1.9833 | Residential & Commercial | Ducted CEE Tier 1
211240679 | Central HP <5.4 tons | DAY & NIGHT | HRCU-A-CB (Split System: Heat Pump with Remote Outdoor Unit-Air-Source) | DLCURAH24ABK |  |  | EA*4X24L17A* | *92ESN0601412A* | 23200 | 16.5 | 8.5 | 26400 | 25800 | 97.73% | 2.18 | 0 | 10 |  |  |  | No | R-410A | 1.9333 | Residential & Commercial | Ducted CEE Tier 1
213780452 | Central HP <5.4 tons | KEEPRITE | HRCU-A-CB (Split System: Heat Pump with Remote Outdoor Unit-Air-Source) | CVH837GKA** |  |  | EHD4X60AAL+WALLCON | *96CTN1202422B* | 33000 | 16.5 | 8.1 | 32200 | 24800 | 77.02% | 2 | 0 | 11.5 |  |  |  | No | R-410A | 2.75 | Residential & Commercial | Ducted CEE Tier 1
206135667 | Central HP <5.4 tons | COMFORTMAKER | HRCU-A-CB (Split System: Heat Pump with Remote Outdoor Unit-Air-Source) | CVH837GKA** |  |  | EA*4X37L21A*+WALLCON | *80CSU0601716A* | 32800 | 17 | 8.5 | 33000 | 25200 | 76.36% | 1.96 | 12 | 11 |  |  |  | No | R-410A | 2.7333 | Residential & Commercial | Ducted CEE Tier 1
206136019 | Central HP <5.4 tons | COMFORTMAKER | HRCU-A-CB (Split System: Heat Pump with Remote Outdoor Unit-Air-Source) | CVH837GKA** |  |  | EHD4X48AAL+WALLCON | *80CSU0601716A* | 32600 | 16.5 | 8.1 | 33200 | 25000 | 75.3% | 1.96 | 11.5 | 11 |  |  |  | No | R-410A | 2.7167 | Residential & Commercial | Ducted CEE Tier 1
212981744 | Central HP <5.4 tons | KEEPRITE | HRCU-A-CB (Split System: Heat Pump with Remote Outdoor Unit-Air-Source) | DLCURAH24ABK |  |  | EA*4X36L21A* | *80MSU1002120A* | 23600 | 17 | 8.5 | 26200 | 24000 | 91.6% | 2 | 0 | 10 |  |  |  | No | R-410A | 1.9667 | Residential & Commercial | Ducted CEE Tier 1
213772813 | Central HP <5.4 tons | KENMORE | HRCU-A-CB (Split System: Heat Pump with Remote Outdoor Unit-Air-Source) | (C,H,T)VH825GKA3* |  |  | EA*4X25L17A*+WALLCON | *96CTN0801714B* | 24200 | 16.5 | 8.1 | 21400 | 16600 | 77.57% | 2 | 0 | 11 |  |  |  | No | R-410A | 2.0167 | Residential & Commercial | Ducted CEE Tier 1
214052502 | Central HP <5.4 tons | LENNOX | HRCU-A-CB (Split System: Heat Pump with Remote Outdoor Unit-Air-Source) | EL22XPV-024-230A** | ADP |  | HG80936 | ML296UH045XV36B* | 23600 | 20 | 8.5 | 21600 | 15200 | 70.37% | 1.88 | 0 | 13 |  |  |  | No | R-410A | 1.9667 | Residential & Commercial | Ducted CEE Tier 1
214848951 | Central HP <5.4 tons | DAY & NIGHT | HRCU-A-CB (Split System: Heat Pump with Remote Outdoor Unit-Air-Source) | DLCURAH18ABK | ADP |  | F,PE*E34925 |  | 17800 | 17 | 9 | 17100 | 19400 | 113.5% | 2.4 | 0 | 11 |  |  |  | No | R-410A | 1.4833 | Residential & Commercial | Ducted CEE Tier 1
214584743 | Central HP <5.4 tons | FRASER-JOHNSTON | HRCU-A-CB (Split System: Heat Pump with Remote Outdoor Unit-Air-Source) | HH836E2S11 |  |  | CTM36C5CDS1 | Z8ES120C16SMPS1 | 34400 | 18 | 8.5 | 31600 | 25800 | 81.65% | 2 | 0 | 11.7 |  |  |  | No | R-454B | 2.8667 | Residential & Commercial | Ducted CEE Tier 1
214626955 | Central HP <5.4 tons | CARRIER | HRCU-A-CB (Split System: Heat Pump with Remote Outdoor Unit-Air-Source) | 25VNA436A*031* | ADP |  | PL36H210P749 | 58CU*A040C17**12 | 32800 | 20 | 9 | 33600 | 25600 | 76.19% | 2.04 | 0 | 12 |  |  |  | No | R-410A | 2.7333 | Residential & Commercial | Ducted CEE Tier 1
214627139 | Central HP <5.4 tons | CARRIER | HRCU-A-CB (Split System: Heat Pump with Remote Outdoor Unit-Air-Source) | 25VNA448A*031* | ADP |  | V,C60H210P299 | 58CU*A100C21**20 | 44000 | 21 | 9.5 | 44000 | 36000 | 81.82% | 2.36 | 0 | 11.7 |  |  |  | No | R-410A | 3.6667 | Residential & Commercial | Ducted CEE Tier 1
206771329 | Central HP <5.4 tons | COMFORTMAKER | HRCU-A-CB (Split System: Heat Pump with Remote Outdoor Unit-Air-Source) | CVH837GKA2* |  |  | EA*4X37L21A*+WALLCON | *97CMN1002122A* | 33000 | 17.5 | 8.5 | 33000 | 25200 | 76.36% | 2 | 12 | 11.7 |  |  |  | No | R-410A | 2.75 | Residential & Commercial | Ducted CEE Tier 1
206771572 | Central HP <5.4 tons | COMFORTMAKER | HRCU-A-CB (Split System: Heat Pump with Remote Outdoor Unit-Air-Source) | CVH837GKA2* |  |  | EA*4X42L24A*+WALLCON | *97CMN1202422A* | 31800 | 17 | 8.1 | 33200 | 24400 | 73.49% | 1.88 | 11.5 | 11 |  |  |  | No | R-410A | 2.65 | Residential & Commercial | Ducted CEE Tier 1
206724408 | Central HP <5.4 tons | AIRTEMP | HRCU-A-CB (Split System: Heat Pump with Remote Outdoor Unit-Air-Source) | GXH24-36MSK4DH |  |  | GMH24-**MSK4DH1 |  | 24000 | 17 | 9 | 24000 | 22000 | 91.67% | 1.8 | 12.5 | 12 |  |  |  | No | R-410A | 2 | Residential & Commercial | Ducted CEE Tier 1
213770933 | Central HP <5.4 tons | KENMORE | HRCU-A-CB (Split System: Heat Pump with Remote Outdoor Unit-Air-Source) | (C,H,T)VH825GKA2* |  |  | EA*4X36L21A*+WALLCON | *80CTL0901716B* | 23600 | 16.5 | 8.1 | 21400 | 16600 | 77.57% | 1.94 | 0 | 10.5 |  |  |  | No | R-410A | 1.9667 | Residential & Commercial | Ducted CEE Tier 1
213770893 | Central HP <5.4 tons | KENMORE | HRCU-A-CB (Split System: Heat Pump with Remote Outdoor Unit-Air-Source) | (C,H,T)VH825GKA2* |  |  | EA*4X36L17A*+WALLCON | *96CTN0601714B* | 23400 | 16 | 8.1 | 21600 | 16700 | 77.31% | 1.92 | 0 | 10.5 |  |  |  | No | R-410A | 1.95 | Residential & Commercial | Ducted CEE Tier 1
211260796 | Central HP <5.4 tons | DAY & NIGHT | HRCU-A-CB (Split System: Heat Pump with Remote Outdoor Unit-Air-Source) | DLCURAH18ABK |  |  | EA*4X25L17A* | *80VSL0451716A* | 18100 | 16 | 8.5 | 18000 | 17500 | 97.22% | 2.12 | 0 | 10.5 |  |  |  | No | R-410A | 1.5083 | Residential & Commercial | Ducted CEE Tier 1
211260996 | Central HP <5.4 tons | DAY & NIGHT | HRCU-A-CB (Split System: Heat Pump with Remote Outdoor Unit-Air-Source) | DLCURAH18ABK |  |  | EA*4X25L17A* | *80ES(N,L)0451712A* | 19100 | 16 | 8.5 | 19000 | 17300 | 91.05% | 2.12 | 0 | 11 |  |  |  | No | R-410A | 1.5917 | Residential & Commercial | Ducted CEE Tier 1
211261614 | Central HP <5.4 tons | DAY & NIGHT | HRCU-A-CB (Split System: Heat Pump with Remote Outdoor Unit-Air-Source) | DLCURAH18ABK |  |  | EA*4X30L17A* | *96VSN0601412A* | 18000 | 16 | 8.5 | 18600 | 18500 | 99.46% | 2.22 | 0 | 10.5 |  |  |  | No | R-410A | 1.5 | Residential & Commercial | Ducted CEE Tier 1
211261071 | Central HP <5.4 tons | DAY & NIGHT | HRCU-A-CB (Split System: Heat Pump with Remote Outdoor Unit-Air-Source) | DLCURAH18ABK |  |  | EA*4X25L17A* | *92ESN0401712A* | 18400 | 15.5 | 8.5 | 18300 | 17500 | 95.63% | 2.12 | 0 | 10.5 |  |  |  | No | R-410A | 1.5333 | Residential & Commercial | Ducted CEE Tier 1
213367336 | Central HP <5.4 tons | CARRIER | HRCU-A-CB (Split System: Heat Pump with Remote Outdoor Unit-Air-Source) | 38MURAQ18AB3* | ADP |  | H,PG31930 | 59TP6C060V14**12 | 17000 | 16 | 8.5 | 16900 | 19400 | 114.8% | 2.38 | 0 | 10 |  |  |  | No | R-410A | 1.4167 | Residential & Commercial | Ducted CEE Tier 1
214627538 | Central HP <5.4 tons | CARRIER | HRCU-A-CB (Split System: Heat Pump with Remote Outdoor Unit-Air-Source) | 38MURAQ18AB3* | ADP |  | C36A***L159 | 58S(B,C)*B045M14**12 | 17500 | 16 | 8.5 | 16800 | 18800 | 111.9% | 2.3 | 0 | 11 |  |  |  | No | R-410A | 1.4583 | Residential & Commercial | Ducted CEE Tier 1
214627554 | Central HP <5.4 tons | CARRIER | HRCU-A-CB (Split System: Heat Pump with Remote Outdoor Unit-Air-Source) | 38MURAQ18AB3* | ADP |  | C36A***L139 | 58S(B,C)*B070M17**12 | 17500 | 16 | 8.5 | 16800 | 19100 | 113.7% | 2.34 | 0 | 10.5 |  |  |  | No | R-410A | 1.4583 | Residential & Commercial | Ducted CEE Tier 1
214570408 | Central HP <5.4 tons | CARRIER | HRCU-A-CB (Split System: Heat Pump with Remote Outdoor Unit-Air-Source) | 25VNA825A*032* |  |  | CAP**3621AL*+UI | 59MN7C080C21**20 | 23600 | 16.5 | 8.1 | 21400 | 16600 | 77.57% | 1.94 | 0 | 10.5 |  |  |  | No | R-410A | 1.9667 | Residential & Commercial | Ducted CEE Tier 1
212983148 | Central HP <5.4 tons | KEEPRITE | HRCU-A-CB (Split System: Heat Pump with Remote Outdoor Unit-Air-Source) | DLCURAH24ABK |  |  | EA*4X25L17A* | *92MSN0401712A* | 24000 | 16 | 8.1 | 25200 | 22000 | 87.3% | 1.82 | 0 | 10 |  |  |  | No | R-410A | 2 | Residential & Commercial | Ducted CEE Tier 1
212983584 | Central HP <5.4 tons | KEEPRITE | HRCU-A-CB (Split System: Heat Pump with Remote Outdoor Unit-Air-Source) | DLCURAH24ABK |  |  | EN(A,D)4X24L14** | *92MSN0601412A* | 23400 | 16.5 | 8.5 | 27000 | 24600 | 91.11% | 2.04 | 0 | 10 |  |  |  | No | R-410A | 1.95 | Residential & Commercial | Ducted CEE Tier 1
213780042 | Central HP <5.4 tons | KEEPRITE | HRCU-A-CB (Split System: Heat Pump with Remote Outdoor Unit-Air-Source) | CVH837GKA** |  |  | EHD4X42AAL+WALLCON | *80CTL1352422B* | 32600 | 16.5 | 8.1 | 33000 | 24600 | 74.55% | 1.96 | 0 | 11 |  |  |  | No | R-410A | 2.7167 | Residential & Commercial | Ducted CEE Tier 1
214624917 | Central HP <5.4 tons | CARRIER | HRCU-A-CB (Split System: Heat Pump with Remote Outdoor Unit-Air-Source) | 38MURAQ36AB3* | ADP |  | V,C36H175P139 | 58SU*B060M17**16 | 35000 | 16 | 8.1 | 36800 | 34600 | 94.02% | 1.86 | 0 | 10 |  |  |  | No | R-410A | 2.9167 | Residential & Commercial | Ducted CEE Tier 1
214629078 | Central HP <5.4 tons | CARRIER | HRCU-A-CB (Split System: Heat Pump with Remote Outdoor Unit-Air-Source) | 38MURAQ36AB3* | ADP |  | PL36H210P299 | 58S(B,C)*B090M17**14 | 36000 | 16 | 8.1 | 36800 | 34600 | 94.02% | 2 | 0 | 10.5 |  |  |  | No | R-410A | 3 | Residential & Commercial | Ducted CEE Tier 1
214053805 | Central HP <5.4 tons | BOSCH | HRCU-A-CB (Split System: Heat Pump with Remote Outdoor Unit-Air-Source) | BOVC-36HDN1-M20G |  |  | BVA-36WN1-M20 |  | 34200 | 19 | 9.5 | 34200 | 24000 | 70.18% | 1.9 | 0 | 12 |  |  |  | No | R-410A | 2.85 | Residential & Commercial | Ducted CEE Tier 1
215318986 | Central HP <5.4 tons | HEIL | HRCU-A-CB (Split System: Heat Pump with Remote Outdoor Unit-Air-Source) | D5CUHAH30AAK |  |  | D5FUHAH36XAK |  | 30000 | 17.2 | 10.8 | 33000 | 33200 | 100.6% | 1.97 | 0 | 12.1 |  |  |  | No | R-454B | 2.5 | Residential & Commercial | Ducted CEE Tier 1
213367371 | Central HP <5.4 tons | CARRIER | HRCU-A-CB (Split System: Heat Pump with Remote Outdoor Unit-Air-Source) | 38MURAQ24AB3* | ADP |  | H,PG9J936 | 59TP6C040V17**12 | 23400 | 16 | 8.5 | 24600 | 23800 | 96.75% | 2 | 0 | 10 |  |  |  | No | R-410A | 1.95 | Residential & Commercial | Ducted CEE Tier 1
214628176 | Central HP <5.4 tons | CARRIER | HRCU-A-CB (Split System: Heat Pump with Remote Outdoor Unit-Air-Source) | 38MURAQ24AB3* | ADP |  | PL36H175P149 | 58S(B,C)*B070M14**12 | 23600 | 17 | 8.5 | 24600 | 24200 | 98.37% | 2.04 | 0 | 10.5 |  |  |  | No | R-410A | 1.9667 | Residential & Commercial | Ducted CEE Tier 1
214628226 | Central HP <5.4 tons | CARRIER | HRCU-A-CB (Split System: Heat Pump with Remote Outdoor Unit-Air-Source) | 38MURAQ24AB3* | ADP |  | V,C36H175P139 | 58S(B,C)*B070M17**16 | 23400 | 17 | 8.5 | 24800 | 24000 | 96.77% | 2.02 | 0 | 10.5 |  |  |  | No | R-410A | 1.95 | Residential & Commercial | Ducted CEE Tier 1
214628240 | Central HP <5.4 tons | CARRIER | HRCU-A-CB (Split System: Heat Pump with Remote Outdoor Unit-Air-Source) | 38MURAQ24AB3* | ADP |  | V,C36H***P429 | 58TP*B045V14**12 | 23200 | 17 | 9.5 | 36800 | 26800 | 72.83% | 2.32 | 0 | 10 |  |  |  | No | R-410A | 1.9333 | Residential & Commercial | Ducted CEE Tier 1
214628260 | Central HP <5.4 tons | CARRIER | HRCU-A-CB (Split System: Heat Pump with Remote Outdoor Unit-Air-Source) | 38MURAQ24AB3* | ADP |  | V,C36H***P219 | 58TP*B045V14**12 | 23400 | 17 | 8.5 | 24600 | 24200 | 98.37% | 2.04 | 0 | 10.5 |  |  |  | No | R-410A | 1.95 | Residential & Commercial | Ducted CEE Tier 1
214628275 | Central HP <5.4 tons | CARRIER | HRCU-A-CB (Split System: Heat Pump with Remote Outdoor Unit-Air-Source) | 38MURAQ24AB3* | ADP |  | C36A***L129 | 58TP*B070V14**12 | 23400 | 17 | 9 | 25400 | 25600 | 100.8% | 2.18 | 0 | 10 |  |  |  | No | R-410A | 1.95 | Residential & Commercial | Ducted CEE Tier 1
215934487 | Central HP <5.4 tons | AIRQUEST | HRCU-A-CB (Split System: Heat Pump with Remote Outdoor Unit-Air-Source) | H5H3V48*K*AAA* |  |  | ESH5X48M12A*+WALLCON | *97CMN0802120B* | 44000 | 20 | 9 | 48500 | 36600 | 75.46% | 1.8 | 0 | 10.5 |  |  |  | No | R-454B | 3.6667 | Residential & Commercial | Ducted CEE Tier 1
213079015 | Central HP <5.4 tons | DAY & NIGHT | HRCU-A-CB (Split System: Heat Pump with Remote Outdoor Unit-Air-Source) | DLCURAH36ABK |  |  | EA*4X43L21A* | *80MSU0401712A* | 36600 | 16 | 8.5 | 38500 | 34800 | 90.39% | 2.08 | 0 | 10 |  |  |  | No | R-410A | 3.05 | Residential & Commercial | Ducted CEE Tier 1
213079051 | Central HP <5.4 tons | DAY & NIGHT | HRCU-A-CB (Split System: Heat Pump with Remote Outdoor Unit-Air-Source) | DLCURAH36ABK |  |  | END4X42L17** | *80MSU0401712A* | 35400 | 15.5 | 8.5 | 39000 | 34800 | 89.23% | 1.94 | 0 | 10 |  |  |  | No | R-410A | 2.95 | Residential & Commercial | Ducted CEE Tier 1
213079267 | Central HP <5.4 tons | DAY & NIGHT | HRCU-A-CB (Split System: Heat Pump with Remote Outdoor Unit-Air-Source) | DLCURAH36ABK |  |  | EA*4X48L21A* | *80MSU0802120A* | 36200 | 16.5 | 8.5 | 38000 | 34600 | 91.05% | 2.06 | 0 | 10 |  |  |  | No | R-410A | 3.0167 | Residential & Commercial | Ducted CEE Tier 1
213079501 | Central HP <5.4 tons | DAY & NIGHT | HRCU-A-CB (Split System: Heat Pump with Remote Outdoor Unit-Air-Source) | DLCURAH36ABK |  |  | EN(A,D,W)4X48L21** | *92MSN0601714A* | 35800 | 16 | 8.1 | 38500 | 35000 | 90.91% | 2 | 0 | 10 |  |  |  | No | R-410A | 2.9833 | Residential & Commercial | Ducted CEE Tier 1
211230654 | Central HP <5.4 tons | DAY & NIGHT | HRCU-A-CB (Split System: Heat Pump with Remote Outdoor Unit-Air-Source) | DLCURAH36ABK |  |  | EN(A,D)4X48L24** | *95ESN1002120A* | 36800 | 16 | 8.1 | 39500 | 35000 | 88.61% | 2.06 | 0 | 10.5 |  |  |  | No | R-410A | 3.0667 | Residential & Commercial | Ducted CEE Tier 1
214052511 | Central HP <5.4 tons | LENNOX | HRCU-A-CB (Split System: Heat Pump with Remote Outdoor Unit-Air-Source) | EL22XPV-024-230A** | ADP |  | HG34936 | SL297UH060NV36B* | 23800 | 20 | 8.5 | 22000 | 15400 | 70% | 1.9 | 0 | 13.5 |  |  |  | No | R-410A | 1.9833 | Residential & Commercial | Ducted CEE Tier 1
214052516 | Central HP <5.4 tons | LENNOX | HRCU-A-CB (Split System: Heat Pump with Remote Outdoor Unit-Air-Source) | EL22XPV-024-230A** | ADP |  | HG80936 | SLP99UH070XV36B* | 23800 | 21 | 8.5 | 22000 | 15400 | 70% | 1.92 | 0 | 13.5 |  |  |  | No | R-410A | 1.9833 | Residential & Commercial | Ducted CEE Tier 1
213080398 | Central HP <5.4 tons | DAY & NIGHT | HRCU-A-CB (Split System: Heat Pump with Remote Outdoor Unit-Air-Source) | DLCURAH36ABK |  |  | EA*4X42L21A* | *96MSN1002122A* | 35200 | 16 | 8.1 | 38500 | 35000 | 90.91% | 1.88 | 0 | 10 |  |  |  | No | R-410A | 2.9333 | Residential & Commercial | Ducted CEE Tier 1
213079685 | Central HP <5.4 tons | DAY & NIGHT | HRCU-A-CB (Split System: Heat Pump with Remote Outdoor Unit-Air-Source) | DLCURAH36ABK |  |  | EA*4X43L21A* | *92MSN0802120A* | 36800 | 16.5 | 8.5 | 38500 | 34800 | 90.39% | 2.08 | 0 | 10 |  |  |  | No | R-410A | 3.0667 | Residential & Commercial | Ducted CEE Tier 1
213079946 | Central HP <5.4 tons | DAY & NIGHT | HRCU-A-CB (Split System: Heat Pump with Remote Outdoor Unit-Air-Source) | DLCURAH36ABK |  |  | EN(A,D)4X48L24** | *92MSN1202420A* | 36400 | 16 | 8.1 | 38500 | 35000 | 90.91% | 2.02 | 0 | 10.5 |  |  |  | No | R-410A | 3.0333 | Residential & Commercial | Ducted CEE Tier 1
213080021 | Central HP <5.4 tons | DAY & NIGHT | HRCU-A-CB (Split System: Heat Pump with Remote Outdoor Unit-Air-Source) | DLCURAH36ABK |  |  | EA*4X37L17A* | *96MSN0801716A* | 35800 | 15.5 | 8.1 | 38500 | 35000 | 90.91% | 2 | 0 | 10 |  |  |  | No | R-410A | 2.9833 | Residential & Commercial | Ducted CEE Tier 1
212499739 | Central HP <5.4 tons | LENNOX | HRCU-A-CB (Split System: Heat Pump with Remote Outdoor Unit-Air-Source) | EL22XPV-024-230A** | ADP |  | LP29/36X9 | EL280UH090E36B* | 24000 | 21 | 8.5 | 22000 | 15400 | 70% | 1.92 | 0 | 13.5 |  |  |  | No | R-410A | 2 | Residential & Commercial | Ducted CEE Tier 1
212499830 | Central HP <5.4 tons | LENNOX | HRCU-A-CB (Split System: Heat Pump with Remote Outdoor Unit-Air-Source) | EL22XPV-024-230A** | ADP |  | LP25/36R9 | ML180UH045V36A* | 23600 | 21 | 8.5 | 21400 | 15000 | 70.09% | 1.88 | 0 | 13.5 |  |  |  | No | R-410A | 1.9667 | Residential & Commercial | Ducted CEE Tier 1
212499844 | Central HP <5.4 tons | LENNOX | HRCU-A-CB (Split System: Heat Pump with Remote Outdoor Unit-Air-Source) | EL22XPV-024-230A** | ADP |  | LP18/37R9 | ML180UH045XE36A* | 23400 | 21 | 8.5 | 21200 | 14900 | 70.28% | 1.86 | 0 | 13.5 |  |  |  | No | R-410A | 1.95 | Residential & Commercial | Ducted CEE Tier 1
212386787 | Central HP <5.4 tons | AIRTEMP | HRCU-A-C (Split System: Heat Pump with Remote Outdoor Unit with No Indoor Fan --Air Source) | GXH24-36MSK4DH |  |  | UE24X4AB |  | 23000 | 15.2 | 8.5 | 24000 | 21600 | 90% | 1.8 | 0 | 11 |  |  |  | No | R-410A | 1.9167 | Residential & Commercial | Ducted CEE Tier 1
206771797 | Central HP <5.4 tons | COMFORTMAKER | HRCU-A-CB (Split System: Heat Pump with Remote Outdoor Unit-Air-Source) | CVH837GKA2* |  |  | EA*4X48L21A*+WALLCON | *96CTN0801714A* | 32200 | 17 | 8.1 | 32800 | 25200 | 76.83% | 1.96 | 11.5 | 11 |  |  |  | No | R-410A | 2.6833 | Residential & Commercial | Ducted CEE Tier 1
206771563 | Central HP <5.4 tons | COMFORTMAKER | HRCU-A-CB (Split System: Heat Pump with Remote Outdoor Unit-Air-Source) | CVH837GKA2* |  |  | EA*4X42L24A*+WALLCON | *97CMN1002122A* | 31800 | 17.5 | 8.1 | 33000 | 24400 | 73.94% | 1.9 | 12 | 11.5 |  |  |  | No | R-410A | 2.65 | Residential & Commercial | Ducted CEE Tier 1
206771608 | Central HP <5.4 tons | COMFORTMAKER | HRCU-A-CB (Split System: Heat Pump with Remote Outdoor Unit-Air-Source) | CVH837GKA2* |  |  | EA*4X42L24A*+WALLCON | *97CMN0602120A* | 31600 | 17 | 8.1 | 33400 | 24600 | 73.65% | 1.88 | 11.5 | 11 |  |  |  | No | R-410A | 2.6333 | Residential & Commercial | Ducted CEE Tier 1
213779642 | Central HP <5.4 tons | KEEPRITE | HRCU-A-CB (Split System: Heat Pump with Remote Outdoor Unit-Air-Source) | CVH837GKA** |  |  | EA*4X61L21A*+WALLCON | *80CTL0701716B* | 32800 | 17 | 8.1 | 32200 | 25000 | 77.64% | 1.96 | 0 | 11 |  |  |  | No | R-410A | 2.7333 | Residential & Commercial | Ducted CEE Tier 1
213779272 | Central HP <5.4 tons | KEEPRITE | HRCU-A-CB (Split System: Heat Pump with Remote Outdoor Unit-Air-Source) | CVH837GKA** |  |  | EA*4X43L21A*+WALLCON | *80CTL0901716B* | 33000 | 17 | 8.5 | 32800 | 25000 | 76.22% | 1.98 | 0 | 11 |  |  |  | No | R-410A | 2.75 | Residential & Commercial | Ducted CEE Tier 1
214574620 | Central HP <5.4 tons | HEIL | HRCU-A-CB (Split System: Heat Pump with Remote Outdoor Unit-Air-Source) | HVH837GKA2* |  |  | EN(A,D,W)4X48L21**+WALLCON | *96CTN0802120B* | 32400 | 17.5 | 8.5 | 32600 | 24800 | 76.07% | 1.98 | 0 | 11.5 |  |  |  | No | R-410A | 2.7 | Residential & Commercial | Ducted CEE Tier 1
212969823 | Central HP <5.4 tons | KEEPRITE | HRCU-A-CB (Split System: Heat Pump with Remote Outdoor Unit-Air-Source) | DLCURAH24ABK |  |  | EN(A,D)4X30L14** | *80VSL0451412B* | 23400 | 17 | 8.1 | 25800 | 24400 | 94.57% | 2.04 | 0 | 10 |  |  |  | No | R-410A | 1.95 | Residential & Commercial | Ducted CEE Tier 1
212971695 | Central HP <5.4 tons | KEEPRITE | HRCU-A-CB (Split System: Heat Pump with Remote Outdoor Unit-Air-Source) | DLCURAH24ABK |  |  | EA*4X37L21A* | *80VTL0701716B* | 24200 | 17.5 | 8.5 | 25200 | 21600 | 85.71% | 1.82 | 0 | 10 |  |  |  | No | R-410A | 2.0167 | Residential & Commercial | Ducted CEE Tier 1
212972128 | Central HP <5.4 tons | KEEPRITE | HRCU-A-CB (Split System: Heat Pump with Remote Outdoor Unit-Air-Source) | DLCURAH24ABK |  |  | EA*4X36L21A* | *80VTL0902120B* | 23600 | 17 | 8.5 | 26200 | 24000 | 91.6% | 1.98 | 0 | 10 |  |  |  | No | R-410A | 1.9667 | Residential & Commercial | Ducted CEE Tier 1
214053838 | Central HP <5.4 tons | BOSCH | HRCU-A-C (Split System: Heat Pump with Remote Outdoor Unit with No Indoor Fan --Air Source) | BOVD-36HDN1-M20G |  |  | BMAC2430BNTD |  | 23400 | 15.2 | 9 | 24000 | 16900 | 70.42% | 1.99 | 0 | 12 |  |  |  | No | R-410A | 1.95 | Residential & Commercial | Ducted CEE Tier 1
212500030 | Central HP <5.4 tons | LENNOX | HRCU-A-CB (Split System: Heat Pump with Remote Outdoor Unit-Air-Source) | EL22XPV-024-230A** | ADP |  | LP29/36X9 | ML196UH070XE48B* | 24000 | 16 | 8.2 | 22400 | 15700 | 70.09% | 1.88 | 0 | 12.5 |  |  |  | No | R-410A | 2 | Residential & Commercial | Ducted CEE Tier 1
212500037 | Central HP <5.4 tons | LENNOX | HRCU-A-CB (Split System: Heat Pump with Remote Outdoor Unit-Air-Source) | EL22XPV-024-230A** | ADP |  | LH35/36X9 | ML296UH045XV36B* | 23600 | 20 | 8.5 | 21600 | 15200 | 70.37% | 1.88 | 0 | 13 |  |  |  | No | R-410A | 1.9667 | Residential & Commercial | Ducted CEE Tier 1
214627003 | Central HP <5.4 tons | CARRIER | HRCU-A-CB (Split System: Heat Pump with Remote Outdoor Unit-Air-Source) | 25VNA436A*031* | ADP |  | C36A***L159 | 58CU*A100C21**20 | 33600 | 19 | 9 | 33200 | 25400 | 76.51% | 2.04 | 0 | 12 |  |  |  | No | R-410A | 2.8 | Residential & Commercial | Ducted CEE Tier 1
215853403 | Central HP <5.4 tons | FRASER-JOHNSTON | HRCU-A-CB (Split System: Heat Pump with Remote Outdoor Unit-Air-Source) | HH836E2S11 |  |  | CTU48C5XFS1+JMC16C2SN1+TXV |  | 34400 | 19 | 9 | 32000 | 25200 | 78.75% | 2 | 0 | 11.7 |  |  |  | No | R-454B | 2.8667 | Residential & Commercial | Ducted CEE Tier 1
215853405 | Central HP <5.4 tons | FRASER-JOHNSTON | HRCU-A-CB (Split System: Heat Pump with Remote Outdoor Unit-Air-Source) | HH836E2S11 |  |  | CTM36C5CDS1+JMVT17CC2N1 |  | 34400 | 19 | 9 | 31600 | 25800 | 81.65% | 2 | 0 | 11.7 |  |  |  | No | R-454B | 2.8667 | Residential & Commercial | Ducted CEE Tier 1
212578245 | Central HP <5.4 tons | CARRIER | HRCU-A-CB (Split System: Heat Pump with Remote Outdoor Unit-Air-Source) | 25VNA436A*031* | ADP |  | H,PG53936 | 58TN*A070C14**12 | 34400 | 19 | 9 | 33200 | 25000 | 75.3% | 2.02 | 0 | 12 |  |  |  | No | R-410A | 2.8667 | Residential & Commercial | Ducted CEE Tier 1
211261306 | Central HP <5.4 tons | DAY & NIGHT | HRCU-A-CB (Split System: Heat Pump with Remote Outdoor Unit-Air-Source) | DLCURAH18ABK |  |  | EA*4X30L14A* | *80VTL0451412A* | 17800 | 16.5 | 8.5 | 18200 | 18500 | 101.6% | 2.22 | 0 | 10.5 |  |  |  | No | R-410A | 1.4833 | Residential & Commercial | Ducted CEE Tier 1
211259583 | Central HP <5.4 tons | DAY & NIGHT | HRCU-A-CB (Split System: Heat Pump with Remote Outdoor Unit-Air-Source) | DLCURAH18ABK |  |  | EA*4X19L17A* | *80VSL0451412A* | 18200 | 16.5 | 8.5 | 18200 | 17600 | 96.7% | 2.14 | 0 | 11 |  |  |  | No | R-410A | 1.5167 | Residential & Commercial | Ducted CEE Tier 1
211260002 | Central HP <5.4 tons | DAY & NIGHT | HRCU-A-CB (Split System: Heat Pump with Remote Outdoor Unit-Air-Source) | DLCURAH18ABK |  |  | EA*4X19L17A* | *80ES(N,L)0701412A* | 18100 | 16.5 | 8.5 | 18000 | 17700 | 98.33% | 2.14 | 0 | 11 |  |  |  | No | R-410A | 1.5083 | Residential & Commercial | Ducted CEE Tier 1
211260435 | Central HP <5.4 tons | DAY & NIGHT | HRCU-A-CB (Split System: Heat Pump with Remote Outdoor Unit-Air-Source) | DLCURAH18ABK |  |  | EA*4X24L17A* | *80VTL0701716A* | 17300 | 16 | 8.5 | 18100 | 19200 | 106.1% | 2.32 | 0 | 10.5 |  |  |  | No | R-410A | 1.4417 | Residential & Commercial | Ducted CEE Tier 1
214628354 | Central HP <5.4 tons | CARRIER | HRCU-A-CB (Split System: Heat Pump with Remote Outdoor Unit-Air-Source) | 38MURAQ24AB3* | ADP |  | PL36H210P299 | 59SC6A040M17**12 | 24000 | 16 | 8.1 | 23600 | 21600 | 91.53% | 1.82 | 0 | 10 |  |  |  | No | R-410A | 2 | Residential & Commercial | Ducted CEE Tier 1
206772301 | Central HP <5.4 tons | COMFORTMAKER | HRCU-A-CB (Split System: Heat Pump with Remote Outdoor Unit-Air-Source) | CVH837GKA2* |  |  | EN(A,D,W)4X48L21**+WALLCON | *97CMN1002122A* | 32400 | 17.5 | 8.1 | 33000 | 24800 | 75.15% | 1.96 | 12 | 11.7 |  |  |  | No | R-410A | 2.7 | Residential & Commercial | Ducted CEE Tier 1
206772617 | Central HP <5.4 tons | COMFORTMAKER | HRCU-A-CB (Split System: Heat Pump with Remote Outdoor Unit-Air-Source) | CVH837GKA2* |  |  | EHD4X36AAL+WALLCON | *97CMN1002122A* | 32200 | 16.5 | 8.1 | 33200 | 24800 | 74.7% | 1.94 | 11.5 | 11 |  |  |  | No | R-410A | 2.6833 | Residential & Commercial | Ducted CEE Tier 1
206773058 | Central HP <5.4 tons | COMFORTMAKER | HRCU-A-CB (Split System: Heat Pump with Remote Outdoor Unit-Air-Source) | CVH837GKA2* |  |  | EA*4X37L21A*+WALLCON | *80CSU1002120A* | 32800 | 17 | 8.5 | 33000 | 25200 | 76.36% | 1.96 | 12 | 11 |  |  |  | No | R-410A | 2.7333 | Residential & Commercial | Ducted CEE Tier 1
213782252 | Central HP <5.4 tons | KEEPRITE | HRCU-A-CB (Split System: Heat Pump with Remote Outdoor Unit-Air-Source) | CVH837GKA2* |  |  | EHD4X60AAL+WALLCON | *80CTL0902120B* | 33000 | 16.5 | 8.1 | 32200 | 24800 | 77.02% | 2 | 0 | 11.5 |  |  |  | No | R-410A | 2.75 | Residential & Commercial | Ducted CEE Tier 1
212499720 | Central HP <5.4 tons | LENNOX | HRCU-A-CB (Split System: Heat Pump with Remote Outdoor Unit-Air-Source) | EL22XPV-024-230A** | ADP |  | LH18/36D9 | EL280UH070XE36A* | 24000 | 21 | 8.45 | 22000 | 15400 | 70% | 1.92 | 0 | 13.5 |  |  |  | No | R-410A | 2 | Residential & Commercial | Ducted CEE Tier 1
214626805 | Central HP <5.4 tons | CARRIER | HRCU-A-CB (Split System: Heat Pump with Remote Outdoor Unit-Air-Source) | 25VNA424A*031* | ADP |  | C36A***L139 | 58CU*A040C17**12 | 23400 | 21 | 10.5 | 25000 | 19400 | 77.6% | 2.44 | 0 | 13.5 |  |  |  | No | R-410A | 1.95 | Residential & Commercial | Ducted CEE Tier 1
214626869 | Central HP <5.4 tons | CARRIER | HRCU-A-CB (Split System: Heat Pump with Remote Outdoor Unit-Air-Source) | 25VNA424A*031* | ADP |  | V,C36H175P139 | 58CU*A060C17**16 | 23400 | 20 | 10.5 | 25000 | 19300 | 77.2% | 2.46 | 0 | 13.5 |  |  |  | No | R-410A | 1.95 | Residential & Commercial | Ducted CEE Tier 1
214626886 | Central HP <5.4 tons | CARRIER | HRCU-A-CB (Split System: Heat Pump with Remote Outdoor Unit-Air-Source) | 25VNA424A*031* | ADP |  | A36VCA+TXV | 59CU5A060C17**16 | 23400 | 20 | 10.5 | 25000 | 19500 | 78% | 2.44 | 0 | 13 |  |  |  | No | R-410A | 1.95 | Residential & Commercial | Ducted CEE Tier 1
212578234 | Central HP <5.4 tons | CARRIER | HRCU-A-CB (Split System: Heat Pump with Remote Outdoor Unit-Air-Source) | 25VNA424A*031* | ADP |  | H,PG53936 | 59MN7B080C17**14 | 24000 | 20 | 10.5 | 24800 | 19400 | 78.23% | 2.52 | 0 | 13.5 |  |  |  | No | R-410A | 2 | Residential & Commercial | Ducted CEE Tier 1
212578243 | Central HP <5.4 tons | CARRIER | HRCU-A-CB (Split System: Heat Pump with Remote Outdoor Unit-Air-Source) | 25VNA424A*031* | ADP |  | H,PG53936 | 59TN6B080C17**14 | 24000 | 20 | 10.5 | 24800 | 19400 | 78.23% | 2.54 | 0 | 13.5 |  |  |  | No | R-410A | 2 | Residential & Commercial | Ducted CEE Tier 1
214731155 | Central HP <5.4 tons | BRYANT HEATING AND COOLING SYSTEMS | HRCU-A-CB (Split System: Heat Pump with Remote Outdoor Unit-Air-Source) | 38MURAQ18AB3* | ADP |  | H,PG7J936 | 926TC48080V17*** | 17500 | 16 | 8.5 | 17100 | 18700 | 109.4% | 2.3 | 0 | 10.5 |  |  |  | No | R-410A | 1.4583 | Residential & Commercial | Ducted CEE Tier 1
214731156 | Central HP <5.4 tons | BRYANT HEATING AND COOLING SYSTEMS | HRCU-A-CB (Split System: Heat Pump with Remote Outdoor Unit-Air-Source) | 38MURAQ18AB3* | ADP |  | H,PG9J936 | 926TC48080V17*** | 17700 | 16 | 8.5 | 17100 | 18700 | 109.4% | 2.3 | 0 | 11 |  |  |  | No | R-410A | 1.475 | Residential & Commercial | Ducted CEE Tier 1
212499804 | Central HP <5.4 tons | LENNOX | HRCU-A-CB (Split System: Heat Pump with Remote Outdoor Unit-Air-Source) | EL22XPV-024-230A** | ADP |  | L*18/36V9 | ML180UH030V36A* | 23600 | 21 | 8.5 | 21400 | 15000 | 70.09% | 1.88 | 0 | 13.5 |  |  |  | No | R-410A | 1.9667 | Residential & Commercial | Ducted CEE Tier 1
212499806 | Central HP <5.4 tons | LENNOX | HRCU-A-CB (Split System: Heat Pump with Remote Outdoor Unit-Air-Source) | EL22XPV-024-230A** | ADP |  | L*19/36U9 | ML180UH030V36A* | 23600 | 21 | 8.5 | 21400 | 15000 | 70.09% | 1.88 | 0 | 13.5 |  |  |  | No | R-410A | 1.9667 | Residential & Commercial | Ducted CEE Tier 1
212499820 | Central HP <5.4 tons | LENNOX | HRCU-A-CB (Split System: Heat Pump with Remote Outdoor Unit-Air-Source) | EL22XPV-024-230A** | ADP |  | LP29/36X9 | ML180UH045E36A* | 23400 | 21 | 8.5 | 21200 | 14900 | 70.28% | 1.86 | 0 | 13.5 |  |  |  | No | R-410A | 1.95 | Residential & Commercial | Ducted CEE Tier 1
212499838 | Central HP <5.4 tons | LENNOX | HRCU-A-CB (Split System: Heat Pump with Remote Outdoor Unit-Air-Source) | EL22XPV-024-230A** | ADP |  | L*18/36T9 | ML180UH045XE36A* | 23400 | 21 | 8.5 | 21200 | 14900 | 70.28% | 1.86 | 0 | 13.5 |  |  |  | No | R-410A | 1.95 | Residential & Commercial | Ducted CEE Tier 1
214628472 | Central HP <5.4 tons | CARRIER | HRCU-A-CB (Split System: Heat Pump with Remote Outdoor Unit-Air-Source) | 38MURAQ24AB3* | ADP |  | C36A***L159 | 59SU5B040M17**12 | 23400 | 17 | 8.5 | 24400 | 24000 | 98.36% | 2.02 | 0 | 10 |  |  |  | No | R-410A | 1.95 | Residential & Commercial | Ducted CEE Tier 1
216014853 | Central HP <5.4 tons | HAXXAIR | HRCU-A-CB (Split System: Heat Pump with Remote Outdoor Unit-Air-Source) | HVHDZ-60V2D |  |  | HAHDZ-60V2D |  | 57000 | 19 | 9 | 57000 | 42000 | 73.68% | 2.46 | 0 | 11 |  |  |  | No | R-454B | 4.75 | Residential & Commercial | Ducted CEE Tier 1
213781632 | Central HP <5.4 tons | KEEPRITE | HRCU-A-CB (Split System: Heat Pump with Remote Outdoor Unit-Air-Source) | CVH837GKA2* |  |  | EA*4X61L21A*+WALLCON | *96CTN0601714B* | 33000 | 17 | 8.1 | 32200 | 25000 | 77.64% | 1.96 | 0 | 11 |  |  |  | No | R-410A | 2.75 | Residential & Commercial | Ducted CEE Tier 1
206771590 | Central HP <5.4 tons | COMFORTMAKER | HRCU-A-CB (Split System: Heat Pump with Remote Outdoor Unit-Air-Source) | CVH837GKA2* |  |  | EA*4X42L24A*+WALLCON | *96CTN1002122A* | 31800 | 17.5 | 8.1 | 33000 | 24400 | 73.94% | 1.9 | 12 | 11.5 |  |  |  | No | R-410A | 2.65 | Residential & Commercial | Ducted CEE Tier 1
206771833 | Central HP <5.4 tons | COMFORTMAKER | HRCU-A-CB (Split System: Heat Pump with Remote Outdoor Unit-Air-Source) | CVH837GKA2* |  |  | EA*4X48L21A*+WALLCON | *97CMN1002122A* | 32400 | 17.5 | 8.5 | 32600 | 25000 | 76.69% | 1.98 | 12 | 11.7 |  |  |  | No | R-410A | 2.7 | Residential & Commercial | Ducted CEE Tier 1
206772076 | Central HP <5.4 tons | COMFORTMAKER | HRCU-A-CB (Split System: Heat Pump with Remote Outdoor Unit-Air-Source) | CVH837GKA2* |  |  | END4X42L17**+WALLCON | *80CTL0901716A* | 32200 | 17.5 | 8.1 | 33000 | 24600 | 74.55% | 1.92 | 11 | 11.7 |  |  |  | No | R-410A | 2.6833 | Residential & Commercial | Ducted CEE Tier 1
213779724 | Central HP <5.4 tons | TEMPSTAR | HRCU-A-CB (Split System: Heat Pump with Remote Outdoor Unit-Air-Source) | TVH837GKA** |  |  | EA*4X61L21A*+WALLCON | *96CTN0601714B* | 33000 | 17 | 8.1 | 32200 | 25000 | 77.64% | 1.96 | 0 | 11 |  |  |  | No | R-410A | 2.75 | Residential & Commercial | Ducted CEE Tier 1
213780124 | Central HP <5.4 tons | TEMPSTAR | HRCU-A-CB (Split System: Heat Pump with Remote Outdoor Unit-Air-Source) | TVH837GKA** |  |  | EHD4X42AAL+WALLCON | *96CTN1002122B* | 32600 | 16.5 | 8.1 | 33000 | 24600 | 74.55% | 1.94 | 0 | 11 |  |  |  | No | R-410A | 2.7167 | Residential & Commercial | Ducted CEE Tier 1
212499938 | Central HP <5.4 tons | LENNOX | HRCU-A-CB (Split System: Heat Pump with Remote Outdoor Unit-Air-Source) | EL22XPV-024-230A** | ADP |  | LH35/36X9 | ML180UH090V48B* | 24000 | 21 | 8.7 | 22000 | 15400 | 70% | 1.9 | 0 | 13.5 |  |  |  | No | R-410A | 2 | Residential & Commercial | Ducted CEE Tier 1
212500031 | Central HP <5.4 tons | LENNOX | HRCU-A-CB (Split System: Heat Pump with Remote Outdoor Unit-Air-Source) | EL22XPV-024-230A** | ADP |  | LP18/37R9 | ML196UH070XE48B* | 24000 | 16 | 8.2 | 22400 | 15700 | 70.09% | 1.88 | 0 | 12.5 |  |  |  | No | R-410A | 2 | Residential & Commercial | Ducted CEE Tier 1
212500040 | Central HP <5.4 tons | LENNOX | HRCU-A-CB (Split System: Heat Pump with Remote Outdoor Unit-Air-Source) | EL22XPV-024-230A** | ADP |  | LP25/36R9 | ML296UH045XV36B* | 23600 | 20 | 8.5 | 21600 | 15200 | 70.37% | 1.88 | 0 | 13 |  |  |  | No | R-410A | 1.9667 | Residential & Commercial | Ducted CEE Tier 1
215937757 | Central HP <5.4 tons | AIRQUEST | HRCU-A-CB (Split System: Heat Pump with Remote Outdoor Unit-Air-Source) | H5H3V48*K*AAA* |  |  | EVD5X48M21A*+WALLCON | *80CTL0902120B* | 44500 | 20 | 8.1 | 52000 | 38000 | 73.08% | 1.9 | 0 | 11 |  |  |  | No | R-454B | 3.7083 | Residential & Commercial | Ducted CEE Tier 1
213772803 | Central HP <5.4 tons | KENMORE | HRCU-A-CB (Split System: Heat Pump with Remote Outdoor Unit-Air-Source) | (C,H,T)VH825GKA3* |  |  | EA*4X25L17A*+WALLCON | *96CTN0601714B* | 24200 | 16.5 | 8.1 | 21400 | 16700 | 78.04% | 2 | 0 | 10.5 |  |  |  | No | R-410A | 2.0167 | Residential & Commercial | Ducted CEE Tier 1
213772933 | Central HP <5.4 tons | KENMORE | HRCU-A-CB (Split System: Heat Pump with Remote Outdoor Unit-Air-Source) | (C,H,T)VH825GKA3* |  |  | EA*4X30L17A*+WALLCON | *96CTN0801714B* | 23400 | 16.5 | 8.1 | 21600 | 16700 | 77.31% | 1.9 | 0 | 10.5 |  |  |  | No | R-410A | 1.95 | Residential & Commercial | Ducted CEE Tier 1
207436282 | Central HP <5.4 tons | LENNOX | HRCU-A-CB (Split System: Heat Pump with Remote Outdoor Unit-Air-Source) | SL25XPV-036-230A** |  |  | C35-48C+TDR+TXV | SL297UH080NV60C* | 34000 | 20.8 | 8.8 | 35600 | 27400 | 76.97% | 1.82 | 14 | 13.4 |  |  |  | No | R-410A | 2.8333 | Residential & Commercial | Ducted CEE Tier 1
207436283 | Central HP <5.4 tons | LENNOX | HRCU-A-CB (Split System: Heat Pump with Remote Outdoor Unit-Air-Source) | SL25XPV-036-230A** |  |  | C35-48C+TDR+TXV | SLP99UH090XV36C* | 34000 | 22 | 8.8 | 35600 | 27600 | 77.53% | 1.82 | 14 | 13.4 |  |  |  | No | R-410A | 2.8333 | Residential & Commercial | Ducted CEE Tier 1
214628408 | Central HP <5.4 tons | CARRIER | HRCU-A-CB (Split System: Heat Pump with Remote Outdoor Unit-Air-Source) | 38MURAQ24AB3* | ADP |  | PL36H175P159 | 59SC6A060M14**12 | 23600 | 16 | 8.5 | 24600 | 23400 | 95.12% | 1.98 | 0 | 10 |  |  |  | No | R-410A | 1.9667 | Residential & Commercial | Ducted CEE Tier 1
214629343 | Central HP <5.4 tons | CARRIER | HRCU-A-CB (Split System: Heat Pump with Remote Outdoor Unit-Air-Source) | 38MURAQ36AB3* | ADP |  | PL36H210P299 | 59SU5B100M21**22 | 36200 | 16 | 8.1 | 36800 | 34600 | 94.02% | 2.02 | 0 | 10.5 |  |  |  | No | R-410A | 3.0167 | Residential & Commercial | Ducted CEE Tier 1
214052479 | Central HP <5.4 tons | LENNOX | HRCU-A-CB (Split System: Heat Pump with Remote Outdoor Unit-Air-Source) | EL22XPV-024-230A** | ADP |  | HG34936 | EL280UH045E36A* | 23600 | 21 | 8.5 | 21400 | 15000 | 70.09% | 1.9 | 0 | 13.5 |  |  |  | No | R-410A | 1.9667 | Residential & Commercial | Ducted CEE Tier 1
212500142 | Central HP <5.4 tons | LENNOX | HRCU-A-CB (Split System: Heat Pump with Remote Outdoor Unit-Air-Source) | EL22XPV-024-230A** | ADP |  | LP18/37R9 | SL297UH040NV36B* | 23800 | 21 | 8.5 | 22000 | 15400 | 70% | 1.92 | 0 | 13.5 |  |  |  | No | R-410A | 1.9833 | Residential & Commercial | Ducted CEE Tier 1
211260552 | Central HP <5.4 tons | DAY & NIGHT | HRCU-A-CB (Split System: Heat Pump with Remote Outdoor Unit-Air-Source) | DLCURAH18ABK |  |  | EA*4X24L17A* | *80ES(N,L)0451712A* | 18500 | 15.5 | 9 | 19400 | 18600 | 95.88% | 2.24 | 0 | 10.5 |  |  |  | No | R-410A | 1.5417 | Residential & Commercial | Ducted CEE Tier 1
214052512 | Central HP <5.4 tons | LENNOX | HRCU-A-CB (Split System: Heat Pump with Remote Outdoor Unit-Air-Source) | EL22XPV-024-230A** | ADP |  | HG80936 | SL297UH060NV36B* | 23800 | 20 | 8.5 | 22000 | 15400 | 70% | 1.9 | 0 | 13.5 |  |  |  | No | R-410A | 1.9833 | Residential & Commercial | Ducted CEE Tier 1
214052513 | Central HP <5.4 tons | LENNOX | HRCU-A-CB (Split System: Heat Pump with Remote Outdoor Unit-Air-Source) | EL22XPV-024-230A** | ADP |  | HG34936 | SLP98UH070XV36B* | 23800 | 21 | 8.5 | 22000 | 15400 | 70% | 1.92 | 0 | 13.5 |  |  |  | No | R-410A | 1.9833 | Residential & Commercial | Ducted CEE Tier 1
212578277 | Central HP <5.4 tons | CARRIER | HRCU-A-CB (Split System: Heat Pump with Remote Outdoor Unit-Air-Source) | 25VNA448A*031* | ADP |  | H,PG3K960 | 59MN7B120C24**22 | 44000 | 21 | 9.5 | 44000 | 36000 | 81.82% | 2.34 | 0 | 11.7 |  |  |  | No | R-410A | 3.6667 | Residential & Commercial | Ducted CEE Tier 1
212984175 | Central HP <5.4 tons | DAY & NIGHT | HRCU-A-CB (Split System: Heat Pump with Remote Outdoor Unit-Air-Source) | DLCURAH18ABK |  |  | EA*4X24L17A* | *92MSN0601714A* | 17500 | 16.5 | 8.5 | 18500 | 19400 | 104.9% | 2.34 | 0 | 10.5 |  |  |  | No | R-410A | 1.4583 | Residential & Commercial | Ducted CEE Tier 1
212499704 | Central HP <5.4 tons | LENNOX | HRCU-A-CB (Split System: Heat Pump with Remote Outdoor Unit-Air-Source) | EL22XPV-024-230A** | ADP |  | LP25/36R9 | EL280UH045E36A* | 23600 | 21 | 8.5 | 21400 | 15000 | 70.09% | 1.9 | 0 | 13.5 |  |  |  | No | R-410A | 1.9667 | Residential & Commercial | Ducted CEE Tier 1
212499795 | Central HP <5.4 tons | LENNOX | HRCU-A-CB (Split System: Heat Pump with Remote Outdoor Unit-Air-Source) | EL22XPV-024-230A** | ADP |  | LH29/36F9 | EL296UH070XV36B* | 23800 | 21 | 8.5 | 22000 | 15400 | 70% | 1.92 | 0 | 13.5 |  |  |  | No | R-410A | 1.9833 | Residential & Commercial | Ducted CEE Tier 1
212499797 | Central HP <5.4 tons | LENNOX | HRCU-A-CB (Split System: Heat Pump with Remote Outdoor Unit-Air-Source) | EL22XPV-024-230A** | ADP |  | L*19/36S9 | EL296UH070XV36B* | 23800 | 21 | 8.5 | 22000 | 15400 | 70% | 1.92 | 0 | 13.5 |  |  |  | No | R-410A | 1.9833 | Residential & Commercial | Ducted CEE Tier 1
212500029 | Central HP <5.4 tons | LENNOX | HRCU-A-CB (Split System: Heat Pump with Remote Outdoor Unit-Air-Source) | EL22XPV-024-230A** | ADP |  | LP25/36R9 | ML196UH070XE48B* | 24000 | 16 | 8.2 | 22400 | 15700 | 70.09% | 1.88 | 0 | 12.5 |  |  |  | No | R-410A | 2 | Residential & Commercial | Ducted CEE Tier 1
214053822 | Central HP <5.4 tons | BOSCH | HRCU-A-C (Split System: Heat Pump with Remote Outdoor Unit with No Indoor Fan --Air Source) | BOVC-36HDN1-M20G |  |  | BMAC4248DNTF |  | 32600 | 15.2 | 9 | 34200 | 24000 | 70.18% | 1.88 | 0 | 11.5 |  |  |  | No | R-410A | 2.7167 | Residential & Commercial | Ducted CEE Tier 1
214263954 | Central HP <5.4 tons | ARMSTRONG AIR | HRCU-A-CB (Split System: Heat Pump with Remote Outdoor Unit-Air-Source) | 4SHP18LX136P | ADP |  | H,A,DG9J936 | A96DF2E045B12 | 24000 | 18 | 8.5 | 22400 | 16300 | 72.77% | 2.16 | 0 | 12 |  |  |  | No | R-410A | 2 | Residential & Commercial | Ducted CEE Tier 1
212983879 | Central HP <5.4 tons | TEMPSTAR | HRCU-A-CB (Split System: Heat Pump with Remote Outdoor Unit-Air-Source) | DLCURAH36ABK |  |  | EA*4X48L21A* | *92MSN0601714A* | 35600 | 16 | 8.5 | 37800 | 34800 | 92.06% | 2.02 | 0 | 10 |  |  |  | No | R-410A | 2.9667 | Residential & Commercial | Ducted CEE Tier 1
206771482 | Central HP <5.4 tons | COMFORTMAKER | HRCU-A-CB (Split System: Heat Pump with Remote Outdoor Unit-Air-Source) | CVH837GKA2* |  |  | EA*4X42L21A*+WALLCON | *96CTN1002122A* | 31800 | 17 | 8.1 | 33000 | 24400 | 73.94% | 1.9 | 11 | 11.5 |  |  |  | No | R-410A | 2.65 | Residential & Commercial | Ducted CEE Tier 1
206771716 | Central HP <5.4 tons | COMFORTMAKER | HRCU-A-CB (Split System: Heat Pump with Remote Outdoor Unit-Air-Source) | CVH837GKA2* |  |  | EA*4X43L21A*+WALLCON | *96CTN1002122A* | 33000 | 17.5 | 8.5 | 33000 | 25200 | 76.36% | 2 | 12 | 11.7 |  |  |  | No | R-410A | 2.75 | Residential & Commercial | Ducted CEE Tier 1
206771932 | Central HP <5.4 tons | COMFORTMAKER | HRCU-A-CB (Split System: Heat Pump with Remote Outdoor Unit-Air-Source) | CVH837GKA2* |  |  | EA*4X48L24A*+WALLCON | *97CMN1002122A* | 32400 | 17.5 | 8.5 | 32600 | 24800 | 76.07% | 2 | 12 | 11.7 |  |  |  | No | R-410A | 2.7 | Residential & Commercial | Ducted CEE Tier 1
211230773 | Central HP <5.4 tons | DAY & NIGHT | HRCU-A-CB (Split System: Heat Pump with Remote Outdoor Unit-Air-Source) | DLCURAH36ABK |  |  | EN(A,D)4X48L24** | *96VTN1002122A* | 36000 | 16.5 | 8.1 | 38500 | 34800 | 90.39% | 2.02 | 0 | 10.5 |  |  |  | No | R-410A | 3 | Residential & Commercial | Ducted CEE Tier 1
211230888 | Central HP <5.4 tons | DAY & NIGHT | HRCU-A-CB (Split System: Heat Pump with Remote Outdoor Unit-Air-Source) | DLCURAH36ABK |  |  | FMA4X36**AL* |  | 35800 | 17 | 8.1 | 40000 | 35200 | 88% | 1.86 | 0 | 10 |  |  |  | No | R-410A | 2.9833 | Residential & Commercial | Ducted CEE Tier 1
212500140 | Central HP <5.4 tons | LENNOX | HRCU-A-CB (Split System: Heat Pump with Remote Outdoor Unit-Air-Source) | EL22XPV-024-230A** | ADP |  | LP25/36R9 | SL297UH040NV36B* | 23800 | 21 | 8.5 | 22000 | 15400 | 70% | 1.92 | 0 | 13.5 |  |  |  | No | R-410A | 1.9833 | Residential & Commercial | Ducted CEE Tier 1
212500147 | Central HP <5.4 tons | LENNOX | HRCU-A-CB (Split System: Heat Pump with Remote Outdoor Unit-Air-Source) | EL22XPV-024-230A** | ADP |  | LH29/36X9 | SL297UH060NV36B* | 23800 | 20 | 8.5 | 22000 | 15400 | 70% | 1.9 | 0 | 13.5 |  |  |  | No | R-410A | 1.9833 | Residential & Commercial | Ducted CEE Tier 1
214731213 | Central HP <5.4 tons | BRYANT HEATING AND COOLING SYSTEMS | HRCU-A-CB (Split System: Heat Pump with Remote Outdoor Unit-Air-Source) | 38MURAQ36AB3* | ADP |  | H,PG48936 | 926TC60080V21*** | 36200 | 16 | 8.5 | 36400 | 34400 | 94.51% | 2.04 | 0 | 10 |  |  |  | No | R-410A | 3.0167 | Residential & Commercial | Ducted CEE Tier 1
215318987 | Central HP <5.4 tons | HEIL | HRCU-A-CB (Split System: Heat Pump with Remote Outdoor Unit-Air-Source) | D5CUHAH48AAK |  |  | D5FUHAH60XAK |  | 48000 | 17.5 | 9.5 | 48000 | 48000 | 100% | 2 | 0 | 12 |  |  |  | No | R-454B | 4 | Residential & Commercial | Ducted CEE Tier 1
213782234 | Central HP <5.4 tons | TEMPSTAR | HRCU-A-CB (Split System: Heat Pump with Remote Outdoor Unit-Air-Source) | TVH837GKA2* |  |  | EHD4X60AAL+WALLCON | *80CTL0701716B* | 32800 | 16.5 | 8.1 | 32400 | 25000 | 77.16% | 1.98 | 0 | 11 |  |  |  | No | R-410A | 2.7333 | Residential & Commercial | Ducted CEE Tier 1
212499712 | Central HP <5.4 tons | LENNOX | HRCU-A-CB (Split System: Heat Pump with Remote Outdoor Unit-Air-Source) | EL22XPV-024-230A** | ADP |  | L*18/36T9 | EL280UH070E36A* | 24000 | 21 | 8.5 | 22000 | 15400 | 70% | 1.92 | 0 | 13.5 |  |  |  | No | R-410A | 2 | Residential & Commercial | Ducted CEE Tier 1
213770177 | Central HP <5.4 tons | ARMSTRONG AIR | HRCU-A-CB (Split System: Heat Pump with Remote Outdoor Unit-Air-Source) | 4SHP18LX136P | ADP |  | H,A,DE9J936 | A96DF1E045B12 | 24000 | 18 | 8.5 | 22400 | 16200 | 72.32% | 2.16 | 0 | 12 |  |  |  | No | R-410A | 2 | Residential & Commercial | Ducted CEE Tier 1
213770627 | Central HP <5.4 tons | HEIL | HRCU-A-CB (Split System: Heat Pump with Remote Outdoor Unit-Air-Source) | HVH825GKA2* |  |  | EA*4X25L17A*+WALLCON | *95CSU0601716B* | 24200 | 16.5 | 8.1 | 21400 | 16700 | 78.04% | 2.02 | 0 | 10.5 |  |  |  | No | R-410A | 2.0167 | Residential & Commercial | Ducted CEE Tier 1
214263953 | Central HP <5.4 tons | ARMSTRONG AIR | HRCU-A-CB (Split System: Heat Pump with Remote Outdoor Unit-Air-Source) | 4SHP18LX136P | ADP |  | H,A,DG9J(1,2)36+TXV | A96DF2E045B12 | 24000 | 18 | 8.5 | 22400 | 16300 | 72.77% | 2.16 | 0 | 12 |  |  |  | No | R-410A | 2 | Residential & Commercial | Ducted CEE Tier 1
212500028 | Central HP <5.4 tons | LENNOX | HRCU-A-CB (Split System: Heat Pump with Remote Outdoor Unit-Air-Source) | EL22XPV-024-230A** | ADP |  | L*19/36S9 | ML196UH070XE48B* | 24000 | 16 | 8.2 | 22400 | 15700 | 70.09% | 1.88 | 0 | 12.5 |  |  |  | No | R-410A | 2 | Residential & Commercial | Ducted CEE Tier 1
212603094 | Central HP <5.4 tons | DAY & NIGHT | HRCU-A-CB (Split System: Heat Pump with Remote Outdoor Unit-Air-Source) | DLCURAH18ABK | ADP |  | FG80936 | *96VSN0401410A* | 17400 | 16 | 8.5 | 16700 | 18800 | 112.6% | 2.3 | 0 | 10.5 |  |  |  | No | R-410A | 1.45 | Residential & Commercial | Ducted CEE Tier 1
212983704 | Central HP <5.4 tons | KEEPRITE | HRCU-A-CB (Split System: Heat Pump with Remote Outdoor Unit-Air-Source) | DLCURAH18ABK |  |  | EN(A,D)4X24L14** | *92MSN0601412A* | 17500 | 16 | 8.5 | 18500 | 19200 | 103.8% | 2.3 | 0 | 11 |  |  |  | No | R-410A | 1.4583 | Residential & Commercial | Ducted CEE Tier 1
212983665 | Central HP <5.4 tons | TEMPSTAR | HRCU-A-CB (Split System: Heat Pump with Remote Outdoor Unit-Air-Source) | DLCURAH18ABK |  |  | EA*4X25L17A* | *92MSN0601412A* | 17700 | 16.5 | 8.1 | 17700 | 18700 | 105.6% | 2.24 | 0 | 10.5 |  |  |  | No | R-410A | 1.475 | Residential & Commercial | Ducted CEE Tier 1
213778944 | Central HP <5.4 tons | TEMPSTAR | HRCU-A-CB (Split System: Heat Pump with Remote Outdoor Unit-Air-Source) | TVH837GKA** |  |  | EA*4X37L21A*+WALLCON | *80CTL0451712B* | 32600 | 16.5 | 8.1 | 33200 | 25400 | 76.51% | 1.94 | 0 | 10.5 |  |  |  | No | R-410A | 2.7167 | Residential & Commercial | Ducted CEE Tier 1
213779494 | Central HP <5.4 tons | TEMPSTAR | HRCU-A-CB (Split System: Heat Pump with Remote Outdoor Unit-Air-Source) | TVH837GKA** |  |  | EA*4X48L24A*+WALLCON | *80CTL0902120B* | 32400 | 17 | 8.5 | 32200 | 24800 | 77.02% | 1.98 | 0 | 11.5 |  |  |  | No | R-410A | 2.7 | Residential & Commercial | Ducted CEE Tier 1
213780014 | Central HP <5.4 tons | TEMPSTAR | HRCU-A-CB (Split System: Heat Pump with Remote Outdoor Unit-Air-Source) | TVH837GKA** |  |  | EHD4X42AAL+WALLCON | *80CTL0901716B* | 32200 | 16.5 | 8.1 | 33000 | 24800 | 75.15% | 1.94 | 0 | 11 |  |  |  | No | R-410A | 2.6833 | Residential & Commercial | Ducted CEE Tier 1
213780044 | Central HP <5.4 tons | TEMPSTAR | HRCU-A-CB (Split System: Heat Pump with Remote Outdoor Unit-Air-Source) | TVH837GKA** |  |  | EHD4X42AAL+WALLCON | *80CTL1352422B* | 32600 | 16.5 | 8.1 | 33000 | 24600 | 74.55% | 1.96 | 0 | 11 |  |  |  | No | R-410A | 2.7167 | Residential & Commercial | Ducted CEE Tier 1
214627573 | Central HP <5.4 tons | CARRIER | HRCU-A-CB (Split System: Heat Pump with Remote Outdoor Unit-Air-Source) | 38MURAQ18AB3* | ADP |  | V,C36H***P429 | 58TP*B070V14**12 | 17500 | 16 | 8.5 | 16900 | 19000 | 112.4% | 2.34 | 0 | 10.5 |  |  |  | No | R-410A | 1.4583 | Residential & Commercial | Ducted CEE Tier 1
214627606 | Central HP <5.4 tons | CARRIER | HRCU-A-CB (Split System: Heat Pump with Remote Outdoor Unit-Air-Source) | 38MURAQ18AB3* | ADP |  | PL36H175P149 | 58TP*B070V17**16 | 17500 | 16 | 8.5 | 16900 | 19100 | 113% | 2.34 | 0 | 10.5 |  |  |  | No | R-410A | 1.4583 | Residential & Commercial | Ducted CEE Tier 1
214630397 | Central HP <5.4 tons | CARRIER | HRCU-A-CB (Split System: Heat Pump with Remote Outdoor Unit-Air-Source) | 25VNA825A*032* | ADP |  | V,C36H175P149 | 59MN7B060C17**14 | 23600 | 16 | 8.1 | 20000 | 16400 | 82% | 1.94 | 0 | 10.5 |  |  |  | No | R-410A | 1.9667 | Residential & Commercial | Ducted CEE Tier 1
214263893 | Central HP <5.4 tons | ARMSTRONG AIR | HRCU-A-CB (Split System: Heat Pump with Remote Outdoor Unit-Air-Source) | 4SHP18LX136P | ADP |  | H,A,DG9J936 | A80DS2V090B16 | 23600 | 19 | 8.5 | 22400 | 16100 | 71.88% | 2.16 | 0 | 12 |  |  |  | No | R-410A | 1.9667 | Residential & Commercial | Ducted CEE Tier 1
213779434 | Central HP <5.4 tons | TEMPSTAR | HRCU-A-CB (Split System: Heat Pump with Remote Outdoor Unit-Air-Source) | TVH837GKA** |  |  | EA*4X48L21A*+WALLCON | *97CMN0601714B* | 32000 | 16.5 | 8.1 | 32800 | 25200 | 76.83% | 1.94 | 0 | 10.5 |  |  |  | No | R-410A | 2.6667 | Residential & Commercial | Ducted CEE Tier 1
206773139 | Central HP <5.4 tons | COMFORTMAKER | HRCU-A-CB (Split System: Heat Pump with Remote Outdoor Unit-Air-Source) | CVH837GKA2* |  |  | EA*4X48L21A*+WALLCON | *80CSU0401712A* | 32400 | 17.5 | 8.1 | 32600 | 25000 | 76.69% | 1.96 | 12 | 11 |  |  |  | No | R-410A | 2.7 | Residential & Commercial | Ducted CEE Tier 1
206771392 | Central HP <5.4 tons | COMFORTMAKER | HRCU-A-CB (Split System: Heat Pump with Remote Outdoor Unit-Air-Source) | CVH837GKA2* |  |  | EA*4X42L21A*+WALLCON | *80CTL0701716A* | 31800 | 17 | 8.1 | 33200 | 24600 | 74.1% | 1.88 | 11 | 11 |  |  |  | No | R-410A | 2.65 | Residential & Commercial | Ducted CEE Tier 1
214052880 | Central HP <5.4 tons | LENNOX | HRCU-A-CB (Split System: Heat Pump with Remote Outdoor Unit-Air-Source) | SL25XPV-024-230A** | ADP |  | HG80936 | SLP98UH070XV36B* | 22200 | 23 | 9.2 | 20000 | 20000 | 100% | 1.84 | 0 | 14 |  |  |  | No | R-410A | 1.85 | Residential & Commercial | Ducted CEE Tier 1
207436165 | Central HP <5.4 tons | LENNOX | HRCU-A-CB (Split System: Heat Pump with Remote Outdoor Unit-Air-Source) | SL25XPV-024-230A** |  |  | C35-48B+TDR+TXV | SLP99UH070XV36B* | 22000 | 21.6 | 9.3 | 21600 | 20600 | 95.37% | 1.86 | 14.5 | 13.5 |  |  |  | No | R-410A | 1.8333 | Residential & Commercial | Ducted CEE Tier 1
207436217 | Central HP <5.4 tons | LENNOX | HRCU-A-CB (Split System: Heat Pump with Remote Outdoor Unit-Air-Source) | SL25XPV-024-230A** |  |  | CHX35-42C-**-*+TDR | SLP99UH090XV48C* | 22200 | 21.4 | 9.4 | 21400 | 20000 | 93.46% | 1.9 | 15.5 | 14.5 |  |  |  | No | R-410A | 1.85 | Residential & Commercial | Ducted CEE Tier 1
207436248 | Central HP <5.4 tons | LENNOX | HRCU-A-CB (Split System: Heat Pump with Remote Outdoor Unit-Air-Source) | SL25XPV-024-230A** |  |  | CX35-48B+TDR | SLP99UH070XV36B* | 22000 | 21.6 | 9.3 | 21600 | 20600 | 95.37% | 1.86 | 14.5 | 13.5 |  |  |  | No | R-410A | 1.8333 | Residential & Commercial | Ducted CEE Tier 1
214052881 | Central HP <5.4 tons | LENNOX | HRCU-A-CB (Split System: Heat Pump with Remote Outdoor Unit-Air-Source) | SL25XPV-024-230A** | ADP |  | HG80936 | SLP99UH070XV36B* | 22200 | 23 | 9.2 | 20000 | 20000 | 100% | 1.84 | 0 | 14 |  |  |  | No | R-410A | 1.85 | Residential & Commercial | Ducted CEE Tier 1
213774422 | Central HP <5.4 tons | KEEPRITE | HRCU-A-CB (Split System: Heat Pump with Remote Outdoor Unit-Air-Source) | CVH825GKA3* |  |  | EHD4X42AAL+WALLCON | *80CTL0901716B* | 24200 | 16 | 8.1 | 21200 | 16600 | 78.3% | 2 | 0 | 10.5 |  |  |  | No | R-410A | 2.0167 | Residential & Commercial | Ducted CEE Tier 1
207436384 | Central HP <5.4 tons | LENNOX | HRCU-A-CB (Split System: Heat Pump with Remote Outdoor Unit-Air-Source) | SL25XPV-036-230A** |  |  | CHX35-42B-**-*+TDR | SL280UH090V36B* | 34800 | 22 | 8.8 | 34200 | 26200 | 76.61% | 1.84 | 14 | 13.5 |  |  |  | No | R-410A | 2.9 | Residential & Commercial | Ducted CEE Tier 1
213770907 | Central HP <5.4 tons | HEIL | HRCU-A-CB (Split System: Heat Pump with Remote Outdoor Unit-Air-Source) | HVH825GKA2* |  |  | EA*4X36L21A*+WALLCON | *80CTL0451712B* | 23400 | 16 | 8.1 | 21600 | 16800 | 77.78% | 1.92 | 0 | 10.5 |  |  |  | No | R-410A | 1.95 | Residential & Commercial | Ducted CEE Tier 1
213781574 | Central HP <5.4 tons | TEMPSTAR | HRCU-A-CB (Split System: Heat Pump with Remote Outdoor Unit-Air-Source) | TVH837GKA2* |  |  | EA*4X61L21A*+WALLCON | *80CTL0902120B* | 33200 | 17.5 | 8.5 | 32000 | 24800 | 77.5% | 1.98 | 0 | 11.7 |  |  |  | No | R-410A | 2.7667 | Residential & Commercial | Ducted CEE Tier 1
214052491 | Central HP <5.4 tons | LENNOX | HRCU-A-CB (Split System: Heat Pump with Remote Outdoor Unit-Air-Source) | EL22XPV-024-230A** | ADP |  | HG34936 | ML180UH045XE36A* | 23400 | 21 | 8.5 | 21200 | 14900 | 70.28% | 1.86 | 0 | 13.5 |  |  |  | No | R-410A | 1.95 | Residential & Commercial | Ducted CEE Tier 1
214052509 | Central HP <5.4 tons | LENNOX | HRCU-A-CB (Split System: Heat Pump with Remote Outdoor Unit-Air-Source) | EL22XPV-024-230A** | ADP |  | HG34936 | SL297UH040NV36B* | 23800 | 21 | 8.5 | 22000 | 15400 | 70% | 1.92 | 0 | 13.5 |  |  |  | No | R-410A | 1.9833 | Residential & Commercial | Ducted CEE Tier 1
214627022 | Central HP <5.4 tons | CARRIER | HRCU-A-CB (Split System: Heat Pump with Remote Outdoor Unit-Air-Source) | 25VNA436A*031* | ADP |  | V,C36H175P149 | 59CU5A060C17**16 | 32800 | 19 | 9 | 33800 | 25800 | 76.33% | 2.02 | 0 | 11.7 |  |  |  | No | R-410A | 2.7333 | Residential & Commercial | Ducted CEE Tier 1
214627038 | Central HP <5.4 tons | CARRIER | HRCU-A-CB (Split System: Heat Pump with Remote Outdoor Unit-Air-Source) | 25VNA436A*031* | ADP |  | PL36H210P749 | 59CU5A060C17**16 | 32800 | 19 | 9 | 34000 | 26200 | 77.06% | 1.98 | 0 | 11.5 |  |  |  | No | R-410A | 2.7333 | Residential & Commercial | Ducted CEE Tier 1
214627055 | Central HP <5.4 tons | CARRIER | HRCU-A-CB (Split System: Heat Pump with Remote Outdoor Unit-Air-Source) | 25VNA436A*031* | ADP |  | V,C36H175P459 | 59CU5A060C17**16 | 33600 | 19 | 9 | 33800 | 25800 | 76.33% | 2.02 | 0 | 12 |  |  |  | No | R-410A | 2.8 | Residential & Commercial | Ducted CEE Tier 1
215931974 | Central HP <5.4 tons | CARRIER | HRCU-A-CB (Split System: Heat Pump with Remote Outdoor Unit-Air-Source) | 27VNA336A*030* |  |  | CAA**2517AM*+UI | 59TN6C040C14**10 | 32400 | 18 | 9 | 33800 | 26000 | 76.92% | 1.96 | 0 | 10.5 |  |  |  | No | R-454B | 2.7 | Residential & Commercial | Ducted CEE Tier 1
215932054 | Central HP <5.4 tons | CARRIER | HRCU-A-CB (Split System: Heat Pump with Remote Outdoor Unit-Air-Source) | 27VNA336A*030* |  |  | CAA**3617AM*+UI | 58TN*B045C17**12 | 32000 | 19 | 9 | 36000 | 27800 | 77.22% | 1.88 | 0 | 10 |  |  |  | No | R-454B | 2.6667 | Residential & Commercial | Ducted CEE Tier 1
213779454 | Central HP <5.4 tons | TEMPSTAR | HRCU-A-CB (Split System: Heat Pump with Remote Outdoor Unit-Air-Source) | TVH837GKA** |  |  | EA*4X48L21A*+WALLCON | *97CMN1002122B* | 32400 | 17 | 8.1 | 32600 | 24800 | 76.07% | 1.98 | 0 | 11 |  |  |  | No | R-410A | 2.7 | Residential & Commercial | Ducted CEE Tier 1
213779704 | Central HP <5.4 tons | TEMPSTAR | HRCU-A-CB (Split System: Heat Pump with Remote Outdoor Unit-Air-Source) | TVH837GKA** |  |  | EA*4X61L21A*+WALLCON | *97CMN0801714B* | 33000 | 17 | 8.1 | 32200 | 25000 | 77.64% | 1.96 | 0 | 11 |  |  |  | No | R-410A | 2.75 | Residential & Commercial | Ducted CEE Tier 1
213780404 | Central HP <5.4 tons | TEMPSTAR | HRCU-A-CB (Split System: Heat Pump with Remote Outdoor Unit-Air-Source) | TVH837GKA** |  |  | EHD4X60AAL+WALLCON | *97CMN1002122B* | 33000 | 16.5 | 8.1 | 32200 | 24800 | 77.02% | 2 | 0 | 11.5 |  |  |  | No | R-410A | 2.75 | Residential & Commercial | Ducted CEE Tier 1
215934957 | Central HP <5.4 tons | AIRQUEST | HRCU-A-CB (Split System: Heat Pump with Remote Outdoor Unit-Air-Source) | H5H3V36*K*AAA* |  |  | EVM5X48M21A*+WALLCON | *97CMN0601714B* | 34400 | 20.5 | 8.5 | 38000 | 27600 | 72.63% | 2.08 | 0 | 11 |  |  |  | No | R-454B | 2.8667 | Residential & Commercial | Ducted CEE Tier 1
215934987 | Central HP <5.4 tons | AIRQUEST | HRCU-A-CB (Split System: Heat Pump with Remote Outdoor Unit-Air-Source) | H5H3V36*K*AAA* |  |  | EVM5X49M21A*+WALLCON | *80CSU1002120A* | 35600 | 21.5 | 8.5 | 38000 | 28800 | 75.79% | 2.02 | 0 | 12 |  |  |  | No | R-454B | 2.9667 | Residential & Commercial | Ducted CEE Tier 1
213771027 | Central HP <5.4 tons | HEIL | HRCU-A-CB (Split System: Heat Pump with Remote Outdoor Unit-Air-Source) | HVH825GKA2* |  |  | EA*4X37L17A*+WALLCON | *80CTL0451712B* | 24000 | 16 | 8.1 | 21600 | 16800 | 77.78% | 1.98 | 0 | 10.5 |  |  |  | No | R-410A | 2 | Residential & Commercial | Ducted CEE Tier 1
215934737 | Central HP <5.4 tons | AIRQUEST | HRCU-A-CB (Split System: Heat Pump with Remote Outdoor Unit-Air-Source) | H5H3V36*K*AAA* |  |  | EVM5X42M21A*+WALLCON | *97CMN0601714B* | 34000 | 20 | 8.1 | 38000 | 27000 | 71.05% | 2 | 0 | 11 |  |  |  | No | R-454B | 2.8333 | Residential & Commercial | Ducted CEE Tier 1
215934757 | Central HP <5.4 tons | AIRQUEST | HRCU-A-CB (Split System: Heat Pump with Remote Outdoor Unit-Air-Source) | H5H3V36*K*AAA* |  |  | EVM5X43M21A*+WALLCON | *97CMN0601714B* | 34400 | 20.5 | 8.5 | 38000 | 27600 | 72.63% | 2.08 | 0 | 11 |  |  |  | No | R-454B | 2.8667 | Residential & Commercial | Ducted CEE Tier 1
215933897 | Central HP <5.4 tons | AIRQUEST | HRCU-A-CB (Split System: Heat Pump with Remote Outdoor Unit-Air-Source) | H5H3V36*K*AAA* |  |  | ESH5X60M12A*+WALLCON | *97CMN1002122B* | 34200 | 19.5 | 9 | 34200 | 26000 | 76.02% | 1.94 | 0 | 11.7 |  |  |  | No | R-454B | 2.85 | Residential & Commercial | Ducted CEE Tier 1
215933917 | Central HP <5.4 tons | AIRQUEST | HRCU-A-CB (Split System: Heat Pump with Remote Outdoor Unit-Air-Source) | H5H3V36*K*AAA* |  |  | ESH5X60M12A*+WALLCON | *96CTN0601714B* | 33800 | 19 | 9 | 33800 | 25600 | 75.74% | 1.94 | 0 | 11 |  |  |  | No | R-454B | 2.8167 | Residential & Commercial | Ducted CEE Tier 1
215934917 | Central HP <5.4 tons | AIRQUEST | HRCU-A-CB (Split System: Heat Pump with Remote Outdoor Unit-Air-Source) | H5H3V36*K*AAA* |  |  | EVM5X44M21A*+WALLCON | *97CMN0802120B* | 35600 | 21.5 | 8.5 | 38000 | 28600 | 75.26% | 2.02 | 0 | 12 |  |  |  | No | R-454B | 2.9667 | Residential & Commercial | Ducted CEE Tier 1
215318990 | Central HP <5.4 tons | HEIL | HRCU-A-CB (Split System: Heat Pump with Remote Outdoor Unit-Air-Source) | D5CSHAH33AAK |  |  | D5FSAAH36XBK |  | 33000 | 16.7 | 10 | 35000 | 34000 | 97.14% | 2 | 0 | 11.7 |  |  |  | No | R-454B | 2.75 | Residential & Commercial | Ducted CEE Tier 1
215318822 | Central HP <5.4 tons | PAYNE | HRCU-A-CB (Split System: Heat Pump with Remote Outdoor Unit-Air-Source) | 37MAHAQ33AA3 |  |  | 45MBAAQ36XB3 |  | 33000 | 16.7 | 10 | 35000 | 34000 | 97.14% | 2 | 0 | 11.7 |  |  |  | No | R-454B | 2.75 | Residential & Commercial | Ducted CEE Tier 1
215935057 | Central HP <5.4 tons | AIRQUEST | HRCU-A-CB (Split System: Heat Pump with Remote Outdoor Unit-Air-Source) | H5H3V36*K*AAA* |  |  | EVM5X49M21A*+WALLCON | *95CSU0601716B* | 35400 | 21.5 | 8.5 | 38500 | 29000 | 75.32% | 2.02 | 0 | 12 |  |  |  | No | R-454B | 2.95 | Residential & Commercial | Ducted CEE Tier 1
215935307 | Central HP <5.4 tons | AIRQUEST | HRCU-A-CB (Split System: Heat Pump with Remote Outdoor Unit-Air-Source) | H5H3V36*K*AAA* |  |  | EVM5X60M21A*+WALLCON | *96CTN0801714B* | 35400 | 21.5 | 8.5 | 38000 | 28800 | 75.79% | 2.02 | 0 | 12 |  |  |  | No | R-454B | 2.95 | Residential & Commercial | Ducted CEE Tier 1
215934687 | Central HP <5.4 tons | AIRQUEST | HRCU-A-CB (Split System: Heat Pump with Remote Outdoor Unit-Air-Source) | H5H3V36*K*AAA* |  |  | EVM5X32M17A*+WALLCON | *97CMN0601714B* | 35000 | 21 | 8.5 | 38000 | 28000 | 73.68% | 2.06 | 0 | 11.5 |  |  |  | No | R-454B | 2.9167 | Residential & Commercial | Ducted CEE Tier 1
215935007 | Central HP <5.4 tons | AIRQUEST | HRCU-A-CB (Split System: Heat Pump with Remote Outdoor Unit-Air-Source) | H5H3V36*K*AAA* |  |  | EVM5X49M21A*+WALLCON | *80CTL0701716B* | 35400 | 21.5 | 8.5 | 38500 | 29000 | 75.32% | 2.02 | 0 | 12 |  |  |  | No | R-454B | 2.95 | Residential & Commercial | Ducted CEE Tier 1
215935257 | Central HP <5.4 tons | AIRQUEST | HRCU-A-CB (Split System: Heat Pump with Remote Outdoor Unit-Air-Source) | H5H3V36*K*AAA* |  |  | EVM5X60M21A*+WALLCON | *95CSU1002122B* | 35600 | 22 | 8.5 | 38000 | 28400 | 74.74% | 2.02 | 0 | 12.5 |  |  |  | No | R-454B | 2.9667 | Residential & Commercial | Ducted CEE Tier 1
215935416 | Central HP <5.4 tons | HEIL | HRCU-A-CB (Split System: Heat Pump with Remote Outdoor Unit-Air-Source) | H5H3V36*K*AAA* |  |  | EVM5X60M24A*+WALLCON | *97CMN1002122B* | 35600 | 22 | 8.5 | 38000 | 28400 | 74.74% | 2.04 | 0 | 12.5 |  |  |  | No | R-454B | 2.9667 | Residential & Commercial | Ducted CEE Tier 1
215935966 | Central HP <5.4 tons | HEIL | HRCU-A-CB (Split System: Heat Pump with Remote Outdoor Unit-Air-Source) | H5H3V36*K*AAA* |  |  | EVD5X42M21A*+WALLCON | *80CSU1002120A* | 34400 | 20.5 | 8.5 | 38500 | 28200 | 73.25% | 2.04 | 0 | 11.7 |  |  |  | No | R-454B | 2.8667 | Residential & Commercial | Ducted CEE Tier 1
215936066 | Central HP <5.4 tons | HEIL | HRCU-A-CB (Split System: Heat Pump with Remote Outdoor Unit-Air-Source) | H5H3V36*K*AAA* |  |  | EVD5X42M21A*+WALLCON | *97CMN0601714B* | 34000 | 20 | 8.1 | 38000 | 27000 | 71.05% | 2 | 0 | 11 |  |  |  | No | R-454B | 2.8333 | Residential & Commercial | Ducted CEE Tier 1
215936286 | Central HP <5.4 tons | HEIL | HRCU-A-CB (Split System: Heat Pump with Remote Outdoor Unit-Air-Source) | H5H3V36*K*AAA* |  |  | EVD5X48M21A*+WALLCON | *96CTN0601714B* | 34600 | 20.5 | 8.5 | 38000 | 27600 | 72.63% | 2 | 0 | 11.5 |  |  |  | No | R-454B | 2.8833 | Residential & Commercial | Ducted CEE Tier 1
215935566 | Central HP <5.4 tons | HEIL | HRCU-A-CB (Split System: Heat Pump with Remote Outdoor Unit-Air-Source) | H5H3V36*K*AAA* |  |  | EVD5X36M17A*+WALLCON | *97CMN0601714B* | 34000 | 20 | 8.1 | 38000 | 27200 | 71.58% | 2 | 0 | 11 |  |  |  | No | R-454B | 2.8333 | Residential & Commercial | Ducted CEE Tier 1
213770487 | Central HP <5.4 tons | HEIL | HRCU-A-CB (Split System: Heat Pump with Remote Outdoor Unit-Air-Source) | HVH825GKA2* |  |  | EA*4X24L17A*+WALLCON | *80CTL0451712B* | 23200 | 16 | 8.1 | 22000 | 16900 | 76.82% | 1.88 | 0 | 10.5 |  |  |  | No | R-410A | 1.9333 | Residential & Commercial | Ducted CEE Tier 1
213771037 | Central HP <5.4 tons | HEIL | HRCU-A-CB (Split System: Heat Pump with Remote Outdoor Unit-Air-Source) | HVH825GKA2* |  |  | EA*4X37L17A*+WALLCON | *80CTL0701412B* | 24200 | 16.5 | 8.1 | 21400 | 16700 | 78.04% | 2 | 0 | 11 |  |  |  | No | R-410A | 2.0167 | Residential & Commercial | Ducted CEE Tier 1
213771157 | Central HP <5.4 tons | HEIL | HRCU-A-CB (Split System: Heat Pump with Remote Outdoor Unit-Air-Source) | HVH825GKA2* |  |  | EA*4X37L21A*+WALLCON | *80CTL0902120B* | 24400 | 16.5 | 8.5 | 21200 | 16600 | 78.3% | 2.04 | 0 | 11 |  |  |  | No | R-410A | 2.0333 | Residential & Commercial | Ducted CEE Tier 1
209852067 | Central HP <5.4 tons | HEIL | HRCU-A-CB (Split System: Heat Pump with Remote Outdoor Unit-Air-Source) | DLCURAH24AAK |  |  | DLFUAAH24XAK |  | 24000 | 17 | 9.2 | 26000 | 19400 | 74.62% | 2.1 | 11.3 | 10.5 |  |  |  | No | R-410A | 2 | Residential & Commercial | Ducted CEE Tier 1
207436564 | Central HP <5.4 tons | LENNOX | HRCU-A-CB (Split System: Heat Pump with Remote Outdoor Unit-Air-Source) | SL25XPV-048-230A** |  |  | CHX35-51/61C-**-*+TDR | SL280UH080NV60C* | 45000 | 20.8 | 9.2 | 45500 | 37400 | 82.2% | 1.82 | 12.5 | 12.5 |  |  |  | No | R-410A | 3.75 | Residential & Commercial | Ducted CEE Tier 1
207436567 | Central HP <5.4 tons | LENNOX | HRCU-A-CB (Split System: Heat Pump with Remote Outdoor Unit-Air-Source) | SL25XPV-048-230A** |  |  | CHX35-51/61C-**-*+TDR | SL280UH100NV60C* | 45000 | 20.8 | 9.2 | 45500 | 37400 | 82.2% | 1.82 | 13 | 12.4 |  |  |  | No | R-410A | 3.75 | Residential & Commercial | Ducted CEE Tier 1
206771410 | Central HP <5.4 tons | COMFORTMAKER | HRCU-A-CB (Split System: Heat Pump with Remote Outdoor Unit-Air-Source) | CVH837GKA2* |  |  | EA*4X42L21A*+WALLCON | *80CTL0902120A* | 31800 | 17.5 | 8.1 | 33200 | 24400 | 73.49% | 1.9 | 11 | 11.5 |  |  |  | No | R-410A | 2.65 | Residential & Commercial | Ducted CEE Tier 1
206771896 | Central HP <5.4 tons | COMFORTMAKER | HRCU-A-CB (Split System: Heat Pump with Remote Outdoor Unit-Air-Source) | CVH837GKA2* |  |  | EA*4X48L24A*+WALLCON | *80CTL0902120A* | 32400 | 17.5 | 8.5 | 32600 | 25000 | 76.69% | 1.98 | 12 | 11.7 |  |  |  | No | R-410A | 2.7 | Residential & Commercial | Ducted CEE Tier 1
206771761 | Central HP <5.4 tons | COMFORTMAKER | HRCU-A-CB (Split System: Heat Pump with Remote Outdoor Unit-Air-Source) | CVH837GKA2* |  |  | EA*4X48L21A*+WALLCON | *80CTL0701716A* | 32200 | 17.5 | 8.1 | 32600 | 25000 | 76.69% | 1.96 | 11 | 11.5 |  |  |  | No | R-410A | 2.6833 | Residential & Commercial | Ducted CEE Tier 1
206765694 | Central HP <5.4 tons | COMFORTMAKER | HRCU-A-CB (Split System: Heat Pump with Remote Outdoor Unit-Air-Source) | CVH825GKA3* |  |  | EA*4X36L17A*+WALLCON | *97CMN0801714A* | 23400 | 16.5 | 8.1 | 21600 | 16700 | 77.31% | 1.92 | 11 | 10.5 |  |  |  | No | R-410A | 1.95 | Residential & Commercial | Ducted CEE Tier 1
215682223 | Central HP <5.4 tons | CARRIER | HRCU-A-CB (Split System: Heat Pump with Remote Outdoor Unit-Air-Source) | 27VNA048A*030* |  |  | CVAVA4824XMA*+UI | 59TN7A120C24**22 | 47000 | 18.5 | 9 | 50000 | 36400 | 72.8% | 2 | 0 | 10 |  |  |  | No | R-454B | 3.9167 | Residential & Commercial | Ducted CEE Tier 1
215682423 | Central HP <5.4 tons | CARRIER | HRCU-A-CB (Split System: Heat Pump with Remote Outdoor Unit-Air-Source) | 27VNA048A*030* |  |  | CVAVA6024XMA*+UI | 59TN7A120C24**22 | 48000 | 19 | 9 | 50000 | 36600 | 73.2% | 2 | 0 | 10.5 |  |  |  | No | R-454B | 4 | Residential & Commercial | Ducted CEE Tier 1
207436432 | Central HP <5.4 tons | LENNOX | HRCU-A-CB (Split System: Heat Pump with Remote Outdoor Unit-Air-Source) | SL25XPV-036-230A** |  |  | CHX35-48C-**-*+TDR | SLP99UH110XV60C* | 34000 | 21.2 | 8.5 | 33800 | 26000 | 76.92% | 1.76 | 14 | 13.5 |  |  |  | No | R-410A | 2.8333 | Residential & Commercial | Ducted CEE Tier 1
207436482 | Central HP <5.4 tons | LENNOX | HRCU-A-CB (Split System: Heat Pump with Remote Outdoor Unit-Air-Source) | SL25XPV-036-230A** |  |  | CX35-48C+TDR | SL280UH080NV60C* | 34000 | 21.4 | 8.8 | 35400 | 27400 | 77.4% | 1.82 | 14.5 | 13.5 |  |  |  | No | R-410A | 2.8333 | Residential & Commercial | Ducted CEE Tier 1
206765667 | Central HP <5.4 tons | COMFORTMAKER | HRCU-A-CB (Split System: Heat Pump with Remote Outdoor Unit-Air-Source) | CVH825GKA3* |  |  | EA*4X36L17A*+WALLCON | *96CTN0601714A* | 23400 | 16 | 8.1 | 21600 | 16800 | 77.78% | 1.92 | 11 | 10.5 |  |  |  | No | R-410A | 1.95 | Residential & Commercial | Ducted CEE Tier 1
206765937 | Central HP <5.4 tons | COMFORTMAKER | HRCU-A-CB (Split System: Heat Pump with Remote Outdoor Unit-Air-Source) | CVH825GKA3* |  |  | EA*4X37L21A*+WALLCON | *80CTL0701716A* | 24400 | 17 | 8.5 | 21200 | 16600 | 78.3% | 2.02 | 11 | 11 |  |  |  | No | R-410A | 2.0333 | Residential & Commercial | Ducted CEE Tier 1
214630496 | Central HP <5.4 tons | CARRIER | HRCU-A-CB (Split System: Heat Pump with Remote Outdoor Unit-Air-Source) | 25VNA837A*031* | ADP |  | V,C36H175P159 | 58CU*A040C17**12 | 32000 | 17 | 8.1 | 31400 | 24400 | 77.71% | 1.96 | 0 | 11.5 |  |  |  | No | R-410A | 2.6667 | Residential & Commercial | Ducted CEE Tier 1
215318972 | Central HP <5.4 tons | HEIL | HRCU-A-CB (Split System: Heat Pump with Remote Outdoor Unit-Air-Source) | D5CUHAH24AAK |  |  | D5FUAAH24XAK |  | 23000 | 18.4 | 10 | 24000 | 21600 | 90% | 1.87 | 0 | 11.7 |  |  |  | No | R-454B | 1.9167 | Residential & Commercial | Ducted CEE Tier 1
214630527 | Central HP <5.4 tons | CARRIER | HRCU-A-CB (Split System: Heat Pump with Remote Outdoor Unit-Air-Source) | 25VNA837A*031* | ADP |  | V,C36H175P159 | 59CU5B060C17**16 | 32000 | 17 | 8.1 | 31600 | 24600 | 77.85% | 1.9 | 0 | 11 |  |  |  | No | R-410A | 2.6667 | Residential & Commercial | Ducted CEE Tier 1
212578260 | Central HP <5.4 tons | CARRIER | HRCU-A-CB (Split System: Heat Pump with Remote Outdoor Unit-Air-Source) | 25VNA837A*031* | ADP |  | H,PG53936 | 58TN*A090C17**16 | 33000 | 18 | 8.1 | 31200 | 27400 | 87.82% | 2.22 | 0 | 11.5 |  |  |  | No | R-410A | 2.75 | Residential & Commercial | Ducted CEE Tier 1
204299320 | Central HP <5.4 tons | COMFORTMAKER | HRCU-A-CB (Split System: Heat Pump with Remote Outdoor Unit-Air-Source) | CVH837GKA** |  |  | EA*4X48L21A*+WALLCON | *80CTL0901716A* | 32400 | 18 | 8.5 | 32600 | 24800 | 76.07% | 2 | 12 | 11.7 |  |  |  | No | R-410A | 2.7 | Residential & Commercial | Ducted CEE Tier 1
204299400 | Central HP <5.4 tons | COMFORTMAKER | HRCU-A-CB (Split System: Heat Pump with Remote Outdoor Unit-Air-Source) | CVH837GKA** |  |  | EA*4X48L24A*+WALLCON | *97CMN1002122A* | 32400 | 17.5 | 8.5 | 32600 | 24800 | 76.07% | 2 | 12 | 11.7 |  |  |  | No | R-410A | 2.7 | Residential & Commercial | Ducted CEE Tier 1
204299450 | Central HP <5.4 tons | COMFORTMAKER | HRCU-A-CB (Split System: Heat Pump with Remote Outdoor Unit-Air-Source) | CVH837GKA** |  |  | EA*4X48L24A*+WALLCON | *97CMN0602120A* | 32200 | 17 | 8.1 | 32800 | 25200 | 76.83% | 1.96 | 11.5 | 11 |  |  |  | No | R-410A | 2.6833 | Residential & Commercial | Ducted CEE Tier 1
212982346 | Central HP <5.4 tons | TEMPSTAR | HRCU-A-CB (Split System: Heat Pump with Remote Outdoor Unit-Air-Source) | DLCURAH24ABK |  |  | EN(A,D)4X30L17** | *80MSU0401712A* | 23800 | 16.5 | 8.5 | 25800 | 23800 | 92.25% | 1.98 | 0 | 10.5 |  |  |  | No | R-410A | 1.9833 | Residential & Commercial | Ducted CEE Tier 1
213779052 | Central HP <5.4 tons | KEEPRITE | HRCU-A-CB (Split System: Heat Pump with Remote Outdoor Unit-Air-Source) | CVH837GKA** |  |  | EA*4X37L21A*+WALLCON | *96CTN1002122B* | 33000 | 17 | 8.5 | 32600 | 25000 | 76.69% | 1.98 | 0 | 11.5 |  |  |  | No | R-410A | 2.75 | Residential & Commercial | Ducted CEE Tier 1
204300274 | Central HP <5.4 tons | COMFORTMAKER | HRCU-A-CB (Split System: Heat Pump with Remote Outdoor Unit-Air-Source) | CVH837GKA** |  |  | EHD4X42AAL+WALLCON | *80CTL1352422A* | 32600 | 17 | 8.1 | 33000 | 24800 | 75.15% | 1.96 | 11 | 11 |  |  |  | No | R-410A | 2.7167 | Residential & Commercial | Ducted CEE Tier 1
204300574 | Central HP <5.4 tons | COMFORTMAKER | HRCU-A-CB (Split System: Heat Pump with Remote Outdoor Unit-Air-Source) | CVH837GKA** |  |  | EHD4X48AAL+WALLCON | *80CTL0701412A* | 32600 | 17 | 8.1 | 33200 | 25000 | 75.3% | 1.96 | 11.5 | 11 |  |  |  | No | R-410A | 2.7167 | Residential & Commercial | Ducted CEE Tier 1
213779784 | Central HP <5.4 tons | TEMPSTAR | HRCU-A-CB (Split System: Heat Pump with Remote Outdoor Unit-Air-Source) | TVH837GKA** |  |  | EA*4X61L24A*+WALLCON | *97CMN1002122B* | 33200 | 17.5 | 8.5 | 32000 | 24800 | 77.5% | 2 | 0 | 11.7 |  |  |  | No | R-410A | 2.7667 | Residential & Commercial | Ducted CEE Tier 1
213779034 | Central HP <5.4 tons | TEMPSTAR | HRCU-A-CB (Split System: Heat Pump with Remote Outdoor Unit-Air-Source) | TVH837GKA** |  |  | EA*4X37L21A*+WALLCON | *96CTN0601714B* | 32600 | 17 | 8.1 | 33000 | 25400 | 76.97% | 1.94 | 0 | 11 |  |  |  | No | R-410A | 2.7167 | Residential & Commercial | Ducted CEE Tier 1
213779134 | Central HP <5.4 tons | TEMPSTAR | HRCU-A-CB (Split System: Heat Pump with Remote Outdoor Unit-Air-Source) | TVH837GKA** |  |  | EA*4X42L21A*+WALLCON | *97CMN0801714B* | 31600 | 16.5 | 8.1 | 33400 | 24600 | 73.65% | 1.86 | 0 | 10.5 |  |  |  | No | R-410A | 2.6333 | Residential & Commercial | Ducted CEE Tier 1
213779654 | Central HP <5.4 tons | TEMPSTAR | HRCU-A-CB (Split System: Heat Pump with Remote Outdoor Unit-Air-Source) | TVH837GKA** |  |  | EA*4X61L21A*+WALLCON | *80CTL0901716B* | 33200 | 17.5 | 8.1 | 32000 | 24800 | 77.5% | 1.98 | 0 | 11.5 |  |  |  | No | R-410A | 2.7667 | Residential & Commercial | Ducted CEE Tier 1
206766027 | Central HP <5.4 tons | COMFORTMAKER | HRCU-A-CB (Split System: Heat Pump with Remote Outdoor Unit-Air-Source) | CVH825GKA3* |  |  | EA*4X37L21A*+WALLCON | *96CTN1002122A* | 24400 | 16.5 | 8.5 | 21200 | 16600 | 78.3% | 2.04 | 11 | 11 |  |  |  | No | R-410A | 2.0333 | Residential & Commercial | Ducted CEE Tier 1
206767199 | Central HP <5.4 tons | COMFORTMAKER | HRCU-A-CB (Split System: Heat Pump with Remote Outdoor Unit-Air-Source) | CVH825GKA3* |  |  | EA*4X37L21A*+WALLCON | *80CSU0401712A* | 24400 | 17 | 8.5 | 21200 | 16600 | 78.3% | 2.02 | 11.5 | 11 |  |  |  | No | R-410A | 2.0333 | Residential & Commercial | Ducted CEE Tier 1
206767501 | Central HP <5.4 tons | COMFORTMAKER | HRCU-A-CB (Split System: Heat Pump with Remote Outdoor Unit-Air-Source) | CVH825GKA3* |  |  | EA*4X36L21A*+WALLCON | *95CSU0601716A* | 23600 | 16.5 | 8.1 | 21600 | 16700 | 77.31% | 1.92 | 11 | 10.5 |  |  |  | No | R-410A | 1.9667 | Residential & Commercial | Ducted CEE Tier 1
206772229 | Central HP <5.4 tons | COMFORTMAKER | HRCU-A-CB (Split System: Heat Pump with Remote Outdoor Unit-Air-Source) | CVH837GKA2* |  |  | EN(A,D,W)4X48L21**+WALLCON | *80CTL0701716A* | 32400 | 17.5 | 8.1 | 33000 | 25000 | 75.76% | 1.94 | 12 | 11.5 |  |  |  | No | R-410A | 2.7 | Residential & Commercial | Ducted CEE Tier 1
213780722 | Central HP <5.4 tons | KEEPRITE | HRCU-A-CB (Split System: Heat Pump with Remote Outdoor Unit-Air-Source) | CVH837GKA2* |  |  | EA*4X36L17A*+WALLCON | *96CTN0801714B* | 31400 | 16.5 | 8.1 | 33200 | 24400 | 73.49% | 1.82 | 0 | 10.5 |  |  |  | No | R-410A | 2.6167 | Residential & Commercial | Ducted CEE Tier 1
214053756 | Central HP <5.4 tons | LENNOX | HRCU-A-CB (Split System: Heat Pump with Remote Outdoor Unit-Air-Source) | SL25XPV-048-230A** | ADP |  | HG50960 | SL280UH090V60C* | 45000 | 21 | 9.2 | 43500 | 36800 | 84.6% | 1.84 | 0 | 12.5 |  |  |  | No | R-410A | 3.75 | Residential & Commercial | Ducted CEE Tier 1
213771237 | Central HP <5.4 tons | HEIL | HRCU-A-CB (Split System: Heat Pump with Remote Outdoor Unit-Air-Source) | HVH825GKA2* |  |  | EA*4X37L21A*+WALLCON | *96CTN1002122B* | 24400 | 16.5 | 8.5 | 21200 | 16600 | 78.3% | 2.04 | 0 | 11 |  |  |  | No | R-410A | 2.0333 | Residential & Commercial | Ducted CEE Tier 1
213771257 | Central HP <5.4 tons | HEIL | HRCU-A-CB (Split System: Heat Pump with Remote Outdoor Unit-Air-Source) | HVH825GKA2* |  |  | EA*4X42L21A*+WALLCON | *80CTL0701716B* | 23800 | 16.5 | 8.1 | 21400 | 16700 | 78.04% | 1.96 | 0 | 10.5 |  |  |  | No | R-410A | 1.9833 | Residential & Commercial | Ducted CEE Tier 1
213771507 | Central HP <5.4 tons | HEIL | HRCU-A-CB (Split System: Heat Pump with Remote Outdoor Unit-Air-Source) | HVH825GKA2* |  |  | EA*4X43L21A*+WALLCON | *97CMN0801714B* | 24400 | 16.5 | 8.1 | 21200 | 16700 | 78.77% | 2.02 | 0 | 11 |  |  |  | No | R-410A | 2.0333 | Residential & Commercial | Ducted CEE Tier 1
214731189 | Central HP <5.4 tons | BRYANT HEATING AND COOLING SYSTEMS | HRCU-A-CB (Split System: Heat Pump with Remote Outdoor Unit-Air-Source) | 38MURAQ24AB3* | ADP |  | H,PG7J936 | 926TC60080V21*** | 23400 | 17 | 8.5 | 24800 | 23600 | 95.16% | 1.98 | 0 | 10 |  |  |  | No | R-410A | 1.95 | Residential & Commercial | Ducted CEE Tier 1
212983736 | Central HP <5.4 tons | TEMPSTAR | HRCU-A-CB (Split System: Heat Pump with Remote Outdoor Unit-Air-Source) | DLCURAH18ABK |  |  | EN(A,D)4X30L17** | *92MSN0601412A* | 17400 | 16.5 | 8.1 | 18000 | 16200 | 90% | 1.84 | 0 | 11 |  |  |  | No | R-410A | 1.45 | Residential & Commercial | Ducted CEE Tier 1
213286686 | Central HP <5.4 tons | DAY & NIGHT | HRCU-A-CB (Split System: Heat Pump with Remote Outdoor Unit-Air-Source) | DLCURAH18ABK | ADP |  | CE1801C+TXV |  | 17400 | 17 | 8.6 | 17000 | 19300 | 113.5% | 2.3 | 0 | 10.5 |  |  |  | No | R-410A | 1.45 | Residential & Commercial | Ducted CEE Tier 1
213372222 | Central HP <5.4 tons | PAYNE | HRCU-A-C (Split System: Heat Pump with Remote Outdoor Unit with No Indoor Fan --Air Source) | 38MURAQ24AB3 |  |  | 40MULAQ24XBX + CI |  | 24000 | 16.5 | 9.5 | 25000 | 20000 | 80% | 1.95 | 11 | 10.7 |  |  |  | No | R-410A | 2 | Residential & Commercial | Ducted CEE Tier 1
214584678 | Central HP <5.4 tons | FRASER-JOHNSTON | HRCU-A-CB (Split System: Heat Pump with Remote Outdoor Unit-Air-Source) | HH836E2S11 |  |  | CTF36C5CDS1 | Z8ES080C16SMPS1 | 34000 | 18 | 8.5 | 31200 | 25400 | 81.41% | 2 | 0 | 11.7 |  |  |  | No | R-454B | 2.8333 | Residential & Commercial | Ducted CEE Tier 1
214052488 | Central HP <5.4 tons | LENNOX | HRCU-A-CB (Split System: Heat Pump with Remote Outdoor Unit-Air-Source) | EL22XPV-024-230A** | ADP |  | HG80936 | ML180UH045E36A* | 23400 | 21 | 8.5 | 21200 | 14900 | 70.28% | 1.86 | 0 | 13.5 |  |  |  | No | R-410A | 1.95 | Residential & Commercial | Ducted CEE Tier 1
213780772 | Central HP <5.4 tons | KEEPRITE | HRCU-A-CB (Split System: Heat Pump with Remote Outdoor Unit-Air-Source) | CVH837GKA2* |  |  | EA*4X36L21A*+WALLCON | *80CTL1102120B* | 31600 | 17 | 8.1 | 32800 | 24200 | 73.78% | 1.86 | 0 | 11 |  |  |  | No | R-410A | 2.6333 | Residential & Commercial | Ducted CEE Tier 1
206772815 | Central HP <5.4 tons | COMFORTMAKER | HRCU-A-CB (Split System: Heat Pump with Remote Outdoor Unit-Air-Source) | CVH837GKA2* |  |  | EHD4X42AAL+WALLCON | *96CTN1002122A* | 32600 | 16.5 | 8.1 | 33000 | 24800 | 75.15% | 1.96 | 12 | 11 |  |  |  | No | R-410A | 2.7167 | Residential & Commercial | Ducted CEE Tier 1
206773049 | Central HP <5.4 tons | COMFORTMAKER | HRCU-A-CB (Split System: Heat Pump with Remote Outdoor Unit-Air-Source) | CVH837GKA2* |  |  | EA*4X37L21A*+WALLCON | *80CSU0601716A* | 32800 | 17 | 8.5 | 33000 | 25200 | 76.36% | 1.96 | 12 | 11 |  |  |  | No | R-410A | 2.7333 | Residential & Commercial | Ducted CEE Tier 1
214263948 | Central HP <5.4 tons | ARMSTRONG AIR | HRCU-A-CB (Split System: Heat Pump with Remote Outdoor Unit-Air-Source) | 4SHP18LX136P | ADP |  | H,A,DG9J936 | A96DF1E045B12 | 24000 | 18 | 8.5 | 22400 | 16200 | 72.32% | 2.16 | 0 | 12 |  |  |  | No | R-410A | 2 | Residential & Commercial | Ducted CEE Tier 1
213771557 | Central HP <5.4 tons | HEIL | HRCU-A-CB (Split System: Heat Pump with Remote Outdoor Unit-Air-Source) | HVH825GKA2* |  |  | EA*4X48L21A*+WALLCON | *80CTL0451712B* | 24000 | 16.5 | 8.1 | 21000 | 16600 | 79.05% | 2 | 0 | 10.5 |  |  |  | No | R-410A | 2 | Residential & Commercial | Ducted CEE Tier 1
213771707 | Central HP <5.4 tons | HEIL | HRCU-A-CB (Split System: Heat Pump with Remote Outdoor Unit-Air-Source) | HVH825GKA2* |  |  | EA*4X48L24A*+WALLCON | *97CMN1002122B* | 24200 | 16.5 | 8.1 | 21000 | 16500 | 78.57% | 2.02 | 0 | 11 |  |  |  | No | R-410A | 2.0167 | Residential & Commercial | Ducted CEE Tier 1
213770497 | Central HP <5.4 tons | HEIL | HRCU-A-CB (Split System: Heat Pump with Remote Outdoor Unit-Air-Source) | HVH825GKA2* |  |  | EA*4X24L17A*+WALLCON | *80CTL0701412B* | 23400 | 16.5 | 8.1 | 22000 | 16800 | 76.36% | 1.9 | 0 | 10.5 |  |  |  | No | R-410A | 1.95 | Residential & Commercial | Ducted CEE Tier 1
214627690 | Central HP <5.4 tons | CARRIER | HRCU-A-CB (Split System: Heat Pump with Remote Outdoor Unit-Air-Source) | 38MURAQ18AB3* | ADP |  | A36VCA+TXV | 59SC6A040M17**12 | 17500 | 15.2 | 8.5 | 17100 | 18800 | 109.9% | 2.3 | 0 | 10.5 |  |  |  | No | R-410A | 1.4583 | Residential & Commercial | Ducted CEE Tier 1
213770857 | Central HP <5.4 tons | HEIL | HRCU-A-CB (Split System: Heat Pump with Remote Outdoor Unit-Air-Source) | HVH825GKA2* |  |  | EA*4X36L17A*+WALLCON | *97CMN0601714B* | 23400 | 16 | 8.1 | 21600 | 16800 | 77.78% | 1.92 | 0 | 10.5 |  |  |  | No | R-410A | 1.95 | Residential & Commercial | Ducted CEE Tier 1
214053752 | Central HP <5.4 tons | LENNOX | HRCU-A-CB (Split System: Heat Pump with Remote Outdoor Unit-Air-Source) | SL25XPV-048-230A** | ADP |  | HG50960 | EL296UH090XV60C* | 45500 | 20 | 9.3 | 42000 | 35800 | 85.24% | 1.86 | 0 | 12 |  |  |  | No | R-410A | 3.7917 | Residential & Commercial | Ducted CEE Tier 1
213770647 | Central HP <5.4 tons | HEIL | HRCU-A-CB (Split System: Heat Pump with Remote Outdoor Unit-Air-Source) | HVH825GKA2* |  |  | EA*4X25L17A*+WALLCON | *97CMN0801714B* | 24200 | 16.5 | 8.1 | 21400 | 16700 | 78.04% | 2.02 | 0 | 11 |  |  |  | No | R-410A | 2.0167 | Residential & Commercial | Ducted CEE Tier 1
214080861 | Central HP <5.4 tons | ARMSTRONG AIR | HRCU-A-CB (Split System: Heat Pump with Remote Outdoor Unit-Air-Source) | 4SHP18LX136P | ADP |  | H,A,DP15936 | A96DS2V070B16 | 23600 | 18 | 8.5 | 22400 | 16200 | 72.32% | 2.16 | 0 | 12 |  |  |  | No | R-410A | 1.9667 | Residential & Commercial | Ducted CEE Tier 1
214080863 | Central HP <5.4 tons | ARMSTRONG AIR | HRCU-A-CB (Split System: Heat Pump with Remote Outdoor Unit-Air-Source) | 4SHP18LX136P | ADP |  | H,A,DG9J936 | A96DS2V070B16 | 23600 | 18 | 8.5 | 22400 | 16200 | 72.32% | 2.16 | 0 | 12 |  |  |  | No | R-410A | 1.9667 | Residential & Commercial | Ducted CEE Tier 1
214771969 | Central HP <5.4 tons | GE | HRCU-A-CB (Split System: Heat Pump with Remote Outdoor Unit-Air-Source) | NS18H36MA4-** | ADP |  | HG9J936 | NF80D070T3A-* | 24000 | 19 | 8.5 | 22400 | 16300 | 72.77% | 2.16 | 0 | 12 |  |  |  | No | R-410A | 2 | Residential & Commercial | Ducted CEE Tier 1
214080879 | Central HP <5.4 tons | ARMSTRONG AIR | HRCU-A-CB (Split System: Heat Pump with Remote Outdoor Unit-Air-Source) | 4SHP18LX136P | ADP |  | H,A,DP16936 | A97DF2E070B16 | 23600 | 18 | 8.5 | 22400 | 16900 | 75.45% | 2.22 | 0 | 12 |  |  |  | No | R-410A | 1.9667 | Residential & Commercial | Ducted CEE Tier 1
214081304 | Central HP <5.4 tons | ARMSTRONG AIR | HRCU-A-CB (Split System: Heat Pump with Remote Outdoor Unit-Air-Source) | 4SHP18LX136P | ADP |  | H,A,DP18936 | A96DS2V045B12 | 23600 | 19 | 8.5 | 22400 | 16100 | 71.88% | 2.18 | 0 | 12 |  |  |  | No | R-410A | 1.9667 | Residential & Commercial | Ducted CEE Tier 1
214081306 | Central HP <5.4 tons | ARMSTRONG AIR | HRCU-A-CB (Split System: Heat Pump with Remote Outdoor Unit-Air-Source) | 4SHP18LX136P | ADP |  | H,A,DP18936 | A96DS2V070B16 | 23600 | 18 | 8.5 | 22400 | 16200 | 72.32% | 2.16 | 0 | 12 |  |  |  | No | R-410A | 1.9667 | Residential & Commercial | Ducted CEE Tier 1
213770847 | Central HP <5.4 tons | HEIL | HRCU-A-CB (Split System: Heat Pump with Remote Outdoor Unit-Air-Source) | HVH825GKA2* |  |  | EA*4X36L17A*+WALLCON | *95CSU0601716B* | 23400 | 16.5 | 8.1 | 21600 | 16700 | 77.31% | 1.94 | 0 | 10.5 |  |  |  | No | R-410A | 1.95 | Residential & Commercial | Ducted CEE Tier 1
213771197 | Central HP <5.4 tons | HEIL | HRCU-A-CB (Split System: Heat Pump with Remote Outdoor Unit-Air-Source) | HVH825GKA2* |  |  | EA*4X37L21A*+WALLCON | *97CMN0801714B* | 24400 | 16.5 | 8.1 | 21200 | 16700 | 78.77% | 2.02 | 0 | 11 |  |  |  | No | R-410A | 2.0333 | Residential & Commercial | Ducted CEE Tier 1
206772662 | Central HP <5.4 tons | COMFORTMAKER | HRCU-A-CB (Split System: Heat Pump with Remote Outdoor Unit-Air-Source) | CVH837GKA2* |  |  | EHD4X36AAL+WALLCON | *80CTL0901716A* | 32400 | 17 | 8.1 | 33200 | 24600 | 74.1% | 1.94 | 12 | 11 |  |  |  | No | R-410A | 2.7 | Residential & Commercial | Ducted CEE Tier 1
206772698 | Central HP <5.4 tons | COMFORTMAKER | HRCU-A-CB (Split System: Heat Pump with Remote Outdoor Unit-Air-Source) | CVH837GKA2* |  |  | EHD4X42AAL+WALLCON | *80CTL0701716A* | 32400 | 16.5 | 8.1 | 33200 | 25000 | 75.3% | 1.94 | 11.5 | 11 |  |  |  | No | R-410A | 2.7 | Residential & Commercial | Ducted CEE Tier 1
213249340 | Central HP <5.4 tons | DAY & NIGHT | HRCU-A-CB (Split System: Heat Pump with Remote Outdoor Unit-Air-Source) | DLCURAH36ABK |  |  | FEVA0036**+NAVA43601CK |  | 35400 | 16 | 8.5 | 38500 | 35000 | 90.91% | 1.9 | 0 | 10 |  |  |  | No | R-410A | 2.95 | Residential & Commercial | Ducted CEE Tier 1
206772833 | Central HP <5.4 tons | COMFORTMAKER | HRCU-A-CB (Split System: Heat Pump with Remote Outdoor Unit-Air-Source) | CVH837GKA2* |  |  | EHD4X42AAL+WALLCON | *80CTL0901716A* | 32600 | 17 | 8.1 | 33000 | 24800 | 75.15% | 1.96 | 12 | 11 |  |  |  | No | R-410A | 2.7167 | Residential & Commercial | Ducted CEE Tier 1
214080856 | Central HP <5.4 tons | ARMSTRONG AIR | HRCU-A-CB (Split System: Heat Pump with Remote Outdoor Unit-Air-Source) | 4SHP18LX136P | ADP |  | H,A,DP15936 | A96DS2V045B12 | 23600 | 19 | 8.5 | 22400 | 16100 | 71.88% | 2.18 | 0 | 12 |  |  |  | No | R-410A | 1.9667 | Residential & Commercial | Ducted CEE Tier 1
214080859 | Central HP <5.4 tons | ARMSTRONG AIR | HRCU-A-CB (Split System: Heat Pump with Remote Outdoor Unit-Air-Source) | 4SHP18LX136P | ADP |  | H,A,DG1K936 | A96DS2V045B12 | 23600 | 19 | 8.5 | 22400 | 16100 | 71.88% | 2.18 | 0 | 12 |  |  |  | No | R-410A | 1.9667 | Residential & Commercial | Ducted CEE Tier 1
214080873 | Central HP <5.4 tons | ARMSTRONG AIR | HRCU-A-CB (Split System: Heat Pump with Remote Outdoor Unit-Air-Source) | 4SHP18LX136P | ADP |  | H,A,DP15936 | A97DF2E045B12 | 23800 | 18 | 8.5 | 22400 | 16900 | 75.45% | 2.22 | 0 | 12 |  |  |  | No | R-410A | 1.9833 | Residential & Commercial | Ducted CEE Tier 1
214080874 | Central HP <5.4 tons | ARMSTRONG AIR | HRCU-A-CB (Split System: Heat Pump with Remote Outdoor Unit-Air-Source) | 4SHP18LX136P | ADP |  | H,A,DP16936 | A97DF2E045B12 | 23800 | 18 | 8.5 | 22400 | 16900 | 75.45% | 2.22 | 0 | 12 |  |  |  | No | R-410A | 1.9833 | Residential & Commercial | Ducted CEE Tier 1
214080876 | Central HP <5.4 tons | ARMSTRONG AIR | HRCU-A-CB (Split System: Heat Pump with Remote Outdoor Unit-Air-Source) | 4SHP18LX136P | ADP |  | H,A,DG1K936 | A97DF2E045B12 | 23800 | 18 | 8.5 | 22400 | 16900 | 75.45% | 2.22 | 0 | 12 |  |  |  | No | R-410A | 1.9833 | Residential & Commercial | Ducted CEE Tier 1
215936466 | Central HP <5.4 tons | HEIL | HRCU-A-CB (Split System: Heat Pump with Remote Outdoor Unit-Air-Source) | H5H3V36*K*AAA* |  |  | EVD5X49M24A*+WALLCON | *80CTL1352422B* | 35600 | 22 | 8.5 | 38000 | 28400 | 74.74% | 2.04 | 0 | 12.5 |  |  |  | No | R-454B | 2.9667 | Residential & Commercial | Ducted CEE Tier 1
215936836 | Central HP <5.4 tons | HEIL | HRCU-A-CB (Split System: Heat Pump with Remote Outdoor Unit-Air-Source) | H5H3V36*K*AAA* |  |  | EVD5X60M24A*+WALLCON | *97CMN1202422B* | 35400 | 22 | 8.5 | 38000 | 28400 | 74.74% | 2.04 | 0 | 12.5 |  |  |  | No | R-454B | 2.95 | Residential & Commercial | Ducted CEE Tier 1
215936586 | Central HP <5.4 tons | HEIL | HRCU-A-CB (Split System: Heat Pump with Remote Outdoor Unit-Air-Source) | H5H3V36*K*AAA* |  |  | EVD5X60M21A*+WALLCON | *80CTL0451712B* | 35200 | 21 | 8.5 | 39000 | 29400 | 75.38% | 2 | 0 | 11.7 |  |  |  | No | R-454B | 2.9333 | Residential & Commercial | Ducted CEE Tier 1
213779754 | Central HP <5.4 tons | TEMPSTAR | HRCU-A-CB (Split System: Heat Pump with Remote Outdoor Unit-Air-Source) | TVH837GKA** |  |  | EA*4X61L24A*+WALLCON | *80CTL0902120B* | 33200 | 17.5 | 8.5 | 32000 | 24800 | 77.5% | 2 | 0 | 11.7 |  |  |  | No | R-410A | 2.7667 | Residential & Commercial | Ducted CEE Tier 1
213779804 | Central HP <5.4 tons | TEMPSTAR | HRCU-A-CB (Split System: Heat Pump with Remote Outdoor Unit-Air-Source) | TVH837GKA** |  |  | EA*4X61L24A*+WALLCON | *96CTN1002122B* | 33200 | 17.5 | 8.5 | 32000 | 24800 | 77.5% | 2 | 0 | 11.7 |  |  |  | No | R-410A | 2.7667 | Residential & Commercial | Ducted CEE Tier 1
214264021 | Central HP <5.4 tons | ARMSTRONG AIR | HRCU-A-CB (Split System: Heat Pump with Remote Outdoor Unit-Air-Source) | 4SHP18LX136P | ADP |  | H,A,DG9J936 | EFV12BCA | 23600 | 19 | 8.5 | 22400 | 16100 | 71.88% | 2.18 | 0 | 12 |  |  |  | No | R-410A | 1.9667 | Residential & Commercial | Ducted CEE Tier 1
214080880 | Central HP <5.4 tons | ARMSTRONG AIR | HRCU-A-CB (Split System: Heat Pump with Remote Outdoor Unit-Air-Source) | 4SHP18LX136P | ADP |  | H,A,DG9J936 | A97DF2E070B16 | 23600 | 18 | 8.5 | 22400 | 16900 | 75.45% | 2.22 | 0 | 12 |  |  |  | No | R-410A | 1.9667 | Residential & Commercial | Ducted CEE Tier 1
214052492 | Central HP <5.4 tons | LENNOX | HRCU-A-CB (Split System: Heat Pump with Remote Outdoor Unit-Air-Source) | EL22XPV-024-230A** | ADP |  | HG80936 | ML180UH045XE36A* | 23400 | 21 | 8.5 | 21200 | 14900 | 70.28% | 1.86 | 0 | 13.5 |  |  |  | No | R-410A | 1.95 | Residential & Commercial | Ducted CEE Tier 1
213077945 | Central HP <5.4 tons | CARRIER | HRCU-A-CB (Split System: Heat Pump with Remote Outdoor Unit-Air-Source) | 38MURAQ36AB3* |  |  | CAP**3721AL* | 58S(B,C)*B070M17**12 | 36200 | 16 | 8.5 | 38000 | 34800 | 91.58% | 2.04 | 0 | 10 |  |  |  | No | R-410A | 3.0167 | Residential & Commercial | Ducted CEE Tier 1
213078615 | Central HP <5.4 tons | CARRIER | HRCU-A-CB (Split System: Heat Pump with Remote Outdoor Unit-Air-Source) | 38MURAQ36AB3* |  |  | CAP**3721AL* | 58S(B,C)*B110M21**20 | 36600 | 16.5 | 8.5 | 38000 | 34800 | 91.58% | 2.06 | 0 | 10 |  |  |  | No | R-410A | 3.05 | Residential & Commercial | Ducted CEE Tier 1
213079435 | Central HP <5.4 tons | CARRIER | HRCU-A-CB (Split System: Heat Pump with Remote Outdoor Unit-Air-Source) | 38MURAQ36AB3* |  |  | CAP**4321AL* | 59SC2E060M17**14 | 36600 | 16 | 8.5 | 38500 | 35000 | 90.91% | 2.06 | 0 | 10 |  |  |  | No | R-410A | 3.05 | Residential & Commercial | Ducted CEE Tier 1
211206883 | Central HP <5.4 tons | JOHNSON CONTROLS | HRCU-A-CB (Split System: Heat Pump with Remote Outdoor Unit-Air-Source) | HL20B3621 |  |  | XAMB36DE2N1+CC | TM9V080B12MP12 | 32200 | 18 | 8.5 | 34000 | 29400 | 86.47% | 1.92 | 0 | 11.7 |  |  |  | No | R-410A | 2.6833 | Residential & Commercial | Ducted CEE Tier 1
214624800 | Central HP <5.4 tons | CARRIER | HRCU-A-CB (Split System: Heat Pump with Remote Outdoor Unit-Air-Source) | 38MURAQ24AB3* | ADP |  | V,C36H175P139 | 58SU*B060M17**16 | 23400 | 17 | 9 | 24600 | 25600 | 104.1% | 2.2 | 0 | 10 |  |  |  | No | R-410A | 1.95 | Residential & Commercial | Ducted CEE Tier 1
212984637 | Central HP <5.4 tons | CARRIER | HRCU-A-CB (Split System: Heat Pump with Remote Outdoor Unit-Air-Source) | 38MURAQ24AB3* |  |  | CAP**3721AL* | 59SC2E080M17**16 | 24200 | 17.5 | 8.5 | 25000 | 21400 | 85.6% | 1.8 | 0 | 10.5 |  |  |  | No | R-410A | 2.0167 | Residential & Commercial | Ducted CEE Tier 1
214080894 | Central HP <5.4 tons | ARMSTRONG AIR | HRCU-A-CB (Split System: Heat Pump with Remote Outdoor Unit-Air-Source) | 4SHP18LX136P | ADP |  | H,A,DP16936 | A97DSMV070B12 | 23600 | 19 | 8.5 | 22400 | 16100 | 71.88% | 2.18 | 0 | 12 |  |  |  | No | R-410A | 1.9667 | Residential & Commercial | Ducted CEE Tier 1
214080896 | Central HP <5.4 tons | ARMSTRONG AIR | HRCU-A-CB (Split System: Heat Pump with Remote Outdoor Unit-Air-Source) | 4SHP18LX136P | ADP |  | H,A,DG1K936 | A97DSMV070B12 | 23600 | 19 | 8.5 | 22400 | 16100 | 71.88% | 2.18 | 0 | 12 |  |  |  | No | R-410A | 1.9667 | Residential & Commercial | Ducted CEE Tier 1
206772869 | Central HP <5.4 tons | COMFORTMAKER | HRCU-A-CB (Split System: Heat Pump with Remote Outdoor Unit-Air-Source) | CVH837GKA2* |  |  | EHD4X48AAL+WALLCON | *80CTL0701716A* | 32600 | 17 | 8.1 | 33200 | 25000 | 75.3% | 1.96 | 11.5 | 11 |  |  |  | No | R-410A | 2.7167 | Residential & Commercial | Ducted CEE Tier 1
206773067 | Central HP <5.4 tons | COMFORTMAKER | HRCU-A-CB (Split System: Heat Pump with Remote Outdoor Unit-Air-Source) | CVH837GKA2* |  |  | EA*4X42L21A*+WALLCON | *80CSU0601716A* | 31800 | 17 | 8.1 | 33200 | 24400 | 73.49% | 1.86 | 11.5 | 11 |  |  |  | No | R-410A | 2.65 | Residential & Commercial | Ducted CEE Tier 1
206773094 | Central HP <5.4 tons | COMFORTMAKER | HRCU-A-CB (Split System: Heat Pump with Remote Outdoor Unit-Air-Source) | CVH837GKA2* |  |  | EA*4X42L24A*+WALLCON | *80CSU1002120A* | 31800 | 17 | 8.1 | 33200 | 24400 | 73.49% | 1.88 | 11.5 | 11 |  |  |  | No | R-410A | 2.65 | Residential & Commercial | Ducted CEE Tier 1
206773387 | Central HP <5.4 tons | COMFORTMAKER | HRCU-A-CB (Split System: Heat Pump with Remote Outdoor Unit-Air-Source) | CVH837GKA2* |  |  | EHD4X48AAL+WALLCON | *80CSU1002120A* | 32600 | 16.5 | 8.1 | 33000 | 25000 | 75.76% | 1.96 | 11.5 | 11 |  |  |  | No | R-410A | 2.7167 | Residential & Commercial | Ducted CEE Tier 1
206773603 | Central HP <5.4 tons | COMFORTMAKER | HRCU-A-CB (Split System: Heat Pump with Remote Outdoor Unit-Air-Source) | CVH837GKA2* |  |  | EN(A,D,W)4X48L21**+WALLCON | *95CSU0802120A* | 32400 | 17.5 | 8.1 | 32800 | 24800 | 75.61% | 1.96 | 12 | 11.7 |  |  |  | No | R-410A | 2.7 | Residential & Commercial | Ducted CEE Tier 1
213781724 | Central HP <5.4 tons | TEMPSTAR | HRCU-A-CB (Split System: Heat Pump with Remote Outdoor Unit-Air-Source) | TVH837GKA2* |  |  | EA*4X61L24A*+WALLCON | *96CTN1202422B* | 33200 | 17.5 | 8.5 | 32000 | 24800 | 77.5% | 2 | 0 | 11.7 |  |  |  | No | R-410A | 2.7667 | Residential & Commercial | Ducted CEE Tier 1
213781944 | Central HP <5.4 tons | TEMPSTAR | HRCU-A-CB (Split System: Heat Pump with Remote Outdoor Unit-Air-Source) | TVH837GKA2* |  |  | EHD4X42AAL+WALLCON | *80CTL1102120B* | 32600 | 16.5 | 8.1 | 32800 | 24600 | 75% | 1.94 | 0 | 11 |  |  |  | No | R-410A | 2.7167 | Residential & Commercial | Ducted CEE Tier 1
213781024 | Central HP <5.4 tons | TEMPSTAR | HRCU-A-CB (Split System: Heat Pump with Remote Outdoor Unit-Air-Source) | TVH837GKA2* |  |  | EA*4X42L21A*+WALLCON | *95CSU0601716B* | 31600 | 16.5 | 8.1 | 33000 | 24600 | 74.55% | 1.86 | 0 | 10.5 |  |  |  | No | R-410A | 2.6333 | Residential & Commercial | Ducted CEE Tier 1
213782244 | Central HP <5.4 tons | TEMPSTAR | HRCU-A-CB (Split System: Heat Pump with Remote Outdoor Unit-Air-Source) | TVH837GKA2* |  |  | EHD4X60AAL+WALLCON | *80CTL0901716B* | 33000 | 16.5 | 8.1 | 32200 | 24800 | 77.02% | 1.98 | 0 | 11 |  |  |  | No | R-410A | 2.75 | Residential & Commercial | Ducted CEE Tier 1
214081312 | Central HP <5.4 tons | ARMSTRONG AIR | HRCU-A-CB (Split System: Heat Pump with Remote Outdoor Unit-Air-Source) | 4SHP18LX136P | ADP |  | H,A,DP18936 | A97DF2E045B12 | 23800 | 18 | 8.5 | 22400 | 16900 | 75.45% | 2.22 | 0 | 12 |  |  |  | No | R-410A | 1.9833 | Residential & Commercial | Ducted CEE Tier 1
213780204 | Central HP <5.4 tons | TEMPSTAR | HRCU-A-CB (Split System: Heat Pump with Remote Outdoor Unit-Air-Source) | TVH837GKA** |  |  | EHD4X48AAL+WALLCON | *80CTL1352422B* | 32600 | 16.5 | 8.1 | 32600 | 24800 | 76.07% | 1.96 | 0 | 11 |  |  |  | No | R-410A | 2.7167 | Residential & Commercial | Ducted CEE Tier 1
213780254 | Central HP <5.4 tons | TEMPSTAR | HRCU-A-CB (Split System: Heat Pump with Remote Outdoor Unit-Air-Source) | TVH837GKA** |  |  | EHD4X48AAL+WALLCON | *97CMN1202422B* | 32600 | 16.5 | 8.1 | 33000 | 24800 | 75.15% | 1.96 | 0 | 11 |  |  |  | No | R-410A | 2.7167 | Residential & Commercial | Ducted CEE Tier 1
214052877 | Central HP <5.4 tons | LENNOX | HRCU-A-CB (Split System: Heat Pump with Remote Outdoor Unit-Air-Source) | SL25XPV-024-230A** | ADP |  | HG80936 | SL280UH070XV36A* | 22200 | 21 | 9.2 | 20000 | 20000 | 100% | 1.84 | 0 | 14 |  |  |  | No | R-410A | 1.85 | Residential & Commercial | Ducted CEE Tier 1
214574477 | Central HP <5.4 tons | TEMPSTAR | HRCU-A-CB (Split System: Heat Pump with Remote Outdoor Unit-Air-Source) | TVH837GKA2* |  |  | EN(A,D)4X36L21**+WALLCON | *95CSU1002122B* | 31400 | 17 | 8.1 | 33000 | 24000 | 72.73% | 1.84 | 0 | 11 |  |  |  | No | R-410A | 2.6167 | Residential & Commercial | Ducted CEE Tier 1
213781424 | Central HP <5.4 tons | TEMPSTAR | HRCU-A-CB (Split System: Heat Pump with Remote Outdoor Unit-Air-Source) | TVH837GKA2* |  |  | EA*4X48L24A*+WALLCON | *80CTL1352422B* | 32400 | 17.5 | 8.5 | 32400 | 24800 | 76.54% | 1.98 | 0 | 11.5 |  |  |  | No | R-410A | 2.7 | Residential & Commercial | Ducted CEE Tier 1
211228073 | Central HP <5.4 tons | DAY & NIGHT | HRCU-A-CB (Split System: Heat Pump with Remote Outdoor Unit-Air-Source) | DLCURAH36ABK |  |  | EA*4X42L24A* | *96VSN1202422A* | 35400 | 16 | 8.1 | 38500 | 35000 | 90.91% | 1.88 | 0 | 10 |  |  |  | No | R-410A | 2.95 | Residential & Commercial | Ducted CEE Tier 1
211228308 | Central HP <5.4 tons | DAY & NIGHT | HRCU-A-CB (Split System: Heat Pump with Remote Outdoor Unit-Air-Source) | DLCURAH36ABK |  |  | EA*4X43L21A* | *80VSL0701716A* | 36600 | 15.5 | 8.5 | 38500 | 34800 | 90.39% | 2.1 | 0 | 10 |  |  |  | No | R-410A | 3.05 | Residential & Commercial | Ducted CEE Tier 1
211228358 | Central HP <5.4 tons | DAY & NIGHT | HRCU-A-CB (Split System: Heat Pump with Remote Outdoor Unit-Air-Source) | DLCURAH36ABK |  |  | EA*4X43L21A* | *80ESU0802120A | 38000 | 15.5 | 8.5 | 39000 | 35000 | 89.74% | 2.16 | 0 | 10 |  |  |  | No | R-410A | 3.1667 | Residential & Commercial | Ducted CEE Tier 1
211228790 | Central HP <5.4 tons | DAY & NIGHT | HRCU-A-CB (Split System: Heat Pump with Remote Outdoor Unit-Air-Source) | DLCURAH36ABK |  |  | EA*4X48L21A* | *80ES(N,L)0902116A* | 36200 | 16 | 8.5 | 38500 | 34600 | 89.87% | 2.08 | 0 | 10 |  |  |  | No | R-410A | 3.0167 | Residential & Commercial | Ducted CEE Tier 1
211228843 | Central HP <5.4 tons | DAY & NIGHT | HRCU-A-CB (Split System: Heat Pump with Remote Outdoor Unit-Air-Source) | DLCURAH36ABK |  |  | EA*4X48L21A* | *80VSL0702120A* | 35800 | 16 | 8.5 | 38500 | 34600 | 89.87% | 2.04 | 0 | 10 |  |  |  | No | R-410A | 2.9833 | Residential & Commercial | Ducted CEE Tier 1
211229061 | Central HP <5.4 tons | DAY & NIGHT | HRCU-A-CB (Split System: Heat Pump with Remote Outdoor Unit-Air-Source) | DLCURAH36ABK |  |  | EA*4X48L21A* | *95ESN1002122A* | 37200 | 15.5 | 8.5 | 38500 | 35000 | 90.91% | 2.12 | 0 | 10 |  |  |  | No | R-410A | 3.1 | Residential & Commercial | Ducted CEE Tier 1
215853413 | Central HP <5.4 tons | FRASER-JOHNSTON | HRCU-A-CB (Split System: Heat Pump with Remote Outdoor Unit-Air-Source) | HH836E2S11 |  |  | CTM36C5CDS1+JMVT16CC2N1 |  | 34400 | 19 | 9 | 31600 | 25800 | 81.65% | 2 | 0 | 11.7 |  |  |  | No | R-454B | 2.8667 | Residential & Commercial | Ducted CEE Tier 1
215853418 | Central HP <5.4 tons | FRASER-JOHNSTON | HRCU-A-CB (Split System: Heat Pump with Remote Outdoor Unit-Air-Source) | HH836E2S11 |  |  | CTU36B5XDS1+TXV | Z9ES060B12SMPS1 | 33200 | 17 | 8.5 | 31000 | 25400 | 81.94% | 2 | 0 | 11 |  |  |  | No | R-454B | 2.7667 | Residential & Commercial | Ducted CEE Tier 1
213372220 | Central HP <5.4 tons | PAYNE | HRCU-A-C (Split System: Heat Pump with Remote Outdoor Unit with No Indoor Fan --Air Source) | 38MURAQ18AB3 |  |  | 40MULAQ24XBX + CI |  | 18000 | 16.1 | 9.5 | 19000 | 15000 | 78.95% | 2.2 | 11.6 | 11.7 |  |  |  | No | R-410A | 1.5 | Residential & Commercial | Ducted CEE Tier 1
213780454 | Central HP <5.4 tons | TEMPSTAR | HRCU-A-CB (Split System: Heat Pump with Remote Outdoor Unit-Air-Source) | TVH837GKA** |  |  | EHD4X60AAL+WALLCON | *96CTN1202422B* | 33000 | 16.5 | 8.1 | 32200 | 24800 | 77.02% | 2 | 0 | 11.5 |  |  |  | No | R-410A | 2.75 | Residential & Commercial | Ducted CEE Tier 1
213780134 | Central HP <5.4 tons | TEMPSTAR | HRCU-A-CB (Split System: Heat Pump with Remote Outdoor Unit-Air-Source) | TVH837GKA** |  |  | EHD4X42AAL+WALLCON | *96CTN1202422B* | 32600 | 16.5 | 8.1 | 33000 | 24600 | 74.55% | 1.94 | 0 | 11 |  |  |  | No | R-410A | 2.7167 | Residential & Commercial | Ducted CEE Tier 1
213780234 | Central HP <5.4 tons | TEMPSTAR | HRCU-A-CB (Split System: Heat Pump with Remote Outdoor Unit-Air-Source) | TVH837GKA** |  |  | EHD4X48AAL+WALLCON | *97CMN0801714B* | 32400 | 16.5 | 8.1 | 33000 | 25000 | 75.76% | 1.94 | 0 | 11 |  |  |  | No | R-410A | 2.7 | Residential & Commercial | Ducted CEE Tier 1
213780284 | Central HP <5.4 tons | TEMPSTAR | HRCU-A-CB (Split System: Heat Pump with Remote Outdoor Unit-Air-Source) | TVH837GKA** |  |  | EHD4X48AAL+WALLCON | *96CTN1002122B* | 32600 | 16.5 | 8.1 | 33000 | 24800 | 75.15% | 1.96 | 0 | 11 |  |  |  | No | R-410A | 2.7167 | Residential & Commercial | Ducted CEE Tier 1
213780914 | Central HP <5.4 tons | TEMPSTAR | HRCU-A-CB (Split System: Heat Pump with Remote Outdoor Unit-Air-Source) | TVH837GKA2* |  |  | EA*4X37L21A*+WALLCON | *97CMN0601714B* | 32600 | 16.5 | 8.1 | 33200 | 25400 | 76.51% | 1.94 | 0 | 11 |  |  |  | No | R-410A | 2.7167 | Residential & Commercial | Ducted CEE Tier 1
213770967 | Central HP <5.4 tons | HEIL | HRCU-A-CB (Split System: Heat Pump with Remote Outdoor Unit-Air-Source) | HVH825GKA2* |  |  | EA*4X36L21A*+WALLCON | *97CMN0601714B* | 23400 | 16 | 8.1 | 21600 | 16700 | 77.31% | 1.92 | 0 | 10.5 |  |  |  | No | R-410A | 1.95 | Residential & Commercial | Ducted CEE Tier 1
214263892 | Central HP <5.4 tons | ARMSTRONG AIR | HRCU-A-CB (Split System: Heat Pump with Remote Outdoor Unit-Air-Source) | 4SHP18LX136P | ADP |  | H,A,DG9J(1,2)36+TXV | A80DS2V090B16 | 23600 | 19 | 8.5 | 22400 | 16100 | 71.88% | 2.16 | 0 | 12 |  |  |  | No | R-410A | 1.9667 | Residential & Commercial | Ducted CEE Tier 1
213770607 | Central HP <5.4 tons | HEIL | HRCU-A-CB (Split System: Heat Pump with Remote Outdoor Unit-Air-Source) | HVH825GKA2* |  |  | EA*4X25L17A*+WALLCON | *80CTL0701716B* | 24400 | 16.5 | 8.1 | 21200 | 16700 | 78.77% | 2.02 | 0 | 11 |  |  |  | No | R-410A | 2.0333 | Residential & Commercial | Ducted CEE Tier 1
212501412 | Central HP <5.4 tons | LENNOX | HRCU-A-CB (Split System: Heat Pump with Remote Outdoor Unit-Air-Source) | SL25XPV-024-230A** | ADP |  | LP36/37R9 | SL280UH090V48B* | 22800 | 22 | 9.6 | 19800 | 19500 | 98.48% | 1.98 | 0 | 15 |  |  |  | No | R-410A | 1.9 | Residential & Commercial | Ducted CEE Tier 1
213779164 | Central HP <5.4 tons | TEMPSTAR | HRCU-A-CB (Split System: Heat Pump with Remote Outdoor Unit-Air-Source) | TVH837GKA** |  |  | EA*4X42L21A*+WALLCON | *96CTN0801714B* | 31600 | 17 | 8.1 | 33000 | 24600 | 74.55% | 1.86 | 0 | 10.5 |  |  |  | No | R-410A | 2.6333 | Residential & Commercial | Ducted CEE Tier 1
214080858 | Central HP <5.4 tons | ARMSTRONG AIR | HRCU-A-CB (Split System: Heat Pump with Remote Outdoor Unit-Air-Source) | 4SHP18LX136P | ADP |  | H,A,DG9J936 | A96DS2V045B12 | 23600 | 19 | 8.5 | 22400 | 16100 | 71.88% | 2.18 | 0 | 12 |  |  |  | No | R-410A | 1.9667 | Residential & Commercial | Ducted CEE Tier 1
214080875 | Central HP <5.4 tons | ARMSTRONG AIR | HRCU-A-CB (Split System: Heat Pump with Remote Outdoor Unit-Air-Source) | 4SHP18LX136P | ADP |  | H,A,DG9J936 | A97DF2E045B12 | 23800 | 18 | 8.5 | 22400 | 16900 | 75.45% | 2.22 | 0 | 12 |  |  |  | No | R-410A | 1.9833 | Residential & Commercial | Ducted CEE Tier 1
213781414 | Central HP <5.4 tons | TEMPSTAR | HRCU-A-CB (Split System: Heat Pump with Remote Outdoor Unit-Air-Source) | TVH837GKA2* |  |  | EA*4X48L24A*+WALLCON | *80CTL1102120B* | 32400 | 17.5 | 8.5 | 32200 | 24800 | 77.02% | 1.98 | 0 | 11.5 |  |  |  | No | R-410A | 2.7 | Residential & Commercial | Ducted CEE Tier 1
213781614 | Central HP <5.4 tons | TEMPSTAR | HRCU-A-CB (Split System: Heat Pump with Remote Outdoor Unit-Air-Source) | TVH837GKA2* |  |  | EA*4X61L21A*+WALLCON | *97CMN0801714B* | 33000 | 17 | 8.1 | 32200 | 25000 | 77.64% | 1.96 | 0 | 11 |  |  |  | No | R-410A | 2.75 | Residential & Commercial | Ducted CEE Tier 1
213781664 | Central HP <5.4 tons | TEMPSTAR | HRCU-A-CB (Split System: Heat Pump with Remote Outdoor Unit-Air-Source) | TVH837GKA2* |  |  | EA*4X61L24A*+WALLCON | *80CTL0902120B* | 33200 | 17.5 | 8.5 | 32000 | 24800 | 77.5% | 2 | 0 | 11.7 |  |  |  | No | R-410A | 2.7667 | Residential & Commercial | Ducted CEE Tier 1
214628502 | Central HP <5.4 tons | CARRIER | HRCU-A-CB (Split System: Heat Pump with Remote Outdoor Unit-Air-Source) | 38MURAQ24AB3* | ADP |  | C36A***L159 | 59SU5B060M17**16 | 23600 | 17 | 8.5 | 24800 | 24000 | 96.77% | 2.02 | 0 | 10.5 |  |  |  | No | R-410A | 1.9667 | Residential & Commercial | Ducted CEE Tier 1
213780024 | Central HP <5.4 tons | TEMPSTAR | HRCU-A-CB (Split System: Heat Pump with Remote Outdoor Unit-Air-Source) | TVH837GKA** |  |  | EHD4X42AAL+WALLCON | *80CTL0902120B* | 32400 | 16.5 | 8.1 | 32800 | 24600 | 75% | 1.94 | 0 | 11 |  |  |  | No | R-410A | 2.7 | Residential & Commercial | Ducted CEE Tier 1
213780194 | Central HP <5.4 tons | TEMPSTAR | HRCU-A-CB (Split System: Heat Pump with Remote Outdoor Unit-Air-Source) | TVH837GKA** |  |  | EHD4X48AAL+WALLCON | *80CTL1102120B* | 32600 | 16.5 | 8.1 | 32800 | 24800 | 75.61% | 1.96 | 0 | 11 |  |  |  | No | R-410A | 2.7167 | Residential & Commercial | Ducted CEE Tier 1
213780274 | Central HP <5.4 tons | TEMPSTAR | HRCU-A-CB (Split System: Heat Pump with Remote Outdoor Unit-Air-Source) | TVH837GKA** |  |  | EHD4X48AAL+WALLCON | *96CTN0801714B* | 32600 | 16.5 | 8.1 | 33000 | 25000 | 75.76% | 1.94 | 0 | 11 |  |  |  | No | R-410A | 2.7167 | Residential & Commercial | Ducted CEE Tier 1
213780374 | Central HP <5.4 tons | TEMPSTAR | HRCU-A-CB (Split System: Heat Pump with Remote Outdoor Unit-Air-Source) | TVH837GKA** |  |  | EHD4X60AAL+WALLCON | *95CSU0601716B* | 32800 | 16.5 | 8.1 | 32200 | 25000 | 77.64% | 1.96 | 0 | 11 |  |  |  | No | R-410A | 2.7333 | Residential & Commercial | Ducted CEE Tier 1
213778754 | Central HP <5.4 tons | TEMPSTAR | HRCU-A-CB (Split System: Heat Pump with Remote Outdoor Unit-Air-Source) | TVH837GKA** |  |  | EA*4X36L17A*+WALLCON | *80CTL0701716B* | 31400 | 16.5 | 8.1 | 33400 | 24400 | 73.05% | 1.82 | 0 | 10.5 |  |  |  | No | R-410A | 2.6167 | Residential & Commercial | Ducted CEE Tier 1
213778804 | Central HP <5.4 tons | TEMPSTAR | HRCU-A-CB (Split System: Heat Pump with Remote Outdoor Unit-Air-Source) | TVH837GKA** |  |  | EA*4X36L17A*+WALLCON | *96CTN0601714B* | 31200 | 16.5 | 8.1 | 33400 | 24600 | 73.65% | 1.82 | 0 | 10.5 |  |  |  | No | R-410A | 2.6 | Residential & Commercial | Ducted CEE Tier 1
213770567 | Central HP <5.4 tons | HEIL | HRCU-A-CB (Split System: Heat Pump with Remote Outdoor Unit-Air-Source) | HVH825GKA2* |  |  | EA*4X24L17A*+WALLCON | *96CTN0601714B* | 23200 | 16 | 8.1 | 22000 | 16900 | 76.82% | 1.88 | 0 | 10.5 |  |  |  | No | R-410A | 1.9333 | Residential & Commercial | Ducted CEE Tier 1
213771067 | Central HP <5.4 tons | HEIL | HRCU-A-CB (Split System: Heat Pump with Remote Outdoor Unit-Air-Source) | HVH825GKA2* |  |  | EA*4X37L17A*+WALLCON | *95CSU0601716B* | 24200 | 16.5 | 8.1 | 21400 | 16700 | 78.04% | 2 | 0 | 10.5 |  |  |  | No | R-410A | 2.0167 | Residential & Commercial | Ducted CEE Tier 1
213771117 | Central HP <5.4 tons | HEIL | HRCU-A-CB (Split System: Heat Pump with Remote Outdoor Unit-Air-Source) | HVH825GKA2* |  |  | EA*4X37L17A*+WALLCON | *96CTN0801714B* | 24200 | 16.5 | 8.1 | 21400 | 16700 | 78.04% | 2 | 0 | 11 |  |  |  | No | R-410A | 2.0167 | Residential & Commercial | Ducted CEE Tier 1
213770767 | Central HP <5.4 tons | HEIL | HRCU-A-CB (Split System: Heat Pump with Remote Outdoor Unit-Air-Source) | HVH825GKA2* |  |  | EA*4X30L17A*+WALLCON | *97CMN0801714B* | 23400 | 16 | 8.1 | 21600 | 16700 | 77.31% | 1.9 | 0 | 10.5 |  |  |  | No | R-410A | 1.95 | Residential & Commercial | Ducted CEE Tier 1
213771417 | Central HP <5.4 tons | HEIL | HRCU-A-CB (Split System: Heat Pump with Remote Outdoor Unit-Air-Source) | HVH825GKA2* |  |  | EA*4X42L24A*+WALLCON | *96CTN1002122B* | 23800 | 16.5 | 8.1 | 21400 | 16600 | 77.57% | 1.96 | 0 | 11 |  |  |  | No | R-410A | 1.9833 | Residential & Commercial | Ducted CEE Tier 1
214263959 | Central HP <5.4 tons | ARMSTRONG AIR | HRCU-A-CB (Split System: Heat Pump with Remote Outdoor Unit-Air-Source) | 4SHP18LX136P | ADP |  | H,A,DG9J(1,2)36+TXV | A96DS2V045B12 | 23600 | 19 | 8.5 | 22400 | 16100 | 71.88% | 2.18 | 0 | 12 |  |  |  | No | R-410A | 1.9667 | Residential & Commercial | Ducted CEE Tier 1
214263960 | Central HP <5.4 tons | ARMSTRONG AIR | HRCU-A-CB (Split System: Heat Pump with Remote Outdoor Unit-Air-Source) | 4SHP18LX136P | ADP |  | H,A,DG9J(1,2)36+TXV | A96DS2V070B16 | 23600 | 18 | 8.5 | 22400 | 16200 | 72.32% | 2.16 | 0 | 12 |  |  |  | No | R-410A | 1.9667 | Residential & Commercial | Ducted CEE Tier 1
211229178 | Central HP <5.4 tons | DAY & NIGHT | HRCU-A-CB (Split System: Heat Pump with Remote Outdoor Unit-Air-Source) | DLCURAH36ABK |  |  | EA*4X48L21A* | *96VTN1002120A* | 36200 | 15.5 | 8.5 | 38500 | 34800 | 90.39% | 2.08 | 0 | 10 |  |  |  | No | R-410A | 3.0167 | Residential & Commercial | Ducted CEE Tier 1
211229275 | Central HP <5.4 tons | DAY & NIGHT | HRCU-A-CB (Split System: Heat Pump with Remote Outdoor Unit-Air-Source) | DLCURAH36ABK |  |  | EA*4X48L24A* | *80ES(N,L)0902120A* | 36600 | 16 | 8.5 | 38500 | 34800 | 90.39% | 2.08 | 0 | 10 |  |  |  | No | R-410A | 3.05 | Residential & Commercial | Ducted CEE Tier 1
211230077 | Central HP <5.4 tons | DAY & NIGHT | HRCU-A-CB (Split System: Heat Pump with Remote Outdoor Unit-Air-Source) | DLCURAH36ABK |  |  | EN(A,D,W)4X48L21** | *80VTL0902120A* | 35800 | 16.5 | 8.1 | 38500 | 34800 | 90.39% | 2 | 0 | 10 |  |  |  | No | R-410A | 2.9833 | Residential & Commercial | Ducted CEE Tier 1
211230146 | Central HP <5.4 tons | DAY & NIGHT | HRCU-A-CB (Split System: Heat Pump with Remote Outdoor Unit-Air-Source) | DLCURAH36ABK |  |  | EN(A,D,W)4X48L21** | *92ESN1002120A* | 35800 | 16.5 | 8.1 | 38500 | 34800 | 90.39% | 2 | 0 | 10 |  |  |  | No | R-410A | 2.9833 | Residential & Commercial | Ducted CEE Tier 1
211230296 | Central HP <5.4 tons | DAY & NIGHT | HRCU-A-CB (Split System: Heat Pump with Remote Outdoor Unit-Air-Source) | DLCURAH36ABK |  |  | EN(A,D,W)4X48L21** | *95ESU1002122A* | 37400 | 15.5 | 8.5 | 39500 | 35000 | 88.61% | 2.08 | 0 | 10.5 |  |  |  | No | R-410A | 3.1167 | Residential & Commercial | Ducted CEE Tier 1
211230529 | Central HP <5.4 tons | DAY & NIGHT | HRCU-A-CB (Split System: Heat Pump with Remote Outdoor Unit-Air-Source) | DLCURAH36ABK |  |  | EN(A,D)4X48L24** | *80VSL1102422A* | 36000 | 16.5 | 8.1 | 38500 | 34800 | 90.39% | 2.02 | 0 | 10 |  |  |  | No | R-410A | 3 | Residential & Commercial | Ducted CEE Tier 1
212384293 | Central HP <5.4 tons | DAY & NIGHT | HRCU-A-CB (Split System: Heat Pump with Remote Outdoor Unit-Air-Source) | DLCURAH36ABK |  |  | END4X42L17** | *80ES(N,L)0901714A* | 36200 | 15.5 | 8.1 | 39500 | 35000 | 88.61% | 1.98 | 0 | 10 |  |  |  | No | R-410A | 3.0167 | Residential & Commercial | Ducted CEE Tier 1
213770587 | Central HP <5.4 tons | HEIL | HRCU-A-CB (Split System: Heat Pump with Remote Outdoor Unit-Air-Source) | HVH825GKA2* |  |  | EA*4X25L17A*+WALLCON | *80CTL0451712B* | 24200 | 16.5 | 8.1 | 21400 | 16800 | 78.5% | 2 | 0 | 11 |  |  |  | No | R-410A | 2.0167 | Residential & Commercial | Ducted CEE Tier 1
213779004 | Central HP <5.4 tons | TEMPSTAR | HRCU-A-CB (Split System: Heat Pump with Remote Outdoor Unit-Air-Source) | TVH837GKA** |  |  | EA*4X37L21A*+WALLCON | *97CMN0601714B* | 32600 | 16.5 | 8.1 | 33200 | 25400 | 76.51% | 1.94 | 0 | 11 |  |  |  | No | R-410A | 2.7167 | Residential & Commercial | Ducted CEE Tier 1
213779474 | Central HP <5.4 tons | TEMPSTAR | HRCU-A-CB (Split System: Heat Pump with Remote Outdoor Unit-Air-Source) | TVH837GKA** |  |  | EA*4X48L21A*+WALLCON | *96CTN0801714B* | 32200 | 17 | 8.1 | 32800 | 25000 | 76.22% | 1.96 | 0 | 11 |  |  |  | No | R-410A | 2.6833 | Residential & Commercial | Ducted CEE Tier 1
212499740 | Central HP <5.4 tons | LENNOX | HRCU-A-CB (Split System: Heat Pump with Remote Outdoor Unit-Air-Source) | EL22XPV-024-230A** | ADP |  | LP18/37R9 | EL280UH090E36B* | 24000 | 21 | 8.5 | 22000 | 15400 | 70% | 1.92 | 0 | 13.5 |  |  |  | No | R-410A | 2 | Residential & Commercial | Ducted CEE Tier 1
212499827 | Central HP <5.4 tons | LENNOX | HRCU-A-CB (Split System: Heat Pump with Remote Outdoor Unit-Air-Source) | EL22XPV-024-230A** | ADP |  | L*18/36T9 | ML180UH045V36A* | 23600 | 21 | 8.5 | 21400 | 15000 | 70.09% | 1.88 | 0 | 13.5 |  |  |  | No | R-410A | 1.9667 | Residential & Commercial | Ducted CEE Tier 1
212499840 | Central HP <5.4 tons | LENNOX | HRCU-A-CB (Split System: Heat Pump with Remote Outdoor Unit-Air-Source) | EL22XPV-024-230A** | ADP |  | L*19/36S9 | ML180UH045XE36A* | 23400 | 21 | 8.5 | 21200 | 14900 | 70.28% | 1.86 | 0 | 13.5 |  |  |  | No | R-410A | 1.95 | Residential & Commercial | Ducted CEE Tier 1
212499841 | Central HP <5.4 tons | LENNOX | HRCU-A-CB (Split System: Heat Pump with Remote Outdoor Unit-Air-Source) | EL22XPV-024-230A** | ADP |  | LP25/36R9 | ML180UH045XE36A* | 23400 | 21 | 8.5 | 21200 | 14900 | 70.28% | 1.86 | 0 | 13.5 |  |  |  | No | R-410A | 1.95 | Residential & Commercial | Ducted CEE Tier 1
212499843 | Central HP <5.4 tons | LENNOX | HRCU-A-CB (Split System: Heat Pump with Remote Outdoor Unit-Air-Source) | EL22XPV-024-230A** | ADP |  | LH18/37R9 | ML180UH045XE36A* | 23400 | 21 | 8.5 | 21200 | 14900 | 70.28% | 1.86 | 0 | 13.5 |  |  |  | No | R-410A | 1.95 | Residential & Commercial | Ducted CEE Tier 1
212499942 | Central HP <5.4 tons | LENNOX | HRCU-A-CB (Split System: Heat Pump with Remote Outdoor Unit-Air-Source) | EL22XPV-024-230A** | ADP |  | LP29/36X9 | ML180UH090V48B* | 24000 | 21 | 8.7 | 22000 | 15400 | 70% | 1.9 | 0 | 13.5 |  |  |  | No | R-410A | 2 | Residential & Commercial | Ducted CEE Tier 1
211240303 | Central HP <5.4 tons | DAY & NIGHT | HRCU-A-CB (Split System: Heat Pump with Remote Outdoor Unit-Air-Source) | DLCURAH24ABK |  |  | EA*4X24L14A* | *96VTN0601412A* | 23200 | 16 | 8.5 | 26400 | 25600 | 96.97% | 2.14 | 0 | 10 |  |  |  | No | R-410A | 1.9333 | Residential & Commercial | Ducted CEE Tier 1
204298740 | Central HP <5.4 tons | COMFORTMAKER | HRCU-A-CB (Split System: Heat Pump with Remote Outdoor Unit-Air-Source) | CVH837GKA** |  |  | EA*4X36L21A*+WALLCON | *97CMN1002122A* | 31600 | 17 | 8.1 | 33200 | 24200 | 72.89% | 1.86 | 11.5 | 11 |  |  |  | No | R-410A | 2.6333 | Residential & Commercial | Ducted CEE Tier 1
204298790 | Central HP <5.4 tons | COMFORTMAKER | HRCU-A-CB (Split System: Heat Pump with Remote Outdoor Unit-Air-Source) | CVH837GKA** |  |  | EA*4X36L21A*+WALLCON | *97CMN0602120A* | 31400 | 17 | 8.1 | 33600 | 24600 | 73.21% | 1.84 | 11 | 11 |  |  |  | No | R-410A | 2.6167 | Residential & Commercial | Ducted CEE Tier 1
204298960 | Central HP <5.4 tons | COMFORTMAKER | HRCU-A-CB (Split System: Heat Pump with Remote Outdoor Unit-Air-Source) | CVH837GKA** |  |  | EA*4X42L21A*+WALLCON | *96CTN0801714A* | 31600 | 17 | 8.1 | 33400 | 24800 | 74.25% | 1.86 | 11.5 | 11 |  |  |  | No | R-410A | 2.6333 | Residential & Commercial | Ducted CEE Tier 1
204299110 | Central HP <5.4 tons | COMFORTMAKER | HRCU-A-CB (Split System: Heat Pump with Remote Outdoor Unit-Air-Source) | CVH837GKA** |  |  | EA*4X42L24A*+WALLCON | *97CMN1002122A* | 31800 | 17.5 | 8.1 | 33000 | 24400 | 73.94% | 1.9 | 12 | 11.5 |  |  |  | No | R-410A | 2.65 | Residential & Commercial | Ducted CEE Tier 1
213780022 | Central HP <5.4 tons | KEEPRITE | HRCU-A-CB (Split System: Heat Pump with Remote Outdoor Unit-Air-Source) | CVH837GKA** |  |  | EHD4X42AAL+WALLCON | *80CTL0902120B* | 32400 | 16.5 | 8.1 | 32800 | 24600 | 75% | 1.94 | 0 | 11 |  |  |  | No | R-410A | 2.7 | Residential & Commercial | Ducted CEE Tier 1
204298920 | Central HP <5.4 tons | COMFORTMAKER | HRCU-A-CB (Split System: Heat Pump with Remote Outdoor Unit-Air-Source) | CVH837GKA** |  |  | EA*4X42L21A*+WALLCON | *80CTL0701716A* | 31800 | 17 | 8.1 | 33200 | 24600 | 74.1% | 1.88 | 11 | 11 |  |  |  | No | R-410A | 2.65 | Residential & Commercial | Ducted CEE Tier 1
213770787 | Central HP <5.4 tons | HEIL | HRCU-A-CB (Split System: Heat Pump with Remote Outdoor Unit-Air-Source) | HVH825GKA2* |  |  | EA*4X30L17A*+WALLCON | *96CTN0601714B* | 23400 | 16 | 8.1 | 21600 | 16800 | 77.78% | 1.9 | 0 | 10.5 |  |  |  | No | R-410A | 1.95 | Residential & Commercial | Ducted CEE Tier 1
213780324 | Central HP <5.4 tons | TEMPSTAR | HRCU-A-CB (Split System: Heat Pump with Remote Outdoor Unit-Air-Source) | TVH837GKA** |  |  | EHD4X60AAL+WALLCON | *80CTL0701716B* | 32800 | 16.5 | 8.1 | 32400 | 25000 | 77.16% | 1.98 | 0 | 11 |  |  |  | No | R-410A | 2.7333 | Residential & Commercial | Ducted CEE Tier 1
213780394 | Central HP <5.4 tons | TEMPSTAR | HRCU-A-CB (Split System: Heat Pump with Remote Outdoor Unit-Air-Source) | TVH837GKA** |  |  | EHD4X60AAL+WALLCON | *97CMN0801714B* | 32800 | 16.5 | 8.1 | 32600 | 25000 | 76.69% | 1.96 | 0 | 11 |  |  |  | No | R-410A | 2.7333 | Residential & Commercial | Ducted CEE Tier 1
213779504 | Central HP <5.4 tons | TEMPSTAR | HRCU-A-CB (Split System: Heat Pump with Remote Outdoor Unit-Air-Source) | TVH837GKA** |  |  | EA*4X48L24A*+WALLCON | *80CTL1102120B* | 32400 | 17.5 | 8.5 | 32200 | 24800 | 77.02% | 1.98 | 0 | 11.5 |  |  |  | No | R-410A | 2.7 | Residential & Commercial | Ducted CEE Tier 1
212500025 | Central HP <5.4 tons | LENNOX | HRCU-A-CB (Split System: Heat Pump with Remote Outdoor Unit-Air-Source) | EL22XPV-024-230A** | ADP |  | LH29/36F9 | ML196UH070XE48B* | 24000 | 16 | 8.2 | 22400 | 15700 | 70.09% | 1.88 | 0 | 12.5 |  |  |  | No | R-410A | 2 | Residential & Commercial | Ducted CEE Tier 1
214081305 | Central HP <5.4 tons | ARMSTRONG AIR | HRCU-A-CB (Split System: Heat Pump with Remote Outdoor Unit-Air-Source) | 4SHP18LX136P | ADP |  | H,A,DP06936 | A96DS2V070B16 | 23400 | 18 | 8.4 | 22400 | 16200 | 72.32% | 2.14 | 0 | 12 |  |  |  | No | R-410A | 1.95 | Residential & Commercial | Ducted CEE Tier 1
214080860 | Central HP <5.4 tons | ARMSTRONG AIR | HRCU-A-CB (Split System: Heat Pump with Remote Outdoor Unit-Air-Source) | 4SHP18LX136P | ADP |  | H,A,DP12936 | A96DS2V070B16 | 23200 | 18 | 8.35 | 22400 | 16200 | 72.32% | 2.12 | 0 | 12 |  |  |  | No | R-410A | 1.9333 | Residential & Commercial | Ducted CEE Tier 1
213780004 | Central HP <5.4 tons | TEMPSTAR | HRCU-A-CB (Split System: Heat Pump with Remote Outdoor Unit-Air-Source) | TVH837GKA** |  |  | EHD4X42AAL+WALLCON | *80CTL0701716B* | 32400 | 16 | 8.1 | 33200 | 24800 | 74.7% | 1.92 | 0 | 11 |  |  |  | No | R-410A | 2.7 | Residential & Commercial | Ducted CEE Tier 1
213780354 | Central HP <5.4 tons | TEMPSTAR | HRCU-A-CB (Split System: Heat Pump with Remote Outdoor Unit-Air-Source) | TVH837GKA** |  |  | EHD4X60AAL+WALLCON | *80CTL1102120B* | 33000 | 16.5 | 8.1 | 32200 | 25400 | 78.88% | 2.04 | 0 | 11.5 |  |  |  | No | R-410A | 2.75 | Residential & Commercial | Ducted CEE Tier 1
213780164 | Central HP <5.4 tons | TEMPSTAR | HRCU-A-CB (Split System: Heat Pump with Remote Outdoor Unit-Air-Source) | TVH837GKA** |  |  | EHD4X48AAL+WALLCON | *80CTL0701716B* | 32600 | 16.5 | 8.1 | 33200 | 25000 | 75.3% | 1.94 | 0 | 11 |  |  |  | No | R-410A | 2.7167 | Residential & Commercial | Ducted CEE Tier 1
213779174 | Central HP <5.4 tons | TEMPSTAR | HRCU-A-CB (Split System: Heat Pump with Remote Outdoor Unit-Air-Source) | TVH837GKA** |  |  | EA*4X42L21A*+WALLCON | *96CTN1002122B* | 31800 | 17 | 8.1 | 32800 | 24400 | 74.39% | 1.88 | 0 | 11 |  |  |  | No | R-410A | 2.65 | Residential & Commercial | Ducted CEE Tier 1
214080878 | Central HP <5.4 tons | ARMSTRONG AIR | HRCU-A-CB (Split System: Heat Pump with Remote Outdoor Unit-Air-Source) | 4SHP18LX136P | ADP |  | H,A,DP15936 | A97DF2E070B16 | 23600 | 18 | 8.5 | 22400 | 16900 | 75.45% | 2.22 | 0 | 12 |  |  |  | No | R-410A | 1.9667 | Residential & Commercial | Ducted CEE Tier 1
214053754 | Central HP <5.4 tons | LENNOX | HRCU-A-CB (Split System: Heat Pump with Remote Outdoor Unit-Air-Source) | SL25XPV-048-230A** | ADP |  | HG50960 | EL296UH110XV60C* | 46000 | 20 | 9.3 | 42000 | 35800 | 85.24% | 1.88 | 0 | 12.5 |  |  |  | No | R-410A | 3.8333 | Residential & Commercial | Ducted CEE Tier 1
214081303 | Central HP <5.4 tons | ARMSTRONG AIR | HRCU-A-CB (Split System: Heat Pump with Remote Outdoor Unit-Air-Source) | 4SHP18LX136P | ADP |  | H,A,DP06936 | A96DS2V045B12 | 23400 | 18 | 8.4 | 22400 | 16100 | 71.88% | 2.16 | 0 | 12 |  |  |  | No | R-410A | 1.95 | Residential & Commercial | Ducted CEE Tier 1
214081314 | Central HP <5.4 tons | ARMSTRONG AIR | HRCU-A-CB (Split System: Heat Pump with Remote Outdoor Unit-Air-Source) | 4SHP18LX136P | ADP |  | H,A,DP18936 | A97DF2E070B16 | 23600 | 18 | 8.5 | 22400 | 16900 | 75.45% | 2.22 | 0 | 12 |  |  |  | No | R-410A | 1.9667 | Residential & Commercial | Ducted CEE Tier 1
213781924 | Central HP <5.4 tons | TEMPSTAR | HRCU-A-CB (Split System: Heat Pump with Remote Outdoor Unit-Air-Source) | TVH837GKA2* |  |  | EHD4X42AAL+WALLCON | *80CTL0901716B* | 32200 | 16.5 | 8.1 | 33000 | 24800 | 75.15% | 1.94 | 0 | 11 |  |  |  | No | R-410A | 2.6833 | Residential & Commercial | Ducted CEE Tier 1
213782044 | Central HP <5.4 tons | TEMPSTAR | HRCU-A-CB (Split System: Heat Pump with Remote Outdoor Unit-Air-Source) | TVH837GKA2* |  |  | EHD4X42AAL+WALLCON | *96CTN1202422B* | 32600 | 16.5 | 8.1 | 33000 | 24600 | 74.55% | 1.94 | 0 | 11 |  |  |  | No | R-410A | 2.7167 | Residential & Commercial | Ducted CEE Tier 1
213782194 | Central HP <5.4 tons | TEMPSTAR | HRCU-A-CB (Split System: Heat Pump with Remote Outdoor Unit-Air-Source) | TVH837GKA2* |  |  | EHD4X48AAL+WALLCON | *96CTN1002122B* | 32600 | 16.5 | 8.1 | 33000 | 24800 | 75.15% | 1.96 | 0 | 11 |  |  |  | No | R-410A | 2.7167 | Residential & Commercial | Ducted CEE Tier 1
213782344 | Central HP <5.4 tons | TEMPSTAR | HRCU-A-CB (Split System: Heat Pump with Remote Outdoor Unit-Air-Source) | TVH837GKA2* |  |  | EHD4X60AAL+WALLCON | *96CTN0801714B* | 32800 | 16.5 | 8.1 | 32200 | 25000 | 77.64% | 1.98 | 0 | 11 |  |  |  | No | R-410A | 2.7333 | Residential & Commercial | Ducted CEE Tier 1
212578256 | Central HP <5.4 tons | CARRIER | HRCU-A-CB (Split System: Heat Pump with Remote Outdoor Unit-Air-Source) | 25VNA436A*031* | ADP |  | H,PG53936 | 59TN6B120C24**22 | 34400 | 20 | 9 | 32800 | 24800 | 75.61% | 2.02 | 0 | 12.5 |  |  |  | No | R-410A | 2.8667 | Residential & Commercial | Ducted CEE Tier 1
212578273 | Central HP <5.4 tons | CARRIER | HRCU-A-CB (Split System: Heat Pump with Remote Outdoor Unit-Air-Source) | 25VNA848A*031* | ADP |  | H,PG1K948 | 59TN6B120C24**22 | 45000 | 17 | 8.5 | 45000 | 32600 | 72.44% | 2.28 | 0 | 10 |  |  |  | No | R-410A | 3.75 | Residential & Commercial | Ducted CEE Tier 1
208447905 | Central HP <5.4 tons | PAYNE | HRCU-A-CB (Split System: Heat Pump with Remote Outdoor Unit-Air-Source) | 38MURAQ24AB3 |  |  | 40MUAAQ24XA3 |  | 24000 | 17.4 | 10 | 24000 | 22600 | 94.17% | 1.91 | 12.5 | 11.7 |  |  |  | No | R-410A | 2 | Residential & Commercial | Ducted CEE Tier 1
214574577 | Central HP <5.4 tons | TEMPSTAR | HRCU-A-CB (Split System: Heat Pump with Remote Outdoor Unit-Air-Source) | TVH837GKA2* |  |  | EN(A,D,W)4X48L21**+WALLCON | *80CTL0702120B* | 32400 | 18.5 | 8.1 | 32800 | 24800 | 75.61% | 1.96 | 0 | 11.5 |  |  |  | No | R-410A | 2.7 | Residential & Commercial | Ducted CEE Tier 1
214574627 | Central HP <5.4 tons | TEMPSTAR | HRCU-A-CB (Split System: Heat Pump with Remote Outdoor Unit-Air-Source) | TVH837GKA2* |  |  | EN(A,D,W)4X48L21**+WALLCON | *96CTN0802120B* | 32400 | 17.5 | 8.5 | 32600 | 24800 | 76.07% | 1.98 | 0 | 11.5 |  |  |  | No | R-410A | 2.7 | Residential & Commercial | Ducted CEE Tier 1
213781104 | Central HP <5.4 tons | TEMPSTAR | HRCU-A-CB (Split System: Heat Pump with Remote Outdoor Unit-Air-Source) | TVH837GKA2* |  |  | EA*4X42L24A*+WALLCON | *80CTL1102120B* | 31800 | 17 | 8.1 | 32800 | 24200 | 73.78% | 1.88 | 0 | 11 |  |  |  | No | R-410A | 2.65 | Residential & Commercial | Ducted CEE Tier 1
212384692 | Central HP <5.4 tons | DAY & NIGHT | HRCU-A-CB (Split System: Heat Pump with Remote Outdoor Unit-Air-Source) | DLCURAH36ABK |  |  | EN(A,D,W)4X42L21** | *92ESN1002120A* | 36200 | 15.5 | 8.1 | 39500 | 35200 | 89.11% | 1.9 | 0 | 10 |  |  |  | No | R-410A | 3.0167 | Residential & Commercial | Ducted CEE Tier 1
206772788 | Central HP <5.4 tons | COMFORTMAKER | HRCU-A-CB (Split System: Heat Pump with Remote Outdoor Unit-Air-Source) | CVH837GKA2* |  |  | EHD4X42AAL+WALLCON | *97CMN1002122A* | 32600 | 16.5 | 8.1 | 33000 | 24800 | 75.15% | 1.96 | 12 | 11 |  |  |  | No | R-410A | 2.7167 | Residential & Commercial | Ducted CEE Tier 1
215318818 | Central HP <5.4 tons | PAYNE | HRCU-A-CB (Split System: Heat Pump with Remote Outdoor Unit-Air-Source) | 37MUHAQ30AA3 |  |  | 45MUHAQ36XX3 |  | 30000 | 17.2 | 10.8 | 33000 | 33200 | 100.6% | 1.97 | 0 | 12.1 |  |  |  | No | R-454B | 2.5 | Residential & Commercial | Ducted CEE Tier 1
212500158 | Central HP <5.4 tons | LENNOX | HRCU-A-CB (Split System: Heat Pump with Remote Outdoor Unit-Air-Source) | EL22XPV-024-230A** | ADP |  | LH29/36X9 | SLP99UH070XV36B* | 23800 | 21 | 8.5 | 22000 | 15400 | 70% | 1.92 | 0 | 13.5 |  |  |  | No | R-410A | 1.9833 | Residential & Commercial | Ducted CEE Tier 1
212499709 | Central HP <5.4 tons | LENNOX | HRCU-A-CB (Split System: Heat Pump with Remote Outdoor Unit-Air-Source) | EL22XPV-024-230A** | ADP |  | LH18/36D9 | EL280UH070E36A* | 24000 | 21 | 8.45 | 22000 | 15400 | 70% | 1.92 | 0 | 13.5 |  |  |  | No | R-410A | 2 | Residential & Commercial | Ducted CEE Tier 1
212499710 | Central HP <5.4 tons | LENNOX | HRCU-A-CB (Split System: Heat Pump with Remote Outdoor Unit-Air-Source) | EL22XPV-024-230A** | ADP |  | L*18/36S9 | EL280UH070E36A* | 23800 | 21 | 8.45 | 22000 | 15400 | 70% | 1.9 | 0 | 13 |  |  |  | No | R-410A | 1.9833 | Residential & Commercial | Ducted CEE Tier 1
212499807 | Central HP <5.4 tons | LENNOX | HRCU-A-CB (Split System: Heat Pump with Remote Outdoor Unit-Air-Source) | EL22XPV-024-230A** | ADP |  | L*19/36S9 | ML180UH030V36A* | 23600 | 21 | 8.5 | 21400 | 15000 | 70.09% | 1.88 | 0 | 13.5 |  |  |  | No | R-410A | 1.9667 | Residential & Commercial | Ducted CEE Tier 1
213781474 | Central HP <5.4 tons | TEMPSTAR | HRCU-A-CB (Split System: Heat Pump with Remote Outdoor Unit-Air-Source) | TVH837GKA2* |  |  | EA*4X60L24A*+WALLCON | *80CTL0902120B* | 32800 | 17.5 | 8.1 | 31800 | 24600 | 77.36% | 1.98 | 0 | 11.5 |  |  |  | No | R-410A | 2.7333 | Residential & Commercial | Ducted CEE Tier 1
213781624 | Central HP <5.4 tons | TEMPSTAR | HRCU-A-CB (Split System: Heat Pump with Remote Outdoor Unit-Air-Source) | TVH837GKA2* |  |  | EA*4X61L21A*+WALLCON | *97CMN1002122B* | 33200 | 17.5 | 8.5 | 32000 | 24800 | 77.5% | 1.98 | 0 | 11.7 |  |  |  | No | R-410A | 2.7667 | Residential & Commercial | Ducted CEE Tier 1
206771626 | Central HP <5.4 tons | COMFORTMAKER | HRCU-A-CB (Split System: Heat Pump with Remote Outdoor Unit-Air-Source) | CVH837GKA2* |  |  | EA*4X43L21A*+WALLCON | *80CTL0701716A* | 32800 | 17.5 | 8.5 | 33000 | 25200 | 76.36% | 1.98 | 11 | 11.7 |  |  |  | No | R-410A | 2.7333 | Residential & Commercial | Ducted CEE Tier 1
206771644 | Central HP <5.4 tons | COMFORTMAKER | HRCU-A-CB (Split System: Heat Pump with Remote Outdoor Unit-Air-Source) | CVH837GKA2* |  |  | EA*4X43L21A*+WALLCON | *80CTL0902120A* | 32800 | 17.5 | 8.5 | 33000 | 25200 | 76.36% | 2 | 12 | 11.7 |  |  |  | No | R-410A | 2.7333 | Residential & Commercial | Ducted CEE Tier 1
212499826 | Central HP <5.4 tons | LENNOX | HRCU-A-CB (Split System: Heat Pump with Remote Outdoor Unit-Air-Source) | EL22XPV-024-230A** | ADP |  | L*18/36V9 | ML180UH045V36A* | 23600 | 21 | 8.5 | 21400 | 15000 | 70.09% | 1.88 | 0 | 13.5 |  |  |  | No | R-410A | 1.9667 | Residential & Commercial | Ducted CEE Tier 1
212499941 | Central HP <5.4 tons | LENNOX | HRCU-A-CB (Split System: Heat Pump with Remote Outdoor Unit-Air-Source) | EL22XPV-024-230A** | ADP |  | LP25/36R9 | ML180UH090V48B* | 24000 | 21 | 8.7 | 22000 | 15400 | 70% | 1.9 | 0 | 13.5 |  |  |  | No | R-410A | 2 | Residential & Commercial | Ducted CEE Tier 1
213773552 | Central HP <5.4 tons | KEEPRITE | HRCU-A-CB (Split System: Heat Pump with Remote Outdoor Unit-Air-Source) | CVH825GKA3* |  |  | EA*4X42L24A*+WALLCON | *96CTN1002122B* | 23800 | 16.5 | 8.1 | 21400 | 16600 | 77.57% | 1.96 | 0 | 11 |  |  |  | No | R-410A | 1.9833 | Residential & Commercial | Ducted CEE Tier 1
214574187 | Central HP <5.4 tons | TEMPSTAR | HRCU-A-CB (Split System: Heat Pump with Remote Outdoor Unit-Air-Source) | TVH837GKA2* |  |  | EA*4X61L24A*+WALLCON | *97CMN0602120B* | 33000 | 18 | 8.5 | 32000 | 25000 | 78.12% | 1.98 | 0 | 11.5 |  |  |  | No | R-410A | 2.75 | Residential & Commercial | Ducted CEE Tier 1
214574407 | Central HP <5.4 tons | TEMPSTAR | HRCU-A-CB (Split System: Heat Pump with Remote Outdoor Unit-Air-Source) | TVH837GKA2* |  |  | EHD4X60AAL+WALLCON | *95CSU0802120B* | 33000 | 17 | 8.5 | 32200 | 25000 | 77.64% | 2 | 0 | 11 |  |  |  | No | R-410A | 2.75 | Residential & Commercial | Ducted CEE Tier 1
211261632 | Central HP <5.4 tons | DAY & NIGHT | HRCU-A-CB (Split System: Heat Pump with Remote Outdoor Unit-Air-Source) | DLCURAH18ABK |  |  | EA*4X30L17A* | *96VSN0801716A* | 17600 | 16 | 8.5 | 18100 | 18600 | 102.8% | 2.24 | 0 | 10.5 |  |  |  | No | R-410A | 1.4667 | Residential & Commercial | Ducted CEE Tier 1
211261596 | Central HP <5.4 tons | DAY & NIGHT | HRCU-A-CB (Split System: Heat Pump with Remote Outdoor Unit-Air-Source) | DLCURAH18ABK |  |  | EA*4X30L17A* | *96VSN0401712A* | 17900 | 15.5 | 8.5 | 18500 | 18500 | 100% | 2.22 | 0 | 10.5 |  |  |  | No | R-410A | 1.4917 | Residential & Commercial | Ducted CEE Tier 1
211261794 | Central HP <5.4 tons | DAY & NIGHT | HRCU-A-CB (Split System: Heat Pump with Remote Outdoor Unit-Air-Source) | DLCURAH18ABK |  |  | EA*4X30L17A* | *96VTN0401712A* | 17900 | 15.5 | 8.5 | 18500 | 18500 | 100% | 2.22 | 0 | 10.5 |  |  |  | No | R-410A | 1.4917 | Residential & Commercial | Ducted CEE Tier 1
211261937 | Central HP <5.4 tons | DAY & NIGHT | HRCU-A-CB (Split System: Heat Pump with Remote Outdoor Unit-Air-Source) | DLCURAH18ABK |  |  | EA*4X30L17A* | *96VTN0601412A* | 18000 | 16 | 8.5 | 18600 | 18500 | 99.46% | 2.22 | 0 | 10.5 |  |  |  | No | R-410A | 1.5 | Residential & Commercial | Ducted CEE Tier 1
214052875 | Central HP <5.4 tons | LENNOX | HRCU-A-CB (Split System: Heat Pump with Remote Outdoor Unit-Air-Source) | SL25XPV-024-230A** | ADP |  | HG80936 | SL280UH060NV36A* | 22400 | 22 | 9.2 | 19800 | 20000 | 101% | 1.84 | 0 | 14.5 |  |  |  | No | R-410A | 1.8667 | Residential & Commercial | Ducted CEE Tier 1
213779414 | Central HP <5.4 tons | TEMPSTAR | HRCU-A-CB (Split System: Heat Pump with Remote Outdoor Unit-Air-Source) | TVH837GKA** |  |  | EA*4X48L21A*+WALLCON | *80CTL1102120B* | 32400 | 17 | 8.1 | 32400 | 24800 | 76.54% | 1.98 | 0 | 11 |  |  |  | No | R-410A | 2.7 | Residential & Commercial | Ducted CEE Tier 1
213779534 | Central HP <5.4 tons | TEMPSTAR | HRCU-A-CB (Split System: Heat Pump with Remote Outdoor Unit-Air-Source) | TVH837GKA** |  |  | EA*4X48L24A*+WALLCON | *97CMN1202422B* | 32200 | 17 | 8.1 | 32600 | 24800 | 76.07% | 1.98 | 0 | 11 |  |  |  | No | R-410A | 2.6833 | Residential & Commercial | Ducted CEE Tier 1
215464786 | Central HP <5.4 tons | ARMSTRONG AIR | HRCU-A-CB (Split System: Heat Pump with Remote Outdoor Unit-Air-Source) | 4SHP18LX136P | ADP |  | H,A,DP44(1,2)36+TXV | A80DS2V090B16 | 23600 | 19 | 8.5 | 22400 | 16100 | 71.88% | 2.16 | 0 | 12 |  |  |  | No | R-410A | 1.9667 | Residential & Commercial | Ducted CEE Tier 1
214052879 | Central HP <5.4 tons | LENNOX | HRCU-A-CB (Split System: Heat Pump with Remote Outdoor Unit-Air-Source) | SL25XPV-024-230A** | ADP |  | HG80936 | SL297UH060NV36B* | 22200 | 22 | 9.2 | 20000 | 20000 | 100% | 1.82 | 0 | 14 |  |  |  | No | R-410A | 1.85 | Residential & Commercial | Ducted CEE Tier 1
212500141 | Central HP <5.4 tons | LENNOX | HRCU-A-CB (Split System: Heat Pump with Remote Outdoor Unit-Air-Source) | EL22XPV-024-230A** | ADP |  | LP29/36X9 | SL297UH040NV36B* | 23800 | 21 | 8.5 | 22000 | 15400 | 70% | 1.92 | 0 | 13.5 |  |  |  | No | R-410A | 1.9833 | Residential & Commercial | Ducted CEE Tier 1
215464995 | Central HP <5.4 tons | ARMSTRONG AIR | HRCU-A-CB (Split System: Heat Pump with Remote Outdoor Unit-Air-Source) | 4SHP18LX136P | ADP |  | H,A,DP14(1,2)36+TXV | A97DS2V070B16 | 23400 | 18 | 8.5 | 22400 | 16200 | 72.32% | 2.16 | 0 | 12 |  |  |  | No | R-410A | 1.95 | Residential & Commercial | Ducted CEE Tier 1
215464997 | Central HP <5.4 tons | ARMSTRONG AIR | HRCU-A-CB (Split System: Heat Pump with Remote Outdoor Unit-Air-Source) | 4SHP18LX136P | ADP |  | H,A,DP44(1,2)36+TXV | A97DS2V070B16 | 23400 | 18 | 8.5 | 22400 | 16200 | 72.32% | 2.16 | 0 | 12 |  |  |  | No | R-410A | 1.95 | Residential & Commercial | Ducted CEE Tier 1
213781154 | Central HP <5.4 tons | TEMPSTAR | HRCU-A-CB (Split System: Heat Pump with Remote Outdoor Unit-Air-Source) | TVH837GKA2* |  |  | EA*4X42L24A*+WALLCON | *96CTN1202422B* | 31800 | 17 | 8.1 | 33000 | 24200 | 73.33% | 1.88 | 0 | 11 |  |  |  | No | R-410A | 2.65 | Residential & Commercial | Ducted CEE Tier 1
213781454 | Central HP <5.4 tons | TEMPSTAR | HRCU-A-CB (Split System: Heat Pump with Remote Outdoor Unit-Air-Source) | TVH837GKA2* |  |  | EA*4X48L24A*+WALLCON | *96CTN1002122B* | 32400 | 17 | 8.5 | 32200 | 24800 | 77.02% | 1.98 | 0 | 11 |  |  |  | No | R-410A | 2.7 | Residential & Commercial | Ducted CEE Tier 1
213781554 | Central HP <5.4 tons | TEMPSTAR | HRCU-A-CB (Split System: Heat Pump with Remote Outdoor Unit-Air-Source) | TVH837GKA2* |  |  | EA*4X61L21A*+WALLCON | *80CTL0701716B* | 32800 | 17 | 8.1 | 32200 | 25000 | 77.64% | 1.96 | 0 | 11 |  |  |  | No | R-410A | 2.7333 | Residential & Commercial | Ducted CEE Tier 1
213781604 | Central HP <5.4 tons | TEMPSTAR | HRCU-A-CB (Split System: Heat Pump with Remote Outdoor Unit-Air-Source) | TVH837GKA2* |  |  | EA*4X61L21A*+WALLCON | *97CMN0601714B* | 33000 | 17 | 8.1 | 32200 | 25200 | 78.26% | 1.94 | 0 | 11 |  |  |  | No | R-410A | 2.75 | Residential & Commercial | Ducted CEE Tier 1
213770997 | Central HP <5.4 tons | HEIL | HRCU-A-CB (Split System: Heat Pump with Remote Outdoor Unit-Air-Source) | HVH825GKA2* |  |  | EA*4X36L21A*+WALLCON | *96CTN0601714B* | 23400 | 16.5 | 8.1 | 21600 | 16700 | 77.31% | 1.94 | 0 | 10.5 |  |  |  | No | R-410A | 1.95 | Residential & Commercial | Ducted CEE Tier 1
213771047 | Central HP <5.4 tons | HEIL | HRCU-A-CB (Split System: Heat Pump with Remote Outdoor Unit-Air-Source) | HVH825GKA2* |  |  | EA*4X37L17A*+WALLCON | *80CTL0701716B* | 24200 | 16.5 | 8.1 | 21400 | 16700 | 78.04% | 2 | 0 | 11 |  |  |  | No | R-410A | 2.0167 | Residential & Commercial | Ducted CEE Tier 1
213771147 | Central HP <5.4 tons | HEIL | HRCU-A-CB (Split System: Heat Pump with Remote Outdoor Unit-Air-Source) | HVH825GKA2* |  |  | EA*4X37L21A*+WALLCON | *80CTL0901716B* | 24600 | 17 | 8.5 | 21000 | 16600 | 79.05% | 2.02 | 0 | 11 |  |  |  | No | R-410A | 2.05 | Residential & Commercial | Ducted CEE Tier 1
206773351 | Central HP <5.4 tons | COMFORTMAKER | HRCU-A-CB (Split System: Heat Pump with Remote Outdoor Unit-Air-Source) | CVH837GKA2* |  |  | EHD4X42AAL+WALLCON | *80CSU1002120A* | 32400 | 16 | 8.1 | 33200 | 24800 | 74.7% | 1.94 | 11.5 | 11 |  |  |  | No | R-410A | 2.7 | Residential & Commercial | Ducted CEE Tier 1
213781714 | Central HP <5.4 tons | TEMPSTAR | HRCU-A-CB (Split System: Heat Pump with Remote Outdoor Unit-Air-Source) | TVH837GKA2* |  |  | EA*4X61L24A*+WALLCON | *96CTN1002122B* | 33200 | 17.5 | 8.5 | 32000 | 24800 | 77.5% | 2 | 0 | 11.7 |  |  |  | No | R-410A | 2.7667 | Residential & Commercial | Ducted CEE Tier 1
213781134 | Central HP <5.4 tons | TEMPSTAR | HRCU-A-CB (Split System: Heat Pump with Remote Outdoor Unit-Air-Source) | TVH837GKA2* |  |  | EA*4X42L24A*+WALLCON | *97CMN1202422B* | 31800 | 17 | 8.1 | 32800 | 24400 | 74.39% | 1.88 | 0 | 11 |  |  |  | No | R-410A | 2.65 | Residential & Commercial | Ducted CEE Tier 1
213781214 | Central HP <5.4 tons | TEMPSTAR | HRCU-A-CB (Split System: Heat Pump with Remote Outdoor Unit-Air-Source) | TVH837GKA2* |  |  | EA*4X43L21A*+WALLCON | *95CSU0601716B* | 32800 | 17 | 8.5 | 33000 | 25200 | 76.36% | 1.96 | 0 | 11 |  |  |  | No | R-410A | 2.7333 | Residential & Commercial | Ducted CEE Tier 1
213781284 | Central HP <5.4 tons | TEMPSTAR | HRCU-A-CB (Split System: Heat Pump with Remote Outdoor Unit-Air-Source) | TVH837GKA2* |  |  | EA*4X48L21A*+WALLCON | *80CTL0451712B* | 32000 | 16.5 | 8.1 | 32800 | 25200 | 76.83% | 1.92 | 0 | 10.5 |  |  |  | No | R-410A | 2.6667 | Residential & Commercial | Ducted CEE Tier 1
213781934 | Central HP <5.4 tons | TEMPSTAR | HRCU-A-CB (Split System: Heat Pump with Remote Outdoor Unit-Air-Source) | TVH837GKA2* |  |  | EHD4X42AAL+WALLCON | *80CTL0902120B* | 32400 | 16.5 | 8.1 | 32800 | 24600 | 75% | 1.94 | 0 | 11 |  |  |  | No | R-410A | 2.7 | Residential & Commercial | Ducted CEE Tier 1
213771347 | Central HP <5.4 tons | HEIL | HRCU-A-CB (Split System: Heat Pump with Remote Outdoor Unit-Air-Source) | HVH825GKA2* |  |  | EA*4X42L21A*+WALLCON | *96CTN0801714B* | 23600 | 16.5 | 8.1 | 21400 | 16700 | 78.04% | 1.96 | 0 | 10.5 |  |  |  | No | R-410A | 1.9667 | Residential & Commercial | Ducted CEE Tier 1
214081320 | Central HP <5.4 tons | ARMSTRONG AIR | HRCU-A-CB (Split System: Heat Pump with Remote Outdoor Unit-Air-Source) | 4SHP18LX136P | ADP |  | H,A,DP18936 | A97DSMV070B12 | 23600 | 19 | 8.5 | 22400 | 16100 | 71.88% | 2.18 | 0 | 12 |  |  |  | No | R-410A | 1.9667 | Residential & Commercial | Ducted CEE Tier 1
212989201 | Central HP <5.4 tons | CARRIER | HRCU-A-CB (Split System: Heat Pump with Remote Outdoor Unit-Air-Source) | 38MURAQ24AB3* |  |  | CAP**3721AL* | 59SU5B060M17**16 | 24200 | 17.5 | 8.5 | 25200 | 21600 | 85.71% | 1.82 | 0 | 10.5 |  |  |  | No | R-410A | 2.0167 | Residential & Commercial | Ducted CEE Tier 1
214053757 | Central HP <5.4 tons | LENNOX | HRCU-A-CB (Split System: Heat Pump with Remote Outdoor Unit-Air-Source) | SL25XPV-048-230A** | ADP |  | HG50960 | SL280UH090XV60C* | 45000 | 21 | 9.2 | 43500 | 36800 | 84.6% | 1.84 | 0 | 12.5 |  |  |  | No | R-410A | 3.75 | Residential & Commercial | Ducted CEE Tier 1
214053759 | Central HP <5.4 tons | LENNOX | HRCU-A-CB (Split System: Heat Pump with Remote Outdoor Unit-Air-Source) | SL25XPV-048-230A** | ADP |  | HG50960 | SL280UH110V60C* | 46000 | 20 | 9.3 | 42000 | 35800 | 85.24% | 1.88 | 0 | 12.5 |  |  |  | No | R-410A | 3.8333 | Residential & Commercial | Ducted CEE Tier 1
208284009 | Central HP <5.4 tons | TRUST AIR CONDITIONERS | HRCU-A-CB (Split System: Heat Pump with Remote Outdoor Unit-Air-Source) | AH24H/O44P |  |  | AH24H/I44P |  | 24000 | 17 | 9.2 | 26000 | 19400 | 74.62% | 2.1 | 11.3 | 10.5 |  |  |  | No | R-410A | 2 | Residential & Commercial | Ducted CEE Tier 1
214053764 | Central HP <5.4 tons | LENNOX | HRCU-A-CB (Split System: Heat Pump with Remote Outdoor Unit-Air-Source) | SL25XPV-048-230A** | ADP |  | HG50960 | SLP99UH090XV60C* | 45500 | 20 | 9.3 | 42000 | 35800 | 85.24% | 1.86 | 0 | 12 |  |  |  | No | R-410A | 3.7917 | Residential & Commercial | Ducted CEE Tier 1
211206964 | Central HP <5.4 tons | JOHNSON CONTROLS | HRCU-A-CB (Split System: Heat Pump with Remote Outdoor Unit-Air-Source) | HL20B4821 |  |  | XAMC48HE3N1+CC | TMLV120C20MP12 | 43500 | 19 | 9 | 44500 | 36200 | 81.35% | 2.14 | 0 | 12 |  |  |  | No | R-410A | 3.625 | Residential & Commercial | Ducted CEE Tier 1
214630463 | Central HP <5.4 tons | CARRIER | HRCU-A-CB (Split System: Heat Pump with Remote Outdoor Unit-Air-Source) | 25VNA837A*030* | ADP |  | C36A***L539 | 59CU5A080C21**20 | 32400 | 18 | 8.1 | 30600 | 24200 | 79.08% | 1.98 | 0 | 11.7 |  |  |  | No | R-410A | 2.7 | Residential & Commercial | Ducted CEE Tier 1
214630480 | Central HP <5.4 tons | CARRIER | HRCU-A-CB (Split System: Heat Pump with Remote Outdoor Unit-Air-Source) | 25VNA837A*030* | ADP |  | V,C36H175P459 | 59MN7B080C17**14 | 31600 | 17 | 8.1 | 31800 | 24400 | 76.73% | 1.86 | 0 | 11 |  |  |  | No | R-410A | 2.6333 | Residential & Commercial | Ducted CEE Tier 1
214630482 | Central HP <5.4 tons | CARRIER | HRCU-A-CB (Split System: Heat Pump with Remote Outdoor Unit-Air-Source) | 25VNA837A*030* | ADP |  | C36A***L539 | 59MN7B100C21**22 | 32400 | 18 | 8.5 | 30400 | 24400 | 80.26% | 2 | 0 | 11.7 |  |  |  | No | R-410A | 2.7 | Residential & Commercial | Ducted CEE Tier 1
213782074 | Central HP <5.4 tons | TEMPSTAR | HRCU-A-CB (Split System: Heat Pump with Remote Outdoor Unit-Air-Source) | TVH837GKA2* |  |  | EHD4X48AAL+WALLCON | *80CTL0701716B* | 32600 | 16.5 | 8.1 | 33200 | 25000 | 75.3% | 1.94 | 0 | 11 |  |  |  | No | R-410A | 2.7167 | Residential & Commercial | Ducted CEE Tier 1
215464922 | Central HP <5.4 tons | ARMSTRONG AIR | HRCU-A-CB (Split System: Heat Pump with Remote Outdoor Unit-Air-Source) | 4SHP18LX136P | ADP |  | H,A,DP42(1,2)36+TXV | A96DS2V070B16 | 23200 | 18 | 8.35 | 22400 | 16200 | 72.32% | 2.12 | 0 | 12 |  |  |  | No | R-410A | 1.9333 | Residential & Commercial | Ducted CEE Tier 1
206133349 | Central HP <5.4 tons | COMFORTMAKER | HRCU-A-CB (Split System: Heat Pump with Remote Outdoor Unit-Air-Source) | CVH825GKA2* |  |  | EA*4X30L17A*+WALLCON | *80CSU0601716A* | 23400 | 16.5 | 8.1 | 21600 | 16700 | 77.31% | 1.92 | 11 | 10.5 |  |  |  | No | R-410A | 1.95 | Residential & Commercial | Ducted CEE Tier 1
213781044 | Central HP <5.4 tons | TEMPSTAR | HRCU-A-CB (Split System: Heat Pump with Remote Outdoor Unit-Air-Source) | TVH837GKA2* |  |  | EA*4X42L21A*+WALLCON | *97CMN0801714B* | 31600 | 16.5 | 8.1 | 33400 | 24600 | 73.65% | 1.86 | 0 | 10.5 |  |  |  | No | R-410A | 2.6333 | Residential & Commercial | Ducted CEE Tier 1
206773612 | Central HP <5.4 tons | COMFORTMAKER | HRCU-A-CB (Split System: Heat Pump with Remote Outdoor Unit-Air-Source) | CVH837GKA2* |  |  | EN(A,D,W)4X48L21**+WALLCON | *95CSU1002122A* | 32400 | 17.5 | 8.1 | 32800 | 24600 | 75% | 1.98 | 12 | 11.7 |  |  |  | No | R-410A | 2.7 | Residential & Commercial | Ducted CEE Tier 1
212383437 | Central HP <5.4 tons | AIRQUEST | HRCU-A-CB (Split System: Heat Pump with Remote Outdoor Unit-Air-Source) | DLCURAH36ABK |  |  | EA*4X37L21A* | *92ESN1002120A* | 37200 | 16 | 8.5 | 39000 | 34800 | 89.23% | 2.12 | 0 | 10 |  |  |  | No | R-410A | 3.1 | Residential & Commercial | Ducted CEE Tier 1
212384455 | Central HP <5.4 tons | AIRQUEST | HRCU-A-CB (Split System: Heat Pump with Remote Outdoor Unit-Air-Source) | DLCURAH36ABK |  |  | EN(A,D,W)4X42L21** | *95ESN1002122A* | 36600 | 15.2 | 8.1 | 40000 | 35200 | 88% | 1.92 | 0 | 10 |  |  |  | No | R-410A | 3.05 | Residential & Commercial | Ducted CEE Tier 1
212384689 | Central HP <5.4 tons | AIRQUEST | HRCU-A-CB (Split System: Heat Pump with Remote Outdoor Unit-Air-Source) | DLCURAH36ABK |  |  | EN(A,D,W)4X42L21** | *92ESN1002120A* | 36200 | 15.5 | 8.1 | 39500 | 35200 | 89.11% | 1.9 | 0 | 10 |  |  |  | No | R-410A | 3.0167 | Residential & Commercial | Ducted CEE Tier 1
212983664 | Central HP <5.4 tons | KEEPRITE | HRCU-A-CB (Split System: Heat Pump with Remote Outdoor Unit-Air-Source) | DLCURAH18ABK |  |  | EA*4X25L17A* | *92MSN0601412A* | 17700 | 16.5 | 8.1 | 17700 | 17800 | 100.6% | 2.14 | 0 | 10.5 |  |  |  | No | R-410A | 1.475 | Residential & Commercial | Ducted CEE Tier 1
212985511 | Central HP <5.4 tons | DAY & NIGHT | HRCU-A-CB (Split System: Heat Pump with Remote Outdoor Unit-Air-Source) | DLCURAH36ABK |  |  | EA*4X48L21A* | *92MSN1002122A* | 35800 | 16.5 | 8.5 | 37800 | 34600 | 91.53% | 2.02 | 0 | 10 |  |  |  | No | R-410A | 2.9833 | Residential & Commercial | Ducted CEE Tier 1
206773148 | Central HP <5.4 tons | COMFORTMAKER | HRCU-A-CB (Split System: Heat Pump with Remote Outdoor Unit-Air-Source) | CVH837GKA2* |  |  | EA*4X48L21A*+WALLCON | *80CSU0601716A* | 32200 | 17 | 8.1 | 32600 | 25000 | 76.69% | 1.96 | 12 | 11 |  |  |  | No | R-410A | 2.6833 | Residential & Commercial | Ducted CEE Tier 1
211206997 | Central HP <5.4 tons | JOHNSON CONTROLS | HRCU-A-CB (Split System: Heat Pump with Remote Outdoor Unit-Air-Source) | HL20B4821 |  |  | XAMC48HE3N1+CC | TPLC080C16MP13 | 43500 | 19 | 9 | 44500 | 36200 | 81.35% | 2.14 | 0 | 12 |  |  |  | No | R-410A | 3.625 | Residential & Commercial | Ducted CEE Tier 1
206772887 | Central HP <5.4 tons | COMFORTMAKER | HRCU-A-CB (Split System: Heat Pump with Remote Outdoor Unit-Air-Source) | CVH837GKA2* |  |  | EHD4X48AAL+WALLCON | *80CTL0902120A* | 32600 | 17 | 8.1 | 33000 | 25000 | 75.76% | 1.98 | 12 | 11 |  |  |  | No | R-410A | 2.7167 | Residential & Commercial | Ducted CEE Tier 1
206773040 | Central HP <5.4 tons | COMFORTMAKER | HRCU-A-CB (Split System: Heat Pump with Remote Outdoor Unit-Air-Source) | CVH837GKA2* |  |  | EA*4X37L21A*+WALLCON | *80CSU0401712A* | 32800 | 17.5 | 8.5 | 33000 | 25200 | 76.36% | 1.98 | 12 | 11 |  |  |  | No | R-410A | 2.7333 | Residential & Commercial | Ducted CEE Tier 1
212614353 | Central HP <5.4 tons | DAY & NIGHT | HRCU-A-CB (Split System: Heat Pump with Remote Outdoor Unit-Air-Source) | DLCURAH18ABK | ADP |  | F,PE*G31925 |  | 17500 | 17 | 8.8 | 17100 | 19400 | 113.5% | 2.36 | 0 | 10.5 |  |  |  | No | R-410A | 1.4583 | Residential & Commercial | Ducted CEE Tier 1
214728361 | Central HP <5.4 tons | COLEMAN | HRCU-A-CB (Split System: Heat Pump with Remote Outdoor Unit-Air-Source) | HH836E2S11 |  |  | CTU36B5XDS1+TXV | TM9E080B12MP12 | 33600 | 18 | 8.5 | 31800 | 26000 | 81.76% | 2 | 0 | 11 |  |  |  | No | R-454B | 2.8 | Residential & Commercial | Ducted CEE Tier 1
215853404 | Central HP <5.4 tons | FRASER-JOHNSTON | HRCU-A-CB (Split System: Heat Pump with Remote Outdoor Unit-Air-Source) | HH836E2S11 |  |  | CTM36B5CDS1+JMVT12BC2N1 |  | 33200 | 18 | 9 | 30400 | 24800 | 81.58% | 2 | 0 | 11.7 |  |  |  | No | R-454B | 2.7667 | Residential & Commercial | Ducted CEE Tier 1
204299290 | Central HP <5.4 tons | COMFORTMAKER | HRCU-A-CB (Split System: Heat Pump with Remote Outdoor Unit-Air-Source) | CVH837GKA** |  |  | EA*4X48L21A*+WALLCON | *97CMN1002122A* | 32400 | 17.5 | 8.5 | 32600 | 25000 | 76.69% | 1.98 | 12 | 11.7 |  |  |  | No | R-410A | 2.7 | Residential & Commercial | Ducted CEE Tier 1
204299340 | Central HP <5.4 tons | COMFORTMAKER | HRCU-A-CB (Split System: Heat Pump with Remote Outdoor Unit-Air-Source) | CVH837GKA** |  |  | EA*4X48L21A*+WALLCON | *97CMN0602120A* | 32200 | 17 | 8.1 | 32800 | 25200 | 76.83% | 1.96 | 11.5 | 11 |  |  |  | No | R-410A | 2.6833 | Residential & Commercial | Ducted CEE Tier 1
211241454 | Central HP <5.4 tons | DAY & NIGHT | HRCU-A-CB (Split System: Heat Pump with Remote Outdoor Unit-Air-Source) | DLCURAH24ABK |  |  | EA*4X30L17A* | *80ES(N,L)0701716A* | 24800 | 16 | 8.5 | 26800 | 22200 | 82.84% | 1.82 | 0 | 10 |  |  |  | No | R-410A | 2.0667 | Residential & Commercial | Ducted CEE Tier 1
212986229 | Central HP <5.4 tons | DAY & NIGHT | HRCU-A-CB (Split System: Heat Pump with Remote Outdoor Unit-Air-Source) | DLCURAH24ABK |  |  | EN(A,D)4X24L17** | *96MSN0401410A* | 23200 | 16 | 8.5 | 27000 | 25200 | 93.33% | 2.1 | 0 | 10 |  |  |  | No | R-410A | 1.9333 | Residential & Commercial | Ducted CEE Tier 1
212986613 | Central HP <5.4 tons | DAY & NIGHT | HRCU-A-CB (Split System: Heat Pump with Remote Outdoor Unit-Air-Source) | DLCURAH24ABK |  |  | EN(A,D)4X24L17** | *96MSN0401712A* | 23200 | 15.2 | 8.5 | 27200 | 24800 | 91.18% | 2.04 | 0 | 10 |  |  |  | No | R-410A | 1.9333 | Residential & Commercial | Ducted CEE Tier 1
211240369 | Central HP <5.4 tons | DAY & NIGHT | HRCU-A-CB (Split System: Heat Pump with Remote Outdoor Unit-Air-Source) | DLCURAH24ABK |  |  | EA*4X24L17A* | *80VSL0451412A* | 24000 | 16 | 8.5 | 27000 | 23800 | 88.15% | 1.96 | 0 | 10 |  |  |  | No | R-410A | 2 | Residential & Commercial | Ducted CEE Tier 1
213770727 | Central HP <5.4 tons | HEIL | HRCU-A-CB (Split System: Heat Pump with Remote Outdoor Unit-Air-Source) | HVH825GKA2* |  |  | EA*4X30L17A*+WALLCON | *80CTL0701716B* | 23400 | 16.5 | 8.1 | 21600 | 16700 | 77.31% | 1.92 | 0 | 11 |  |  |  | No | R-410A | 1.95 | Residential & Commercial | Ducted CEE Tier 1
213771057 | Central HP <5.4 tons | HEIL | HRCU-A-CB (Split System: Heat Pump with Remote Outdoor Unit-Air-Source) | HVH825GKA2* |  |  | EA*4X37L17A*+WALLCON | *80CTL0901716B* | 24200 | 16.5 | 8.1 | 21400 | 16700 | 78.04% | 2 | 0 | 11 |  |  |  | No | R-410A | 2.0167 | Residential & Commercial | Ducted CEE Tier 1
207172511 | Central HP <5.4 tons | DUCANE | HRCU-A-CB (Split System: Heat Pump with Remote Outdoor Unit-Air-Source) | 4HP18V36P | ADP |  | 42BX**+TXV | 80G2UH090BE12 | 23600 | 19 | 8.5 | 22400 | 19100 | 85.27% | 2.22 | 13 | 12 |  |  |  | No | R-410A | 1.9667 | Residential & Commercial | Ducted CEE Tier 1
211240796 | Central HP <5.4 tons | DAY & NIGHT | HRCU-A-CB (Split System: Heat Pump with Remote Outdoor Unit-Air-Source) | DLCURAH24ABK |  |  | EA*4X24L17A* | OMV112K14A | 23800 | 15.5 | 8.5 | 27000 | 24000 | 88.89% | 1.96 | 0 | 10 |  |  |  | No | R-410A | 1.9833 | Residential & Commercial | Ducted CEE Tier 1
211240869 | Central HP <5.4 tons | DAY & NIGHT | HRCU-A-CB (Split System: Heat Pump with Remote Outdoor Unit-Air-Source) | DLCURAH24ABK |  |  | EA*4X25L17A* | *95ESU0401712A* | 24200 | 17 | 8.5 | 25200 | 21600 | 85.71% | 1.8 | 0 | 10 |  |  |  | No | R-410A | 2.0167 | Residential & Commercial | Ducted CEE Tier 1
212987366 | Central HP <5.4 tons | AIRQUEST | HRCU-A-CB (Split System: Heat Pump with Remote Outdoor Unit-Air-Source) | DLCURAH24ABK |  |  | EA*4X24L17A* | *96MSN0801716A* | 23400 | 16.5 | 8.5 | 27000 | 26000 | 96.3% | 2.16 | 0 | 10 |  |  |  | No | R-410A | 1.95 | Residential & Commercial | Ducted CEE Tier 1
213779262 | Central HP <5.4 tons | KEEPRITE | HRCU-A-CB (Split System: Heat Pump with Remote Outdoor Unit-Air-Source) | CVH837GKA** |  |  | EA*4X43L21A*+WALLCON | *80CTL0701716B* | 32800 | 17 | 8.5 | 33000 | 25200 | 76.36% | 1.96 | 0 | 11 |  |  |  | No | R-410A | 2.7333 | Residential & Commercial | Ducted CEE Tier 1
204299030 | Central HP <5.4 tons | COMFORTMAKER | HRCU-A-CB (Split System: Heat Pump with Remote Outdoor Unit-Air-Source) | CVH837GKA** |  |  | EA*4X42L21A*+WALLCON | *80CTL0901716A* | 31800 | 17.5 | 8.5 | 33000 | 24400 | 73.94% | 1.9 | 12 | 11.7 |  |  |  | No | R-410A | 2.65 | Residential & Commercial | Ducted CEE Tier 1
212969553 | Central HP <5.4 tons | KEEPRITE | HRCU-A-CB (Split System: Heat Pump with Remote Outdoor Unit-Air-Source) | DLCURAH18ABK |  |  | EA*4X30L14A* | *80VSL0451412B* | 17800 | 16.5 | 8.5 | 18400 | 18800 | 102.2% | 2.26 | 0 | 10.5 |  |  |  | No | R-410A | 1.4833 | Residential & Commercial | Ducted CEE Tier 1
212969603 | Central HP <5.4 tons | KEEPRITE | HRCU-A-CB (Split System: Heat Pump with Remote Outdoor Unit-Air-Source) | DLCURAH18ABK |  |  | EN(A,D)4X30L17** | *80VSL0451412B* | 17400 | 16.5 | 8.1 | 17900 | 18600 | 103.9% | 2.24 | 0 | 11 |  |  |  | No | R-410A | 1.45 | Residential & Commercial | Ducted CEE Tier 1
213771207 | Central HP <5.4 tons | HEIL | HRCU-A-CB (Split System: Heat Pump with Remote Outdoor Unit-Air-Source) | HVH825GKA2* |  |  | EA*4X37L21A*+WALLCON | *97CMN1002122B* | 24400 | 16.5 | 8.5 | 21200 | 16600 | 78.3% | 2.04 | 0 | 11 |  |  |  | No | R-410A | 2.0333 | Residential & Commercial | Ducted CEE Tier 1
213771307 | Central HP <5.4 tons | HEIL | HRCU-A-CB (Split System: Heat Pump with Remote Outdoor Unit-Air-Source) | HVH825GKA2* |  |  | EA*4X42L21A*+WALLCON | *97CMN0601714B* | 23600 | 16 | 8.1 | 21600 | 16700 | 77.31% | 1.94 | 0 | 10.5 |  |  |  | No | R-410A | 1.9667 | Residential & Commercial | Ducted CEE Tier 1
214574068 | Central HP <5.4 tons | CARRIER | HRCU-A-CB (Split System: Heat Pump with Remote Outdoor Unit-Air-Source) | 25VNA837A*031* |  |  | CAP**6024AL*+UI | 59MN7C080C21**20 | 32800 | 17.5 | 8.5 | 31600 | 24800 | 78.48% | 2 | 0 | 11.5 |  |  |  | No | R-410A | 2.7333 | Residential & Commercial | Ducted CEE Tier 1
213781194 | Central HP <5.4 tons | TEMPSTAR | HRCU-A-CB (Split System: Heat Pump with Remote Outdoor Unit-Air-Source) | TVH837GKA2* |  |  | EA*4X43L21A*+WALLCON | *80CTL0902120B* | 32800 | 17 | 8.5 | 32600 | 25000 | 76.69% | 1.98 | 0 | 11.5 |  |  |  | No | R-410A | 2.7333 | Residential & Commercial | Ducted CEE Tier 1
213781294 | Central HP <5.4 tons | TEMPSTAR | HRCU-A-CB (Split System: Heat Pump with Remote Outdoor Unit-Air-Source) | TVH837GKA2* |  |  | EA*4X48L21A*+WALLCON | *80CTL0701716B* | 32200 | 17 | 8.1 | 32600 | 25000 | 76.69% | 1.96 | 0 | 11 |  |  |  | No | R-410A | 2.6833 | Residential & Commercial | Ducted CEE Tier 1
213781364 | Central HP <5.4 tons | TEMPSTAR | HRCU-A-CB (Split System: Heat Pump with Remote Outdoor Unit-Air-Source) | TVH837GKA2* |  |  | EA*4X48L21A*+WALLCON | *97CMN1002122B* | 32400 | 17 | 8.1 | 32600 | 24800 | 76.07% | 1.98 | 0 | 11 |  |  |  | No | R-410A | 2.7 | Residential & Commercial | Ducted CEE Tier 1
213781544 | Central HP <5.4 tons | TEMPSTAR | HRCU-A-CB (Split System: Heat Pump with Remote Outdoor Unit-Air-Source) | TVH837GKA2* |  |  | EA*4X61L21A*+WALLCON | *80CTL0451712B* | 33000 | 17 | 8.1 | 32400 | 25200 | 77.78% | 1.94 | 0 | 11 |  |  |  | No | R-410A | 2.75 | Residential & Commercial | Ducted CEE Tier 1
212969605 | Central HP <5.4 tons | TEMPSTAR | HRCU-A-CB (Split System: Heat Pump with Remote Outdoor Unit-Air-Source) | DLCURAH18ABK |  |  | EN(A,D)4X30L17** | *80VSL0451412B* | 17400 | 16.5 | 8.1 | 17900 | 16100 | 89.94% | 1.84 | 0 | 11 |  |  |  | No | R-410A | 1.45 | Residential & Commercial | Ducted CEE Tier 1
211206987 | Central HP <5.4 tons | JOHNSON CONTROLS | HRCU-A-CB (Split System: Heat Pump with Remote Outdoor Unit-Air-Source) | HL20B4821 |  |  | XAMC48HE3N1+CC | TM8V080C16MP12 | 43500 | 19 | 9 | 44500 | 36200 | 81.35% | 2.14 | 0 | 12 |  |  |  | No | R-410A | 3.625 | Residential & Commercial | Ducted CEE Tier 1
206136119 | Central HP <5.4 tons | COMFORTMAKER | HRCU-A-CB (Split System: Heat Pump with Remote Outdoor Unit-Air-Source) | CVH837GKA** |  |  | EA*4X42L24A*+WALLCON | *95CSU0802120A* | 31800 | 17.5 | 8.1 | 33000 | 24400 | 73.94% | 1.9 | 11.5 | 11 |  |  |  | No | R-410A | 2.65 | Residential & Commercial | Ducted CEE Tier 1
211242345 | Central HP <5.4 tons | DAY & NIGHT | HRCU-A-CB (Split System: Heat Pump with Remote Outdoor Unit-Air-Source) | DLCURAH24ABK |  |  | EA*4X36L21A* | *96VTN1002122A* | 23800 | 17 | 8.5 | 25800 | 23200 | 89.92% | 1.92 | 0 | 10 |  |  |  | No | R-410A | 1.9833 | Residential & Commercial | Ducted CEE Tier 1
211242647 | Central HP <5.4 tons | DAY & NIGHT | HRCU-A-CB (Split System: Heat Pump with Remote Outdoor Unit-Air-Source) | DLCURAH24ABK |  |  | EA*4X36L21A* | *92ESN0802120A* | 25000 | 17 | 8.5 | 26600 | 21800 | 81.95% | 1.82 | 0 | 10.5 |  |  |  | No | R-410A | 2.0833 | Residential & Commercial | Ducted CEE Tier 1
211242713 | Central HP <5.4 tons | DAY & NIGHT | HRCU-A-CB (Split System: Heat Pump with Remote Outdoor Unit-Air-Source) | DLCURAH24ABK |  |  | EA*4X36L21A* | *80ESU0601716A | 25000 | 17 | 8.5 | 26600 | 21800 | 81.95% | 1.82 | 0 | 10.5 |  |  |  | No | R-410A | 2.0833 | Residential & Commercial | Ducted CEE Tier 1
211242732 | Central HP <5.4 tons | DAY & NIGHT | HRCU-A-CB (Split System: Heat Pump with Remote Outdoor Unit-Air-Source) | DLCURAH24ABK |  |  | EA*4X36L21A* | OLV098A12* | 23400 | 16.5 | 8.5 | 25600 | 23800 | 92.97% | 1.98 | 0 | 10 |  |  |  | No | R-410A | 1.95 | Residential & Commercial | Ducted CEE Tier 1
211243146 | Central HP <5.4 tons | DAY & NIGHT | HRCU-A-CB (Split System: Heat Pump with Remote Outdoor Unit-Air-Source) | DLCURAH24ABK |  |  | EA*4X37L17A* | *80ES(N,L)0701412A* | 24800 | 17 | 8.5 | 25800 | 21400 | 82.95% | 1.8 | 0 | 10.5 |  |  |  | No | R-410A | 2.0667 | Residential & Commercial | Ducted CEE Tier 1
212500137 | Central HP <5.4 tons | LENNOX | HRCU-A-CB (Split System: Heat Pump with Remote Outdoor Unit-Air-Source) | EL22XPV-024-230A** | ADP |  | LH35/36X9 | SL297UH040NV36B* | 23800 | 21 | 8.5 | 22000 | 15400 | 70% | 1.92 | 0 | 13.5 |  |  |  | No | R-410A | 1.9833 | Residential & Commercial | Ducted CEE Tier 1
213780694 | Central HP <5.4 tons | TEMPSTAR | HRCU-A-CB (Split System: Heat Pump with Remote Outdoor Unit-Air-Source) | TVH837GKA2* |  |  | EA*4X36L17A*+WALLCON | *97CMN0601714B* | 31200 | 16.5 | 8.1 | 33400 | 24600 | 73.65% | 1.82 | 0 | 10.5 |  |  |  | No | R-410A | 2.6 | Residential & Commercial | Ducted CEE Tier 1
212632889 | Central HP <5.4 tons | LENNOX | HRCU-A-CB (Split System: Heat Pump with Remote Outdoor Unit-Air-Source) | SL25XPV-048-230A** | ADP |  | LD41/59Y9 | EL296DF090XV60C* | 45500 | 20 | 9.1 | 42000 | 35000 | 83.33% | 1.84 | 0 | 12 |  |  |  | No | R-410A | 3.7917 | Residential & Commercial | Ducted CEE Tier 1
212632890 | Central HP <5.4 tons | LENNOX | HRCU-A-CB (Split System: Heat Pump with Remote Outdoor Unit-Air-Source) | SL25XPV-048-230A** | ADP |  | LD42/61Y9 | EL296DF090XV60C* | 45500 | 20 | 9.1 | 42000 | 35000 | 83.33% | 1.84 | 0 | 12 |  |  |  | No | R-410A | 3.7917 | Residential & Commercial | Ducted CEE Tier 1
213771407 | Central HP <5.4 tons | HEIL | HRCU-A-CB (Split System: Heat Pump with Remote Outdoor Unit-Air-Source) | HVH825GKA2* |  |  | EA*4X42L24A*+WALLCON | *97CMN1202422B* | 23800 | 16.5 | 8.1 | 21400 | 16600 | 77.57% | 1.96 | 0 | 11 |  |  |  | No | R-410A | 1.9833 | Residential & Commercial | Ducted CEE Tier 1
212987083 | Central HP <5.4 tons | DAY & NIGHT | HRCU-A-CB (Split System: Heat Pump with Remote Outdoor Unit-Air-Source) | DLCURAH18ABK |  |  | EN(A,D)4X30L17** | *96MSN0601412A* | 17500 | 16 | 8.1 | 18000 | 18600 | 103.3% | 2.24 | 0 | 11 |  |  |  | No | R-410A | 1.4583 | Residential & Commercial | Ducted CEE Tier 1
212987549 | Central HP <5.4 tons | DAY & NIGHT | HRCU-A-CB (Split System: Heat Pump with Remote Outdoor Unit-Air-Source) | DLCURAH18ABK |  |  | EN(A,D)4X24L17** | *96MSN0801716A* | 17600 | 16 | 8.5 | 18600 | 19100 | 102.7% | 2.3 | 0 | 11 |  |  |  | No | R-410A | 1.4667 | Residential & Commercial | Ducted CEE Tier 1
213782174 | Central HP <5.4 tons | TEMPSTAR | HRCU-A-CB (Split System: Heat Pump with Remote Outdoor Unit-Air-Source) | TVH837GKA2* |  |  | EHD4X48AAL+WALLCON | *96CTN0601714B* | 32400 | 16 | 8.1 | 33000 | 25200 | 76.36% | 1.94 | 0 | 10.5 |  |  |  | No | R-410A | 2.7 | Residential & Commercial | Ducted CEE Tier 1
213782324 | Central HP <5.4 tons | TEMPSTAR | HRCU-A-CB (Split System: Heat Pump with Remote Outdoor Unit-Air-Source) | TVH837GKA2* |  |  | EHD4X60AAL+WALLCON | *97CMN1202422B* | 33000 | 16.5 | 8.1 | 32200 | 24800 | 77.02% | 2 | 0 | 11 |  |  |  | No | R-410A | 2.75 | Residential & Commercial | Ducted CEE Tier 1
213771447 | Central HP <5.4 tons | HEIL | HRCU-A-CB (Split System: Heat Pump with Remote Outdoor Unit-Air-Source) | HVH825GKA2* |  |  | EA*4X43L21A*+WALLCON | *80CTL0701716B* | 24400 | 17 | 8.5 | 21200 | 16600 | 78.3% | 2.02 | 0 | 11 |  |  |  | No | R-410A | 2.0333 | Residential & Commercial | Ducted CEE Tier 1
215464785 | Central HP <5.4 tons | ARMSTRONG AIR | HRCU-A-CB (Split System: Heat Pump with Remote Outdoor Unit-Air-Source) | 4SHP18LX136P | ADP |  | H,A,DP15(1,2)36+TXV | A80DS2V090B16 | 23600 | 19 | 8.5 | 22400 | 16100 | 71.88% | 2.16 | 0 | 12 |  |  |  | No | R-410A | 1.9667 | Residential & Commercial | Ducted CEE Tier 1
206133781 | Central HP <5.4 tons | COMFORTMAKER | HRCU-A-CB (Split System: Heat Pump with Remote Outdoor Unit-Air-Source) | CVH825GKA2* |  |  | EA*4X36L21A*+WALLCON | *95CSU0802120A* | 23600 | 16.5 | 8.1 | 21400 | 16600 | 77.57% | 1.94 | 11 | 11 |  |  |  | No | R-410A | 1.9667 | Residential & Commercial | Ducted CEE Tier 1
214052878 | Central HP <5.4 tons | LENNOX | HRCU-A-CB (Split System: Heat Pump with Remote Outdoor Unit-Air-Source) | SL25XPV-024-230A** | ADP |  | HG80936 | SL297UH040NV36B* | 22200 | 22 | 9.2 | 19800 | 20000 | 101% | 1.84 | 0 | 14 |  |  |  | No | R-410A | 1.85 | Residential & Commercial | Ducted CEE Tier 1
211206954 | Central HP <5.4 tons | JOHNSON CONTROLS | HRCU-A-CB (Split System: Heat Pump with Remote Outdoor Unit-Air-Source) | HL20B4821 |  |  | XAMC48HE3N1+CC | TM8V120C20MP12 | 43500 | 19 | 9 | 44500 | 36200 | 81.35% | 2.14 | 0 | 12 |  |  |  | No | R-410A | 3.625 | Residential & Commercial | Ducted CEE Tier 1
212988787 | Central HP <5.4 tons | DAY & NIGHT | HRCU-A-CB (Split System: Heat Pump with Remote Outdoor Unit-Air-Source) | DLCURAH18ABK |  |  | EA*4X24L17A* | *95MSU0401712A* | 17200 | 16 | 8.5 | 18200 | 19400 | 106.6% | 2.34 | 0 | 10.5 |  |  |  | No | R-410A | 1.4333 | Residential & Commercial | Ducted CEE Tier 1
213772767 | Central HP <5.4 tons | HEIL | HRCU-A-CB (Split System: Heat Pump with Remote Outdoor Unit-Air-Source) | HVH825GKA3* |  |  | EA*4X25L17A*+WALLCON | *97CMN0601714B* | 24200 | 15.5 | 8.1 | 20000 | 16700 | 83.5% | 2 | 0 | 10.5 |  |  |  | No | R-410A | 2.0167 | Residential & Commercial | Ducted CEE Tier 1
214777869 | Central HP <5.4 tons | DAY & NIGHT | HRCU-A-C (Split System: Heat Pump with Remote Outdoor Unit with No Indoor Fan --Air Source) | DLCURAH18ABK | ADP |  | PL36H***P039+TD |  | 18000 | 16 | 9.05 | 17200 | 14600 | 84.88% | 2.1 | 0 | 11.7 |  |  |  | No | R-410A | 1.5 | Residential & Commercial | Ducted CEE Tier 1
214777870 | Central HP <5.4 tons | DAY & NIGHT | HRCU-A-C (Split System: Heat Pump with Remote Outdoor Unit with No Indoor Fan --Air Source) | DLCURAH24ABK | ADP |  | PL36H***P039+TD |  | 23800 | 16 | 9 | 23200 | 19600 | 84.48% | 1.86 | 0 | 10.5 |  |  |  | No | R-410A | 1.9833 | Residential & Commercial | Ducted CEE Tier 1
215318983 | Central HP <5.4 tons | HEIL | HRCU-A-CB (Split System: Heat Pump with Remote Outdoor Unit-Air-Source) | D5CURAH48AAK |  |  | D5FUAAH48XAK |  | 48000 | 16 | 8.5 | 48000 | 38000 | 79.17% | 1.85 | 0 | 10 |  |  |  | No | R-454B | 4 | Residential & Commercial | Ducted CEE Tier 1
211206848 | Central HP <5.4 tons | JOHNSON CONTROLS | HRCU-A-CB (Split System: Heat Pump with Remote Outdoor Unit-Air-Source) | HL20B2421 |  |  | XAMB24DE1N1+CC | TM8V080B12MP12 | 22400 | 18 | 8.5 | 23600 | 18400 | 77.97% | 1.92 | 0 | 12 |  |  |  | No | R-410A | 1.8667 | Residential & Commercial | Ducted CEE Tier 1
212632907 | Central HP <5.4 tons | LENNOX | HRCU-A-CB (Split System: Heat Pump with Remote Outdoor Unit-Air-Source) | SL25XPV-048-230A** | ADP |  | LD42/49Y9 | SLP99DF110XV60C* | 45500 | 20 | 9 | 42000 | 35000 | 83.33% | 1.84 | 0 | 12 |  |  |  | No | R-410A | 3.7917 | Residential & Commercial | Ducted CEE Tier 1
213773413 | Central HP <5.4 tons | KENMORE | HRCU-A-CB (Split System: Heat Pump with Remote Outdoor Unit-Air-Source) | (C,H,T)VH825GKA3* |  |  | EA*4X42L21A*+WALLCON | *80CTL0902120B* | 23800 | 16.5 | 8.1 | 21400 | 16600 | 77.57% | 1.96 | 0 | 10.5 |  |  |  | No | R-410A | 1.9833 | Residential & Commercial | Ducted CEE Tier 1
212500163 | Central HP <5.4 tons | LENNOX | HRCU-A-CB (Split System: Heat Pump with Remote Outdoor Unit-Air-Source) | EL22XPV-024-230A** | ADP |  | LP25/36R9 | SLP99UH070XV36B* | 23800 | 21 | 8.5 | 22000 | 15400 | 70% | 1.92 | 0 | 13.5 |  |  |  | No | R-410A | 1.9833 | Residential & Commercial | Ducted CEE Tier 1
214052489 | Central HP <5.4 tons | LENNOX | HRCU-A-CB (Split System: Heat Pump with Remote Outdoor Unit-Air-Source) | EL22XPV-024-230A** | ADP |  | HG34936 | ML180UH045V36A* | 23600 | 21 | 8.5 | 21400 | 15000 | 70.09% | 1.88 | 0 | 13.5 |  |  |  | No | R-410A | 1.9667 | Residential & Commercial | Ducted CEE Tier 1
207436148 | Central HP <5.4 tons | LENNOX | HRCU-A-CB (Split System: Heat Pump with Remote Outdoor Unit-Air-Source) | SL25XPV-024-230A** |  |  | C35-36B+TDR+TXV | EL296UH045XV36B* | 22200 | 22.4 | 9.1 | 21600 | 20600 | 95.37% | 1.84 | 15 | 14 |  |  |  | No | R-410A | 1.85 | Residential & Commercial | Ducted CEE Tier 1
213771547 | Central HP <5.4 tons | HEIL | HRCU-A-CB (Split System: Heat Pump with Remote Outdoor Unit-Air-Source) | HVH825GKA2* |  |  | EA*4X43L21A*+WALLCON | *96CTN1002122B* | 24400 | 16.5 | 8.5 | 21200 | 16600 | 78.3% | 2.04 | 0 | 11 |  |  |  | No | R-410A | 2.0333 | Residential & Commercial | Ducted CEE Tier 1
213772517 | Central HP <5.4 tons | HEIL | HRCU-A-CB (Split System: Heat Pump with Remote Outdoor Unit-Air-Source) | HVH825GKA2* |  |  | EHD4X48AAL+WALLCON | *97CMN0801714B* | 24200 | 16 | 8.1 | 21400 | 16600 | 77.57% | 2.02 | 0 | 10.5 |  |  |  | No | R-410A | 2.0167 | Residential & Commercial | Ducted CEE Tier 1
214080895 | Central HP <5.4 tons | ARMSTRONG AIR | HRCU-A-CB (Split System: Heat Pump with Remote Outdoor Unit-Air-Source) | 4SHP18LX136P | ADP |  | H,A,DG9J936 | A97DSMV070B12 | 23600 | 19 | 8.5 | 22400 | 16100 | 71.88% | 2.18 | 0 | 12 |  |  |  | No | R-410A | 1.9667 | Residential & Commercial | Ducted CEE Tier 1
213076299 | Central HP <5.4 tons | AIRQUEST | HRCU-A-CB (Split System: Heat Pump with Remote Outdoor Unit-Air-Source) | DLCURAH36ABK |  |  | EA*4X48L24A* | *95MSU1002122A* | 36200 | 16.5 | 8.5 | 38000 | 34800 | 91.58% | 2.04 | 0 | 10 |  |  |  | No | R-410A | 3.0167 | Residential & Commercial | Ducted CEE Tier 1
212970675 | Central HP <5.4 tons | TEMPSTAR | HRCU-A-CB (Split System: Heat Pump with Remote Outdoor Unit-Air-Source) | DLCURAH36ABK |  |  | EA*4X42L24A* | *80VSL0902120B* | 35200 | 16 | 8.1 | 38000 | 35000 | 92.11% | 2.08 | 0 | 10 |  |  |  | No | R-410A | 2.9333 | Residential & Commercial | Ducted CEE Tier 1
212384829 | Central HP <5.4 tons | AIRQUEST | HRCU-A-CB (Split System: Heat Pump with Remote Outdoor Unit-Air-Source) | DLCURAH36ABK |  |  | FJMA4*42L*C* |  | 37000 | 16 | 8.1 | 39000 | 34800 | 89.23% | 2 | 0 | 10 |  |  |  | No | R-410A | 3.0833 | Residential & Commercial | Ducted CEE Tier 1
207436498 | Central HP <5.4 tons | LENNOX | HRCU-A-CB (Split System: Heat Pump with Remote Outdoor Unit-Air-Source) | SL25XPV-036-230A** |  |  | CX35-50/60C+TDR | EL296UH110XV60C* | 33800 | 21.4 | 8.6 | 34400 | 26600 | 77.33% | 1.82 | 14 | 13.5 |  |  |  | No | R-410A | 2.8167 | Residential & Commercial | Ducted CEE Tier 1
211227814 | Central HP <5.4 tons | AIRQUEST | HRCU-A-CB (Split System: Heat Pump with Remote Outdoor Unit-Air-Source) | DLCURAH36ABK |  |  | EA*4X42L24A* | *80ES(N,L)1102120A* | 35400 | 16 | 8.1 | 38500 | 35000 | 90.91% | 1.88 | 0 | 10 |  |  |  | No | R-410A | 2.95 | Residential & Commercial | Ducted CEE Tier 1
211228031 | Central HP <5.4 tons | AIRQUEST | HRCU-A-CB (Split System: Heat Pump with Remote Outdoor Unit-Air-Source) | DLCURAH36ABK |  |  | EA*4X42L24A* | *95ESN1202422A* | 36600 | 15.2 | 8.1 | 40000 | 35200 | 88% | 1.94 | 0 | 10 |  |  |  | No | R-410A | 3.05 | Residential & Commercial | Ducted CEE Tier 1
213771187 | Central HP <5.4 tons | HEIL | HRCU-A-CB (Split System: Heat Pump with Remote Outdoor Unit-Air-Source) | HVH825GKA2* |  |  | EA*4X37L21A*+WALLCON | *97CMN0601714B* | 24200 | 16 | 8.1 | 21200 | 16700 | 78.77% | 2.02 | 0 | 10.5 |  |  |  | No | R-410A | 2.0167 | Residential & Commercial | Ducted CEE Tier 1
212632894 | Central HP <5.4 tons | LENNOX | HRCU-A-CB (Split System: Heat Pump with Remote Outdoor Unit-Air-Source) | SL25XPV-048-230A** | ADP |  | LD42/49Y9 | SL280DF080NV60C* | 45500 | 20 | 9 | 41500 | 35000 | 84.34% | 1.86 | 0 | 12 |  |  |  | No | R-410A | 3.7917 | Residential & Commercial | Ducted CEE Tier 1
211206942 | Central HP <5.4 tons | JOHNSON CONTROLS | HRCU-A-CB (Split System: Heat Pump with Remote Outdoor Unit-Air-Source) | HL20B4821 |  |  | XAMC48HE3N1+CC | TM9V080C16MP12 | 43500 | 18 | 8.5 | 45500 | 36800 | 80.88% | 2.14 | 0 | 11 |  |  |  | No | R-410A | 3.625 | Residential & Commercial | Ducted CEE Tier 1
213780844 | Central HP <5.4 tons | TEMPSTAR | HRCU-A-CB (Split System: Heat Pump with Remote Outdoor Unit-Air-Source) | TVH837GKA2* |  |  | EA*4X36L21A*+WALLCON | *96CTN1002122B* | 31600 | 17 | 8.1 | 32800 | 24200 | 73.78% | 1.86 | 0 | 11 |  |  |  | No | R-410A | 2.6333 | Residential & Commercial | Ducted CEE Tier 1
213780994 | Central HP <5.4 tons | TEMPSTAR | HRCU-A-CB (Split System: Heat Pump with Remote Outdoor Unit-Air-Source) | TVH837GKA2* |  |  | EA*4X42L21A*+WALLCON | *80CTL0901716B* | 31800 | 17 | 8.1 | 33000 | 24400 | 73.94% | 1.88 | 0 | 11 |  |  |  | No | R-410A | 2.65 | Residential & Commercial | Ducted CEE Tier 1
213781244 | Central HP <5.4 tons | TEMPSTAR | HRCU-A-CB (Split System: Heat Pump with Remote Outdoor Unit-Air-Source) | TVH837GKA2* |  |  | EA*4X43L21A*+WALLCON | *97CMN1002122B* | 33000 | 17 | 8.5 | 32600 | 25000 | 76.69% | 1.98 | 0 | 11.5 |  |  |  | No | R-410A | 2.75 | Residential & Commercial | Ducted CEE Tier 1
213781344 | Central HP <5.4 tons | TEMPSTAR | HRCU-A-CB (Split System: Heat Pump with Remote Outdoor Unit-Air-Source) | TVH837GKA2* |  |  | EA*4X48L21A*+WALLCON | *97CMN0601714B* | 32000 | 16.5 | 8.1 | 32800 | 25200 | 76.83% | 1.94 | 0 | 10.5 |  |  |  | No | R-410A | 2.6667 | Residential & Commercial | Ducted CEE Tier 1
215318825 | Central HP <5.4 tons | PAYNE | HRCU-A-CB (Split System: Heat Pump with Remote Outdoor Unit-Air-Source) | 37MBHAQ36AA3 |  |  | 45MBAAQ36XA3 |  | 36000 | 17.3 | 9.5 | 38000 | 38000 | 100% | 2.06 | 0 | 11.7 |  |  |  | No | R-454B | 3 | Residential & Commercial | Ducted CEE Tier 1
207436380 | Central HP <5.4 tons | LENNOX | HRCU-A-CB (Split System: Heat Pump with Remote Outdoor Unit-Air-Source) | SL25XPV-036-230A** |  |  | CH35-48C+TDR+TXV | SLP99UH110XV60C* | 34000 | 21.2 | 8.5 | 33800 | 26000 | 76.92% | 1.76 | 14 | 13.5 |  |  |  | No | R-410A | 2.8333 | Residential & Commercial | Ducted CEE Tier 1
207436382 | Central HP <5.4 tons | LENNOX | HRCU-A-CB (Split System: Heat Pump with Remote Outdoor Unit-Air-Source) | SL25XPV-036-230A** |  |  | CHX35-42B-**-*+TDR | EL296UH070XV36B* | 34600 | 21.4 | 8.8 | 34400 | 26400 | 76.74% | 1.82 | 13.5 | 13 |  |  |  | No | R-410A | 2.8833 | Residential & Commercial | Ducted CEE Tier 1
213770827 | Central HP <5.4 tons | HEIL | HRCU-A-CB (Split System: Heat Pump with Remote Outdoor Unit-Air-Source) | HVH825GKA2* |  |  | EA*4X36L17A*+WALLCON | *80CTL0701716B* | 23600 | 16.5 | 8.1 | 21400 | 16700 | 78.04% | 1.94 | 0 | 11 |  |  |  | No | R-410A | 1.9667 | Residential & Commercial | Ducted CEE Tier 1
211243231 | Central HP <5.4 tons | DAY & NIGHT | HRCU-A-CB (Split System: Heat Pump with Remote Outdoor Unit-Air-Source) | DLCURAH24ABK |  |  | EA*4X37L21A* | *96VSN0802120A* | 24600 | 17 | 8.5 | 25200 | 21000 | 83.33% | 1.78 | 0 | 10.5 |  |  |  | No | R-410A | 2.05 | Residential & Commercial | Ducted CEE Tier 1
213778852 | Central HP <5.4 tons | KEEPRITE | HRCU-A-CB (Split System: Heat Pump with Remote Outdoor Unit-Air-Source) | CVH837GKA** |  |  | EA*4X36L21A*+WALLCON | *80CTL0902120B* | 31600 | 17 | 8.1 | 32800 | 24200 | 73.78% | 1.86 | 0 | 11 |  |  |  | No | R-410A | 2.6333 | Residential & Commercial | Ducted CEE Tier 1
213778902 | Central HP <5.4 tons | KEEPRITE | HRCU-A-CB (Split System: Heat Pump with Remote Outdoor Unit-Air-Source) | CVH837GKA** |  |  | EA*4X36L21A*+WALLCON | *97CMN1002122B* | 31600 | 17 | 8.1 | 32800 | 24200 | 73.78% | 1.86 | 0 | 11 |  |  |  | No | R-410A | 2.6333 | Residential & Commercial | Ducted CEE Tier 1
213778952 | Central HP <5.4 tons | KEEPRITE | HRCU-A-CB (Split System: Heat Pump with Remote Outdoor Unit-Air-Source) | CVH837GKA** |  |  | EA*4X37L21A*+WALLCON | *80CTL0701716B* | 32800 | 17 | 8.5 | 33000 | 25200 | 76.36% | 1.96 | 0 | 11 |  |  |  | No | R-410A | 2.7333 | Residential & Commercial | Ducted CEE Tier 1
204299120 | Central HP <5.4 tons | COMFORTMAKER | HRCU-A-CB (Split System: Heat Pump with Remote Outdoor Unit-Air-Source) | CVH837GKA** |  |  | EA*4X42L24A*+WALLCON | *97CMN1202422A* | 31800 | 17 | 8.1 | 33200 | 24400 | 73.49% | 1.88 | 11.5 | 11 |  |  |  | No | R-410A | 2.65 | Residential & Commercial | Ducted CEE Tier 1
213779692 | Central HP <5.4 tons | KEEPRITE | HRCU-A-CB (Split System: Heat Pump with Remote Outdoor Unit-Air-Source) | CVH837GKA** |  |  | EA*4X61L21A*+WALLCON | *97CMN0601714B* | 33000 | 17 | 8.1 | 32200 | 25200 | 78.26% | 1.94 | 0 | 11 |  |  |  | No | R-410A | 2.75 | Residential & Commercial | Ducted CEE Tier 1
213779742 | Central HP <5.4 tons | KEEPRITE | HRCU-A-CB (Split System: Heat Pump with Remote Outdoor Unit-Air-Source) | CVH837GKA** |  |  | EA*4X61L21A*+WALLCON | *96CTN1002122B* | 33200 | 17.5 | 8.5 | 32000 | 24800 | 77.5% | 1.98 | 0 | 11.7 |  |  |  | No | R-410A | 2.7667 | Residential & Commercial | Ducted CEE Tier 1
213781954 | Central HP <5.4 tons | TEMPSTAR | HRCU-A-CB (Split System: Heat Pump with Remote Outdoor Unit-Air-Source) | TVH837GKA2* |  |  | EHD4X42AAL+WALLCON | *80CTL1352422B* | 32600 | 16.5 | 8.1 | 33000 | 24600 | 74.55% | 1.96 | 0 | 11 |  |  |  | No | R-410A | 2.7167 | Residential & Commercial | Ducted CEE Tier 1
213772427 | Central HP <5.4 tons | HEIL | HRCU-A-CB (Split System: Heat Pump with Remote Outdoor Unit-Air-Source) | HVH825GKA2* |  |  | EHD4X48AAL+WALLCON | *80CTL0451712B* | 24200 | 16 | 8.1 | 21400 | 16700 | 78.04% | 2 | 0 | 10.5 |  |  |  | No | R-410A | 2.0167 | Residential & Commercial | Ducted CEE Tier 1
214080855 | Central HP <5.4 tons | ARMSTRONG AIR | HRCU-A-CB (Split System: Heat Pump with Remote Outdoor Unit-Air-Source) | 4SHP18LX136P | ADP |  | H,A,DP12936 | A96DS2V045B12 | 23200 | 18 | 8.35 | 22400 | 16100 | 71.88% | 2.14 | 0 | 12 |  |  |  | No | R-410A | 1.9333 | Residential & Commercial | Ducted CEE Tier 1
214080862 | Central HP <5.4 tons | ARMSTRONG AIR | HRCU-A-CB (Split System: Heat Pump with Remote Outdoor Unit-Air-Source) | 4SHP18LX136P | ADP |  | H,A,DP16936 | A96DS2V070B16 | 23600 | 18 | 8.5 | 22400 | 16200 | 72.32% | 2.16 | 0 | 12 |  |  |  | No | R-410A | 1.9667 | Residential & Commercial | Ducted CEE Tier 1
206773673 | Central HP <5.4 tons | COMFORTMAKER | HRCU-A-CB (Split System: Heat Pump with Remote Outdoor Unit-Air-Source) | CVH837GKA2* |  |  | EHD4X48AAL+WALLCON | *95CSU0802120A* | 32600 | 17 | 8.1 | 33000 | 24800 | 75.15% | 1.98 | 11.5 | 11 |  |  |  | No | R-410A | 2.7167 | Residential & Commercial | Ducted CEE Tier 1
213772457 | Central HP <5.4 tons | HEIL | HRCU-A-CB (Split System: Heat Pump with Remote Outdoor Unit-Air-Source) | HVH825GKA2* |  |  | EHD4X48AAL+WALLCON | *80CTL0901716B* | 24400 | 17 | 8.1 | 21200 | 16600 | 78.3% | 2.02 | 0 | 10.5 |  |  |  | No | R-410A | 2.0333 | Residential & Commercial | Ducted CEE Tier 1
213077701 | Central HP <5.4 tons | CARRIER | HRCU-A-CB (Split System: Heat Pump with Remote Outdoor Unit-Air-Source) | 38MURAQ36AB3* |  |  | CAP**3621AL* | 59TP6C100V21**22 | 35000 | 16.5 | 8.1 | 38500 | 35200 | 91.43% | 1.82 | 0 | 10 |  |  |  | No | R-410A | 2.9167 | Residential & Commercial | Ducted CEE Tier 1
211206836 | Central HP <5.4 tons | JOHNSON CONTROLS | HRCU-A-CB (Split System: Heat Pump with Remote Outdoor Unit-Air-Source) | HL20B2421 |  |  | XAMB24DE1N1+CC | TM9V060B12MP12 | 22600 | 17 | 8.5 | 23800 | 18500 | 77.73% | 1.92 | 0 | 12 |  |  |  | No | R-410A | 1.8833 | Residential & Commercial | Ducted CEE Tier 1
204456377 | Central HP <5.4 tons | COMFORTMAKER | HRCU-A-CB (Split System: Heat Pump with Remote Outdoor Unit-Air-Source) | CVH825GKA2* |  |  | EA*4X24L17A*+WALLCON | *80CTL0701716A* | 23200 | 16.5 | 8.1 | 22000 | 16800 | 76.36% | 1.9 | 11 | 10.5 |  |  |  | No | R-410A | 1.9333 | Residential & Commercial | Ducted CEE Tier 1
206773112 | Central HP <5.4 tons | COMFORTMAKER | HRCU-A-CB (Split System: Heat Pump with Remote Outdoor Unit-Air-Source) | CVH837GKA2* |  |  | EA*4X43L21A*+WALLCON | *80CSU0601716A* | 32800 | 17 | 8.5 | 33000 | 25200 | 76.36% | 1.96 | 12 | 11 |  |  |  | No | R-410A | 2.7333 | Residential & Commercial | Ducted CEE Tier 1
206773655 | Central HP <5.4 tons | COMFORTMAKER | HRCU-A-CB (Split System: Heat Pump with Remote Outdoor Unit-Air-Source) | CVH837GKA2* |  |  | EHD4X42AAL+WALLCON | *95CSU0802120A* | 32600 | 17 | 8.1 | 33000 | 24800 | 75.15% | 1.96 | 11.5 | 11 |  |  |  | No | R-410A | 2.7167 | Residential & Commercial | Ducted CEE Tier 1
213772433 | Central HP <5.4 tons | KENMORE | HRCU-A-CB (Split System: Heat Pump with Remote Outdoor Unit-Air-Source) | (C,H,T)VH825GKA2* |  |  | EHD4X48AAL+WALLCON | *80CTL0451712B* | 24200 | 16 | 8.1 | 21400 | 16700 | 78.04% | 2 | 0 | 10.5 |  |  |  | No | R-410A | 2.0167 | Residential & Commercial | Ducted CEE Tier 1
212632892 | Central HP <5.4 tons | LENNOX | HRCU-A-CB (Split System: Heat Pump with Remote Outdoor Unit-Air-Source) | SL25XPV-048-230A** | ADP |  | LD41/59Y9 | EL296DF110XV60C* | 45500 | 20 | 9 | 42000 | 35000 | 83.33% | 1.84 | 0 | 12 |  |  |  | No | R-410A | 3.7917 | Residential & Commercial | Ducted CEE Tier 1
214053755 | Central HP <5.4 tons | LENNOX | HRCU-A-CB (Split System: Heat Pump with Remote Outdoor Unit-Air-Source) | SL25XPV-048-230A** | ADP |  | HG50960 | SL280UH080NV60C* | 46000 | 20 | 9.3 | 41500 | 35800 | 86.27% | 1.88 | 0 | 12.5 |  |  |  | No | R-410A | 3.8333 | Residential & Commercial | Ducted CEE Tier 1
211206911 | Central HP <5.4 tons | JOHNSON CONTROLS | HRCU-A-CB (Split System: Heat Pump with Remote Outdoor Unit-Air-Source) | HL20B6021 |  |  | XAMC60HE4N1+CC | TP9C100C20MP13 | 52000 | 18 | 8.5 | 55000 | 42000 | 76.36% | 2.16 | 0 | 11 |  |  |  | No | R-410A | 4.3333 | Residential & Commercial | Ducted CEE Tier 1
213778983 | Central HP <5.4 tons | KENMORE | HRCU-A-CB (Split System: Heat Pump with Remote Outdoor Unit-Air-Source) | (C,H,T)VH837GKA** |  |  | EA*4X37L21A*+WALLCON | *80CTL1102120B* | 33000 | 17 | 8.5 | 32800 | 25000 | 76.22% | 1.98 | 0 | 11.5 |  |  |  | No | R-410A | 2.75 | Residential & Commercial | Ducted CEE Tier 1
215934697 | Central HP <5.4 tons | AIRQUEST | HRCU-A-CB (Split System: Heat Pump with Remote Outdoor Unit-Air-Source) | H5H3V36*K*AAA* |  |  | EVM5X32M17A*+WALLCON | *96CTN0401410B* | 33800 | 19.5 | 8.1 | 37200 | 26600 | 71.51% | 2.02 | 0 | 11.5 |  |  |  | No | R-454B | 2.8167 | Residential & Commercial | Ducted CEE Tier 1
206773646 | Central HP <5.4 tons | COMFORTMAKER | HRCU-A-CB (Split System: Heat Pump with Remote Outdoor Unit-Air-Source) | CVH837GKA2* |  |  | EHD4X36AAL+WALLCON | *95CSU1002122A* | 32200 | 16.5 | 8.1 | 33200 | 24600 | 74.1% | 1.94 | 11.5 | 11 |  |  |  | No | R-410A | 2.6833 | Residential & Commercial | Ducted CEE Tier 1
213772117 | Central HP <5.4 tons | HEIL | HRCU-A-CB (Split System: Heat Pump with Remote Outdoor Unit-Air-Source) | HVH825GKA2* |  |  | EHD4X36AAL+WALLCON | *80CTL0901716B* | 24200 | 16.5 | 8.1 | 21400 | 16700 | 78.04% | 1.98 | 0 | 10.5 |  |  |  | No | R-410A | 2.0167 | Residential & Commercial | Ducted CEE Tier 1
213772567 | Central HP <5.4 tons | HEIL | HRCU-A-CB (Split System: Heat Pump with Remote Outdoor Unit-Air-Source) | HVH825GKA2* |  |  | EHD4X48AAL+WALLCON | *96CTN0801714B* | 24200 | 16 | 8.1 | 21400 | 16600 | 77.57% | 2.02 | 0 | 10.5 |  |  |  | No | R-410A | 2.0167 | Residential & Commercial | Ducted CEE Tier 1
212501407 | Central HP <5.4 tons | LENNOX | HRCU-A-CB (Split System: Heat Pump with Remote Outdoor Unit-Air-Source) | SL25XPV-024-230A** | ADP |  | LP36/37R9 | EL296UH090XV36C* | 22200 | 22 | 9.3 | 19800 | 19800 | 100% | 1.9 | 0 | 14.5 |  |  |  | No | R-410A | 1.85 | Residential & Commercial | Ducted CEE Tier 1
212501409 | Central HP <5.4 tons | LENNOX | HRCU-A-CB (Split System: Heat Pump with Remote Outdoor Unit-Air-Source) | SL25XPV-024-230A** | ADP |  | LP36/37R9 | EL296UH110XV48C* | 22200 | 21 | 9.3 | 19800 | 19800 | 100% | 1.9 | 0 | 14.5 |  |  |  | No | R-410A | 1.85 | Residential & Commercial | Ducted CEE Tier 1
214052876 | Central HP <5.4 tons | LENNOX | HRCU-A-CB (Split System: Heat Pump with Remote Outdoor Unit-Air-Source) | SL25XPV-024-230A** | ADP |  | HG80936 | SL280UH070V36A* | 22000 | 21 | 9.55 | 19800 | 19600 | 98.99% | 1.98 | 0 | 13.5 |  |  |  | No | R-410A | 1.8333 | Residential & Commercial | Ducted CEE Tier 1
211206853 | Central HP <5.4 tons | JOHNSON CONTROLS | HRCU-A-CB (Split System: Heat Pump with Remote Outdoor Unit-Air-Source) | HL20B2421 |  |  | XAMB24DE1N1+CC | TPLC080B12MP13 | 22400 | 18 | 8.5 | 23600 | 18400 | 77.97% | 1.92 | 0 | 12 |  |  |  | No | R-410A | 1.8667 | Residential & Commercial | Ducted CEE Tier 1
215465007 | Central HP <5.4 tons | ARMSTRONG AIR | HRCU-A-CB (Split System: Heat Pump with Remote Outdoor Unit-Air-Source) | 4SHP18LX136P | ADP |  | H,A,DP15(1,2)36+TXV | A97DSMV070B12 | 23600 | 19 | 8.5 | 22400 | 16100 | 71.88% | 2.18 | 0 | 12 |  |  |  | No | R-410A | 1.9667 | Residential & Commercial | Ducted CEE Tier 1
211258034 | Central HP <5.4 tons | CARRIER | HRCU-A-CB (Split System: Heat Pump with Remote Outdoor Unit-Air-Source) | 38MURAQ18AB3* |  |  | CNPV*2417AL* | 58SU*A060E17**16 | 18500 | 16 | 8.5 | 19400 | 18500 | 95.36% | 2.24 | 0 | 11 |  |  |  | No | R-410A | 1.5417 | Residential & Commercial | Ducted CEE Tier 1
211258052 | Central HP <5.4 tons | CARRIER | HRCU-A-CB (Split System: Heat Pump with Remote Outdoor Unit-Air-Source) | 38MURAQ18AB3* |  |  | CNPV*3014AL* | 58S(B,C)*A045E14**12 | 18200 | 16 | 8.5 | 18600 | 18400 | 98.92% | 2.22 | 0 | 11 |  |  |  | No | R-410A | 1.5167 | Residential & Commercial | Ducted CEE Tier 1
211258102 | Central HP <5.4 tons | CARRIER | HRCU-A-CB (Split System: Heat Pump with Remote Outdoor Unit-Air-Source) | 38MURAQ18AB3* |  |  | CNPV*3017AL* | OVMAAB036098 | 18400 | 16 | 8.5 | 18900 | 18300 | 96.83% | 2.2 | 0 | 11 |  |  |  | No | R-410A | 1.5333 | Residential & Commercial | Ducted CEE Tier 1
213772777 | Central HP <5.4 tons | HEIL | HRCU-A-CB (Split System: Heat Pump with Remote Outdoor Unit-Air-Source) | HVH825GKA3* |  |  | EA*4X25L17A*+WALLCON | *97CMN0801714B* | 24200 | 16.5 | 8.1 | 21400 | 16700 | 78.04% | 2 | 0 | 10.5 |  |  |  | No | R-410A | 2.0167 | Residential & Commercial | Ducted CEE Tier 1
213772977 | Central HP <5.4 tons | HEIL | HRCU-A-CB (Split System: Heat Pump with Remote Outdoor Unit-Air-Source) | HVH825GKA3* |  |  | EA*4X36L17A*+WALLCON | *95CSU0601716B* | 23400 | 16.5 | 8.1 | 21600 | 16700 | 77.31% | 1.92 | 0 | 10.5 |  |  |  | No | R-410A | 1.95 | Residential & Commercial | Ducted CEE Tier 1
213772817 | Central HP <5.4 tons | HEIL | HRCU-A-CB (Split System: Heat Pump with Remote Outdoor Unit-Air-Source) | HVH825GKA3* |  |  | EA*4X30L14A*+WALLCON | *80CTL0701412B* | 23400 | 16.5 | 8.1 | 21600 | 16700 | 77.31% | 1.9 | 0 | 10.5 |  |  |  | No | R-410A | 1.95 | Residential & Commercial | Ducted CEE Tier 1
213772967 | Central HP <5.4 tons | HEIL | HRCU-A-CB (Split System: Heat Pump with Remote Outdoor Unit-Air-Source) | HVH825GKA3* |  |  | EA*4X36L17A*+WALLCON | *80CTL0901716B* | 23600 | 16.5 | 8.1 | 21400 | 16700 | 78.04% | 1.92 | 0 | 10.5 |  |  |  | No | R-410A | 1.9667 | Residential & Commercial | Ducted CEE Tier 1
213781394 | Central HP <5.4 tons | TEMPSTAR | HRCU-A-CB (Split System: Heat Pump with Remote Outdoor Unit-Air-Source) | TVH837GKA2* |  |  | EA*4X48L21A*+WALLCON | *96CTN1002122B* | 32400 | 17 | 8.1 | 32600 | 24800 | 76.07% | 1.98 | 0 | 11 |  |  |  | No | R-410A | 2.7 | Residential & Commercial | Ducted CEE Tier 1
213781444 | Central HP <5.4 tons | TEMPSTAR | HRCU-A-CB (Split System: Heat Pump with Remote Outdoor Unit-Air-Source) | TVH837GKA2* |  |  | EA*4X48L24A*+WALLCON | *97CMN1202422B* | 32200 | 17 | 8.1 | 32600 | 24800 | 76.07% | 1.98 | 0 | 11 |  |  |  | No | R-410A | 2.6833 | Residential & Commercial | Ducted CEE Tier 1
213781464 | Central HP <5.4 tons | TEMPSTAR | HRCU-A-CB (Split System: Heat Pump with Remote Outdoor Unit-Air-Source) | TVH837GKA2* |  |  | EA*4X48L24A*+WALLCON | *96CTN1202422B* | 32400 | 17 | 8.5 | 32400 | 24800 | 76.54% | 1.98 | 0 | 11 |  |  |  | No | R-410A | 2.7 | Residential & Commercial | Ducted CEE Tier 1
214574557 | Central HP <5.4 tons | TEMPSTAR | HRCU-A-CB (Split System: Heat Pump with Remote Outdoor Unit-Air-Source) | TVH837GKA2* |  |  | EN(A,D,W)4X42L21**+WALLCON | *97CMN0802120B* | 31800 | 17 | 8.1 | 33000 | 24400 | 73.94% | 1.88 | 0 | 11 |  |  |  | No | R-410A | 2.65 | Residential & Commercial | Ducted CEE Tier 1
214574657 | Central HP <5.4 tons | TEMPSTAR | HRCU-A-CB (Split System: Heat Pump with Remote Outdoor Unit-Air-Source) | TVH837GKA2* |  |  | EN(A,D)4X48L24**+WALLCON | *95CSU1002122B* | 32400 | 17.5 | 8.5 | 32600 | 24800 | 76.07% | 1.98 | 0 | 11.5 |  |  |  | No | R-410A | 2.7 | Residential & Commercial | Ducted CEE Tier 1
213780704 | Central HP <5.4 tons | TEMPSTAR | HRCU-A-CB (Split System: Heat Pump with Remote Outdoor Unit-Air-Source) | TVH837GKA2* |  |  | EA*4X36L17A*+WALLCON | *97CMN0801714B* | 31400 | 16.5 | 8.1 | 33200 | 24400 | 73.49% | 1.82 | 0 | 10.5 |  |  |  | No | R-410A | 2.6167 | Residential & Commercial | Ducted CEE Tier 1
213780774 | Central HP <5.4 tons | TEMPSTAR | HRCU-A-CB (Split System: Heat Pump with Remote Outdoor Unit-Air-Source) | TVH837GKA2* |  |  | EA*4X36L21A*+WALLCON | *80CTL1102120B* | 31600 | 17 | 8.1 | 32800 | 24200 | 73.78% | 1.86 | 0 | 11 |  |  |  | No | R-410A | 2.6333 | Residential & Commercial | Ducted CEE Tier 1
213078303 | Central HP <5.4 tons | CARRIER | HRCU-A-CB (Split System: Heat Pump with Remote Outdoor Unit-Air-Source) | 38MURAQ36AB3* |  |  | CAP**4221AL* | 58S(B,C)*B090M17**14 | 35400 | 16.5 | 8.1 | 38500 | 35000 | 90.91% | 1.88 | 0 | 10 |  |  |  | No | R-410A | 2.95 | Residential & Commercial | Ducted CEE Tier 1
213078420 | Central HP <5.4 tons | CARRIER | HRCU-A-CB (Split System: Heat Pump with Remote Outdoor Unit-Air-Source) | 38MURAQ36AB3* |  |  | CAP**4224AL* | 58S(B,C)*B090M21**16 | 35200 | 16.5 | 8.1 | 38500 | 35000 | 90.91% | 1.88 | 0 | 10 |  |  |  | No | R-410A | 2.9333 | Residential & Commercial | Ducted CEE Tier 1
213078651 | Central HP <5.4 tons | CARRIER | HRCU-A-CB (Split System: Heat Pump with Remote Outdoor Unit-Air-Source) | 38MURAQ36AB3* |  |  | CAP**4321AL* | 58S(B,C)*B110M21**20 | 36600 | 16.5 | 8.5 | 38000 | 34800 | 91.58% | 2.06 | 0 | 10 |  |  |  | No | R-410A | 3.05 | Residential & Commercial | Ducted CEE Tier 1
213079189 | Central HP <5.4 tons | CARRIER | HRCU-A-CB (Split System: Heat Pump with Remote Outdoor Unit-Air-Source) | 38MURAQ36AB3* |  |  | CNPV*4824AL* | 58SU*B080M21**20 | 35800 | 17 | 8.1 | 38000 | 34800 | 91.58% | 2.04 | 0 | 10.5 |  |  |  | No | R-410A | 2.9833 | Residential & Commercial | Ducted CEE Tier 1
213078807 | Central HP <5.4 tons | CARRIER | HRCU-A-CB (Split System: Heat Pump with Remote Outdoor Unit-Air-Source) | 38MURAQ36AB3* |  |  | CNPV*4824AL* | 58S(B,C)*B155M24**20 | 36200 | 16.5 | 8.1 | 38500 | 35000 | 90.91% | 2.02 | 0 | 10.5 |  |  |  | No | R-410A | 3.0167 | Residential & Commercial | Ducted CEE Tier 1
214053762 | Central HP <5.4 tons | LENNOX | HRCU-A-CB (Split System: Heat Pump with Remote Outdoor Unit-Air-Source) | SL25XPV-048-230A** | ADP |  | HG50960 | SL297UH080NV60C* | 45500 | 20 | 9.3 | 42000 | 36000 | 85.71% | 1.86 | 0 | 12 |  |  |  | No | R-410A | 3.7917 | Residential & Commercial | Ducted CEE Tier 1
213779172 | Central HP <5.4 tons | KEEPRITE | HRCU-A-CB (Split System: Heat Pump with Remote Outdoor Unit-Air-Source) | CVH837GKA** |  |  | EA*4X42L21A*+WALLCON | *96CTN1002122B* | 31800 | 17 | 8.1 | 32800 | 24400 | 74.39% | 1.88 | 0 | 11 |  |  |  | No | R-410A | 2.65 | Residential & Commercial | Ducted CEE Tier 1
206136039 | Central HP <5.4 tons | COMFORTMAKER | HRCU-A-CB (Split System: Heat Pump with Remote Outdoor Unit-Air-Source) | CVH837GKA** |  |  | EHD4X48AAL+WALLCON | *80CSU1002120A* | 32600 | 16.5 | 8.1 | 33000 | 25000 | 75.76% | 1.96 | 11.5 | 11 |  |  |  | No | R-410A | 2.7167 | Residential & Commercial | Ducted CEE Tier 1
212982248 | Central HP <5.4 tons | KEEPRITE | HRCU-A-CB (Split System: Heat Pump with Remote Outdoor Unit-Air-Source) | DLCURAH24ABK |  |  | EA*4X24L17A* | *80MSU0401712A* | 23400 | 16.5 | 8.5 | 26400 | 25400 | 96.21% | 2.14 | 0 | 10 |  |  |  | No | R-410A | 1.95 | Residential & Commercial | Ducted CEE Tier 1
212384713 | Central HP <5.4 tons | AIRQUEST | HRCU-A-CB (Split System: Heat Pump with Remote Outdoor Unit-Air-Source) | DLCURAH36ABK |  |  | EN(A,D,W)4X42L21** | *80ESU0802120A | 36800 | 15.2 | 8.1 | 40000 | 35200 | 88% | 1.94 | 0 | 10 |  |  |  | No | R-410A | 3.0667 | Residential & Commercial | Ducted CEE Tier 1
206772373 | Central HP <5.4 tons | COMFORTMAKER | HRCU-A-CB (Split System: Heat Pump with Remote Outdoor Unit-Air-Source) | CVH837GKA2* |  |  | EN(A,D)4X48L24**+WALLCON | *80CTL1352422A* | 32400 | 17.5 | 8.1 | 32800 | 24800 | 75.61% | 1.98 | 12 | 11.7 |  |  |  | No | R-410A | 2.7 | Residential & Commercial | Ducted CEE Tier 1
206772400 | Central HP <5.4 tons | COMFORTMAKER | HRCU-A-CB (Split System: Heat Pump with Remote Outdoor Unit-Air-Source) | CVH837GKA2* |  |  | EN(A,D)4X48L24**+WALLCON | *97CMN1002122A* | 32400 | 17.5 | 8.1 | 33000 | 24800 | 75.15% | 1.96 | 12 | 11.7 |  |  |  | No | R-410A | 2.7 | Residential & Commercial | Ducted CEE Tier 1
211258111 | Central HP <5.4 tons | CARRIER | HRCU-A-CB (Split System: Heat Pump with Remote Outdoor Unit-Air-Source) | 38MURAQ18AB3* |  |  | FB4CNF024L |  | 17300 | 16 | 8.5 | 18200 | 19400 | 106.6% | 2.34 | 0 | 10.5 |  |  |  | No | R-410A | 1.4417 | Residential & Commercial | Ducted CEE Tier 1
214731135 | Central HP <5.4 tons | BRYANT HEATING AND COOLING SYSTEMS | HRCU-A-CB (Split System: Heat Pump with Remote Outdoor Unit-Air-Source) | 38MURAQ18AB3* | ADP |  | H,PG7J936 | 916SA48060M17*** | 16900 | 16 | 8.5 | 16500 | 19000 | 115.2% | 2.32 | 0 | 10 |  |  |  | No | R-410A | 1.4083 | Residential & Commercial | Ducted CEE Tier 1
214731144 | Central HP <5.4 tons | BRYANT HEATING AND COOLING SYSTEMS | HRCU-A-CB (Split System: Heat Pump with Remote Outdoor Unit-Air-Source) | 38MURAQ18AB3* | ADP |  | H,PG9J936 | 926TC36040V17*** | 17200 | 16 | 8.5 | 16600 | 19000 | 114.5% | 2.34 | 0 | 10.5 |  |  |  | No | R-410A | 1.4333 | Residential & Commercial | Ducted CEE Tier 1
214731153 | Central HP <5.4 tons | BRYANT HEATING AND COOLING SYSTEMS | HRCU-A-CB (Split System: Heat Pump with Remote Outdoor Unit-Air-Source) | 38MURAQ18AB3* | ADP |  | H,PG31930 | 926TC48080V17*** | 17100 | 15.2 | 8.5 | 17100 | 18700 | 109.4% | 2.3 | 0 | 10.5 |  |  |  | No | R-410A | 1.425 | Residential & Commercial | Ducted CEE Tier 1
213781564 | Central HP <5.4 tons | TEMPSTAR | HRCU-A-CB (Split System: Heat Pump with Remote Outdoor Unit-Air-Source) | TVH837GKA2* |  |  | EA*4X61L21A*+WALLCON | *80CTL0901716B* | 33200 | 17.5 | 8.1 | 32000 | 24800 | 77.5% | 1.98 | 0 | 11.5 |  |  |  | No | R-410A | 2.7667 | Residential & Commercial | Ducted CEE Tier 1
213780924 | Central HP <5.4 tons | TEMPSTAR | HRCU-A-CB (Split System: Heat Pump with Remote Outdoor Unit-Air-Source) | TVH837GKA2* |  |  | EA*4X37L21A*+WALLCON | *97CMN0801714B* | 32800 | 17 | 8.1 | 33000 | 25200 | 76.36% | 1.96 | 0 | 11 |  |  |  | No | R-410A | 2.7333 | Residential & Commercial | Ducted CEE Tier 1
213781224 | Central HP <5.4 tons | TEMPSTAR | HRCU-A-CB (Split System: Heat Pump with Remote Outdoor Unit-Air-Source) | TVH837GKA2* |  |  | EA*4X43L21A*+WALLCON | *97CMN0601714B* | 32600 | 16.5 | 8.1 | 33000 | 25400 | 76.97% | 1.94 | 0 | 11 |  |  |  | No | R-410A | 2.7167 | Residential & Commercial | Ducted CEE Tier 1
213781274 | Central HP <5.4 tons | TEMPSTAR | HRCU-A-CB (Split System: Heat Pump with Remote Outdoor Unit-Air-Source) | TVH837GKA2* |  |  | EA*4X43L21A*+WALLCON | *96CTN1002122B* | 33000 | 17 | 8.5 | 32600 | 25000 | 76.69% | 1.98 | 0 | 11.5 |  |  |  | No | R-410A | 2.75 | Residential & Commercial | Ducted CEE Tier 1
213781524 | Central HP <5.4 tons | TEMPSTAR | HRCU-A-CB (Split System: Heat Pump with Remote Outdoor Unit-Air-Source) | TVH837GKA2* |  |  | EA*4X60L24A*+WALLCON | *96CTN1002122B* | 32800 | 17.5 | 8.1 | 31800 | 24600 | 77.36% | 1.98 | 0 | 11.7 |  |  |  | No | R-410A | 2.7333 | Residential & Commercial | Ducted CEE Tier 1
213779274 | Central HP <5.4 tons | TEMPSTAR | HRCU-A-CB (Split System: Heat Pump with Remote Outdoor Unit-Air-Source) | TVH837GKA** |  |  | EA*4X43L21A*+WALLCON | *80CTL0901716B* | 33000 | 17 | 8.5 | 32800 | 25000 | 76.22% | 1.98 | 0 | 11 |  |  |  | No | R-410A | 2.75 | Residential & Commercial | Ducted CEE Tier 1
213779424 | Central HP <5.4 tons | TEMPSTAR | HRCU-A-CB (Split System: Heat Pump with Remote Outdoor Unit-Air-Source) | TVH837GKA** |  |  | EA*4X48L21A*+WALLCON | *95CSU0601716B* | 32200 | 17 | 8.1 | 32600 | 25000 | 76.69% | 1.94 | 0 | 11 |  |  |  | No | R-410A | 2.6833 | Residential & Commercial | Ducted CEE Tier 1
214263977 | Central HP <5.4 tons | ARMSTRONG AIR | HRCU-A-CB (Split System: Heat Pump with Remote Outdoor Unit-Air-Source) | 4SHP18LX136P | ADP |  | H,A,DG9J(1,2)36+TXV | A97DSMV070B12 | 23600 | 19 | 8.5 | 22400 | 16100 | 71.88% | 2.18 | 0 | 12 |  |  |  | No | R-410A | 1.9667 | Residential & Commercial | Ducted CEE Tier 1
214080893 | Central HP <5.4 tons | ARMSTRONG AIR | HRCU-A-CB (Split System: Heat Pump with Remote Outdoor Unit-Air-Source) | 4SHP18LX136P | ADP |  | H,A,DP15936 | A97DSMV070B12 | 23600 | 19 | 8.5 | 22400 | 16100 | 71.88% | 2.18 | 0 | 12 |  |  |  | No | R-410A | 1.9667 | Residential & Commercial | Ducted CEE Tier 1
214651085 | Central HP <5.4 tons | CHAMPION HEATING AND COOLING | HRCU-A-CB (Split System: Heat Pump with Remote Outdoor Unit-Air-Source) | HH860E2S11 |  |  | CTU60D5XHS1+TXV | TM8E130D20MP11 | 54000 | 19 | 8.5 | 55000 | 38500 | 70% | 2 | 0 | 11.7 |  |  |  | No | R-454B | 4.5 | Residential & Commercial | Ducted CEE Tier 1
214081311 | Central HP <5.4 tons | ARMSTRONG AIR | HRCU-A-CB (Split System: Heat Pump with Remote Outdoor Unit-Air-Source) | 4SHP18LX136P | ADP |  | H,A,DP06936 | A97DF2E045B12 | 23400 | 17 | 8.35 | 22400 | 16900 | 75.45% | 2.18 | 0 | 12 |  |  |  | No | R-410A | 1.95 | Residential & Commercial | Ducted CEE Tier 1
206771779 | Central HP <5.4 tons | COMFORTMAKER | HRCU-A-CB (Split System: Heat Pump with Remote Outdoor Unit-Air-Source) | CVH837GKA2* |  |  | EA*4X48L21A*+WALLCON | *80CTL0902120A* | 32200 | 17.5 | 8.5 | 32600 | 25000 | 76.69% | 1.98 | 12 | 11.7 |  |  |  | No | R-410A | 2.6833 | Residential & Commercial | Ducted CEE Tier 1
206771977 | Central HP <5.4 tons | COMFORTMAKER | HRCU-A-CB (Split System: Heat Pump with Remote Outdoor Unit-Air-Source) | CVH837GKA2* |  |  | EA*4X48L24A*+WALLCON | *97CMN0602120A* | 32200 | 17 | 8.1 | 32800 | 25200 | 76.83% | 1.96 | 11.5 | 11 |  |  |  | No | R-410A | 2.6833 | Residential & Commercial | Ducted CEE Tier 1
206772328 | Central HP <5.4 tons | COMFORTMAKER | HRCU-A-CB (Split System: Heat Pump with Remote Outdoor Unit-Air-Source) | CVH837GKA2* |  |  | EN(A,D,W)4X48L21**+WALLCON | *80CTL0901716A* | 32400 | 18 | 8.1 | 32800 | 24800 | 75.61% | 1.98 | 12.5 | 11.7 |  |  |  | No | R-410A | 2.7 | Residential & Commercial | Ducted CEE Tier 1
206772545 | Central HP <5.4 tons | COMFORTMAKER | HRCU-A-CB (Split System: Heat Pump with Remote Outdoor Unit-Air-Source) | CVH837GKA2* |  |  | EHD4X36AAL+WALLCON | *80CTL0902120A* | 32200 | 16.5 | 8.1 | 33200 | 24800 | 74.7% | 1.92 | 11.5 | 11 |  |  |  | No | R-410A | 2.6833 | Residential & Commercial | Ducted CEE Tier 1
213773077 | Central HP <5.4 tons | HEIL | HRCU-A-CB (Split System: Heat Pump with Remote Outdoor Unit-Air-Source) | HVH825GKA3* |  |  | EA*4X36L21A*+WALLCON | *80CTL1102120B* | 23600 | 16.5 | 8.1 | 21400 | 16600 | 77.57% | 1.94 | 0 | 10.5 |  |  |  | No | R-410A | 1.9667 | Residential & Commercial | Ducted CEE Tier 1
214731160 | Central HP <5.4 tons | BRYANT HEATING AND COOLING SYSTEMS | HRCU-A-CB (Split System: Heat Pump with Remote Outdoor Unit-Air-Source) | 38MURAQ24AB3* | ADP |  | H,PG9J936 | 916SA48060M17*** | 23600 | 17 | 9 | 24200 | 23200 | 95.87% | 1.96 | 0 | 10 |  |  |  | No | R-410A | 1.9667 | Residential & Commercial | Ducted CEE Tier 1
213773177 | Central HP <5.4 tons | HEIL | HRCU-A-CB (Split System: Heat Pump with Remote Outdoor Unit-Air-Source) | HVH825GKA3* |  |  | EA*4X37L17A*+WALLCON | *80CTL0701716B* | 24200 | 16.5 | 8.1 | 21400 | 16700 | 78.04% | 1.98 | 0 | 10.5 |  |  |  | No | R-410A | 2.0167 | Residential & Commercial | Ducted CEE Tier 1
213079309 | Central HP <5.4 tons | CARRIER | HRCU-A-CB (Split System: Heat Pump with Remote Outdoor Unit-Air-Source) | 38MURAQ36AB3* |  |  | CNPV*4821AL* | 58SU*B100M21**20 | 35800 | 16.5 | 8.5 | 38500 | 34800 | 90.39% | 2 | 0 | 10 |  |  |  | No | R-410A | 2.9833 | Residential & Commercial | Ducted CEE Tier 1
214731212 | Central HP <5.4 tons | BRYANT HEATING AND COOLING SYSTEMS | HRCU-A-CB (Split System: Heat Pump with Remote Outdoor Unit-Air-Source) | 38MURAQ36AB3* | ADP |  | H,PG35936 | 926TC60080V21*** | 35600 | 16 | 8.1 | 36800 | 34800 | 94.57% | 1.9 | 0 | 10 |  |  |  | No | R-410A | 2.9667 | Residential & Commercial | Ducted CEE Tier 1
213080195 | Central HP <5.4 tons | CARRIER | HRCU-A-CB (Split System: Heat Pump with Remote Outdoor Unit-Air-Source) | 38MURAQ36AB3* |  |  | CAP**4821AL* | 59SC6A080M21**20 | 36000 | 16 | 8.5 | 38000 | 34800 | 91.58% | 2.04 | 0 | 10 |  |  |  | No | R-410A | 3 | Residential & Commercial | Ducted CEE Tier 1
213080279 | Central HP <5.4 tons | CARRIER | HRCU-A-CB (Split System: Heat Pump with Remote Outdoor Unit-Air-Source) | 38MURAQ36AB3* |  |  | CAP**3721AL* | 59SC6A100M21**20 | 36600 | 16 | 8.5 | 38500 | 34800 | 90.39% | 2.1 | 0 | 10 |  |  |  | No | R-410A | 3.05 | Residential & Commercial | Ducted CEE Tier 1
213080363 | Central HP <5.4 tons | CARRIER | HRCU-A-CB (Split System: Heat Pump with Remote Outdoor Unit-Air-Source) | 38MURAQ36AB3* |  |  | CNPV*4824AL* | 59SC6A100M21**20 | 36000 | 16.5 | 8.1 | 38500 | 34800 | 90.39% | 2.02 | 0 | 10 |  |  |  | No | R-410A | 3 | Residential & Commercial | Ducted CEE Tier 1
212500161 | Central HP <5.4 tons | LENNOX | HRCU-A-CB (Split System: Heat Pump with Remote Outdoor Unit-Air-Source) | EL22XPV-024-230A** | ADP |  | L*19/36U9 | SLP99UH070XV36B* | 23800 | 21 | 8.5 | 22000 | 15400 | 70% | 1.92 | 0 | 13.5 |  |  |  | No | R-410A | 1.9833 | Residential & Commercial | Ducted CEE Tier 1
215464784 | Central HP <5.4 tons | ARMSTRONG AIR | HRCU-A-CB (Split System: Heat Pump with Remote Outdoor Unit-Air-Source) | 4SHP18LX136P | ADP |  | H,A,DP14(1,2)36+TXV | A80DS2V090B16 | 23600 | 19 | 8.5 | 22400 | 16100 | 71.88% | 2.16 | 0 | 12 |  |  |  | No | R-410A | 1.9667 | Residential & Commercial | Ducted CEE Tier 1
215934857 | Central HP <5.4 tons | AIRQUEST | HRCU-A-CB (Split System: Heat Pump with Remote Outdoor Unit-Air-Source) | H5H3V36*K*AAA* |  |  | EVM5X44M21A*+WALLCON | *80CTL1102120B* | 35600 | 22 | 8.5 | 38000 | 28400 | 74.74% | 2.02 | 0 | 12.5 |  |  |  | No | R-454B | 2.9667 | Residential & Commercial | Ducted CEE Tier 1
215934887 | Central HP <5.4 tons | AIRQUEST | HRCU-A-CB (Split System: Heat Pump with Remote Outdoor Unit-Air-Source) | H5H3V36*K*AAA* |  |  | EVM5X44M21A*+WALLCON | *95CSU1002122B* | 35600 | 22 | 8.5 | 38000 | 28400 | 74.74% | 2.02 | 0 | 12.5 |  |  |  | No | R-454B | 2.9667 | Residential & Commercial | Ducted CEE Tier 1
215935107 | Central HP <5.4 tons | AIRQUEST | HRCU-A-CB (Split System: Heat Pump with Remote Outdoor Unit-Air-Source) | H5H3V36*K*AAA* |  |  | EVM5X49M21A*+WALLCON | *97CMN0802120B* | 35600 | 21.5 | 8.5 | 38000 | 28600 | 75.26% | 2.04 | 0 | 12 |  |  |  | No | R-454B | 2.9667 | Residential & Commercial | Ducted CEE Tier 1
206772581 | Central HP <5.4 tons | COMFORTMAKER | HRCU-A-CB (Split System: Heat Pump with Remote Outdoor Unit-Air-Source) | CVH837GKA2* |  |  | EHD4X36AAL+WALLCON | *96CTN1202422A* | 32200 | 16.5 | 8.1 | 33200 | 24600 | 74.1% | 1.94 | 11 | 11 |  |  |  | No | R-410A | 2.6833 | Residential & Commercial | Ducted CEE Tier 1
206773166 | Central HP <5.4 tons | COMFORTMAKER | HRCU-A-CB (Split System: Heat Pump with Remote Outdoor Unit-Air-Source) | CVH837GKA2* |  |  | EA*4X48L21A*+WALLCON | *80CSU1002120A* | 32200 | 17 | 8.1 | 32600 | 25000 | 76.69% | 1.96 | 11.5 | 11 |  |  |  | No | R-410A | 2.6833 | Residential & Commercial | Ducted CEE Tier 1
206773531 | Central HP <5.4 tons | COMFORTMAKER | HRCU-A-CB (Split System: Heat Pump with Remote Outdoor Unit-Air-Source) | CVH837GKA2* |  |  | EA*4X48L24A*+WALLCON | *95CSU1002122A* | 32400 | 17.5 | 8.5 | 32400 | 24800 | 76.54% | 2 | 12 | 11.5 |  |  |  | No | R-410A | 2.7 | Residential & Commercial | Ducted CEE Tier 1
211240690 | Central HP <5.4 tons | DAY & NIGHT | HRCU-A-CB (Split System: Heat Pump with Remote Outdoor Unit-Air-Source) | DLCURAH24ABK |  |  | EA*4X24L17A* | *92ESN0601714A* | 24000 | 16.5 | 8.5 | 26800 | 23800 | 88.81% | 1.96 | 0 | 10 |  |  |  | No | R-410A | 2 | Residential & Commercial | Ducted CEE Tier 1
211241192 | Central HP <5.4 tons | DAY & NIGHT | HRCU-A-CB (Split System: Heat Pump with Remote Outdoor Unit-Air-Source) | DLCURAH24ABK |  |  | EA*4X25L17A* | *80ES(N,L)0701412A* | 25000 | 17 | 8.5 | 25600 | 21000 | 82.03% | 1.78 | 0 | 10.5 |  |  |  | No | R-410A | 2.0833 | Residential & Commercial | Ducted CEE Tier 1
212983535 | Central HP <5.4 tons | TEMPSTAR | HRCU-A-CB (Split System: Heat Pump with Remote Outdoor Unit-Air-Source) | DLCURAH24ABK |  |  | EA*4X25L17A* | *92MSN0601412A* | 24400 | 17 | 8.5 | 25400 | 24200 | 95.28% | 2 | 0 | 10 |  |  |  | No | R-410A | 2.0333 | Residential & Commercial | Ducted CEE Tier 1
204300454 | Central HP <5.4 tons | COMFORTMAKER | HRCU-A-CB (Split System: Heat Pump with Remote Outdoor Unit-Air-Source) | CVH837GKA** |  |  | EHD4X48AAL+WALLCON | *80CTL0902120A* | 32600 | 17 | 8.1 | 33000 | 25000 | 75.76% | 1.98 | 12 | 11 |  |  |  | No | R-410A | 2.7167 | Residential & Commercial | Ducted CEE Tier 1
206136335 | Central HP <5.4 tons | COMFORTMAKER | HRCU-A-CB (Split System: Heat Pump with Remote Outdoor Unit-Air-Source) | CVH837GKA** |  |  | EHD4X42AAL+WALLCON | *95CSU0802120A* | 32600 | 17 | 8.1 | 33000 | 24800 | 75.15% | 1.96 | 11.5 | 11 |  |  |  | No | R-410A | 2.7167 | Residential & Commercial | Ducted CEE Tier 1
213372141 | Central HP <5.4 tons | HEIL | HRCU-A-C (Split System: Heat Pump with Remote Outdoor Unit with No Indoor Fan --Air Source) | DLCURAH24ABK |  |  | DLFULAH24XAX + CI |  | 24000 | 16.1 | 9.8 | 25000 | 20000 | 80% | 2 | 0 | 10.7 |  |  |  | No | R-410A | 2 | Residential & Commercial | Ducted CEE Tier 1
208284015 | Central HP <5.4 tons | TRUST AIR CONDITIONERS | HRCU-A-CB (Split System: Heat Pump with Remote Outdoor Unit-Air-Source) | AA24H/O44P |  |  | AH24H/I44P |  | 24000 | 17.4 | 10 | 24000 | 22600 | 94.17% | 1.91 | 12.5 | 11.7 |  |  |  | No | R-410A | 2 | Residential & Commercial | Ducted CEE Tier 1
206133811 | Central HP <5.4 tons | COMFORTMAKER | HRCU-A-CB (Split System: Heat Pump with Remote Outdoor Unit-Air-Source) | CVH825GKA2* |  |  | EA*4X37L21A*+WALLCON | *95CSU0601716A* | 24400 | 16.5 | 8.1 | 21400 | 16700 | 78.04% | 2.02 | 11.5 | 10.5 |  |  |  | No | R-410A | 2.0333 | Residential & Commercial | Ducted CEE Tier 1
213782064 | Central HP <5.4 tons | TEMPSTAR | HRCU-A-CB (Split System: Heat Pump with Remote Outdoor Unit-Air-Source) | TVH837GKA2* |  |  | EHD4X48AAL+WALLCON | *80CTL0701412B* | 32600 | 16.5 | 8.1 | 33200 | 25000 | 75.3% | 1.94 | 0 | 11 |  |  |  | No | R-410A | 2.7167 | Residential & Commercial | Ducted CEE Tier 1
213782164 | Central HP <5.4 tons | TEMPSTAR | HRCU-A-CB (Split System: Heat Pump with Remote Outdoor Unit-Air-Source) | TVH837GKA2* |  |  | EHD4X48AAL+WALLCON | *97CMN1202422B* | 32600 | 16.5 | 8.1 | 33000 | 24800 | 75.15% | 1.96 | 0 | 11 |  |  |  | No | R-410A | 2.7167 | Residential & Commercial | Ducted CEE Tier 1
213782264 | Central HP <5.4 tons | TEMPSTAR | HRCU-A-CB (Split System: Heat Pump with Remote Outdoor Unit-Air-Source) | TVH837GKA2* |  |  | EHD4X60AAL+WALLCON | *80CTL1102120B* | 33000 | 16.5 | 8.1 | 32200 | 25400 | 78.88% | 2.04 | 0 | 11.5 |  |  |  | No | R-410A | 2.75 | Residential & Commercial | Ducted CEE Tier 1
213782364 | Central HP <5.4 tons | TEMPSTAR | HRCU-A-CB (Split System: Heat Pump with Remote Outdoor Unit-Air-Source) | TVH837GKA2* |  |  | EHD4X60AAL+WALLCON | *96CTN1202422B* | 33000 | 16.5 | 8.1 | 32200 | 24800 | 77.02% | 2 | 0 | 11.5 |  |  |  | No | R-410A | 2.75 | Residential & Commercial | Ducted CEE Tier 1
213781074 | Central HP <5.4 tons | TEMPSTAR | HRCU-A-CB (Split System: Heat Pump with Remote Outdoor Unit-Air-Source) | TVH837GKA2* |  |  | EA*4X42L21A*+WALLCON | *96CTN0801714B* | 31600 | 17 | 8.1 | 33000 | 24600 | 74.55% | 1.86 | 0 | 10.5 |  |  |  | No | R-410A | 2.6333 | Residential & Commercial | Ducted CEE Tier 1
213781324 | Central HP <5.4 tons | TEMPSTAR | HRCU-A-CB (Split System: Heat Pump with Remote Outdoor Unit-Air-Source) | TVH837GKA2* |  |  | EA*4X48L21A*+WALLCON | *80CTL1102120B* | 32400 | 17 | 8.1 | 32400 | 24800 | 76.54% | 1.98 | 0 | 11 |  |  |  | No | R-410A | 2.7 | Residential & Commercial | Ducted CEE Tier 1
213781374 | Central HP <5.4 tons | TEMPSTAR | HRCU-A-CB (Split System: Heat Pump with Remote Outdoor Unit-Air-Source) | TVH837GKA2* |  |  | EA*4X48L21A*+WALLCON | *96CTN0601714B* | 32200 | 17 | 8.1 | 32600 | 25200 | 77.3% | 1.94 | 0 | 11 |  |  |  | No | R-410A | 2.6833 | Residential & Commercial | Ducted CEE Tier 1
215940964 | Central HP <5.4 tons | CARRIER | HRCU-A-CB (Split System: Heat Pump with Remote Outdoor Unit-Air-Source) | 27VNA348A*030* |  |  | CAA**4821AM*+UI | 59TN7A080C17**16 | 43000 | 20 | 9.5 | 48500 | 37400 | 77.11% | 2 | 0 | 10.5 |  |  |  | No | R-454B | 3.5833 | Residential & Commercial | Ducted CEE Tier 1
215588513 | Central HP <5.4 tons | CARRIER | HRCU-A-CB (Split System: Heat Pump with Remote Outdoor Unit-Air-Source) | 27VNA154A*030* |  |  | CVAVA4924XMA*+UI | 59TN6C080C21**20 | 51500 | 19 | 8.1 | 53000 | 46500 | 87.74% | 1.84 | 0 | 11.5 |  |  |  | No | R-454B | 4.2917 | Residential & Commercial | Ducted CEE Tier 1
213607585 | Central HP <5.4 tons | CARRIER | HRCU-A-CB (Split System: Heat Pump with Remote Outdoor Unit-Air-Source) | 38MURAQ18AB3* |  |  | FG4ANXB24L* |  | 18100 | 16.5 | 8.5 | 18200 | 18200 | 100% | 2.2 | 0 | 11 |  |  |  | No | R-410A | 1.5083 | Residential & Commercial | Ducted CEE Tier 1
213770265 | Central HP <5.4 tons | CARRIER | HRCU-A-CB (Split System: Heat Pump with Remote Outdoor Unit-Air-Source) | 25VNA448A*031* |  |  | CAP**4821AL*+UI | 59MN7C100C21**22 | 43500 | 20.5 | 9 | 46500 | 36400 | 78.28% | 2.26 | 0 | 11.5 |  |  |  | No | R-410A | 3.625 | Residential & Commercial | Ducted CEE Tier 1
215931654 | Central HP <5.4 tons | CARRIER | HRCU-A-CB (Split System: Heat Pump with Remote Outdoor Unit-Air-Source) | 27VNA360A*030* |  |  | CAA**6121AM*+UI | 58TN*B070C17**16 | 56000 | 18 | 8.5 | 61000 | 45500 | 74.59% | 2.1 | 0 | 11 |  |  |  | No | R-454B | 4.6667 | Residential & Commercial | Ducted CEE Tier 1
215931754 | Central HP <5.4 tons | CARRIER | HRCU-A-CB (Split System: Heat Pump with Remote Outdoor Unit-Air-Source) | 27VNA360A*030* |  |  | CAA**6124AM*+UI | 59MN7C100C21**22 | 57000 | 18.5 | 8.5 | 60500 | 46500 | 76.86% | 2.02 | 0 | 11.5 |  |  |  | No | R-454B | 4.75 | Residential & Commercial | Ducted CEE Tier 1
213770281 | Central HP <5.4 tons | CARRIER | HRCU-A-CB (Split System: Heat Pump with Remote Outdoor Unit-Air-Source) | 25VNA448A*031* |  |  | CAP**4824AL*+UI | 59TN6C120C24**22 | 44000 | 21 | 9 | 46500 | 36200 | 77.85% | 2.28 | 0 | 11.7 |  |  |  | No | R-410A | 3.6667 | Residential & Commercial | Ducted CEE Tier 1
213780424 | Central HP <5.4 tons | TEMPSTAR | HRCU-A-CB (Split System: Heat Pump with Remote Outdoor Unit-Air-Source) | TVH837GKA** |  |  | EHD4X60AAL+WALLCON | *96CTN0601714B* | 32800 | 16.5 | 8.1 | 32400 | 25000 | 77.16% | 1.96 | 0 | 11 |  |  |  | No | R-410A | 2.7333 | Residential & Commercial | Ducted CEE Tier 1
215318977 | Central HP <5.4 tons | HEIL | HRCU-A-CB (Split System: Heat Pump with Remote Outdoor Unit-Air-Source) | D5CUHAH60AAK |  |  | D5FUAAH60XAK |  | 54000 | 16 | 9 | 56000 | 52000 | 92.86% | 1.8 | 0 | 10 |  |  |  | No | R-454B | 4.5 | Residential & Commercial | Ducted CEE Tier 1
206772427 | Central HP <5.4 tons | COMFORTMAKER | HRCU-A-CB (Split System: Heat Pump with Remote Outdoor Unit-Air-Source) | CVH837GKA2* |  |  | EN(A,D)4X48L24**+WALLCON | *96CTN1002122A* | 32400 | 17.5 | 8.1 | 33000 | 24800 | 75.15% | 1.96 | 12 | 11.7 |  |  |  | No | R-410A | 2.7 | Residential & Commercial | Ducted CEE Tier 1
206773333 | Central HP <5.4 tons | COMFORTMAKER | HRCU-A-CB (Split System: Heat Pump with Remote Outdoor Unit-Air-Source) | CVH837GKA2* |  |  | EHD4X42AAL+WALLCON | *80CSU0601716A* | 32400 | 16.5 | 8.1 | 33200 | 24800 | 74.7% | 1.94 | 11.5 | 11 |  |  |  | No | R-410A | 2.7 | Residential & Commercial | Ducted CEE Tier 1
213770315 | Central HP <5.4 tons | CARRIER | HRCU-A-CB (Split System: Heat Pump with Remote Outdoor Unit-Air-Source) | 25VNA448A*031* |  |  | CAP**6124AL*+UI | 59MN7C100C21**22 | 45500 | 21 | 9.5 | 46000 | 36200 | 78.7% | 2.36 | 0 | 12 |  |  |  | No | R-410A | 3.7917 | Residential & Commercial | Ducted CEE Tier 1
213770317 | Central HP <5.4 tons | CARRIER | HRCU-A-CB (Split System: Heat Pump with Remote Outdoor Unit-Air-Source) | 25VNA448A*031* |  |  | CAP**6124AL*+UI | 59MN7C120C24**22 | 45500 | 21 | 9.5 | 46000 | 36200 | 78.7% | 2.34 | 0 | 11.7 |  |  |  | No | R-410A | 3.7917 | Residential & Commercial | Ducted CEE Tier 1
213770965 | Central HP <5.4 tons | CARRIER | HRCU-A-CB (Split System: Heat Pump with Remote Outdoor Unit-Air-Source) | 25VNA825A*031* |  |  | CAP**3621AL*+UI | 59MN7C060C17**14 | 23400 | 16 | 8.1 | 21600 | 16700 | 77.31% | 1.92 | 0 | 10.5 |  |  |  | No | R-410A | 1.95 | Residential & Commercial | Ducted CEE Tier 1
213771085 | Central HP <5.4 tons | CARRIER | HRCU-A-CB (Split System: Heat Pump with Remote Outdoor Unit-Air-Source) | 25VNA825A*031* |  |  | CAP**3717AL*+UI | 59MN7C080C17**14 | 24200 | 16 | 8.1 | 21400 | 16700 | 78.04% | 2 | 0 | 11 |  |  |  | No | R-410A | 2.0167 | Residential & Commercial | Ducted CEE Tier 1
213771135 | Central HP <5.4 tons | CARRIER | HRCU-A-CB (Split System: Heat Pump with Remote Outdoor Unit-Air-Source) | 25VNA825A*031* |  |  | CAP**3721AL*+UI | 58TN*B070C17**16 | 24400 | 17 | 8.5 | 21200 | 16600 | 78.3% | 2.02 | 0 | 11 |  |  |  | No | R-410A | 2.0333 | Residential & Commercial | Ducted CEE Tier 1
215679413 | Central HP <5.4 tons | CARRIER | HRCU-A-CB (Split System: Heat Pump with Remote Outdoor Unit-Air-Source) | 27VNA036A*030* |  |  | CAA**4321AM*+UI | 59TN6C080C21**20 | 34400 | 18 | 9 | 35400 | 25200 | 71.19% | 1.88 | 0 | 10 |  |  |  | No | R-454B | 2.8667 | Residential & Commercial | Ducted CEE Tier 1
215318973 | Central HP <5.4 tons | HEIL | HRCU-A-CB (Split System: Heat Pump with Remote Outdoor Unit-Air-Source) | D5CUHAH24AAK |  |  | D5FUHAH24XAK |  | 24000 | 18.7 | 10 | 24000 | 20600 | 85.83% | 2.14 | 0 | 12 |  |  |  | No | R-454B | 2 | Residential & Commercial | Ducted CEE Tier 1
214630529 | Central HP <5.4 tons | CARRIER | HRCU-A-CB (Split System: Heat Pump with Remote Outdoor Unit-Air-Source) | 25VNA837A*031* | ADP |  | C36A***L539 | 59CU5B060C17**16 | 32200 | 17 | 8.1 | 31400 | 24600 | 78.34% | 1.94 | 0 | 11.5 |  |  |  | No | R-410A | 2.6833 | Residential & Commercial | Ducted CEE Tier 1
210595964 | Central HP <5.4 tons | CARRIER | HRCU-A-CB (Split System: Heat Pump with Remote Outdoor Unit-Air-Source) | 25VNA825A*031* |  |  | CAP**4321AL*+UI | 58TN*A070C17**16 | 24400 | 17 | 8.5 | 21200 | 16600 | 78.3% | 2.02 | 0 | 11 |  |  |  | No | R-410A | 2.0333 | Residential & Commercial | Ducted CEE Tier 1
210595965 | Central HP <5.4 tons | CARRIER | HRCU-A-CB (Split System: Heat Pump with Remote Outdoor Unit-Air-Source) | 25VNA825A*031* |  |  | CAP**4321AL*+UI | 58TN*A090C17**16 | 24600 | 17.5 | 8.5 | 21000 | 16500 | 78.57% | 2.04 | 0 | 11.7 |  |  |  | No | R-410A | 2.05 | Residential & Commercial | Ducted CEE Tier 1
210595982 | Central HP <5.4 tons | CARRIER | HRCU-A-CB (Split System: Heat Pump with Remote Outdoor Unit-Air-Source) | 25VNA825A*031* |  |  | CAP**4821AL*+UI | 59CU5A060C17**16 | 24000 | 16.5 | 8.1 | 21000 | 16600 | 79.05% | 2 | 0 | 10.5 |  |  |  | No | R-410A | 2 | Residential & Commercial | Ducted CEE Tier 1
210596001 | Central HP <5.4 tons | CARRIER | HRCU-A-CB (Split System: Heat Pump with Remote Outdoor Unit-Air-Source) | 25VNA825A*031* |  |  | CNPV*4217AL*+UI | 58CU*A040C17**12 | 24000 | 17 | 8.1 | 21400 | 16600 | 77.57% | 1.98 | 0 | 11 |  |  |  | No | R-410A | 2 | Residential & Commercial | Ducted CEE Tier 1
210596050 | Central HP <5.4 tons | CARRIER | HRCU-A-CB (Split System: Heat Pump with Remote Outdoor Unit-Air-Source) | 25VNA825A*031* |  |  | CNPV*4824AL*+UI | 59MN7B120C24**22 | 24200 | 16.5 | 8.1 | 21400 | 16600 | 77.57% | 2 | 0 | 11 |  |  |  | No | R-410A | 2.0167 | Residential & Commercial | Ducted CEE Tier 1
210596051 | Central HP <5.4 tons | CARRIER | HRCU-A-CB (Split System: Heat Pump with Remote Outdoor Unit-Air-Source) | 25VNA825A*031* |  |  | CNPV*4824AL*+UI | 59TN6B100C21**22 | 24200 | 17 | 8.1 | 21400 | 16600 | 77.57% | 2.02 | 0 | 11.5 |  |  |  | No | R-410A | 2.0167 | Residential & Commercial | Ducted CEE Tier 1
210596068 | Central HP <5.4 tons | CARRIER | HRCU-A-CB (Split System: Heat Pump with Remote Outdoor Unit-Air-Source) | 25VNA825A*031* |  |  | CSPH*4212AL*+UI | 59MN7B120C24**22 | 24200 | 16 | 8.1 | 21400 | 16700 | 78.04% | 2 | 0 | 10.5 |  |  |  | No | R-410A | 2.0167 | Residential & Commercial | Ducted CEE Tier 1
210596082 | Central HP <5.4 tons | CARRIER | HRCU-A-CB (Split System: Heat Pump with Remote Outdoor Unit-Air-Source) | 25VNA825A*031* |  |  | CSPH*4812AL*+UI | 59CU5A080C21**20 | 24200 | 16.5 | 8.1 | 21200 | 16600 | 78.3% | 2.02 | 0 | 11 |  |  |  | No | R-410A | 2.0167 | Residential & Commercial | Ducted CEE Tier 1
210596182 | Central HP <5.4 tons | CARRIER | HRCU-A-CB (Split System: Heat Pump with Remote Outdoor Unit-Air-Source) | 25VNA837A*030* |  |  | CAP**6121AL*+UI | 58CU*A060C17**16 | 33200 | 17.5 | 8.1 | 32200 | 25000 | 77.64% | 1.98 | 0 | 11.5 |  |  |  | No | R-410A | 2.7667 | Residential & Commercial | Ducted CEE Tier 1
204456413 | Central HP <5.4 tons | COMFORTMAKER | HRCU-A-CB (Split System: Heat Pump with Remote Outdoor Unit-Air-Source) | CVH825GKA2* |  |  | EA*4X24L17A*+WALLCON | *97CMN0801714A* | 23200 | 16 | 8.1 | 22000 | 16900 | 76.82% | 1.88 | 11 | 10.5 |  |  |  | No | R-410A | 1.9333 | Residential & Commercial | Ducted CEE Tier 1
211010189 | Central HP <5.4 tons | JOHNSON CONTROLS | HRCU-A-CB (Split System: Heat Pump with Remote Outdoor Unit-Air-Source) | HL20B2421 |  |  | JHVVB24DE1C2N1+CC |  | 23000 | 19 | 8.5 | 22400 | 19600 | 87.5% | 1.9 | 0 | 12.4 |  |  |  | No | R-410A | 1.9167 | Residential & Commercial | Ducted CEE Tier 1
214052515 | Central HP <5.4 tons | LENNOX | HRCU-A-CB (Split System: Heat Pump with Remote Outdoor Unit-Air-Source) | EL22XPV-024-230A** | ADP |  | HG34936 | SLP99UH070XV36B* | 23800 | 21 | 8.5 | 22000 | 15400 | 70% | 1.92 | 0 | 13.5 |  |  |  | No | R-410A | 1.9833 | Residential & Commercial | Ducted CEE Tier 1
213546834 | Central HP <5.4 tons | LENNOX | HRCU-A-CB (Split System: Heat Pump with Remote Outdoor Unit-Air-Source) | EL22XPV-024-230A** | ADP |  | LD24/35Y9 | SL280DF060NV36B* | 23800 | 20 | 8.5 | 22000 | 15400 | 70% | 1.92 | 0 | 13.5 |  |  |  | No | R-410A | 1.9833 | Residential & Commercial | Ducted CEE Tier 1
213080411 | Central HP <5.4 tons | CARRIER | HRCU-A-CB (Split System: Heat Pump with Remote Outdoor Unit-Air-Source) | 38MURAQ36AB3* |  |  | CAP**4321AL* | 59SC6A100M21**22 | 36800 | 16 | 8.5 | 38500 | 34800 | 90.39% | 2.1 | 0 | 10 |  |  |  | No | R-410A | 3.0667 | Residential & Commercial | Ducted CEE Tier 1
211243249 | Central HP <5.4 tons | DAY & NIGHT | HRCU-A-CB (Split System: Heat Pump with Remote Outdoor Unit-Air-Source) | DLCURAH24ABK |  |  | EA*4X37L21A* | *96VSN0401712A* | 24000 | 16 | 8.1 | 25000 | 21600 | 86.4% | 1.8 | 0 | 10 |  |  |  | No | R-410A | 2 | Residential & Commercial | Ducted CEE Tier 1
211243868 | Central HP <5.4 tons | DAY & NIGHT | HRCU-A-CB (Split System: Heat Pump with Remote Outdoor Unit-Air-Source) | DLCURAH24ABK |  |  | EN(A,D)4X24L17** | *96VSN0401410A* | 23400 | 15.5 | 8.5 | 26600 | 24000 | 90.23% | 1.96 | 0 | 10 |  |  |  | No | R-410A | 1.95 | Residential & Commercial | Ducted CEE Tier 1
210596200 | Central HP <5.4 tons | CARRIER | HRCU-A-CB (Split System: Heat Pump with Remote Outdoor Unit-Air-Source) | 25VNA837A*030* |  |  | CAP**6124AL*+UI | 59MN7B060C21**20 | 33000 | 17.5 | 8.5 | 32400 | 25200 | 77.78% | 1.98 | 0 | 11.7 |  |  |  | No | R-410A | 2.75 | Residential & Commercial | Ducted CEE Tier 1
213773017 | Central HP <5.4 tons | HEIL | HRCU-A-CB (Split System: Heat Pump with Remote Outdoor Unit-Air-Source) | HVH825GKA3* |  |  | EA*4X36L17A*+WALLCON | *96CTN0601714B* | 23400 | 16 | 8.1 | 21600 | 16700 | 77.31% | 1.92 | 0 | 10.5 |  |  |  | No | R-410A | 1.95 | Residential & Commercial | Ducted CEE Tier 1
213773167 | Central HP <5.4 tons | HEIL | HRCU-A-CB (Split System: Heat Pump with Remote Outdoor Unit-Air-Source) | HVH825GKA3* |  |  | EA*4X37L17A*+WALLCON | *80CTL0701412B* | 24200 | 16.5 | 8.1 | 21400 | 16700 | 78.04% | 2 | 0 | 10.5 |  |  |  | No | R-410A | 2.0167 | Residential & Commercial | Ducted CEE Tier 1
213773237 | Central HP <5.4 tons | HEIL | HRCU-A-CB (Split System: Heat Pump with Remote Outdoor Unit-Air-Source) | HVH825GKA3* |  |  | EA*4X37L17A*+WALLCON | *96CTN0601714B* | 24000 | 16 | 8.1 | 21400 | 16700 | 78.04% | 1.98 | 0 | 10.5 |  |  |  | No | R-410A | 2 | Residential & Commercial | Ducted CEE Tier 1
213773337 | Central HP <5.4 tons | HEIL | HRCU-A-CB (Split System: Heat Pump with Remote Outdoor Unit-Air-Source) | HVH825GKA3* |  |  | EA*4X37L21A*+WALLCON | *97CMN1002122B* | 24400 | 16.5 | 8.5 | 21200 | 16600 | 78.3% | 2.02 | 0 | 11 |  |  |  | No | R-410A | 2.0333 | Residential & Commercial | Ducted CEE Tier 1
213080536 | Central HP <5.4 tons | CARRIER | HRCU-A-CB (Split System: Heat Pump with Remote Outdoor Unit-Air-Source) | 38MURAQ36AB3* |  |  | CAP**3721AL* | 59SU5B040M17**12 | 36200 | 15.2 | 8.5 | 38000 | 35000 | 92.11% | 2.04 | 0 | 10 |  |  |  | No | R-410A | 3.0167 | Residential & Commercial | Ducted CEE Tier 1
213080704 | Central HP <5.4 tons | CARRIER | HRCU-A-CB (Split System: Heat Pump with Remote Outdoor Unit-Air-Source) | 38MURAQ36AB3* |  |  | CAP**4321AL* | 59SU5B060M17**16 | 36600 | 16 | 8.5 | 38500 | 35000 | 90.91% | 2.06 | 0 | 10 |  |  |  | No | R-410A | 3.05 | Residential & Commercial | Ducted CEE Tier 1
214607172 | Central HP <5.4 tons | LENNOX | HRCU-A-CB (Split System: Heat Pump with Remote Outdoor Unit-Air-Source) | EL22XPV-024-230A** | ADP |  | LH35/36E9+LEFE3A* |  | 22600 | 20 | 8.4 | 20400 | 15600 | 76.47% | 2.2 | 0 | 13 |  |  |  | No | R-410A | 1.8833 | Residential & Commercial | Ducted CEE Tier 1
214052501 | Central HP <5.4 tons | LENNOX | HRCU-A-CB (Split System: Heat Pump with Remote Outdoor Unit-Air-Source) | EL22XPV-024-230A** | ADP |  | HG34936 | ML296UH045XV36B* | 23600 | 20 | 8.5 | 21600 | 15200 | 70.37% | 1.88 | 0 | 13 |  |  |  | No | R-410A | 1.9667 | Residential & Commercial | Ducted CEE Tier 1
214607178 | Central HP <5.4 tons | LENNOX | HRCU-A-CB (Split System: Heat Pump with Remote Outdoor Unit-Air-Source) | EL22XPV-024-230A** | ADP |  | LD19/36Z9+LEFE3A* |  | 22800 | 20 | 8.5 | 20600 | 15700 | 76.21% | 2.22 | 0 | 13 |  |  |  | No | R-410A | 1.9 | Residential & Commercial | Ducted CEE Tier 1
213548589 | Central HP <5.4 tons | LENNOX | HRCU-A-CB (Split System: Heat Pump with Remote Outdoor Unit-Air-Source) | SL25XPV-024-230A** | ADP |  | L*35/36U9 | SL280UH070V36A* | 22000 | 21 | 9.6 | 19800 | 19600 | 98.99% | 1.98 | 0 | 13.5 |  |  |  | No | R-410A | 1.8333 | Residential & Commercial | Ducted CEE Tier 1
214607196 | Central HP <5.4 tons | LENNOX | HRCU-A-CB (Split System: Heat Pump with Remote Outdoor Unit-Air-Source) | SL25XPV-024-230A** | ADP |  | LD19/25Y9+LEFE4B* |  | 21400 | 22 | 8.75 | 20400 | 20800 | 102% | 1.8 | 0 | 13.5 |  |  |  | No | R-410A | 1.7833 | Residential & Commercial | Ducted CEE Tier 1
214607198 | Central HP <5.4 tons | LENNOX | HRCU-A-CB (Split System: Heat Pump with Remote Outdoor Unit-Air-Source) | SL25XPV-024-230A** | ADP |  | LD19/25Y9+LEFE3A* |  | 21200 | 21 | 8.75 | 20400 | 20800 | 102% | 1.8 | 0 | 13.5 |  |  |  | No | R-410A | 1.7667 | Residential & Commercial | Ducted CEE Tier 1
213080255 | Central HP <5.4 tons | CARRIER | HRCU-A-CB (Split System: Heat Pump with Remote Outdoor Unit-Air-Source) | 38MURAQ36AB3* |  |  | CNPV*4824AL* | 59SC6A080M21**20 | 36200 | 16 | 8.1 | 38500 | 35000 | 90.91% | 2.02 | 0 | 10 |  |  |  | No | R-410A | 3.0167 | Residential & Commercial | Ducted CEE Tier 1
213080680 | Central HP <5.4 tons | CARRIER | HRCU-A-CB (Split System: Heat Pump with Remote Outdoor Unit-Air-Source) | 38MURAQ36AB3* |  |  | CAP**3721AL* | 59SU5B060M17**16 | 36600 | 16 | 8.5 | 38500 | 35000 | 90.91% | 2.06 | 0 | 10 |  |  |  | No | R-410A | 3.05 | Residential & Commercial | Ducted CEE Tier 1
213079555 | Central HP <5.4 tons | CARRIER | HRCU-A-CB (Split System: Heat Pump with Remote Outdoor Unit-Air-Source) | 38MURAQ36AB3* |  |  | CAP**4221AL* | 59SC2E080M17**16 | 35400 | 16 | 8.1 | 38500 | 35000 | 90.91% | 1.88 | 0 | 10 |  |  |  | No | R-410A | 2.95 | Residential & Commercial | Ducted CEE Tier 1
214607191 | Central HP <5.4 tons | LENNOX | HRCU-A-CB (Split System: Heat Pump with Remote Outdoor Unit-Air-Source) | EL22XPV-024-230A** | ADP |  | LP29/36X9+LEFE3A* |  | 23800 | 20 | 8.8 | 20600 | 15000 | 72.82% | 2.12 | 0 | 13 |  |  |  | No | R-410A | 1.9833 | Residential & Commercial | Ducted CEE Tier 1
213369602 | Central HP <5.4 tons | GREE | HRCU-A-C (Split System: Heat Pump with Remote Outdoor Unit with No Indoor Fan --Air Source) | GUD60W/A-D(U) | ADP |  | *E50948 |  | 47000 | 15.2 | 8.4 | 46000 | 33200 | 72.17% | 1.78 | 0 | 10 |  |  |  | No | R-410A | 3.9167 | Residential & Commercial | Ducted CEE Tier 1
214607179 | Central HP <5.4 tons | LENNOX | HRCU-A-CB (Split System: Heat Pump with Remote Outdoor Unit-Air-Source) | EL22XPV-024-230A** | ADP |  | LD19/25Y9+LEFE3A* |  | 22800 | 20 | 8.5 | 20600 | 15700 | 76.21% | 2.22 | 0 | 13 |  |  |  | No | R-410A | 1.9 | Residential & Commercial | Ducted CEE Tier 1
213773097 | Central HP <5.4 tons | HEIL | HRCU-A-CB (Split System: Heat Pump with Remote Outdoor Unit-Air-Source) | HVH825GKA3* |  |  | EA*4X36L21A*+WALLCON | *97CMN0601714B* | 23400 | 16 | 8.1 | 21600 | 16700 | 77.31% | 1.92 | 0 | 10.5 |  |  |  | No | R-410A | 1.95 | Residential & Commercial | Ducted CEE Tier 1
213773197 | Central HP <5.4 tons | HEIL | HRCU-A-CB (Split System: Heat Pump with Remote Outdoor Unit-Air-Source) | HVH825GKA3* |  |  | EA*4X37L17A*+WALLCON | *95CSU0601716B* | 24200 | 16.5 | 8.1 | 21400 | 16700 | 78.04% | 1.98 | 0 | 10.5 |  |  |  | No | R-410A | 2.0167 | Residential & Commercial | Ducted CEE Tier 1
213773297 | Central HP <5.4 tons | HEIL | HRCU-A-CB (Split System: Heat Pump with Remote Outdoor Unit-Air-Source) | HVH825GKA3* |  |  | EA*4X37L21A*+WALLCON | *80CTL1102120B* | 24400 | 17 | 8.1 | 21200 | 16600 | 78.3% | 2.02 | 0 | 11 |  |  |  | No | R-410A | 2.0333 | Residential & Commercial | Ducted CEE Tier 1
214731176 | Central HP <5.4 tons | BRYANT HEATING AND COOLING SYSTEMS | HRCU-A-CB (Split System: Heat Pump with Remote Outdoor Unit-Air-Source) | 38MURAQ24AB3* | ADP |  | H,PG81936 | 926TC36060V14*** | 23600 | 17 | 8.5 | 24600 | 23600 | 95.93% | 2 | 0 | 10 |  |  |  | No | R-410A | 1.9667 | Residential & Commercial | Ducted CEE Tier 1
214731196 | Central HP <5.4 tons | BRYANT HEATING AND COOLING SYSTEMS | HRCU-A-CB (Split System: Heat Pump with Remote Outdoor Unit-Air-Source) | 38MURAQ24AB3* | ADP |  | H,PG81936 | 926TC60100V21*** | 23600 | 17 | 8.5 | 24600 | 24200 | 98.37% | 2.04 | 0 | 10.5 |  |  |  | No | R-410A | 1.9667 | Residential & Commercial | Ducted CEE Tier 1
213773627 | Central HP <5.4 tons | HEIL | HRCU-A-CB (Split System: Heat Pump with Remote Outdoor Unit-Air-Source) | HVH825GKA3* |  |  | EA*4X43L21A*+WALLCON | *97CMN0601714B* | 24200 | 16.5 | 8.1 | 21200 | 16700 | 78.77% | 2 | 0 | 10.5 |  |  |  | No | R-410A | 2.0167 | Residential & Commercial | Ducted CEE Tier 1
211243985 | Central HP <5.4 tons | DAY & NIGHT | HRCU-A-CB (Split System: Heat Pump with Remote Outdoor Unit-Air-Source) | DLCURAH24ABK |  |  | EN(A,D)4X24L17** | *80VTL0451412A* | 23800 | 16 | 8.5 | 26800 | 23200 | 86.57% | 1.92 | 0 | 10 |  |  |  | No | R-410A | 1.9833 | Residential & Commercial | Ducted CEE Tier 1
211240631 | Central HP <5.4 tons | DAY & NIGHT | HRCU-A-CB (Split System: Heat Pump with Remote Outdoor Unit-Air-Source) | DLCURAH24ABK |  |  | EA*4X24L17A* | *80ES(N,L)0451412A* | 24400 | 16 | 8.5 | 27200 | 23200 | 85.29% | 1.9 | 0 | 10 |  |  |  | No | R-410A | 2.0333 | Residential & Commercial | Ducted CEE Tier 1
211240917 | Central HP <5.4 tons | DAY & NIGHT | HRCU-A-CB (Split System: Heat Pump with Remote Outdoor Unit-Air-Source) | DLCURAH24ABK |  |  | EA*4X25L17A* | *80VSL0701716A* | 24400 | 17 | 8.5 | 25400 | 21400 | 84.25% | 1.8 | 0 | 10 |  |  |  | No | R-410A | 2.0333 | Residential & Commercial | Ducted CEE Tier 1
211241067 | Central HP <5.4 tons | DAY & NIGHT | HRCU-A-CB (Split System: Heat Pump with Remote Outdoor Unit-Air-Source) | DLCURAH24ABK |  |  | EA*4X25L17A* | *80ES(N,L)0451412A* | 25400 | 16.5 | 8.5 | 26000 | 20800 | 80% | 1.76 | 0 | 10.5 |  |  |  | No | R-410A | 2.1167 | Residential & Commercial | Ducted CEE Tier 1
204299380 | Central HP <5.4 tons | COMFORTMAKER | HRCU-A-CB (Split System: Heat Pump with Remote Outdoor Unit-Air-Source) | CVH837GKA** |  |  | EA*4X48L24A*+WALLCON | *96CTN1202422A* | 32400 | 17.5 | 8.5 | 32400 | 24800 | 76.54% | 2 | 12 | 11.7 |  |  |  | No | R-410A | 2.7 | Residential & Commercial | Ducted CEE Tier 1
204299900 | Central HP <5.4 tons | COMFORTMAKER | HRCU-A-CB (Split System: Heat Pump with Remote Outdoor Unit-Air-Source) | CVH837GKA** |  |  | EN(A,D)4X48L24**+WALLCON | *96CTN1202422A* | 32400 | 17.5 | 8.1 | 32800 | 24800 | 75.61% | 1.96 | 12 | 11.7 |  |  |  | No | R-410A | 2.7 | Residential & Commercial | Ducted CEE Tier 1
214607212 | Central HP <5.4 tons | LENNOX | HRCU-A-CB (Split System: Heat Pump with Remote Outdoor Unit-Air-Source) | SL25XPV-024-230A** | ADP |  | L*24/36Z9+LEFE4B* |  | 22200 | 22 | 9.1 | 20600 | 20800 | 101% | 1.86 | 0 | 14 |  |  |  | No | R-410A | 1.85 | Residential & Commercial | Ducted CEE Tier 1
214607204 | Central HP <5.4 tons | LENNOX | HRCU-A-CB (Split System: Heat Pump with Remote Outdoor Unit-Air-Source) | SL25XPV-024-230A** | ADP |  | LH35/36F9+LEFE3A* |  | 21600 | 21 | 8.95 | 20600 | 20800 | 101% | 1.84 | 0 | 14 |  |  |  | No | R-410A | 1.8 | Residential & Commercial | Ducted CEE Tier 1
209852070 | Central HP <5.4 tons | HEIL | HRCU-A-CB (Split System: Heat Pump with Remote Outdoor Unit-Air-Source) | DLCURAH24ABK |  |  | DLFUAAH24XAK |  | 24000 | 17.4 | 10 | 24000 | 22600 | 94.17% | 1.91 | 12.5 | 11.7 |  |  |  | No | R-410A | 2 | Residential & Commercial | Ducted CEE Tier 1
214053833 | Central HP <5.4 tons | BOSCH | HRCU-A-CB (Split System: Heat Pump with Remote Outdoor Unit-Air-Source) | BOVD-36HDN1-M20G |  |  | BMAC3036CNTD | BGH96M080C4B | 33600 | 17.5 | 9 | 34200 | 24000 | 70.18% | 1.88 | 0 | 11 |  |  |  | No | R-410A | 2.8 | Residential & Commercial | Ducted CEE Tier 1
214053819 | Central HP <5.4 tons | BOSCH | HRCU-A-C (Split System: Heat Pump with Remote Outdoor Unit with No Indoor Fan --Air Source) | BOVC-36HDN1-M20G |  |  | BMAC2430BNTD |  | 23400 | 15.2 | 9 | 24000 | 16900 | 70.42% | 1.99 | 0 | 12 |  |  |  | No | R-410A | 1.95 | Residential & Commercial | Ducted CEE Tier 1
214626803 | Central HP <5.4 tons | CARRIER | HRCU-A-CB (Split System: Heat Pump with Remote Outdoor Unit-Air-Source) | 25VNA424A*031* | ADP |  | A36VCA+TXV | 58CU*A040C17**12 | 23400 | 21 | 10.5 | 25000 | 19400 | 77.6% | 2.44 | 0 | 13.5 |  |  |  | No | R-410A | 1.95 | Residential & Commercial | Ducted CEE Tier 1
214626837 | Central HP <5.4 tons | CARRIER | HRCU-A-CB (Split System: Heat Pump with Remote Outdoor Unit-Air-Source) | 25VNA424A*031* | ADP |  | C36A***L139 | 58CU*A060C17**16 | 23200 | 20 | 10.5 | 25000 | 19300 | 77.2% | 2.46 | 0 | 13.5 |  |  |  | No | R-410A | 1.9333 | Residential & Commercial | Ducted CEE Tier 1
213686114 | Central HP <5.4 tons | LENNOX | HRCU-A-CB (Split System: Heat Pump with Remote Outdoor Unit-Air-Source) | SL25XPV-036-230A** | ADP |  | PL36H210P169 | EL297UH045XV36B* | 33600 | 21 | 8.8 | 33200 | 25800 | 77.71% | 1.82 | 0 | 13 |  |  |  | No | R-410A | 2.8 | Residential & Commercial | Ducted CEE Tier 1
204299950 | Central HP <5.4 tons | COMFORTMAKER | HRCU-A-CB (Split System: Heat Pump with Remote Outdoor Unit-Air-Source) | CVH837GKA** |  |  | EN(A,D)4X48L24**+WALLCON | *96CTN1002122A* | 32400 | 17.5 | 8.1 | 33000 | 24800 | 75.15% | 1.96 | 12 | 11.7 |  |  |  | No | R-410A | 2.7 | Residential & Commercial | Ducted CEE Tier 1
212987465 | Central HP <5.4 tons | DAY & NIGHT | HRCU-A-CB (Split System: Heat Pump with Remote Outdoor Unit-Air-Source) | DLCURAH24ABK |  |  | EN(A,D)4X30L17** | *96MSN0801716A* | 23800 | 17 | 8.5 | 26400 | 24000 | 90.91% | 2 | 0 | 10.5 |  |  |  | No | R-410A | 1.9833 | Residential & Commercial | Ducted CEE Tier 1
212989219 | Central HP <5.4 tons | DAY & NIGHT | HRCU-A-CB (Split System: Heat Pump with Remote Outdoor Unit-Air-Source) | DLCURAH24ABK |  |  | EN(A,D)4X24L17** | *95MSU0601716A* | 23200 | 16.5 | 8.5 | 26800 | 25400 | 94.78% | 2.14 | 0 | 10 |  |  |  | No | R-410A | 1.9333 | Residential & Commercial | Ducted CEE Tier 1
214395030 | Central HP <5.4 tons | TEMPSTAR | HRCU-A-CB (Split System: Heat Pump with Remote Outdoor Unit-Air-Source) | DLCURAH24ABK |  |  | EN(A,D)4X30L17** | *96MSN0601716A* | 23400 | 16.5 | 9 | 25800 | 24200 | 93.8% | 2 | 0 | 10 |  |  |  | No | R-410A | 1.95 | Residential & Commercial | Ducted CEE Tier 1
212983170 | Central HP <5.4 tons | KEEPRITE | HRCU-A-CB (Split System: Heat Pump with Remote Outdoor Unit-Air-Source) | DLCURAH24ABK |  |  | EA*4X36L17A* | *92MSN0401712A* | 23400 | 16 | 8.5 | 26400 | 24000 | 90.91% | 1.98 | 0 | 10 |  |  |  | No | R-410A | 1.95 | Residential & Commercial | Ducted CEE Tier 1
213613891 | Central HP <5.4 tons | GREE | HRCU-A-C (Split System: Heat Pump with Remote Outdoor Unit with No Indoor Fan --Air Source) | GUD60W/A-D(U) | ADP |  | *G52960 |  | 47000 | 15.2 | 8.5 | 46000 | 33200 | 72.17% | 1.8 | 0 | 10 |  |  |  | No | R-410A | 3.9167 | Residential & Commercial | Ducted CEE Tier 1
213082124 | Central HP <5.4 tons | GREE | HRCU-A-C (Split System: Heat Pump with Remote Outdoor Unit with No Indoor Fan --Air Source) | GUD60W/A-D(U) | ADP |  | H,RG52960+TD |  | 47000 | 15.2 | 8.5 | 46000 | 33200 | 72.17% | 1.8 | 0 | 10 |  |  |  | No | R-410A | 3.9167 | Residential & Commercial | Ducted CEE Tier 1
214607181 | Central HP <5.4 tons | LENNOX | HRCU-A-CB (Split System: Heat Pump with Remote Outdoor Unit-Air-Source) | EL22XPV-024-230A** | ADP |  | LH18/36D9+LEFE3A* |  | 23000 | 20 | 8.45 | 20400 | 15000 | 73.53% | 2.04 | 0 | 12.5 |  |  |  | No | R-410A | 1.9167 | Residential & Commercial | Ducted CEE Tier 1
213548641 | Central HP <5.4 tons | LENNOX | HRCU-A-CB (Split System: Heat Pump with Remote Outdoor Unit-Air-Source) | SL25XPV-036-230A** | ADP |  | L*35/36S9 | SLP98UH090XV36C* | 34000 | 22 | 8.8 | 34000 | 27200 | 80% | 1.82 | 0 | 13 |  |  |  | No | R-410A | 2.8333 | Residential & Commercial | Ducted CEE Tier 1
213771077 | Central HP <5.4 tons | HEIL | HRCU-A-CB (Split System: Heat Pump with Remote Outdoor Unit-Air-Source) | HVH825GKA2* |  |  | EA*4X37L17A*+WALLCON | *97CMN0601714B* | 24000 | 16 | 8.1 | 21600 | 16800 | 77.78% | 1.98 | 0 | 10.5 |  |  |  | No | R-410A | 2 | Residential & Commercial | Ducted CEE Tier 1
213771107 | Central HP <5.4 tons | HEIL | HRCU-A-CB (Split System: Heat Pump with Remote Outdoor Unit-Air-Source) | HVH825GKA2* |  |  | EA*4X37L17A*+WALLCON | *96CTN0601714B* | 24000 | 16 | 8.1 | 21400 | 16800 | 78.5% | 1.98 | 0 | 11 |  |  |  | No | R-410A | 2 | Residential & Commercial | Ducted CEE Tier 1
214607199 | Central HP <5.4 tons | LENNOX | HRCU-A-CB (Split System: Heat Pump with Remote Outdoor Unit-Air-Source) | SL25XPV-024-230A** | ADP |  | LD19/36Y9+LEFE3A* |  | 21200 | 21 | 8.75 | 20400 | 20800 | 102% | 1.8 | 0 | 13.5 |  |  |  | No | R-410A | 1.7667 | Residential & Commercial | Ducted CEE Tier 1
213771243 | Central HP <5.4 tons | KENMORE | HRCU-A-CB (Split System: Heat Pump with Remote Outdoor Unit-Air-Source) | (C,H,T)VH825GKA2* |  |  | EA*4X37L21A*+WALLCON | *96CTN1002122B* | 24400 | 16.5 | 8.5 | 21200 | 16600 | 78.3% | 2.04 | 0 | 11 |  |  |  | No | R-410A | 2.0333 | Residential & Commercial | Ducted CEE Tier 1
214442021 | Central HP <5.4 tons | BRYANT HEATING AND COOLING SYSTEMS | HRCU-A-CB (Split System: Heat Pump with Remote Outdoor Unit-Air-Source) | 288BNV037*0**B* | ADP |  | V,C36H***P439 | 88*TB36070C14*** | 32800 | 17 | 8.1 | 30800 | 24600 | 79.87% | 1.98 | 0 | 11 |  |  |  | No | R-410A | 2.7333 | Residential & Commercial | Ducted CEE Tier 1
214442023 | Central HP <5.4 tons | BRYANT HEATING AND COOLING SYSTEMS | HRCU-A-CB (Split System: Heat Pump with Remote Outdoor Unit-Air-Source) | 288BNV037*0**B* | ADP |  | V,C36H175P459 | 88*TB48070C17*** | 32400 | 17 | 8.5 | 30600 | 24600 | 80.39% | 1.98 | 0 | 11.5 |  |  |  | No | R-410A | 2.7 | Residential & Commercial | Ducted CEE Tier 1
214442024 | Central HP <5.4 tons | BRYANT HEATING AND COOLING SYSTEMS | HRCU-A-CB (Split System: Heat Pump with Remote Outdoor Unit-Air-Source) | 288BNV037*0**B* | ADP |  | V,C36H175P159 | 88*TB48090C17*** | 32000 | 18 | 8.5 | 31200 | 24400 | 78.21% | 1.96 | 0 | 11.5 |  |  |  | No | R-410A | 2.6667 | Residential & Commercial | Ducted CEE Tier 1
214607207 | Central HP <5.4 tons | LENNOX | HRCU-A-CB (Split System: Heat Pump with Remote Outdoor Unit-Air-Source) | SL25XPV-024-230A** | ADP |  | L*19/36S9+LEFE3A* |  | 21200 | 21 | 8.8 | 20400 | 20800 | 102% | 1.82 | 0 | 13.5 |  |  |  | No | R-410A | 1.7667 | Residential & Commercial | Ducted CEE Tier 1
212982704 | Central HP <5.4 tons | KEEPRITE | HRCU-A-CB (Split System: Heat Pump with Remote Outdoor Unit-Air-Source) | DLCURAH24ABK |  |  | EA*4X36L21A* | *80MSU0601716A* | 23800 | 17.5 | 8.5 | 25600 | 23400 | 91.41% | 1.96 | 0 | 10 |  |  |  | No | R-410A | 1.9833 | Residential & Commercial | Ducted CEE Tier 1
212983565 | Central HP <5.4 tons | TEMPSTAR | HRCU-A-CB (Split System: Heat Pump with Remote Outdoor Unit-Air-Source) | DLCURAH24ABK |  |  | EA*4X36L17A* | *92MSN0601412A* | 24000 | 17 | 8.5 | 26400 | 22200 | 84.09% | 1.84 | 0 | 10 |  |  |  | No | R-410A | 2 | Residential & Commercial | Ducted CEE Tier 1
214797810 | Central HP <5.4 tons | GREE | HRCU-A-C (Split System: Heat Pump with Remote Outdoor Unit with No Indoor Fan --Air Source) | FLEXX24HP230V1AO | ADP |  | HE7J936+TD |  | 22200 | 15.2 | 8.4 | 22400 | 19100 | 85.27% | 1.78 | 0 | 10.5 |  |  |  | No | R-410A | 1.85 | Residential & Commercial | Ducted CEE Tier 1
206135767 | Central HP <5.4 tons | COMFORTMAKER | HRCU-A-CB (Split System: Heat Pump with Remote Outdoor Unit-Air-Source) | CVH837GKA** |  |  | EA*4X48L21A*+WALLCON | *80CSU0401712A* | 32400 | 17.5 | 8.1 | 32600 | 25000 | 76.69% | 1.96 | 12 | 11 |  |  |  | No | R-410A | 2.7 | Residential & Commercial | Ducted CEE Tier 1
206135817 | Central HP <5.4 tons | COMFORTMAKER | HRCU-A-CB (Split System: Heat Pump with Remote Outdoor Unit-Air-Source) | CVH837GKA** |  |  | EA*4X48L24A*+WALLCON | *80CSU1002120A* | 32200 | 17 | 8.1 | 32600 | 25000 | 76.69% | 1.96 | 12 | 11 |  |  |  | No | R-410A | 2.6833 | Residential & Commercial | Ducted CEE Tier 1
206136169 | Central HP <5.4 tons | COMFORTMAKER | HRCU-A-CB (Split System: Heat Pump with Remote Outdoor Unit-Air-Source) | CVH837GKA** |  |  | EA*4X48L21A*+WALLCON | *95CSU0802120A* | 32400 | 17.5 | 8.5 | 32600 | 25000 | 76.69% | 1.98 | 12 | 11.5 |  |  |  | No | R-410A | 2.7 | Residential & Commercial | Ducted CEE Tier 1
215869126 | Central HP <5.4 tons | TRANE | HRCU-A-CB (Split System: Heat Pump with Remote Outdoor Unit-Air-Source) | 5TWV8X60A1 |  |  | 5PX*C007AS3 | S9V2C100U5VSB+LRP | 53000 | 18.1 | 8.5 | 56000 | 40000 | 71.43% | 2 | 0 | 10 |  |  |  | No | R-454B | 4.4167 | Residential & Commercial | Ducted CEE Tier 1
213773647 | Central HP <5.4 tons | HEIL | HRCU-A-CB (Split System: Heat Pump with Remote Outdoor Unit-Air-Source) | HVH825GKA3* |  |  | EA*4X43L21A*+WALLCON | *97CMN1002122B* | 24400 | 16.5 | 8.5 | 21200 | 16600 | 78.3% | 2.02 | 0 | 11 |  |  |  | No | R-410A | 2.0333 | Residential & Commercial | Ducted CEE Tier 1
213773447 | Central HP <5.4 tons | HEIL | HRCU-A-CB (Split System: Heat Pump with Remote Outdoor Unit-Air-Source) | HVH825GKA3* |  |  | EA*4X42L21A*+WALLCON | *97CMN0801714B* | 23600 | 16.5 | 8.1 | 21400 | 16700 | 78.04% | 1.94 | 0 | 10.5 |  |  |  | No | R-410A | 1.9667 | Residential & Commercial | Ducted CEE Tier 1
213773517 | Central HP <5.4 tons | HEIL | HRCU-A-CB (Split System: Heat Pump with Remote Outdoor Unit-Air-Source) | HVH825GKA3* |  |  | EA*4X42L24A*+WALLCON | *80CTL1352422B* | 23800 | 16.5 | 8.1 | 21400 | 16600 | 77.57% | 1.96 | 0 | 10.5 |  |  |  | No | R-410A | 1.9833 | Residential & Commercial | Ducted CEE Tier 1
213773547 | Central HP <5.4 tons | HEIL | HRCU-A-CB (Split System: Heat Pump with Remote Outdoor Unit-Air-Source) | HVH825GKA3* |  |  | EA*4X42L24A*+WALLCON | *96CTN1002122B* | 23800 | 16.5 | 8.1 | 21400 | 16600 | 77.57% | 1.96 | 0 | 11 |  |  |  | No | R-410A | 1.9833 | Residential & Commercial | Ducted CEE Tier 1
212987411 | Central HP <5.4 tons | CARRIER | HRCU-A-CB (Split System: Heat Pump with Remote Outdoor Unit-Air-Source) | 38MURAQ24AB3* |  |  | CAP**3621AL* | 59SC6A080M17**16 | 23400 | 17 | 8.5 | 26000 | 24200 | 93.08% | 2.02 | 0 | 10 |  |  |  | No | R-410A | 1.95 | Residential & Commercial | Ducted CEE Tier 1
213772597 | Central HP <5.4 tons | HEIL | HRCU-A-CB (Split System: Heat Pump with Remote Outdoor Unit-Air-Source) | HVH825GKA3* |  |  | EA*4X24L14A*+WALLCON | *80CTL0701412B* | 23400 | 16.5 | 8.1 | 22000 | 16800 | 76.36% | 1.88 | 0 | 10.5 |  |  |  | No | R-410A | 1.95 | Residential & Commercial | Ducted CEE Tier 1
213772697 | Central HP <5.4 tons | HEIL | HRCU-A-CB (Split System: Heat Pump with Remote Outdoor Unit-Air-Source) | HVH825GKA3* |  |  | EA*4X24L17A*+WALLCON | *96CTN0601714B* | 23200 | 16 | 8.1 | 22000 | 16800 | 76.36% | 1.88 | 0 | 10 |  |  |  | No | R-410A | 1.9333 | Residential & Commercial | Ducted CEE Tier 1
213772797 | Central HP <5.4 tons | HEIL | HRCU-A-CB (Split System: Heat Pump with Remote Outdoor Unit-Air-Source) | HVH825GKA3* |  |  | EA*4X25L17A*+WALLCON | *96CTN0601714B* | 24200 | 16.5 | 8.1 | 21400 | 16700 | 78.04% | 2 | 0 | 10.5 |  |  |  | No | R-410A | 2.0167 | Residential & Commercial | Ducted CEE Tier 1
211206969 | Central HP <5.4 tons | JOHNSON CONTROLS | HRCU-A-CB (Split System: Heat Pump with Remote Outdoor Unit-Air-Source) | HL20B4821 |  |  | XAMC48HE3N1+CC | TPLC100C20MP13 | 43500 | 19 | 9 | 44500 | 36200 | 81.35% | 2.14 | 0 | 12 |  |  |  | No | R-410A | 3.625 | Residential & Commercial | Ducted CEE Tier 1
212632893 | Central HP <5.4 tons | LENNOX | HRCU-A-CB (Split System: Heat Pump with Remote Outdoor Unit-Air-Source) | SL25XPV-048-230A** | ADP |  | LD42/61Y9 | EL296DF110XV60C* | 45500 | 20 | 9 | 42000 | 35000 | 83.33% | 1.84 | 0 | 12 |  |  |  | No | R-410A | 3.7917 | Residential & Commercial | Ducted CEE Tier 1
214607195 | Central HP <5.4 tons | LENNOX | HRCU-A-CB (Split System: Heat Pump with Remote Outdoor Unit-Air-Source) | EL22XPV-024-230A** | ADP |  | L*24/36Z9+LEFE3A* |  | 24000 | 20 | 9 | 20800 | 15700 | 75.48% | 2.32 | 0 | 13.5 |  |  |  | No | R-410A | 2 | Residential & Commercial | Ducted CEE Tier 1
213613889 | Central HP <5.4 tons | GREE | HRCU-A-C (Split System: Heat Pump with Remote Outdoor Unit with No Indoor Fan --Air Source) | GUD60W/A-D(U) | ADP |  | *E49960 |  | 47000 | 15.2 | 8.35 | 46000 | 33200 | 72.17% | 1.78 | 0 | 10 |  |  |  | No | R-410A | 3.9167 | Residential & Commercial | Ducted CEE Tier 1
213080764 | Central HP <5.4 tons | CARRIER | HRCU-A-CB (Split System: Heat Pump with Remote Outdoor Unit-Air-Source) | 38MURAQ36AB3* |  |  | CNPV*4821AL* | 59SU5B060M17**16 | 35600 | 16 | 8.1 | 38500 | 35000 | 90.91% | 1.98 | 0 | 10 |  |  |  | No | R-410A | 2.9667 | Residential & Commercial | Ducted CEE Tier 1
214607173 | Central HP <5.4 tons | LENNOX | HRCU-A-CB (Split System: Heat Pump with Remote Outdoor Unit-Air-Source) | EL22XPV-024-230A** | ADP |  | LD18/36Z9+LEFE3A* |  | 22400 | 20 | 8.35 | 20400 | 15600 | 76.47% | 2.18 | 0 | 13 |  |  |  | No | R-410A | 1.8667 | Residential & Commercial | Ducted CEE Tier 1
213080159 | Central HP <5.4 tons | CARRIER | HRCU-A-CB (Split System: Heat Pump with Remote Outdoor Unit-Air-Source) | 38MURAQ36AB3* |  |  | CAP**4221AL* | 59SC6A080M21**20 | 35600 | 16 | 8.1 | 38500 | 35200 | 91.43% | 1.9 | 0 | 10 |  |  |  | No | R-410A | 2.9667 | Residential & Commercial | Ducted CEE Tier 1
214626921 | Central HP <5.4 tons | CARRIER | HRCU-A-CB (Split System: Heat Pump with Remote Outdoor Unit-Air-Source) | 25VNA424A*031* | ADP |  | PL36H210P749 | 59CU5A060C17**16 | 23400 | 20 | 10.5 | 25000 | 19500 | 78% | 2.44 | 0 | 13 |  |  |  | No | R-410A | 1.95 | Residential & Commercial | Ducted CEE Tier 1
214595937 | Central HP <5.4 tons | AIRQUEST | HRCU-A-C (Split System: Heat Pump with Remote Outdoor Unit with No Indoor Fan --Air Source) | DLCURAH30ABK | ADP |  | HG36936+TD |  | 30000 | 15.2 | 9.7 | 31400 | 26600 | 84.71% | 1.85 | 0 | 10.5 |  |  |  | No | R-410A | 2.5 | Residential & Commercial | Ducted CEE Tier 1
214595935 | Central HP <5.4 tons | AIRQUEST | HRCU-A-C (Split System: Heat Pump with Remote Outdoor Unit with No Indoor Fan --Air Source) | DLCURAH30ABK | ADP |  | HG33936+TD |  | 29400 | 15.2 | 9.35 | 31200 | 26600 | 85.26% | 1.8 | 0 | 10 |  |  |  | No | R-410A | 2.45 | Residential & Commercial | Ducted CEE Tier 1
214596021 | Central HP <5.4 tons | AIRQUEST | HRCU-A-C (Split System: Heat Pump with Remote Outdoor Unit with No Indoor Fan --Air Source) | DLCURAH30ABK | ADP |  | H,PG33936+TD |  | 29400 | 15.2 | 9.35 | 31200 | 26600 | 85.26% | 1.8 | 0 | 10 |  |  |  | No | R-410A | 2.45 | Residential & Commercial | Ducted CEE Tier 1
214607197 | Central HP <5.4 tons | LENNOX | HRCU-A-CB (Split System: Heat Pump with Remote Outdoor Unit-Air-Source) | SL25XPV-024-230A** | ADP |  | LD19/36Y9+LEFE4B* |  | 21400 | 22 | 8.75 | 20400 | 20800 | 102% | 1.8 | 0 | 13.5 |  |  |  | No | R-410A | 1.7833 | Residential & Commercial | Ducted CEE Tier 1
214607211 | Central HP <5.4 tons | LENNOX | HRCU-A-CB (Split System: Heat Pump with Remote Outdoor Unit-Air-Source) | SL25XPV-024-230A** | ADP |  | L*23/37Z9+LEFE4B* |  | 22200 | 22 | 9.1 | 20600 | 20800 | 101% | 1.86 | 0 | 14 |  |  |  | No | R-410A | 1.85 | Residential & Commercial | Ducted CEE Tier 1
212633394 | Central HP <5.4 tons | GREE | HRCU-A-CB (Split System: Heat Pump with Remote Outdoor Unit-Air-Source) | FLEXX60HP230V1AO | ADP |  | CDP60G20P+TD |  | 47000 | 15.2 | 8.5 | 46000 | 33200 | 72.17% | 1.8 | 0 | 10 |  |  |  | No | R-410A | 3.9167 | Residential & Commercial | Ducted CEE Tier 1
214626936 | Central HP <5.4 tons | CARRIER | HRCU-A-CB (Split System: Heat Pump with Remote Outdoor Unit-Air-Source) | 25VNA436A*031* | ADP |  | A36VCA+TXV | 58CU*A040C17**12 | 32800 | 20 | 9 | 33600 | 25600 | 76.19% | 2.04 | 0 | 12 |  |  |  | No | R-410A | 2.7333 | Residential & Commercial | Ducted CEE Tier 1
214627006 | Central HP <5.4 tons | CARRIER | HRCU-A-CB (Split System: Heat Pump with Remote Outdoor Unit-Air-Source) | 25VNA436A*031* | ADP |  | C36A***L539 | 58CU*A100C21**20 | 34000 | 20 | 9 | 33200 | 25200 | 75.9% | 2.02 | 0 | 12.5 |  |  |  | No | R-410A | 2.8333 | Residential & Commercial | Ducted CEE Tier 1
214627070 | Central HP <5.4 tons | CARRIER | HRCU-A-CB (Split System: Heat Pump with Remote Outdoor Unit-Air-Source) | 25VNA436A*031* | ADP |  | C36A***L159 | 59CU5A080C21**20 | 33600 | 19 | 9.5 | 33200 | 25400 | 76.51% | 2.04 | 0 | 12.5 |  |  |  | No | R-410A | 2.8 | Residential & Commercial | Ducted CEE Tier 1
214627106 | Central HP <5.4 tons | CARRIER | HRCU-A-CB (Split System: Heat Pump with Remote Outdoor Unit-Air-Source) | 25VNA436A*031* | ADP |  | V,C36H175P149 | 59CU5B060C17**16 | 32400 | 19 | 9 | 36400 | 28200 | 77.47% | 1.98 | 0 | 11.7 |  |  |  | No | R-410A | 2.7 | Residential & Commercial | Ducted CEE Tier 1
211206935 | Central HP <5.4 tons | JOHNSON CONTROLS | HRCU-A-CB (Split System: Heat Pump with Remote Outdoor Unit-Air-Source) | HL20B4821 |  |  | XAMC48HE3N1+CC | TP9C100C16MP13 | 43500 | 19 | 9 | 44000 | 36200 | 82.27% | 2.14 | 0 | 12 |  |  |  | No | R-410A | 3.625 | Residential & Commercial | Ducted CEE Tier 1
212632902 | Central HP <5.4 tons | LENNOX | HRCU-A-CB (Split System: Heat Pump with Remote Outdoor Unit-Air-Source) | SL25XPV-048-230A** | ADP |  | LD42/61Y9 | SL280DF110V60C* | 45500 | 21 | 9.1 | 41500 | 34800 | 83.86% | 1.86 | 0 | 12 |  |  |  | No | R-410A | 3.7917 | Residential & Commercial | Ducted CEE Tier 1
212632904 | Central HP <5.4 tons | LENNOX | HRCU-A-CB (Split System: Heat Pump with Remote Outdoor Unit-Air-Source) | SL25XPV-048-230A** | ADP |  | LD41/59Y9 | SLP99DF090XV48C* | 45000 | 20 | 9.1 | 42000 | 35200 | 83.81% | 1.84 | 0 | 11.7 |  |  |  | No | R-410A | 3.75 | Residential & Commercial | Ducted CEE Tier 1
213080456 | Central HP <5.4 tons | CARRIER | HRCU-A-CB (Split System: Heat Pump with Remote Outdoor Unit-Air-Source) | 38MURAQ36AB3* |  |  | CAP**4224AL* | 59SC6A120M24**22 | 35200 | 16 | 8.1 | 38500 | 35000 | 90.91% | 1.88 | 0 | 10 |  |  |  | No | R-410A | 2.9333 | Residential & Commercial | Ducted CEE Tier 1
213080740 | Central HP <5.4 tons | CARRIER | HRCU-A-CB (Split System: Heat Pump with Remote Outdoor Unit-Air-Source) | 38MURAQ36AB3* |  |  | CNPV*4217AL* | 59SU5B060M17**16 | 35800 | 15.5 | 8.1 | 38500 | 35200 | 91.43% | 1.96 | 0 | 10 |  |  |  | No | R-410A | 2.9833 | Residential & Commercial | Ducted CEE Tier 1
214607186 | Central HP <5.4 tons | LENNOX | HRCU-A-CB (Split System: Heat Pump with Remote Outdoor Unit-Air-Source) | EL22XPV-024-230A** | ADP |  | LH29/36F9+LEFE3A* |  | 22800 | 20 | 8.55 | 20600 | 15700 | 76.21% | 2.24 | 0 | 13 |  |  |  | No | R-410A | 1.9 | Residential & Commercial | Ducted CEE Tier 1
213613887 | Central HP <5.4 tons | GREE | HRCU-A-C (Split System: Heat Pump with Remote Outdoor Unit with No Indoor Fan --Air Source) | FLEXX60HP230V1AO | ADP |  | *G52960 |  | 47000 | 15.2 | 8.5 | 46000 | 33200 | 72.17% | 1.8 | 0 | 10 |  |  |  | No | R-410A | 3.9167 | Residential & Commercial | Ducted CEE Tier 1
206771104 | Central HP <5.4 tons | COMFORTMAKER | HRCU-A-CB (Split System: Heat Pump with Remote Outdoor Unit-Air-Source) | CVH837GKA2* |  |  | EA*4X36L21A*+WALLCON | *97CMN0801714A* | 31400 | 17 | 8.1 | 33400 | 24600 | 73.65% | 1.84 | 11 | 11 |  |  |  | No | R-410A | 2.6167 | Residential & Commercial | Ducted CEE Tier 1
206771356 | Central HP <5.4 tons | COMFORTMAKER | HRCU-A-CB (Split System: Heat Pump with Remote Outdoor Unit-Air-Source) | CVH837GKA2* |  |  | EA*4X37L21A*+WALLCON | *80CTL0901716A* | 33000 | 18 | 8.5 | 32800 | 25000 | 76.22% | 2 | 12 | 11.7 |  |  |  | No | R-410A | 2.75 | Residential & Commercial | Ducted CEE Tier 1
213307048 | Central HP <5.4 tons | GREE | HRCU-A-CB (Split System: Heat Pump with Remote Outdoor Unit-Air-Source) | FLEXX60HP230V1AO | ADP |  | V60H210P529+AEFE5* |  | 54000 | 15.8 | 9 | 54000 | 41000 | 75.93% | 1.8 | 0 | 10 |  |  |  | No | R-410A | 4.5 | Residential & Commercial | Ducted CEE Tier 1
214303016 | Central HP <5.4 tons | RUUD | HRCU-A-CB (Split System: Heat Pump with Remote Outdoor Unit-Air-Source) | RD17AZ36AJ3N | ADP |  | H,RG47936 | R951V0703A17M4S | 34200 | 18 | 8.1 | 32600 | 29200 | 89.57% | 1.9 | 0 | 10 |  |  |  | No | R-410A | 2.85 | Residential & Commercial | Ducted CEE Tier 1
212632895 | Central HP <5.4 tons | LENNOX | HRCU-A-CB (Split System: Heat Pump with Remote Outdoor Unit-Air-Source) | SL25XPV-048-230A** | ADP |  | LD41/59Y9 | SL280DF080NV60C* | 45500 | 20 | 9 | 41500 | 35000 | 84.34% | 1.86 | 0 | 12 |  |  |  | No | R-410A | 3.7917 | Residential & Commercial | Ducted CEE Tier 1
214389273 | Central HP <5.4 tons | BRYANT HEATING AND COOLING SYSTEMS | HRCU-A-CB (Split System: Heat Pump with Remote Outdoor Unit-Air-Source) | 284ANV036*0**B* |  |  | CNPV*4221AL*+UI | 88*TB60110C21*** | 33200 | 19 | 9 | 37800 | 26600 | 70.37% | 1.98 | 0 | 12 |  |  |  | No | R-410A | 2.7667 | Residential & Commercial | Ducted CEE Tier 1
214389289 | Central HP <5.4 tons | BRYANT HEATING AND COOLING SYSTEMS | HRCU-A-CB (Split System: Heat Pump with Remote Outdoor Unit-Air-Source) | 284ANV036*0**B* |  |  | CNPV*4821AL*+UI | 935CB48060C17*** | 33400 | 19 | 9 | 36800 | 26200 | 71.2% | 2.02 | 0 | 12 |  |  |  | No | R-410A | 2.7833 | Residential & Commercial | Ducted CEE Tier 1
214389323 | Central HP <5.4 tons | BRYANT HEATING AND COOLING SYSTEMS | HRCU-A-CB (Split System: Heat Pump with Remote Outdoor Unit-Air-Source) | 284ANV036*0**B* |  |  | CNPV*6024AL*+UI | 987MC66100C21*** | 34000 | 20 | 9 | 36200 | 25400 | 70.17% | 2.02 | 0 | 12.5 |  |  |  | No | R-410A | 2.8333 | Residential & Commercial | Ducted CEE Tier 1
214389291 | Central HP <5.4 tons | BRYANT HEATING AND COOLING SYSTEMS | HRCU-A-CB (Split System: Heat Pump with Remote Outdoor Unit-Air-Source) | 284ANV036*0**B* |  |  | CNPV*4821AL*+UI | 987MC42060C17*** | 33600 | 19 | 9 | 37000 | 26200 | 70.81% | 2 | 0 | 11.7 |  |  |  | No | R-410A | 2.8 | Residential & Commercial | Ducted CEE Tier 1
214389325 | Central HP <5.4 tons | BRYANT HEATING AND COOLING SYSTEMS | HRCU-A-CB (Split System: Heat Pump with Remote Outdoor Unit-Air-Source) | 284ANV036*0**B* |  |  | CNPV*6024AL*+UI | 987MC66120C24*** | 34200 | 20 | 9 | 36200 | 25600 | 70.72% | 2.02 | 0 | 12.5 |  |  |  | No | R-410A | 2.85 | Residential & Commercial | Ducted CEE Tier 1
213613884 | Central HP <5.4 tons | GREE | HRCU-A-C (Split System: Heat Pump with Remote Outdoor Unit with No Indoor Fan --Air Source) | FLEXX36HP230V1AO | ADP |  | *G34936 |  | 22800 | 15.2 | 8.5 | 22400 | 21200 | 94.64% | 1.8 | 0 | 11 |  |  |  | No | R-410A | 1.9 | Residential & Commercial | Ducted CEE Tier 1
212633392 | Central HP <5.4 tons | GREE | HRCU-A-CB (Split System: Heat Pump with Remote Outdoor Unit-Air-Source) | FLEXX36HP230V1AO | ADP |  | CDP36K15P+TD |  | 22800 | 15.2 | 8.5 | 22400 | 21200 | 94.64% | 1.8 | 0 | 11 |  |  |  | No | R-410A | 1.9 | Residential & Commercial | Ducted CEE Tier 1
214607200 | Central HP <5.4 tons | LENNOX | HRCU-A-CB (Split System: Heat Pump with Remote Outdoor Unit-Air-Source) | SL25XPV-024-230A** | ADP |  | LD24/35Y9+LEFE4B* |  | 21800 | 22 | 8.9 | 20400 | 20800 | 102% | 1.82 | 0 | 14 |  |  |  | No | R-410A | 1.8167 | Residential & Commercial | Ducted CEE Tier 1
214607201 | Central HP <5.4 tons | LENNOX | HRCU-A-CB (Split System: Heat Pump with Remote Outdoor Unit-Air-Source) | SL25XPV-024-230A** | ADP |  | LH29/36F9+LEFE4B* |  | 21400 | 22 | 8.8 | 20400 | 20800 | 102% | 1.82 | 0 | 13.5 |  |  |  | No | R-410A | 1.7833 | Residential & Commercial | Ducted CEE Tier 1
214607202 | Central HP <5.4 tons | LENNOX | HRCU-A-CB (Split System: Heat Pump with Remote Outdoor Unit-Air-Source) | SL25XPV-024-230A** | ADP |  | LH29/36F9+LEFE3A* |  | 21200 | 21 | 8.8 | 20400 | 20800 | 102% | 1.82 | 0 | 13.5 |  |  |  | No | R-410A | 1.7667 | Residential & Commercial | Ducted CEE Tier 1
213310736 | Central HP <5.4 tons | GREE | HRCU-A-CB (Split System: Heat Pump with Remote Outdoor Unit-Air-Source) | FLEXX36HP230V1AO | ADP |  | V,R36H142P429+AEFE3A* |  | 23000 | 16 | 8.9 | 22400 | 21600 | 96.43% | 1.78 | 0 | 11.5 |  |  |  | No | R-410A | 1.9167 | Residential & Commercial | Ducted CEE Tier 1
214607203 | Central HP <5.4 tons | LENNOX | HRCU-A-CB (Split System: Heat Pump with Remote Outdoor Unit-Air-Source) | SL25XPV-024-230A** | ADP |  | LH35/36F9+LEFE4B* |  | 21800 | 22 | 8.95 | 20600 | 20800 | 101% | 1.84 | 0 | 14 |  |  |  | No | R-410A | 1.8167 | Residential & Commercial | Ducted CEE Tier 1
215683590 | Central HP <5.4 tons | BRYANT HEATING AND COOLING SYSTEMS | HRCU-A-CB (Split System: Heat Pump with Remote Outdoor Unit-Air-Source) | 290VAN024**AA* |  |  | CAA**2417AM*+UI | 987MC42060C17*** | 22800 | 16.5 | 9 | 24000 | 16900 | 70.42% | 1.94 | 0 | 10 |  |  |  | No | R-454B | 1.9 | Residential & Commercial | Ducted CEE Tier 1
213772593 | Central HP <5.4 tons | KENMORE | HRCU-A-CB (Split System: Heat Pump with Remote Outdoor Unit-Air-Source) | (C,H,T)VH825GKA2* |  |  | EHD4X48AAL+WALLCON | *96CTN1202422B* | 24200 | 16.5 | 8.1 | 21200 | 16600 | 78.3% | 2.02 | 0 | 11 |  |  |  | No | R-410A | 2.0167 | Residential & Commercial | Ducted CEE Tier 1
211227790 | Central HP <5.4 tons | AIRQUEST | HRCU-A-CB (Split System: Heat Pump with Remote Outdoor Unit-Air-Source) | DLCURAH36ABK |  |  | EA*4X42L24A* | *80ES(N,L)0902120A* | 36000 | 16 | 8.1 | 39500 | 35000 | 88.61% | 1.92 | 0 | 10 |  |  |  | No | R-410A | 3 | Residential & Commercial | Ducted CEE Tier 1
215932224 | Central HP <5.4 tons | CARRIER | HRCU-A-CB (Split System: Heat Pump with Remote Outdoor Unit-Air-Source) | 27VNA336A*030* |  |  | CAA**4221AM*+UI | 58TN*B070C17**16 | 32600 | 19.5 | 9.5 | 35200 | 27000 | 76.7% | 2 | 0 | 11 |  |  |  | No | R-454B | 2.7167 | Residential & Commercial | Ducted CEE Tier 1
215681953 | Central HP <5.4 tons | CARRIER | HRCU-A-CB (Split System: Heat Pump with Remote Outdoor Unit-Air-Source) | 27VNA048A*030* |  |  | CVAMA6021XMA*+UI | 59TN7A080C21**20 | 48000 | 19 | 9 | 50000 | 36800 | 73.6% | 2 | 0 | 10 |  |  |  | No | R-454B | 4 | Residential & Commercial | Ducted CEE Tier 1
215682203 | Central HP <5.4 tons | CARRIER | HRCU-A-CB (Split System: Heat Pump with Remote Outdoor Unit-Air-Source) | 27VNA048A*030* |  |  | CVAVA4824XMA*+UI | 59TN7A080C21**20 | 47000 | 18.5 | 9 | 50000 | 36400 | 72.8% | 2 | 0 | 10 |  |  |  | No | R-454B | 3.9167 | Residential & Commercial | Ducted CEE Tier 1
214607205 | Central HP <5.4 tons | LENNOX | HRCU-A-CB (Split System: Heat Pump with Remote Outdoor Unit-Air-Source) | SL25XPV-024-230A** | ADP |  | L*19/36S9+LEFE4B* |  | 21400 | 22 | 8.8 | 20400 | 20800 | 102% | 1.82 | 0 | 13.5 |  |  |  | No | R-410A | 1.7833 | Residential & Commercial | Ducted CEE Tier 1
214312479 | Central HP <5.4 tons | GREE | HRCU-A-CB (Split System: Heat Pump with Remote Outdoor Unit-Air-Source) | FLEXX36HP230V1AO | ADP |  | A24VBA+TXV+AEFE4B* |  | 23200 | 17 | 8.9 | 22400 | 21600 | 96.43% | 1.78 | 0 | 11.7 |  |  |  | No | R-410A | 1.9333 | Residential & Commercial | Ducted CEE Tier 1
214607215 | Central HP <5.4 tons | LENNOX | HRCU-A-CB (Split System: Heat Pump with Remote Outdoor Unit-Air-Source) | SL25XPV-024-230A** | ADP |  | L*24/36Y9+LEFE3A* |  | 22200 | 22 | 9.1 | 20600 | 20800 | 101% | 1.86 | 0 | 14 |  |  |  | No | R-410A | 1.85 | Residential & Commercial | Ducted CEE Tier 1
214389364 | Central HP <5.4 tons | BRYANT HEATING AND COOLING SYSTEMS | HRCU-A-CB (Split System: Heat Pump with Remote Outdoor Unit-Air-Source) | 284ANV036*0**B* |  |  | CNPV*3617AL*+UI | 88*TB36045C17*** | 32000 | 18 | 9 | 39000 | 27400 | 70.26% | 1.9 | 0 | 11 |  |  |  | No | R-410A | 2.6667 | Residential & Commercial | Ducted CEE Tier 1
207436598 | Central HP <5.4 tons | LENNOX | HRCU-A-CB (Split System: Heat Pump with Remote Outdoor Unit-Air-Source) | SL25XPV-048-230A** |  |  | CX35-49C+TDR | SLP99UH090XV48C* | 45000 | 20 | 8.9 | 44000 | 36000 | 81.82% | 1.76 | 12 | 11.7 |  |  |  | No | R-410A | 3.75 | Residential & Commercial | Ducted CEE Tier 1
207436548 | Central HP <5.4 tons | LENNOX | HRCU-A-CB (Split System: Heat Pump with Remote Outdoor Unit-Air-Source) | SL25XPV-048-230A** |  |  | CH35-51C+TDR+TXV | SL280UH090XV60C* | 45000 | 21 | 9.2 | 45500 | 37200 | 81.76% | 1.84 | 12.5 | 12.5 |  |  |  | No | R-410A | 3.75 | Residential & Commercial | Ducted CEE Tier 1
207436550 | Central HP <5.4 tons | LENNOX | HRCU-A-CB (Split System: Heat Pump with Remote Outdoor Unit-Air-Source) | SL25XPV-048-230A** |  |  | CH35-51C+TDR+TXV | SL280UH110V60C* | 45000 | 20 | 9.2 | 45500 | 37400 | 82.2% | 1.82 | 12.5 | 12.5 |  |  |  | No | R-410A | 3.75 | Residential & Commercial | Ducted CEE Tier 1
212927254 | Central HP <5.4 tons | LENNOX | HRCU-A-CB (Split System: Heat Pump with Remote Outdoor Unit-Air-Source) | SL25XPV-024-230A** | ADP |  | L*19/36S9 | SLP98UH070XV36B* | 22000 | 22 | 9.05 | 20000 | 20000 | 100% | 1.82 | 0 | 14 |  |  |  | No | R-410A | 1.8333 | Residential & Commercial | Ducted CEE Tier 1
215864720 | Central HP <5.4 tons | AMERICAN STANDARD | HRCU-A-CB (Split System: Heat Pump with Remote Outdoor Unit-Air-Source) | 5A6V8X60A1 |  |  | 5TXCC009AS3 | S8V2C080M5PDB | 54000 | 18.1 | 8.5 | 55000 | 39500 | 71.82% | 2 | 0 | 10 |  |  |  | No | R-454B | 4.5 | Residential & Commercial | Ducted CEE Tier 1
215864738 | Central HP <5.4 tons | AMERICAN STANDARD | HRCU-A-CB (Split System: Heat Pump with Remote Outdoor Unit-Air-Source) | 5A6V8X60A1 |  |  | 5TXCD008AS3 | S9V2C080U5PSC+LRP | 53000 | 18.1 | 8.5 | 56000 | 40000 | 71.43% | 2 | 0 | 10 |  |  |  | No | R-454B | 4.4167 | Residential & Commercial | Ducted CEE Tier 1
215864772 | Central HP <5.4 tons | AMERICAN STANDARD | HRCU-A-CB (Split System: Heat Pump with Remote Outdoor Unit-Air-Source) | 5A6V8X60A1 |  |  | 5TXCD010AS3 | S8V2C100M5PDB | 54000 | 18.1 | 8.5 | 55500 | 39500 | 71.17% | 2 | 0 | 10 |  |  |  | No | R-454B | 4.5 | Residential & Commercial | Ducted CEE Tier 1
215864804 | Central HP <5.4 tons | AMERICAN STANDARD | HRCU-A-CB (Split System: Heat Pump with Remote Outdoor Unit-Air-Source) | 5A6V8X36A1 |  |  | 5PX*CD07AS3 | S8V2C080M5PCB | 32800 | 18.1 | 8.5 | 34000 | 25600 | 75.29% | 2.1 | 0 | 10 |  |  |  | No | R-454B | 2.7333 | Residential & Commercial | Ducted CEE Tier 1
215864822 | Central HP <5.4 tons | AMERICAN STANDARD | HRCU-A-CB (Split System: Heat Pump with Remote Outdoor Unit-Air-Source) | 5A6V8X48A1 |  |  | 5PX*B006AS3 | S8V2B060M4PDB | 44500 | 18.1 | 8.5 | 46000 | 35400 | 76.96% | 2.1 | 0 | 10 |  |  |  | No | R-454B | 3.7083 | Residential & Commercial | Ducted CEE Tier 1
215864854 | Central HP <5.4 tons | AMERICAN STANDARD | HRCU-A-CB (Split System: Heat Pump with Remote Outdoor Unit-Air-Source) | 5A6V8X48A1 |  |  | 5PX*CD09AS3 | S8V2C100M5PCB | 46000 | 18.1 | 8.5 | 45000 | 35000 | 77.78% | 2.1 | 0 | 10 |  |  |  | No | R-454B | 3.8333 | Residential & Commercial | Ducted CEE Tier 1
215864888 | Central HP <5.4 tons | AMERICAN STANDARD | HRCU-A-CB (Split System: Heat Pump with Remote Outdoor Unit-Air-Source) | 5A6V8X48A1 |  |  | 5PX*D010AS3 | S8V2C080M5PDB | 46000 | 18.1 | 8.5 | 45000 | 34600 | 76.89% | 2.2 | 0 | 10.5 |  |  |  | No | R-454B | 3.8333 | Residential & Commercial | Ducted CEE Tier 1
213774694 | Central HP <5.4 tons | TEMPSTAR | HRCU-A-CB (Split System: Heat Pump with Remote Outdoor Unit-Air-Source) | TVH825GKA3* |  |  | EHD4X48AAL+WALLCON | *96CTN0601714B* | 24200 | 16 | 8.1 | 21400 | 16600 | 77.57% | 2 | 0 | 10.5 |  |  |  | No | R-410A | 2.0167 | Residential & Commercial | Ducted CEE Tier 1
214596026 | Central HP <5.4 tons | AIRQUEST | HRCU-A-C (Split System: Heat Pump with Remote Outdoor Unit with No Indoor Fan --Air Source) | DLCURAH30ABK | ADP |  | H,PG8J936+TD |  | 29800 | 15.2 | 9.5 | 31400 | 26600 | 84.71% | 1.82 | 0 | 10.5 |  |  |  | No | R-410A | 2.4833 | Residential & Commercial | Ducted CEE Tier 1
214595938 | Central HP <5.4 tons | AIRQUEST | HRCU-A-C (Split System: Heat Pump with Remote Outdoor Unit with No Indoor Fan --Air Source) | DLCURAH30ABK | ADP |  | HG7J936+TD |  | 29400 | 15.2 | 9.35 | 31200 | 26600 | 85.26% | 1.8 | 0 | 10 |  |  |  | No | R-410A | 2.45 | Residential & Commercial | Ducted CEE Tier 1
213369643 | Central HP <5.4 tons | ECO-AIR | HRCU-A-C (Split System: Heat Pump with Remote Outdoor Unit with No Indoor Fan --Air Source) | MOD30U-30HFN1-MR0(X) | ADP |  | *G32936+TD |  | 29000 | 15.2 | 9.2 | 31200 | 26600 | 85.26% | 1.78 | 0 | 10 |  |  |  | No | R-410A | 2.4167 | Residential & Commercial | Ducted CEE Tier 1
215682303 | Central HP <5.4 tons | CARRIER | HRCU-A-CB (Split System: Heat Pump with Remote Outdoor Unit-Air-Source) | 27VNA048A*030* |  |  | CVAVA6021XMA*+UI | 58CU*B040C17**12 | 48000 | 18.5 | 9 | 50000 | 36600 | 73.2% | 2 | 0 | 10 |  |  |  | No | R-454B | 4 | Residential & Commercial | Ducted CEE Tier 1
215674484 | Central HP <5.4 tons | CARRIER | HRCU-A-CB (Split System: Heat Pump with Remote Outdoor Unit-Air-Source) | 27VNA048A*030* |  |  | CAA**6124AM*+UI | 58TN*B090C21**20 | 46000 | 18.5 | 9 | 48000 | 33600 | 70% | 2.08 | 0 | 10 |  |  |  | No | R-454B | 3.8333 | Residential & Commercial | Ducted CEE Tier 1
212927222 | Central HP <5.4 tons | LENNOX | HRCU-A-CB (Split System: Heat Pump with Remote Outdoor Unit-Air-Source) | EL22XPV-024-230A** | ADP |  | LP36/37R9 | SLP98UH070XV36B* | 23800 | 21 | 8.5 | 22000 | 15400 | 70% | 1.92 | 0 | 13.5 |  |  |  | No | R-410A | 1.9833 | Residential & Commercial | Ducted CEE Tier 1
215940075 | Central HP <5.4 tons | BRYANT HEATING AND COOLING SYSTEMS | HRCU-A-CB (Split System: Heat Pump with Remote Outdoor Unit-Air-Source) | 293VAN036**AA* |  |  | CSAH*4212AM*+UI | 987TA66100C21*** | 33600 | 19 | 9 | 34600 | 26600 | 76.88% | 1.94 | 0 | 11.5 |  |  |  | No | R-454B | 2.8 | Residential & Commercial | Ducted CEE Tier 1
215940175 | Central HP <5.4 tons | BRYANT HEATING AND COOLING SYSTEMS | HRCU-A-CB (Split System: Heat Pump with Remote Outdoor Unit-Air-Source) | 293VAN036**AA* |  |  | CSAH*6012AM*+UI | 986TD60080C21*** | 34200 | 19.5 | 9 | 34200 | 26000 | 76.02% | 1.96 | 0 | 11.7 |  |  |  | No | R-454B | 2.85 | Residential & Commercial | Ducted CEE Tier 1
215940275 | Central HP <5.4 tons | BRYANT HEATING AND COOLING SYSTEMS | HRCU-A-CB (Split System: Heat Pump with Remote Outdoor Unit-Air-Source) | 293VAN036**AA* |  |  | CVAMA4421XMA*+UI | 83*CB48060C17*** | 35600 | 22 | 8.5 | 38000 | 28600 | 75.26% | 2.02 | 0 | 12.5 |  |  |  | No | R-454B | 2.9667 | Residential & Commercial | Ducted CEE Tier 1
215940475 | Central HP <5.4 tons | BRYANT HEATING AND COOLING SYSTEMS | HRCU-A-CB (Split System: Heat Pump with Remote Outdoor Unit-Air-Source) | 293VAN036**AA* |  |  | CVAMA6024XMA*+UI | 987TA60080C21*** | 35400 | 21.5 | 8.5 | 38000 | 28600 | 75.26% | 2.04 | 0 | 12 |  |  |  | No | R-454B | 2.95 | Residential & Commercial | Ducted CEE Tier 1
212632908 | Central HP <5.4 tons | LENNOX | HRCU-A-CB (Split System: Heat Pump with Remote Outdoor Unit-Air-Source) | SL25XPV-048-230A** | ADP |  | LD41/59Y9 | SLP99DF110XV60C* | 45500 | 20 | 9 | 42000 | 35000 | 83.33% | 1.84 | 0 | 12 |  |  |  | No | R-410A | 3.7917 | Residential & Commercial | Ducted CEE Tier 1
214627156 | Central HP <5.4 tons | CARRIER | HRCU-A-CB (Split System: Heat Pump with Remote Outdoor Unit-Air-Source) | 25VNA448A*031* | ADP |  | PL60H210P179 | 58CU*A100C21**20 | 44500 | 21 | 9.5 | 44000 | 36000 | 81.82% | 2.36 | 0 | 11.7 |  |  |  | No | R-410A | 3.7083 | Residential & Commercial | Ducted CEE Tier 1
215941025 | Central HP <5.4 tons | BRYANT HEATING AND COOLING SYSTEMS | HRCU-A-CB (Split System: Heat Pump with Remote Outdoor Unit-Air-Source) | 293VAN048**AA* |  |  | CAA**6024AM*+UI | 987TA66120C24*** | 44500 | 21 | 9.5 | 48000 | 36400 | 75.83% | 2 | 0 | 11 |  |  |  | No | R-454B | 3.7083 | Residential & Commercial | Ducted CEE Tier 1
215941045 | Central HP <5.4 tons | BRYANT HEATING AND COOLING SYSTEMS | HRCU-A-CB (Split System: Heat Pump with Remote Outdoor Unit-Air-Source) | 293VAN048**AA* |  |  | CAA**6121AM*+UI | 83*CB36040C17*** | 45500 | 21.5 | 9.5 | 48500 | 36800 | 75.88% | 2 | 0 | 11.5 |  |  |  | No | R-454B | 3.7917 | Residential & Commercial | Ducted CEE Tier 1
215941175 | Central HP <5.4 tons | BRYANT HEATING AND COOLING SYSTEMS | HRCU-A-CB (Split System: Heat Pump with Remote Outdoor Unit-Air-Source) | 293VAN048**AA* |  |  | CSAH*4812AM*+UI | 987TA60080C21*** | 44000 | 20 | 9 | 48500 | 36600 | 75.46% | 1.8 | 0 | 10.5 |  |  |  | No | R-454B | 3.6667 | Residential & Commercial | Ducted CEE Tier 1
213771227 | Central HP <5.4 tons | HEIL | HRCU-A-CB (Split System: Heat Pump with Remote Outdoor Unit-Air-Source) | HVH825GKA2* |  |  | EA*4X37L21A*+WALLCON | *96CTN0801714B* | 24400 | 16.5 | 8.1 | 21200 | 16600 | 78.3% | 2.02 | 0 | 11 |  |  |  | No | R-410A | 2.0333 | Residential & Commercial | Ducted CEE Tier 1
213770547 | Central HP <5.4 tons | HEIL | HRCU-A-CB (Split System: Heat Pump with Remote Outdoor Unit-Air-Source) | HVH825GKA2* |  |  | EA*4X24L17A*+WALLCON | *97CMN0801714B* | 23200 | 16 | 8.1 | 22000 | 16800 | 76.36% | 1.9 | 0 | 10.5 |  |  |  | No | R-410A | 1.9333 | Residential & Commercial | Ducted CEE Tier 1
213770667 | Central HP <5.4 tons | HEIL | HRCU-A-CB (Split System: Heat Pump with Remote Outdoor Unit-Air-Source) | HVH825GKA2* |  |  | EA*4X25L17A*+WALLCON | *96CTN0601714B* | 24200 | 16.5 | 8.1 | 21400 | 16700 | 78.04% | 2 | 0 | 11 |  |  |  | No | R-410A | 2.0167 | Residential & Commercial | Ducted CEE Tier 1
213770917 | Central HP <5.4 tons | HEIL | HRCU-A-CB (Split System: Heat Pump with Remote Outdoor Unit-Air-Source) | HVH825GKA2* |  |  | EA*4X36L21A*+WALLCON | *80CTL0701716B* | 23600 | 16.5 | 8.1 | 21400 | 16700 | 78.04% | 1.94 | 0 | 10.5 |  |  |  | No | R-410A | 1.9667 | Residential & Commercial | Ducted CEE Tier 1
213771357 | Central HP <5.4 tons | HEIL | HRCU-A-CB (Split System: Heat Pump with Remote Outdoor Unit-Air-Source) | HVH825GKA2* |  |  | EA*4X42L21A*+WALLCON | *96CTN1002122B* | 23800 | 16.5 | 8.1 | 21400 | 16600 | 77.57% | 1.96 | 0 | 11 |  |  |  | No | R-410A | 1.9833 | Residential & Commercial | Ducted CEE Tier 1
214640563 | Central HP <5.4 tons | GREE | HRCU-A-C (Split System: Heat Pump with Remote Outdoor Unit with No Indoor Fan --Air Source) | FLEXX36HP230V1AO | ADP |  | A24VCA+TXV+TD |  | 22600 | 15.2 | 8.5 | 22400 | 21200 | 94.64% | 1.8 | 0 | 10.5 |  |  |  | No | R-410A | 1.8833 | Residential & Commercial | Ducted CEE Tier 1
214607214 | Central HP <5.4 tons | LENNOX | HRCU-A-CB (Split System: Heat Pump with Remote Outdoor Unit-Air-Source) | SL25XPV-024-230A** | ADP |  | L*24/36Y9+LEFE4B* |  | 22200 | 22 | 9.1 | 20600 | 20800 | 101% | 1.86 | 0 | 14 |  |  |  | No | R-410A | 1.85 | Residential & Commercial | Ducted CEE Tier 1
214607210 | Central HP <5.4 tons | LENNOX | HRCU-A-CB (Split System: Heat Pump with Remote Outdoor Unit-Air-Source) | SL25XPV-024-230A** | ADP |  | LH23/37W9+LEFE4B* |  | 22200 | 22 | 9 | 20600 | 20800 | 101% | 1.84 | 0 | 14 |  |  |  | No | R-410A | 1.85 | Residential & Commercial | Ducted CEE Tier 1
212925407 | Central HP <5.4 tons | GREE | HRCU-A-C (Split System: Heat Pump with Remote Outdoor Unit with No Indoor Fan --Air Source) | FLEXX60HP230V1AO | ADP |  | HE88960 |  | 47000 | 15.2 | 8.5 | 46000 | 33200 | 72.17% | 1.8 | 0 | 10 |  |  |  | No | R-410A | 3.9167 | Residential & Commercial | Ducted CEE Tier 1
212383390 | Central HP <5.4 tons | AIRQUEST | HRCU-A-CB (Split System: Heat Pump with Remote Outdoor Unit-Air-Source) | DLCURAH36ABK |  |  | EA*4X37L17A* | *80ESU0601716A | 36600 | 15.5 | 8.5 | 39500 | 35000 | 88.61% | 2.04 | 0 | 10 |  |  |  | No | R-410A | 3.05 | Residential & Commercial | Ducted CEE Tier 1
206771491 | Central HP <5.4 tons | COMFORTMAKER | HRCU-A-CB (Split System: Heat Pump with Remote Outdoor Unit-Air-Source) | CVH837GKA2* |  |  | EA*4X42L21A*+WALLCON | *80CTL0901716A* | 31800 | 17.5 | 8.5 | 33000 | 24400 | 73.94% | 1.9 | 12 | 11.7 |  |  |  | No | R-410A | 2.65 | Residential & Commercial | Ducted CEE Tier 1
214052514 | Central HP <5.4 tons | LENNOX | HRCU-A-CB (Split System: Heat Pump with Remote Outdoor Unit-Air-Source) | EL22XPV-024-230A** | ADP |  | HG80936 | SLP98UH070XV36B* | 23800 | 21 | 8.5 | 22000 | 15400 | 70% | 1.92 | 0 | 13.5 |  |  |  | No | R-410A | 1.9833 | Residential & Commercial | Ducted CEE Tier 1
212984939 | Central HP <5.4 tons | CARRIER | HRCU-A-CB (Split System: Heat Pump with Remote Outdoor Unit-Air-Source) | 38MURAQ36AB3* |  |  | CAP**4821AL* | 59SC2E080M21**20 | 35600 | 16.5 | 8.5 | 37800 | 34600 | 91.53% | 2.02 | 0 | 10 |  |  |  | No | R-410A | 2.9667 | Residential & Commercial | Ducted CEE Tier 1
214607183 | Central HP <5.4 tons | LENNOX | HRCU-A-CB (Split System: Heat Pump with Remote Outdoor Unit-Air-Source) | EL22XPV-024-230A** | ADP |  | L*18/36V9+LEFE3A* |  | 22600 | 20 | 8.45 | 20600 | 15600 | 75.73% | 2.2 | 0 | 13 |  |  |  | No | R-410A | 1.8833 | Residential & Commercial | Ducted CEE Tier 1
212989501 | Central HP <5.4 tons | CARRIER | HRCU-A-CB (Split System: Heat Pump with Remote Outdoor Unit-Air-Source) | 38MURAQ36AB3* |  |  | CAP**4824AL* | 59SU5B080M21**20 | 35600 | 16.5 | 8.5 | 37800 | 34600 | 91.53% | 2.02 | 0 | 10 |  |  |  | No | R-410A | 2.9667 | Residential & Commercial | Ducted CEE Tier 1
214607185 | Central HP <5.4 tons | LENNOX | HRCU-A-CB (Split System: Heat Pump with Remote Outdoor Unit-Air-Source) | EL22XPV-024-230A** | ADP |  | LH29/36X9+LEFE3A* |  | 22800 | 20 | 8.55 | 20600 | 15700 | 76.21% | 2.24 | 0 | 13 |  |  |  | No | R-410A | 1.9 | Residential & Commercial | Ducted CEE Tier 1
214061821 | Central HP <5.4 tons | LENNOX | HRCU-A-CB (Split System: Heat Pump with Remote Outdoor Unit-Air-Source) | EL22XPV-024-230A** | ADP |  | HG80936 | EL296UH070XV36B* | 23800 | 21 | 8.5 | 22000 | 15400 | 70% | 1.92 | 0 | 13.5 |  |  |  | No | R-410A | 1.9833 | Residential & Commercial | Ducted CEE Tier 1
215939685 | Central HP <5.4 tons | BRYANT HEATING AND COOLING SYSTEMS | HRCU-A-CB (Split System: Heat Pump with Remote Outdoor Unit-Air-Source) | 293VAN036**AA* |  |  | CAA**4221AM*+UI | 987TA42080C17*** | 32400 | 19.5 | 9.5 | 35200 | 27200 | 77.27% | 2 | 0 | 11 |  |  |  | No | R-454B | 2.7 | Residential & Commercial | Ducted CEE Tier 1
215939935 | Central HP <5.4 tons | BRYANT HEATING AND COOLING SYSTEMS | HRCU-A-CB (Split System: Heat Pump with Remote Outdoor Unit-Air-Source) | 293VAN036**AA* |  |  | CSAH*3612AM*+UI | 986TD60080C21*** | 33200 | 19 | 9 | 35000 | 26800 | 76.57% | 1.92 | 0 | 11 |  |  |  | No | R-454B | 2.7667 | Residential & Commercial | Ducted CEE Tier 1
215940355 | Central HP <5.4 tons | BRYANT HEATING AND COOLING SYSTEMS | HRCU-A-CB (Split System: Heat Pump with Remote Outdoor Unit-Air-Source) | 293VAN036**AA* |  |  | CVAMA4921XMA*+UI | 987TA42060C17*** | 35200 | 21 | 8.5 | 38500 | 29400 | 76.36% | 2.02 | 0 | 11.7 |  |  |  | No | R-454B | 2.9333 | Residential & Commercial | Ducted CEE Tier 1
215940855 | Central HP <5.4 tons | BRYANT HEATING AND COOLING SYSTEMS | HRCU-A-CB (Split System: Heat Pump with Remote Outdoor Unit-Air-Source) | 293VAN036**AA* |  |  | CVAVA6021XMA*+UI | 987TA60080C21*** | 35600 | 21.5 | 8.5 | 38000 | 28600 | 75.26% | 2.02 | 0 | 12 |  |  |  | No | R-454B | 2.9667 | Residential & Commercial | Ducted CEE Tier 1
213369662 | Central HP <5.4 tons | GE Appliances | HRCU-A-C (Split System: Heat Pump with Remote Outdoor Unit with No Indoor Fan --Air Source) | AUH4860ZGDA* | ADP |  | *E86960+TD |  | 47000 | 15.2 | 8.5 | 46000 | 33200 | 72.17% | 1.8 | 0 | 10 |  |  |  | No | R-410A | 3.9167 | Residential & Commercial | Ducted CEE Tier 1
214607182 | Central HP <5.4 tons | LENNOX | HRCU-A-CB (Split System: Heat Pump with Remote Outdoor Unit-Air-Source) | EL22XPV-024-230A** | ADP |  | L*18/36S9+LEFE3A* |  | 23000 | 20 | 8.45 | 20400 | 15000 | 73.53% | 2.04 | 0 | 12.5 |  |  |  | No | R-410A | 1.9167 | Residential & Commercial | Ducted CEE Tier 1
214607184 | Central HP <5.4 tons | LENNOX | HRCU-A-CB (Split System: Heat Pump with Remote Outdoor Unit-Air-Source) | EL22XPV-024-230A** | ADP |  | L*18/36T9+LEFE3A* |  | 22600 | 20 | 8.45 | 20600 | 15600 | 75.73% | 2.2 | 0 | 13 |  |  |  | No | R-410A | 1.8833 | Residential & Commercial | Ducted CEE Tier 1
214389261 | Central HP <5.4 tons | BRYANT HEATING AND COOLING SYSTEMS | HRCU-A-CB (Split System: Heat Pump with Remote Outdoor Unit-Air-Source) | 284ANV036*0**B* |  |  | CNPV*4217AL*+UI | 935CB48060C17*** | 33000 | 18.5 | 9 | 37400 | 26400 | 70.59% | 1.98 | 0 | 11.7 |  |  |  | No | R-410A | 2.75 | Residential & Commercial | Ducted CEE Tier 1
214389277 | Central HP <5.4 tons | BRYANT HEATING AND COOLING SYSTEMS | HRCU-A-CB (Split System: Heat Pump with Remote Outdoor Unit-Air-Source) | 284ANV036*0**B* |  |  | CNPV*4221AL*+UI | 986TD66100C21*** | 33200 | 19 | 9 | 37800 | 26600 | 70.37% | 1.98 | 0 | 12 |  |  |  | No | R-410A | 2.7667 | Residential & Commercial | Ducted CEE Tier 1
214389327 | Central HP <5.4 tons | BRYANT HEATING AND COOLING SYSTEMS | HRCU-A-CB (Split System: Heat Pump with Remote Outdoor Unit-Air-Source) | 284ANV036*0**B* |  |  | CNPV*6024AL*+UI | 986TD66100C21*** | 34000 | 20 | 9 | 36200 | 25400 | 70.17% | 2.02 | 0 | 12.5 |  |  |  | No | R-410A | 2.8333 | Residential & Commercial | Ducted CEE Tier 1
214389378 | Central HP <5.4 tons | BRYANT HEATING AND COOLING SYSTEMS | HRCU-A-CB (Split System: Heat Pump with Remote Outdoor Unit-Air-Source) | 284ANV036*0**B* |  |  | CNPV*3617AL*+UI | 986TD42060C17*** | 32400 | 18 | 9 | 39000 | 27400 | 70.26% | 1.9 | 0 | 11 |  |  |  | No | R-410A | 2.7 | Residential & Commercial | Ducted CEE Tier 1
211206918 | Central HP <5.4 tons | JOHNSON CONTROLS | HRCU-A-CB (Split System: Heat Pump with Remote Outdoor Unit-Air-Source) | HL20B4821 |  |  | XAMC48HE3N1+CC | TM9V100C20MP12 | 43500 | 19 | 9 | 44500 | 36400 | 81.8% | 2.14 | 0 | 11.7 |  |  |  | No | R-410A | 3.625 | Residential & Commercial | Ducted CEE Tier 1
211227826 | Central HP <5.4 tons | AIRQUEST | HRCU-A-CB (Split System: Heat Pump with Remote Outdoor Unit-Air-Source) | DLCURAH36ABK |  |  | EA*4X42L24A* | *80ES(N,L)1102420A* | 35400 | 16.5 | 8.1 | 38500 | 35000 | 90.91% | 1.88 | 0 | 10 |  |  |  | No | R-410A | 2.95 | Residential & Commercial | Ducted CEE Tier 1
211228903 | Central HP <5.4 tons | AIRQUEST | HRCU-A-CB (Split System: Heat Pump with Remote Outdoor Unit-Air-Source) | DLCURAH36ABK |  |  | EA*4X48L21A* | *80VTL0701716A* | 35800 | 16 | 8.5 | 38500 | 34600 | 89.87% | 2.04 | 0 | 10 |  |  |  | No | R-410A | 2.9833 | Residential & Commercial | Ducted CEE Tier 1
211229389 | Central HP <5.4 tons | AIRQUEST | HRCU-A-CB (Split System: Heat Pump with Remote Outdoor Unit-Air-Source) | DLCURAH36ABK |  |  | EA*4X48L24A* | *80ESU1002120A* | 36000 | 16 | 8.5 | 38500 | 34600 | 89.87% | 2.06 | 0 | 10 |  |  |  | No | R-410A | 3 | Residential & Commercial | Ducted CEE Tier 1
215864904 | Central HP <5.4 tons | AMERICAN STANDARD | HRCU-A-CB (Split System: Heat Pump with Remote Outdoor Unit-Air-Source) | 5A6V8X48A1 |  |  | 5PX*DD10AS3 | *DHMC100CCV4+LRP | 44500 | 18.1 | 8.5 | 45000 | 34800 | 77.33% | 2.1 | 0 | 10 |  |  |  | No | R-454B | 3.7083 | Residential & Commercial | Ducted CEE Tier 1
215864920 | Central HP <5.4 tons | AMERICAN STANDARD | HRCU-A-CB (Split System: Heat Pump with Remote Outdoor Unit-Air-Source) | 5A6V8X48A1 |  |  | 5PX*DD10AS3 | S8V2D120M5PCB | 45500 | 18.1 | 8.5 | 45000 | 34800 | 77.33% | 2.1 | 0 | 10 |  |  |  | No | R-454B | 3.7917 | Residential & Commercial | Ducted CEE Tier 1
215864938 | Central HP <5.4 tons | AMERICAN STANDARD | HRCU-A-CB (Split System: Heat Pump with Remote Outdoor Unit-Air-Source) | 5A6V8X48A1 |  |  | 5TXCC007AS3 | *UHMC100CCV4+LRP | 45000 | 18.1 | 8.5 | 45500 | 35000 | 76.92% | 2.1 | 0 | 10.5 |  |  |  | No | R-454B | 3.75 | Residential & Commercial | Ducted CEE Tier 1
215865004 | Central HP <5.4 tons | AMERICAN STANDARD | HRCU-A-CB (Split System: Heat Pump with Remote Outdoor Unit-Air-Source) | 5A6V8X60A1 |  |  | 5PX*C009AS3 | S9V2C080U5PSC+LRP | 54000 | 18.1 | 8.5 | 55500 | 40000 | 72.07% | 2 | 0 | 10 |  |  |  | No | R-454B | 4.5 | Residential & Commercial | Ducted CEE Tier 1
213369600 | Central HP <5.4 tons | GREE | HRCU-A-C (Split System: Heat Pump with Remote Outdoor Unit with No Indoor Fan --Air Source) | FLEXX36HP230V1AO | ADP |  | *G33936 |  | 22400 | 15.2 | 8.4 | 22400 | 21200 | 94.64% | 1.78 | 0 | 10.5 |  |  |  | No | R-410A | 1.8667 | Residential & Commercial | Ducted CEE Tier 1
215940245 | Central HP <5.4 tons | BRYANT HEATING AND COOLING SYSTEMS | HRCU-A-CB (Split System: Heat Pump with Remote Outdoor Unit-Air-Source) | 293VAN036**AA* |  |  | CSAH*6012AM*+UI | 987TA66120C24*** | 34200 | 19.5 | 9 | 34200 | 26000 | 76.02% | 1.94 | 0 | 11.7 |  |  |  | No | R-454B | 2.85 | Residential & Commercial | Ducted CEE Tier 1
215940345 | Central HP <5.4 tons | BRYANT HEATING AND COOLING SYSTEMS | HRCU-A-CB (Split System: Heat Pump with Remote Outdoor Unit-Air-Source) | 293VAN036**AA* |  |  | CVAMA4921XMA*+UI | 83*CB48060C17*** | 35600 | 22 | 8.5 | 38000 | 28600 | 75.26% | 2.02 | 0 | 12.5 |  |  |  | No | R-454B | 2.9667 | Residential & Commercial | Ducted CEE Tier 1
213369658 | Central HP <5.4 tons | GE Appliances | HRCU-A-C (Split System: Heat Pump with Remote Outdoor Unit with No Indoor Fan --Air Source) | AUH4860ZGDA* | ADP |  | *E50960+TD |  | 47000 | 15.2 | 8.4 | 46000 | 33200 | 72.17% | 1.78 | 0 | 10 |  |  |  | No | R-410A | 3.9167 | Residential & Commercial | Ducted CEE Tier 1
213369659 | Central HP <5.4 tons | GE Appliances | HRCU-A-C (Split System: Heat Pump with Remote Outdoor Unit with No Indoor Fan --Air Source) | AUH4860ZGDA* | ADP |  | *E51948+TD |  | 47000 | 15.2 | 8.45 | 46000 | 33200 | 72.17% | 1.78 | 0 | 10 |  |  |  | No | R-410A | 3.9167 | Residential & Commercial | Ducted CEE Tier 1
213352479 | Central HP <5.4 tons | GE Appliances | HRCU-A-CB (Split System: Heat Pump with Remote Outdoor Unit-Air-Source) | AUH4860ZGDA* | ADP |  | PL60H210P529+AEFE5* |  | 54000 | 15.5 | 9 | 52000 | 40500 | 77.88% | 1.8 | 0 | 10 |  |  |  | No | R-410A | 4.5 | Residential & Commercial | Ducted CEE Tier 1
207185890 | Central HP <5.4 tons | GREE | HRCU-A-CB (Split System: Heat Pump with Remote Outdoor Unit-Air-Source) | FLEXX36HP230V1AO | ADP |  | SK3925 |  | 22200 | 17 | 8.75 | 22400 | 21600 | 96.43% | 1.76 | 11.7 | 11.7 |  |  |  | No | R-410A | 1.85 | Residential & Commercial | Ducted CEE Tier 1
213082108 | Central HP <5.4 tons | GREE | HRCU-A-C (Split System: Heat Pump with Remote Outdoor Unit with No Indoor Fan --Air Source) | GUD36W/A-D(U) | ADP |  | H,RG8J936+TD |  | 22600 | 15.2 | 8.5 | 22400 | 21200 | 94.64% | 1.8 | 0 | 10.5 |  |  |  | No | R-410A | 1.8833 | Residential & Commercial | Ducted CEE Tier 1
211227449 | Central HP <5.4 tons | AIRQUEST | HRCU-A-CB (Split System: Heat Pump with Remote Outdoor Unit-Air-Source) | DLCURAH36ABK |  |  | EA*4X42L21A* | *80ESU1002120A* | 35400 | 16 | 8.1 | 38500 | 35000 | 90.91% | 1.88 | 0 | 10 |  |  |  | No | R-410A | 2.95 | Residential & Commercial | Ducted CEE Tier 1
211227510 | Central HP <5.4 tons | AIRQUEST | HRCU-A-CB (Split System: Heat Pump with Remote Outdoor Unit-Air-Source) | DLCURAH36ABK |  |  | EA*4X42L21A* | *92ESN0601714A* | 35400 | 16 | 8.1 | 38500 | 35000 | 90.91% | 1.88 | 0 | 10 |  |  |  | No | R-410A | 2.95 | Residential & Commercial | Ducted CEE Tier 1
213613885 | Central HP <5.4 tons | GREE | HRCU-A-C (Split System: Heat Pump with Remote Outdoor Unit with No Indoor Fan --Air Source) | FLEXX60HP230V1AO | ADP |  | *E49960 |  | 47000 | 15.2 | 8.35 | 46000 | 33200 | 72.17% | 1.78 | 0 | 10 |  |  |  | No | R-410A | 3.9167 | Residential & Commercial | Ducted CEE Tier 1
215675653 | Central HP <5.4 tons | CARRIER | HRCU-A-CB (Split System: Heat Pump with Remote Outdoor Unit-Air-Source) | 27VNA048A*030* |  |  | CVAMA4921XMA*+UI | 59TN6C100C21**22 | 48000 | 19 | 9 | 50000 | 36800 | 73.6% | 2 | 0 | 10.5 |  |  |  | No | R-454B | 4 | Residential & Commercial | Ducted CEE Tier 1
214595932 | Central HP <5.4 tons | AIRQUEST | HRCU-A-C (Split System: Heat Pump with Remote Outdoor Unit with No Indoor Fan --Air Source) | DLCURAH24ABK | ADP |  | HG80936+TD |  | 24000 | 16 | 9.5 | 23400 | 19600 | 83.76% | 1.95 | 0 | 10.5 |  |  |  | No | R-410A | 2 | Residential & Commercial | Ducted CEE Tier 1
215853402 | Central HP <5.4 tons | FRASER-JOHNSTON | HRCU-A-CB (Split System: Heat Pump with Remote Outdoor Unit-Air-Source) | HH836E2S11 |  |  | CTU48C5XFS1+JME12C2SN1+TXV |  | 34000 | 19 | 9 | 31400 | 25200 | 80.25% | 2 | 0 | 11.7 |  |  |  | No | R-454B | 2.8333 | Residential & Commercial | Ducted CEE Tier 1
212578271 | Central HP <5.4 tons | CARRIER | HRCU-A-CB (Split System: Heat Pump with Remote Outdoor Unit-Air-Source) | 25VNA848A*031* | ADP |  | H,PG3K960 | 58TN*A135C24**22 | 45000 | 17 | 8.5 | 45000 | 32400 | 72% | 2.28 | 0 | 10 |  |  |  | No | R-410A | 3.75 | Residential & Commercial | Ducted CEE Tier 1
214595922 | Central HP <5.4 tons | AIRQUEST | HRCU-A-C (Split System: Heat Pump with Remote Outdoor Unit with No Indoor Fan --Air Source) | DLCURAH18ABK | ADP |  | HG36936+TD |  | 18000 | 16 | 9.5 | 17400 | 14600 | 83.91% | 2.2 | 0 | 11.7 |  |  |  | No | R-410A | 1.5 | Residential & Commercial | Ducted CEE Tier 1
215942400 | Central HP <5.4 tons | CARRIER | HRCU-A-CB (Split System: Heat Pump with Remote Outdoor Unit-Air-Source) | 27VNA336A*030* |  |  | CVAMA6021XMA*+UI | 59MN7C060C17**14 | 35200 | 21 | 8.5 | 37400 | 28000 | 74.87% | 2.06 | 0 | 11.7 |  |  |  | No | R-454B | 2.9333 | Residential & Commercial | Ducted CEE Tier 1
215942570 | Central HP <5.4 tons | CARRIER | HRCU-A-CB (Split System: Heat Pump with Remote Outdoor Unit-Air-Source) | 27VNA336A*030* |  |  | CVAVA6124XMA*+UI | 59CU5B080C21**20 | 36000 | 22 | 8.5 | 37400 | 28200 | 75.4% | 2.04 | 0 | 12.5 |  |  |  | No | R-454B | 3 | Residential & Commercial | Ducted CEE Tier 1
215935027 | Central HP <5.4 tons | AIRQUEST | HRCU-A-CB (Split System: Heat Pump with Remote Outdoor Unit-Air-Source) | H5H3V36*K*AAA* |  |  | EVM5X49M21A*+WALLCON | *80CTL0901716B* | 35600 | 22 | 8.5 | 38000 | 28600 | 75.26% | 2.02 | 0 | 12 |  |  |  | No | R-454B | 2.9667 | Residential & Commercial | Ducted CEE Tier 1
214596020 | Central HP <5.4 tons | AIRQUEST | HRCU-A-C (Split System: Heat Pump with Remote Outdoor Unit with No Indoor Fan --Air Source) | DLCURAH30ABK | ADP |  | H,PG32936+TD |  | 29000 | 15.2 | 9.2 | 31200 | 26600 | 85.26% | 1.78 | 0 | 10 |  |  |  | No | R-410A | 2.4167 | Residential & Commercial | Ducted CEE Tier 1
214596069 | Central HP <5.4 tons | AIRQUEST | HRCU-A-C (Split System: Heat Pump with Remote Outdoor Unit with No Indoor Fan --Air Source) | DLCURAH18ABK | ADP |  | H,PG80936+TD |  | 18000 | 16 | 9.5 | 17400 | 14600 | 83.91% | 2.2 | 0 | 11.7 |  |  |  | No | R-410A | 1.5 | Residential & Commercial | Ducted CEE Tier 1
215853442 | Central HP <5.4 tons | CHAMPION HEATING AND COOLING | HRCU-A-CB (Split System: Heat Pump with Remote Outdoor Unit-Air-Source) | HH836E2S11 |  |  | CTU36B5XDS1+TXV | Z9ES060B12SMPS1 | 33200 | 17 | 8.5 | 31000 | 25400 | 81.94% | 2 | 0 | 11 |  |  |  | No | R-454B | 2.7667 | Residential & Commercial | Ducted CEE Tier 1
214584679 | Central HP <5.4 tons | CHAMPION HEATING AND COOLING | HRCU-A-CB (Split System: Heat Pump with Remote Outdoor Unit-Air-Source) | HH836E2S11 |  |  | CTF36C5CDS1 | Z8ES080C16SMPS1 | 34000 | 18 | 8.5 | 31200 | 25400 | 81.41% | 2 | 0 | 11.7 |  |  |  | No | R-454B | 2.8333 | Residential & Commercial | Ducted CEE Tier 1
214441904 | Central HP <5.4 tons | BRYANT HEATING AND COOLING SYSTEMS | HRCU-A-CB (Split System: Heat Pump with Remote Outdoor Unit-Air-Source) | 284ANV024*0**B* | ADP |  | V,C36H175P459 | 88*TB36045C17*** | 23800 | 20 | 10.5 | 25000 | 19500 | 78% | 2.52 | 0 | 13 |  |  |  | No | R-410A | 1.9833 | Residential & Commercial | Ducted CEE Tier 1
214595929 | Central HP <5.4 tons | AIRQUEST | HRCU-A-C (Split System: Heat Pump with Remote Outdoor Unit with No Indoor Fan --Air Source) | DLCURAH24ABK | ADP |  | HG34936+TD |  | 24000 | 16 | 9.5 | 23400 | 19600 | 83.76% | 1.95 | 0 | 10.5 |  |  |  | No | R-410A | 2 | Residential & Commercial | Ducted CEE Tier 1
214584748 | Central HP <5.4 tons | FRASER-JOHNSTON | HRCU-A-CB (Split System: Heat Pump with Remote Outdoor Unit-Air-Source) | HH836E2S11 |  |  | CTM48C5CFS1 | Z8ES120C16SMPS1 | 34000 | 19 | 9 | 31400 | 25200 | 80.25% | 2 | 0 | 11.7 |  |  |  | No | R-454B | 2.8333 | Residential & Commercial | Ducted CEE Tier 1
206765964 | Central HP <5.4 tons | COMFORTMAKER | HRCU-A-CB (Split System: Heat Pump with Remote Outdoor Unit-Air-Source) | CVH825GKA3* |  |  | EA*4X37L21A*+WALLCON | *96CTN0601714A* | 24400 | 16.5 | 8.1 | 21200 | 16700 | 78.77% | 2.02 | 11 | 11 |  |  |  | No | R-410A | 2.0333 | Residential & Commercial | Ducted CEE Tier 1
206765973 | Central HP <5.4 tons | COMFORTMAKER | HRCU-A-CB (Split System: Heat Pump with Remote Outdoor Unit-Air-Source) | CVH825GKA3* |  |  | EA*4X37L21A*+WALLCON | *96CTN0801714A* | 24400 | 16.5 | 8.1 | 21200 | 16700 | 78.77% | 2.02 | 11 | 11 |  |  |  | No | R-410A | 2.0333 | Residential & Commercial | Ducted CEE Tier 1
206765982 | Central HP <5.4 tons | COMFORTMAKER | HRCU-A-CB (Split System: Heat Pump with Remote Outdoor Unit-Air-Source) | CVH825GKA3* |  |  | EA*4X37L21A*+WALLCON | *97CMN0601714A* | 24200 | 16 | 8.1 | 21200 | 16800 | 79.25% | 2 | 11 | 11 |  |  |  | No | R-410A | 2.0167 | Residential & Commercial | Ducted CEE Tier 1
206766875 | Central HP <5.4 tons | COMFORTMAKER | HRCU-A-CB (Split System: Heat Pump with Remote Outdoor Unit-Air-Source) | CVH825GKA3* |  |  | EHD4X30AAL+WALLCON | *80CTL0901716A* | 23800 | 16 | 8.1 | 21800 | 16700 | 76.61% | 1.98 | 11 | 10.5 |  |  |  | No | R-410A | 1.9833 | Residential & Commercial | Ducted CEE Tier 1
206767100 | Central HP <5.4 tons | COMFORTMAKER | HRCU-A-CB (Split System: Heat Pump with Remote Outdoor Unit-Air-Source) | CVH825GKA3* |  |  | EA*4X25L17A*+WALLCON | *80CSU0601716A* | 24400 | 16.5 | 8.1 | 21200 | 16600 | 78.3% | 2 | 11.5 | 11 |  |  |  | No | R-410A | 2.0333 | Residential & Commercial | Ducted CEE Tier 1
213353777 | Central HP <5.4 tons | CARRIER | HRCU-A-CB (Split System: Heat Pump with Remote Outdoor Unit-Air-Source) | 38MURAQ24AB3* |  |  | F54AA*B30L* |  | 24800 | 17 | 9 | 26000 | 21800 | 83.85% | 1.82 | 0 | 10.5 |  |  |  | No | R-410A | 2.0667 | Residential & Commercial | Ducted CEE Tier 1
211264678 | Central HP <5.4 tons | COMFORTMAKER | HRCU-A-CB (Split System: Heat Pump with Remote Outdoor Unit-Air-Source) | DLCURAH18ABK |  |  | EN(A,D)4X30L17** | OMV098J12* | 18400 | 16 | 8.5 | 18900 | 18300 | 96.83% | 2.2 | 0 | 11 |  |  |  | No | R-410A | 1.5333 | Residential & Commercial | Ducted CEE Tier 1
211264928 | Central HP <5.4 tons | COMFORTMAKER | HRCU-A-CB (Split System: Heat Pump with Remote Outdoor Unit-Air-Source) | DLCURAH18ABK |  |  | FMA4X18**AL* |  | 17400 | 16 | 8.5 | 18500 | 20000 | 108.1% | 2.44 | 0 | 10.5 |  |  |  | No | R-410A | 1.45 | Residential & Commercial | Ducted CEE Tier 1
213369408 | Central HP <5.4 tons | CARRIER | HRCU-A-CB (Split System: Heat Pump with Remote Outdoor Unit-Air-Source) | 38MURAQ24AB3* | ADP |  | H,PG7J936 | 59TP6B100V21**22 | 23000 | 17 | 8.1 | 24200 | 23400 | 96.69% | 1.98 | 0 | 10 |  |  |  | No | R-410A | 1.9167 | Residential & Commercial | Ducted CEE Tier 1
214627574 | Central HP <5.4 tons | CARRIER | HRCU-A-CB (Split System: Heat Pump with Remote Outdoor Unit-Air-Source) | 38MURAQ18AB3* | ADP |  | A24VBA+TXV | 58TP*B070V14**12 | 17500 | 16 | 8.5 | 16900 | 19000 | 112.4% | 2.34 | 0 | 10.5 |  |  |  | No | R-410A | 1.4583 | Residential & Commercial | Ducted CEE Tier 1
214627621 | Central HP <5.4 tons | CARRIER | HRCU-A-CB (Split System: Heat Pump with Remote Outdoor Unit-Air-Source) | 38MURAQ18AB3* | ADP |  | C36A***L159 | 58TP*B070V17**16 | 17600 | 16 | 8.1 | 16600 | 18200 | 109.6% | 2.24 | 0 | 11 |  |  |  | No | R-410A | 1.4667 | Residential & Commercial | Ducted CEE Tier 1
212862176 | Central HP <5.4 tons | GE Appliances | HRCU-A-C (Split System: Heat Pump with Remote Outdoor Unit with No Indoor Fan --Air Source) | AUH4860ZGDA* | ADP |  | HG52948+TD |  | 47000 | 15.2 | 8.5 | 46000 | 33200 | 72.17% | 1.8 | 0 | 10 |  |  |  | No | R-410A | 3.9167 | Residential & Commercial | Ducted CEE Tier 1
214841719 | Central HP <5.4 tons | GE Appliances | HRCU-A-CB (Split System: Heat Pump with Remote Outdoor Unit-Air-Source) | AUH4860ZGDA* | ADP |  | F,PE*CC9960 |  | 47500 | 17 | 9 | 46000 | 38500 | 83.7% | 1.8 | 0 | 11 |  |  |  | No | R-410A | 3.9583 | Residential & Commercial | Ducted CEE Tier 1
214841720 | Central HP <5.4 tons | GE Appliances | HRCU-A-CB (Split System: Heat Pump with Remote Outdoor Unit-Air-Source) | AUH4860ZGDA* | ADP |  | F,PE*CC4960 |  | 48000 | 17 | 9 | 46000 | 38500 | 83.7% | 1.8 | 0 | 11 |  |  |  | No | R-410A | 4 | Residential & Commercial | Ducted CEE Tier 1
214607175 | Central HP <5.4 tons | LENNOX | HRCU-A-CB (Split System: Heat Pump with Remote Outdoor Unit-Air-Source) | EL22XPV-024-230A** | ADP |  | LD18/36Y9+LEFE3A* |  | 22400 | 20 | 8.35 | 20400 | 15600 | 76.47% | 2.18 | 0 | 13 |  |  |  | No | R-410A | 1.8667 | Residential & Commercial | Ducted CEE Tier 1
214607177 | Central HP <5.4 tons | LENNOX | HRCU-A-CB (Split System: Heat Pump with Remote Outdoor Unit-Air-Source) | EL22XPV-024-230A** | ADP |  | LD19/25Z9+LEFE3A* |  | 22800 | 20 | 8.5 | 20600 | 15700 | 76.21% | 2.22 | 0 | 13 |  |  |  | No | R-410A | 1.9 | Residential & Commercial | Ducted CEE Tier 1
211227838 | Central HP <5.4 tons | AIRQUEST | HRCU-A-CB (Split System: Heat Pump with Remote Outdoor Unit-Air-Source) | DLCURAH36ABK |  |  | EA*4X42L24A* | *80ES(N,L)1352420A* | 35600 | 16 | 8.1 | 38500 | 35000 | 90.91% | 1.9 | 0 | 10 |  |  |  | No | R-410A | 2.9667 | Residential & Commercial | Ducted CEE Tier 1
211227438 | Central HP <5.4 tons | AIRQUEST | HRCU-A-CB (Split System: Heat Pump with Remote Outdoor Unit-Air-Source) | DLCURAH36ABK |  |  | EA*4X42L21A* | *80ESU0802120A | 36800 | 15.5 | 8.5 | 40000 | 35200 | 88% | 1.96 | 0 | 10 |  |  |  | No | R-410A | 3.0667 | Residential & Commercial | Ducted CEE Tier 1
213082107 | Central HP <5.4 tons | GREE | HRCU-A-C (Split System: Heat Pump with Remote Outdoor Unit with No Indoor Fan --Air Source) | GUD36W/A-D(U) | ADP |  | V,R36H175P149+TD |  | 22800 | 15.2 | 8.5 | 22400 | 21200 | 94.64% | 1.8 | 0 | 11 |  |  |  | No | R-410A | 1.9 | Residential & Commercial | Ducted CEE Tier 1
214389305 | Central HP <5.4 tons | BRYANT HEATING AND COOLING SYSTEMS | HRCU-A-CB (Split System: Heat Pump with Remote Outdoor Unit-Air-Source) | 284ANV036*0**B* |  |  | CNPV*4824AL*+UI | 88*TB60110C21*** | 33600 | 19.5 | 9 | 36600 | 26000 | 71.04% | 2.04 | 0 | 12.5 |  |  |  | No | R-410A | 2.8 | Residential & Commercial | Ducted CEE Tier 1
214627188 | Central HP <5.4 tons | CARRIER | HRCU-A-CB (Split System: Heat Pump with Remote Outdoor Unit-Air-Source) | 25VNA448A*031* | ADP |  | C48A***L169 | 59CU5A080C21**20 | 44000 | 21 | 8.5 | 44500 | 36000 | 80.9% | 2.18 | 0 | 12 |  |  |  | No | R-410A | 3.6667 | Residential & Commercial | Ducted CEE Tier 1
213281066 | Central HP <5.4 tons | GREE | HRCU-A-CB (Split System: Heat Pump with Remote Outdoor Unit-Air-Source) | FLEXX36HP230V1AO | ADP |  | PL36H***P219+AEFE3A* |  | 23400 | 16 | 9 | 22400 | 21600 | 96.43% | 1.8 | 0 | 11.7 |  |  |  | No | R-410A | 1.95 | Residential & Commercial | Ducted CEE Tier 1
214607206 | Central HP <5.4 tons | LENNOX | HRCU-A-CB (Split System: Heat Pump with Remote Outdoor Unit-Air-Source) | SL25XPV-024-230A** | ADP |  | L*24/42S9+LEFE4B* |  | 21400 | 22 | 8.8 | 20400 | 20800 | 102% | 1.82 | 0 | 13.5 |  |  |  | No | R-410A | 1.7833 | Residential & Commercial | Ducted CEE Tier 1
213312999 | Central HP <5.4 tons | GREE | HRCU-A-C (Split System: Heat Pump with Remote Outdoor Unit with No Indoor Fan --Air Source) | FLEXX36HP230V1AO | ADP |  | V,R36H142P429+TD |  | 22200 | 15.2 | 8.35 | 22400 | 21200 | 94.64% | 1.78 | 0 | 10.5 |  |  |  | No | R-410A | 1.85 | Residential & Commercial | Ducted CEE Tier 1
213613898 | Central HP <5.4 tons | GREE | HRCU-A-C (Split System: Heat Pump with Remote Outdoor Unit with No Indoor Fan --Air Source) | FLEXX36HP230V1AO | ADP |  | *G9J936 |  | 22800 | 15.2 | 8.5 | 22400 | 21200 | 94.64% | 1.8 | 0 | 11 |  |  |  | No | R-410A | 1.9 | Residential & Commercial | Ducted CEE Tier 1
211206900 | Central HP <5.4 tons | JOHNSON CONTROLS | HRCU-A-CB (Split System: Heat Pump with Remote Outdoor Unit-Air-Source) | HL20B3621 |  |  | XAMB36DE2N1+CC | TPLC080B12MP13 | 32600 | 18 | 8.5 | 34400 | 29600 | 86.05% | 1.94 | 0 | 11.7 |  |  |  | No | R-410A | 2.7167 | Residential & Commercial | Ducted CEE Tier 1
206765453 | Central HP <5.4 tons | COMFORTMAKER | HRCU-A-CB (Split System: Heat Pump with Remote Outdoor Unit-Air-Source) | CVH825GKA3* |  |  | EA*4X24L17A*+WALLCON | *97CMN0601714A* | 23000 | 16 | 8.1 | 22000 | 17000 | 77.27% | 1.88 | 11 | 10.5 |  |  |  | No | R-410A | 1.9167 | Residential & Commercial | Ducted CEE Tier 1
206765568 | Central HP <5.4 tons | COMFORTMAKER | HRCU-A-CB (Split System: Heat Pump with Remote Outdoor Unit-Air-Source) | CVH825GKA3* |  |  | EA*4X30L14A*+WALLCON | *80CTL0701412A* | 23400 | 17 | 8.1 | 21600 | 16700 | 77.31% | 1.92 | 11 | 11 |  |  |  | No | R-410A | 1.95 | Residential & Commercial | Ducted CEE Tier 1
206765586 | Central HP <5.4 tons | COMFORTMAKER | HRCU-A-CB (Split System: Heat Pump with Remote Outdoor Unit-Air-Source) | CVH825GKA3* |  |  | EA*4X30L17A*+WALLCON | *80CTL0701716A* | 23400 | 16.5 | 8.1 | 21600 | 16700 | 77.31% | 1.92 | 11 | 11 |  |  |  | No | R-410A | 1.95 | Residential & Commercial | Ducted CEE Tier 1
206765703 | Central HP <5.4 tons | COMFORTMAKER | HRCU-A-CB (Split System: Heat Pump with Remote Outdoor Unit-Air-Source) | CVH825GKA3* |  |  | EA*4X36L17A*+WALLCON | *80CTL0701412A* | 23600 | 17 | 8.1 | 21400 | 16600 | 77.57% | 1.94 | 11 | 11 |  |  |  | No | R-410A | 1.9667 | Residential & Commercial | Ducted CEE Tier 1
206767546 | Central HP <5.4 tons | COMFORTMAKER | HRCU-A-CB (Split System: Heat Pump with Remote Outdoor Unit-Air-Source) | CVH825GKA3* |  |  | EA*4X37L21A*+WALLCON | *95CSU0802120A* | 24400 | 17 | 8.5 | 21200 | 16600 | 78.3% | 2.04 | 11.5 | 11 |  |  |  | No | R-410A | 2.0333 | Residential & Commercial | Ducted CEE Tier 1
212988649 | Central HP <5.4 tons | CARRIER | HRCU-A-CB (Split System: Heat Pump with Remote Outdoor Unit-Air-Source) | 38MURAQ24AB3* |  |  | CAP**2517AL* | 59SU5B040M17**12 | 24200 | 16.5 | 8.5 | 25200 | 21800 | 86.51% | 1.82 | 0 | 10 |  |  |  | No | R-410A | 2.0167 | Residential & Commercial | Ducted CEE Tier 1
214570450 | Central HP <5.4 tons | HEIL | HRCU-A-CB (Split System: Heat Pump with Remote Outdoor Unit-Air-Source) | HVH825GKA3* |  |  | EA*4X37L21A*+WALLCON | *95CSU1002122B* | 24400 | 16.5 | 8.5 | 21200 | 16600 | 78.3% | 2.04 | 0 | 11 |  |  |  | No | R-410A | 2.0333 | Residential & Commercial | Ducted CEE Tier 1
214570600 | Central HP <5.4 tons | HEIL | HRCU-A-CB (Split System: Heat Pump with Remote Outdoor Unit-Air-Source) | HVH825GKA3* |  |  | EA*4X42L24A*+WALLCON | *96CTN0802120B* | 23800 | 17 | 8.5 | 21400 | 16600 | 77.57% | 1.96 | 0 | 11 |  |  |  | No | R-410A | 1.9833 | Residential & Commercial | Ducted CEE Tier 1
212552601 | Central HP <5.4 tons | DAY & NIGHT | HRCU-A-CB (Split System: Heat Pump with Remote Outdoor Unit-Air-Source) | CVH848GKA** | ADP |  | FG36948 | *80CSU0802120A* | 45500 | 17 | 8.5 | 45000 | 34800 | 77.33% | 2 | 0 | 10 |  |  |  | No | R-410A | 3.7917 | Residential & Commercial | Ducted CEE Tier 1
212552602 | Central HP <5.4 tons | DAY & NIGHT | HRCU-A-CB (Split System: Heat Pump with Remote Outdoor Unit-Air-Source) | CVH848GKA** | ADP |  | FG36960 | *80CSU0802120A* | 45500 | 17 | 8.5 | 45000 | 34800 | 77.33% | 2 | 0 | 10 |  |  |  | No | R-410A | 3.7917 | Residential & Commercial | Ducted CEE Tier 1
212552619 | Central HP <5.4 tons | DAY & NIGHT | HRCU-A-CB (Split System: Heat Pump with Remote Outdoor Unit-Air-Source) | CVH848GKA** | ADP |  | PL48H210P299 | *80CTL1102120A* | 46000 | 17 | 8.5 | 44000 | 34600 | 78.64% | 2 | 0 | 10 |  |  |  | No | R-410A | 3.8333 | Residential & Commercial | Ducted CEE Tier 1
213613899 | Central HP <5.4 tons | GREE | HRCU-A-C (Split System: Heat Pump with Remote Outdoor Unit with No Indoor Fan --Air Source) | GUD36W/A-D(U) | ADP |  | *G9J936 |  | 22800 | 15.2 | 8.5 | 22400 | 21200 | 94.64% | 1.8 | 0 | 11 |  |  |  | No | R-410A | 1.9 | Residential & Commercial | Ducted CEE Tier 1
214568263 | Central HP <5.4 tons | GREE | HRCU-A-C (Split System: Heat Pump with Remote Outdoor Unit with No Indoor Fan --Air Source) | FLEXX24HP230V1AO | ADP |  | H,RG33936+TD |  | 22400 | 15.2 | 8.4 | 22400 | 19100 | 85.27% | 1.78 | 0 | 10.5 |  |  |  | No | R-410A | 1.8667 | Residential & Commercial | Ducted CEE Tier 1
211245368 | Central HP <5.4 tons | AIRQUEST | HRCU-A-CB (Split System: Heat Pump with Remote Outdoor Unit-Air-Source) | DLCURAH24ABK |  |  | EN(A,D)4X36L21** | *80ES(N,L)0701716A* | 24800 | 16 | 8.1 | 26800 | 22200 | 82.84% | 1.82 | 0 | 10.5 |  |  |  | No | R-410A | 2.0667 | Residential & Commercial | Ducted CEE Tier 1
211245423 | Central HP <5.4 tons | AIRQUEST | HRCU-A-CB (Split System: Heat Pump with Remote Outdoor Unit-Air-Source) | DLCURAH24ABK |  |  | EN(A,D)4X36L21** | *80VSL0451716A* | 24200 | 16 | 8.1 | 26400 | 22800 | 86.36% | 1.88 | 0 | 10.5 |  |  |  | No | R-410A | 2.0167 | Residential & Commercial | Ducted CEE Tier 1
211245484 | Central HP <5.4 tons | AIRQUEST | HRCU-A-CB (Split System: Heat Pump with Remote Outdoor Unit-Air-Source) | DLCURAH24ABK |  |  | EN(A,D)4X36L21** | *80VTL0902120A* | 23800 | 16.5 | 8.1 | 26000 | 23200 | 89.23% | 1.92 | 0 | 10.5 |  |  |  | No | R-410A | 1.9833 | Residential & Commercial | Ducted CEE Tier 1
213779232 | Central HP <5.4 tons | KEEPRITE | HRCU-A-CB (Split System: Heat Pump with Remote Outdoor Unit-Air-Source) | CVH837GKA** |  |  | EA*4X42L24A*+WALLCON | *96CTN1002122B* | 31800 | 17 | 8.1 | 33000 | 24200 | 73.33% | 1.88 | 0 | 11 |  |  |  | No | R-410A | 2.65 | Residential & Commercial | Ducted CEE Tier 1
213778962 | Central HP <5.4 tons | KEEPRITE | HRCU-A-CB (Split System: Heat Pump with Remote Outdoor Unit-Air-Source) | CVH837GKA** |  |  | EA*4X37L21A*+WALLCON | *80CTL0901716B* | 32600 | 17 | 8.5 | 32800 | 25000 | 76.22% | 1.98 | 0 | 11 |  |  |  | No | R-410A | 2.7167 | Residential & Commercial | Ducted CEE Tier 1
204299250 | Central HP <5.4 tons | COMFORTMAKER | HRCU-A-CB (Split System: Heat Pump with Remote Outdoor Unit-Air-Source) | CVH837GKA** |  |  | EA*4X48L21A*+WALLCON | *96CTN0801714A* | 32200 | 17 | 8.1 | 32800 | 25200 | 76.83% | 1.96 | 11.5 | 11 |  |  |  | No | R-410A | 2.6833 | Residential & Commercial | Ducted CEE Tier 1
213771457 | Central HP <5.4 tons | HEIL | HRCU-A-CB (Split System: Heat Pump with Remote Outdoor Unit-Air-Source) | HVH825GKA2* |  |  | EA*4X43L21A*+WALLCON | *80CTL0901716B* | 24600 | 17 | 8.5 | 21000 | 16600 | 79.05% | 2.02 | 0 | 11 |  |  |  | No | R-410A | 2.05 | Residential & Commercial | Ducted CEE Tier 1
213771467 | Central HP <5.4 tons | HEIL | HRCU-A-CB (Split System: Heat Pump with Remote Outdoor Unit-Air-Source) | HVH825GKA2* |  |  | EA*4X43L21A*+WALLCON | *80CTL0902120B* | 24400 | 17 | 8.5 | 21200 | 16600 | 78.3% | 2.04 | 0 | 11 |  |  |  | No | R-410A | 2.0333 | Residential & Commercial | Ducted CEE Tier 1
213771517 | Central HP <5.4 tons | HEIL | HRCU-A-CB (Split System: Heat Pump with Remote Outdoor Unit-Air-Source) | HVH825GKA2* |  |  | EA*4X43L21A*+WALLCON | *97CMN1002122B* | 24400 | 16.5 | 8.5 | 21200 | 16600 | 78.3% | 2.04 | 0 | 11 |  |  |  | No | R-410A | 2.0333 | Residential & Commercial | Ducted CEE Tier 1
213771567 | Central HP <5.4 tons | HEIL | HRCU-A-CB (Split System: Heat Pump with Remote Outdoor Unit-Air-Source) | HVH825GKA2* |  |  | EA*4X48L21A*+WALLCON | *80CTL0701716B* | 24000 | 17 | 8.1 | 21000 | 16500 | 78.57% | 2 | 0 | 11 |  |  |  | No | R-410A | 2 | Residential & Commercial | Ducted CEE Tier 1
213076977 | Central HP <5.4 tons | AIRQUEST | HRCU-A-CB (Split System: Heat Pump with Remote Outdoor Unit-Air-Source) | DLCURAH36ABK |  |  | EA*4X43L21A* | *96VSN0801716B* | 36600 | 15.5 | 8.5 | 38500 | 35000 | 90.91% | 2.06 | 0 | 10 |  |  |  | No | R-410A | 3.05 | Residential & Commercial | Ducted CEE Tier 1
214388671 | Central HP <5.4 tons | GREE | HRCU-A-CB (Split System: Heat Pump with Remote Outdoor Unit-Air-Source) | FLEXX60HP230V1AO | ADP |  | PL48H210P529+AEFE5* |  | 48000 | 16 | 9 | 46000 | 38500 | 83.7% | 1.8 | 0 | 11 |  |  |  | No | R-410A | 4 | Residential & Commercial | Ducted CEE Tier 1
212383402 | Central HP <5.4 tons | AIRQUEST | HRCU-A-CB (Split System: Heat Pump with Remote Outdoor Unit-Air-Source) | DLCURAH36ABK |  |  | EA*4X37L21A* | *80ES(N,L)0701716A* | 36600 | 15.5 | 8.5 | 39000 | 34800 | 89.23% | 2.1 | 0 | 10 |  |  |  | No | R-410A | 3.05 | Residential & Commercial | Ducted CEE Tier 1
214595940 | Central HP <5.4 tons | AIRQUEST | HRCU-A-C (Split System: Heat Pump with Remote Outdoor Unit with No Indoor Fan --Air Source) | DLCURAH30ABK | ADP |  | HG82936+TD |  | 30000 | 15.2 | 9.7 | 31400 | 26600 | 84.71% | 1.85 | 0 | 10.5 |  |  |  | No | R-410A | 2.5 | Residential & Commercial | Ducted CEE Tier 1
214596025 | Central HP <5.4 tons | AIRQUEST | HRCU-A-C (Split System: Heat Pump with Remote Outdoor Unit with No Indoor Fan --Air Source) | DLCURAH30ABK | ADP |  | H,PG7J936+TD |  | 29400 | 15.2 | 9.35 | 31200 | 26600 | 85.26% | 1.8 | 0 | 10 |  |  |  | No | R-410A | 2.45 | Residential & Commercial | Ducted CEE Tier 1
214596084 | Central HP <5.4 tons | AIRQUEST | HRCU-A-C (Split System: Heat Pump with Remote Outdoor Unit with No Indoor Fan --Air Source) | DLCURAH30ABK | ADP |  | H,PG9J936+TD |  | 30000 | 15.2 | 9.65 | 31400 | 26600 | 84.71% | 1.84 | 0 | 10.5 |  |  |  | No | R-410A | 2.5 | Residential & Commercial | Ducted CEE Tier 1
214570750 | Central HP <5.4 tons | HEIL | HRCU-A-CB (Split System: Heat Pump with Remote Outdoor Unit-Air-Source) | HVH825GKA3* |  |  | EA*4X48L24A*+WALLCON | *95CSU1002122B* | 24000 | 17 | 8.5 | 20800 | 16500 | 79.33% | 2.02 | 0 | 11 |  |  |  | No | R-410A | 2 | Residential & Commercial | Ducted CEE Tier 1
214571170 | Central HP <5.4 tons | HEIL | HRCU-A-CB (Split System: Heat Pump with Remote Outdoor Unit-Air-Source) | HVH825GKA3* |  |  | EN(A,D,W)4X42L21**+WALLCON | *95CSU1002122B* | 23800 | 16.5 | 8.1 | 21400 | 16600 | 77.57% | 1.96 | 0 | 11 |  |  |  | No | R-410A | 1.9833 | Residential & Commercial | Ducted CEE Tier 1
214572490 | Central HP <5.4 tons | HEIL | HRCU-A-CB (Split System: Heat Pump with Remote Outdoor Unit-Air-Source) | HVH837GKA** |  |  | EA*4X36L21A*+WALLCON | *95CSU1002122B* | 31600 | 17 | 8.1 | 32800 | 24200 | 73.78% | 1.86 | 0 | 11 |  |  |  | No | R-410A | 2.6333 | Residential & Commercial | Ducted CEE Tier 1
214572520 | Central HP <5.4 tons | HEIL | HRCU-A-CB (Split System: Heat Pump with Remote Outdoor Unit-Air-Source) | HVH837GKA** |  |  | EA*4X36L21A*+WALLCON | *96CTN0802120B* | 31600 | 17.5 | 8.1 | 32800 | 24200 | 73.78% | 1.86 | 0 | 11 |  |  |  | No | R-410A | 2.6333 | Residential & Commercial | Ducted CEE Tier 1
214572740 | Central HP <5.4 tons | HEIL | HRCU-A-CB (Split System: Heat Pump with Remote Outdoor Unit-Air-Source) | HVH837GKA** |  |  | EA*4X43L21A*+WALLCON | *97CMN0602120B* | 32800 | 17 | 8.5 | 33000 | 25400 | 76.97% | 1.98 | 0 | 11 |  |  |  | No | R-410A | 2.7333 | Residential & Commercial | Ducted CEE Tier 1
214573540 | Central HP <5.4 tons | HEIL | HRCU-A-CB (Split System: Heat Pump with Remote Outdoor Unit-Air-Source) | HVH837GKA** |  |  | EN(A,D)4X48L24**+WALLCON | *96CTN0802120B* | 32400 | 17.5 | 8.5 | 32600 | 24800 | 76.07% | 1.98 | 0 | 11.5 |  |  |  | No | R-410A | 2.7 | Residential & Commercial | Ducted CEE Tier 1
212970940 | Central HP <5.4 tons | TEMPSTAR | HRCU-A-CB (Split System: Heat Pump with Remote Outdoor Unit-Air-Source) | DLCURAH18ABK |  |  | EN(A,D)4X24L17** | *80VTL0451412B* | 17700 | 16.5 | 8.5 | 18700 | 19100 | 102.1% | 2.3 | 0 | 11 |  |  |  | No | R-410A | 1.475 | Residential & Commercial | Ducted CEE Tier 1
214797808 | Central HP <5.4 tons | GREE | HRCU-A-C (Split System: Heat Pump with Remote Outdoor Unit with No Indoor Fan --Air Source) | FLEXX24HP230V1AO | ADP |  | HE7J(1,2)36+TXV+TD |  | 22200 | 15.2 | 8.4 | 22400 | 19100 | 85.27% | 1.78 | 0 | 10.5 |  |  |  | No | R-410A | 1.85 | Residential & Commercial | Ducted CEE Tier 1
213780122 | Central HP <5.4 tons | KEEPRITE | HRCU-A-CB (Split System: Heat Pump with Remote Outdoor Unit-Air-Source) | CVH837GKA** |  |  | EHD4X42AAL+WALLCON | *96CTN1002122B* | 32600 | 16.5 | 8.1 | 33000 | 24600 | 74.55% | 1.94 | 0 | 11 |  |  |  | No | R-410A | 2.7167 | Residential & Commercial | Ducted CEE Tier 1
211240444 | Central HP <5.4 tons | DAY & NIGHT | HRCU-A-CB (Split System: Heat Pump with Remote Outdoor Unit-Air-Source) | DLCURAH24ABK |  |  | EA*4X24L17A* | *80ES(N,L)0701716A* | 24600 | 16 | 8.5 | 27400 | 23000 | 83.94% | 1.88 | 0 | 10 |  |  |  | No | R-410A | 2.05 | Residential & Commercial | Ducted CEE Tier 1
211240537 | Central HP <5.4 tons | DAY & NIGHT | HRCU-A-CB (Split System: Heat Pump with Remote Outdoor Unit-Air-Source) | DLCURAH24ABK |  |  | EA*4X24L17A* | *96VTN0801716A* | 23800 | 16.5 | 8.5 | 26800 | 24000 | 89.55% | 1.98 | 0 | 10 |  |  |  | No | R-410A | 1.9833 | Residential & Commercial | Ducted CEE Tier 1
214602334 | Central HP <5.4 tons | GREE | HRCU-A-C (Split System: Heat Pump with Remote Outdoor Unit with No Indoor Fan --Air Source) | FLEXX24HP230V1AO | ADP |  | CE3005C+TXV |  | 22600 | 15.2 | 8.25 | 22400 | 19100 | 85.27% | 1.76 | 0 | 10.5 |  |  |  | No | R-410A | 1.8833 | Residential & Commercial | Ducted CEE Tier 1
213686115 | Central HP <5.4 tons | LENNOX | HRCU-A-CB (Split System: Heat Pump with Remote Outdoor Unit-Air-Source) | SL25XPV-036-230A** | ADP |  | PL36H175P789 | EL297UH070XV36B* | 33800 | 21 | 8.8 | 34200 | 27400 | 80.12% | 1.8 | 0 | 13 |  |  |  | No | R-410A | 2.8167 | Residential & Commercial | Ducted CEE Tier 1
213770597 | Central HP <5.4 tons | HEIL | HRCU-A-CB (Split System: Heat Pump with Remote Outdoor Unit-Air-Source) | HVH825GKA2* |  |  | EA*4X25L17A*+WALLCON | *80CTL0701412B* | 24400 | 16.5 | 8.5 | 21200 | 16600 | 78.3% | 2.02 | 0 | 11 |  |  |  | No | R-410A | 2.0333 | Residential & Commercial | Ducted CEE Tier 1
213686113 | Central HP <5.4 tons | LENNOX | HRCU-A-CB (Split System: Heat Pump with Remote Outdoor Unit-Air-Source) | SL25XPV-036-230A** | ADP |  | PL36H175P789 | EL297UH045XV36B* | 33600 | 21 | 8.8 | 33200 | 25800 | 77.71% | 1.82 | 0 | 13 |  |  |  | No | R-410A | 2.8 | Residential & Commercial | Ducted CEE Tier 1
204299840 | Central HP <5.4 tons | COMFORTMAKER | HRCU-A-CB (Split System: Heat Pump with Remote Outdoor Unit-Air-Source) | CVH837GKA** |  |  | EN(A,D,W)4X48L21**+WALLCON | *80CTL0901716A* | 32400 | 18 | 8.1 | 32800 | 24800 | 75.61% | 1.98 | 12.5 | 11.7 |  |  |  | No | R-410A | 2.7 | Residential & Commercial | Ducted CEE Tier 1
204299890 | Central HP <5.4 tons | COMFORTMAKER | HRCU-A-CB (Split System: Heat Pump with Remote Outdoor Unit-Air-Source) | CVH837GKA** |  |  | EN(A,D)4X48L24**+WALLCON | *80CTL1352422A* | 32400 | 17.5 | 8.1 | 32800 | 24800 | 75.61% | 1.98 | 12 | 11.7 |  |  |  | No | R-410A | 2.7 | Residential & Commercial | Ducted CEE Tier 1
204300494 | Central HP <5.4 tons | COMFORTMAKER | HRCU-A-CB (Split System: Heat Pump with Remote Outdoor Unit-Air-Source) | CVH837GKA** |  |  | EHD4X48AAL+WALLCON | *96CTN1202422A* | 32600 | 17 | 8.1 | 33000 | 24800 | 75.15% | 1.98 | 11 | 11 |  |  |  | No | R-410A | 2.7167 | Residential & Commercial | Ducted CEE Tier 1
212983595 | Central HP <5.4 tons | TEMPSTAR | HRCU-A-CB (Split System: Heat Pump with Remote Outdoor Unit-Air-Source) | DLCURAH24ABK |  |  | EN(A,D)4X24L17** | *92MSN0601412A* | 23400 | 16.5 | 8.5 | 27000 | 24000 | 88.89% | 2 | 0 | 10 |  |  |  | No | R-410A | 1.95 | Residential & Commercial | Ducted CEE Tier 1
204299370 | Central HP <5.4 tons | COMFORTMAKER | HRCU-A-CB (Split System: Heat Pump with Remote Outdoor Unit-Air-Source) | CVH837GKA** |  |  | EA*4X48L24A*+WALLCON | *80CTL1352422A* | 32400 | 17.5 | 8.5 | 32400 | 24800 | 76.54% | 2 | 12 | 11.7 |  |  |  | No | R-410A | 2.7 | Residential & Commercial | Ducted CEE Tier 1
214596022 | Central HP <5.4 tons | AIRQUEST | HRCU-A-C (Split System: Heat Pump with Remote Outdoor Unit with No Indoor Fan --Air Source) | DLCURAH30ABK | ADP |  | H,PG34936+TD |  | 29800 | 15.2 | 9.5 | 31400 | 26600 | 84.71% | 1.82 | 0 | 10.5 |  |  |  | No | R-410A | 2.4833 | Residential & Commercial | Ducted CEE Tier 1
212987477 | Central HP <5.4 tons | DAY & NIGHT | HRCU-A-CB (Split System: Heat Pump with Remote Outdoor Unit-Air-Source) | DLCURAH24ABK |  |  | EN(A,D,W)4X36L17** | *96MSN0801716A* | 23800 | 17 | 8.5 | 26400 | 24000 | 90.91% | 2 | 0 | 10.5 |  |  |  | No | R-410A | 1.9833 | Residential & Commercial | Ducted CEE Tier 1
212989183 | Central HP <5.4 tons | DAY & NIGHT | HRCU-A-CB (Split System: Heat Pump with Remote Outdoor Unit-Air-Source) | DLCURAH24ABK |  |  | EA*4X36L21A* | *95MSU0601716A* | 23800 | 17.5 | 8.5 | 26200 | 23800 | 90.84% | 1.98 | 0 | 10 |  |  |  | No | R-410A | 1.9833 | Residential & Commercial | Ducted CEE Tier 1
212989231 | Central HP <5.4 tons | DAY & NIGHT | HRCU-A-CB (Split System: Heat Pump with Remote Outdoor Unit-Air-Source) | DLCURAH24ABK |  |  | EN(A,D)4X30L17** | *95MSU0601716A* | 23600 | 17 | 8.5 | 26400 | 24400 | 92.42% | 2.02 | 0 | 10.5 |  |  |  | No | R-410A | 1.9667 | Residential & Commercial | Ducted CEE Tier 1
211240324 | Central HP <5.4 tons | DAY & NIGHT | HRCU-A-CB (Split System: Heat Pump with Remote Outdoor Unit-Air-Source) | DLCURAH24ABK |  |  | EA*4X24L14A* | *80ES(N,L)0451412A* | 24200 | 16 | 8.5 | 27200 | 23400 | 86.03% | 1.9 | 0 | 10 |  |  |  | No | R-410A | 2.0167 | Residential & Commercial | Ducted CEE Tier 1
211241026 | Central HP <5.4 tons | DAY & NIGHT | HRCU-A-CB (Split System: Heat Pump with Remote Outdoor Unit-Air-Source) | DLCURAH24ABK |  |  | EA*4X25L17A* | *96VTN0401410A* | 24400 | 16 | 8.5 | 25600 | 21600 | 84.38% | 1.78 | 0 | 10 |  |  |  | No | R-410A | 2.0333 | Residential & Commercial | Ducted CEE Tier 1
211245622 | Central HP <5.4 tons | AIRQUEST | HRCU-A-CB (Split System: Heat Pump with Remote Outdoor Unit-Air-Source) | DLCURAH24ABK |  |  | EN(A,D)4X36L21** | *80ES(N,L)0901714A* | 24600 | 16.5 | 8.5 | 26400 | 22400 | 84.85% | 1.86 | 0 | 10.5 |  |  |  | No | R-410A | 2.05 | Residential & Commercial | Ducted CEE Tier 1
211245840 | Central HP <5.4 tons | AIRQUEST | HRCU-A-CB (Split System: Heat Pump with Remote Outdoor Unit-Air-Source) | DLCURAH24ABK |  |  | FXM4X30**AL |  | 24200 | 16.5 | 8.5 | 26000 | 22600 | 86.92% | 1.86 | 0 | 10 |  |  |  | No | R-410A | 2.0167 | Residential & Commercial | Ducted CEE Tier 1
211245972 | Central HP <5.4 tons | AIRQUEST | HRCU-A-CB (Split System: Heat Pump with Remote Outdoor Unit-Air-Source) | DLCURAH24ABK |  |  | FVM4X24***L |  | 23800 | 17 | 8.5 | 25800 | 23000 | 89.15% | 1.92 | 0 | 10 |  |  |  | No | R-410A | 1.9833 | Residential & Commercial | Ducted CEE Tier 1
206136325 | Central HP <5.4 tons | COMFORTMAKER | HRCU-A-CB (Split System: Heat Pump with Remote Outdoor Unit-Air-Source) | CVH837GKA** |  |  | EHD4X36AAL+WALLCON | *95CSU1002122A* | 32200 | 16.5 | 8.1 | 33200 | 24600 | 74.1% | 1.94 | 11.5 | 11 |  |  |  | No | R-410A | 2.6833 | Residential & Commercial | Ducted CEE Tier 1
215869136 | Central HP <5.4 tons | TRANE | HRCU-A-CB (Split System: Heat Pump with Remote Outdoor Unit-Air-Source) | 5TWV8X60A1 |  |  | 5PX*D010AS3 | S9V2C100U5VSB+LRP | 54000 | 18.1 | 8.5 | 55000 | 39500 | 71.82% | 2 | 0 | 10 |  |  |  | No | R-454B | 4.5 | Residential & Commercial | Ducted CEE Tier 1
204299080 | Central HP <5.4 tons | COMFORTMAKER | HRCU-A-CB (Split System: Heat Pump with Remote Outdoor Unit-Air-Source) | CVH837GKA** |  |  | EA*4X42L24A*+WALLCON | *80CTL1352422A* | 31800 | 17.5 | 8.1 | 33000 | 24400 | 73.94% | 1.9 | 12 | 11.5 |  |  |  | No | R-410A | 2.65 | Residential & Commercial | Ducted CEE Tier 1
214312480 | Central HP <5.4 tons | GREE | HRCU-A-CB (Split System: Heat Pump with Remote Outdoor Unit-Air-Source) | FLEXX36HP230V1AO | ADP |  | A24VBA+TXV+AEFE3A* |  | 23000 | 16 | 8.9 | 22400 | 21600 | 96.43% | 1.78 | 0 | 11.5 |  |  |  | No | R-410A | 1.9167 | Residential & Commercial | Ducted CEE Tier 1
211729602 | Central HP <5.4 tons | ARMSTRONG AIR | HRCU-A-CB (Split System: Heat Pump with Remote Outdoor Unit-Air-Source) | 4SHP22LX124P-**A |  |  | BCE7S30M*4X* |  | 24000 | 21 | 9 | 22400 | 16100 | 71.88% | 2.32 | 0 | 13.5 |  |  |  | No | R-410A | 2 | Residential & Commercial | Ducted CEE Tier 1
212552620 | Central HP <5.4 tons | DAY & NIGHT | HRCU-A-CB (Split System: Heat Pump with Remote Outdoor Unit-Air-Source) | CVH848GKA** | ADP |  | PL60H210P299 | *80CTL1102120A* | 46000 | 17 | 8.5 | 44000 | 34600 | 78.64% | 2 | 0 | 10 |  |  |  | No | R-410A | 3.8333 | Residential & Commercial | Ducted CEE Tier 1
212552621 | Central HP <5.4 tons | DAY & NIGHT | HRCU-A-CB (Split System: Heat Pump with Remote Outdoor Unit-Air-Source) | CVH848GKA** | ADP |  | V,G60H210P299 | *80CTL1102120A* | 46000 | 17 | 8.5 | 44000 | 34600 | 78.64% | 2 | 0 | 10 |  |  |  | No | R-410A | 3.8333 | Residential & Commercial | Ducted CEE Tier 1
212552652 | Central HP <5.4 tons | DAY & NIGHT | HRCU-A-CB (Split System: Heat Pump with Remote Outdoor Unit-Air-Source) | CVH848GKA** | ADP |  | FG48960 | *95CSU1002122A* | 46000 | 17 | 8.5 | 44000 | 34400 | 78.18% | 2 | 0 | 10 |  |  |  | No | R-410A | 3.8333 | Residential & Commercial | Ducted CEE Tier 1
214303107 | Central HP <5.4 tons | RUUD | HRCU-A-CB (Split System: Heat Pump with Remote Outdoor Unit-Air-Source) | RD17AZ24AJ3N | ADP |  | PL36H***P449 | R801V0503A14UH | 22400 | 18 | 8.1 | 21000 | 16500 | 78.57% | 2 | 0 | 10 |  |  |  | No | R-410A | 1.8667 | Residential & Commercial | Ducted CEE Tier 1
214303109 | Central HP <5.4 tons | RUUD | HRCU-A-CB (Split System: Heat Pump with Remote Outdoor Unit-Air-Source) | RD17AZ24AJ3N | ADP |  | PL36H***P449 | R802V0503A14UHN | 22400 | 18 | 8.1 | 21000 | 16500 | 78.57% | 2 | 0 | 10 |  |  |  | No | R-410A | 1.8667 | Residential & Commercial | Ducted CEE Tier 1
215935097 | Central HP <5.4 tons | AIRQUEST | HRCU-A-CB (Split System: Heat Pump with Remote Outdoor Unit-Air-Source) | H5H3V36*K*AAA* |  |  | EVM5X49M21A*+WALLCON | *97CMN0801714B* | 35400 | 21.5 | 8.5 | 38500 | 29000 | 75.32% | 2.02 | 0 | 12 |  |  |  | No | R-454B | 2.95 | Residential & Commercial | Ducted CEE Tier 1
215935147 | Central HP <5.4 tons | AIRQUEST | HRCU-A-CB (Split System: Heat Pump with Remote Outdoor Unit-Air-Source) | H5H3V36*K*AAA* |  |  | EVM5X60M21A*+WALLCON | *80CSU0401712A* | 35600 | 22 | 8.5 | 38000 | 28800 | 75.79% | 2.02 | 0 | 12 |  |  |  | No | R-454B | 2.9667 | Residential & Commercial | Ducted CEE Tier 1
213307108 | Central HP <5.4 tons | GREE | HRCU-A-C (Split System: Heat Pump with Remote Outdoor Unit with No Indoor Fan --Air Source) | FLEXX36HP230V1AO | ADP |  | V36H***P429+TD |  | 22200 | 15.2 | 8.35 | 22400 | 21200 | 94.64% | 1.78 | 0 | 10.5 |  |  |  | No | R-410A | 1.85 | Residential & Commercial | Ducted CEE Tier 1
214312477 | Central HP <5.4 tons | GREE | HRCU-A-C (Split System: Heat Pump with Remote Outdoor Unit with No Indoor Fan --Air Source) | FLEXX36HP230V1AO | ADP |  | A24VBA+TXV+TD |  | 22200 | 15.2 | 8.35 | 22400 | 21200 | 94.64% | 1.78 | 0 | 10.5 |  |  |  | No | R-410A | 1.85 | Residential & Commercial | Ducted CEE Tier 1
213770677 | Central HP <5.4 tons | HEIL | HRCU-A-CB (Split System: Heat Pump with Remote Outdoor Unit-Air-Source) | HVH825GKA2* |  |  | EA*4X25L17A*+WALLCON | *96CTN0801714B* | 24200 | 16.5 | 8.1 | 21400 | 16700 | 78.04% | 2.02 | 0 | 11 |  |  |  | No | R-410A | 2.0167 | Residential & Commercial | Ducted CEE Tier 1
213077115 | Central HP <5.4 tons | CARRIER | HRCU-A-CB (Split System: Heat Pump with Remote Outdoor Unit-Air-Source) | 38MURAQ36AB3* |  |  | CNPV*4821AL* | 59SP6B080V21**20 | 35600 | 16.5 | 8.1 | 38500 | 34800 | 90.39% | 1.98 | 0 | 10 |  |  |  | No | R-410A | 2.9667 | Residential & Commercial | Ducted CEE Tier 1
213077435 | Central HP <5.4 tons | CARRIER | HRCU-A-CB (Split System: Heat Pump with Remote Outdoor Unit-Air-Source) | 38MURAQ36AB3* |  |  | CNPV*4217AL* | 59TP6C080V17**16 | 35800 | 15.5 | 8.1 | 39000 | 35200 | 90.26% | 1.96 | 0 | 10 |  |  |  | No | R-410A | 2.9833 | Residential & Commercial | Ducted CEE Tier 1
213077585 | Central HP <5.4 tons | CARRIER | HRCU-A-CB (Split System: Heat Pump with Remote Outdoor Unit-Air-Source) | 38MURAQ36AB3* |  |  | CAP**3621AL* | GG96VTAB60100C** | 35200 | 16 | 8.1 | 38500 | 35200 | 91.43% | 1.82 | 0 | 10 |  |  |  | No | R-410A | 2.9333 | Residential & Commercial | Ducted CEE Tier 1
215940905 | Central HP <5.4 tons | BRYANT HEATING AND COOLING SYSTEMS | HRCU-A-CB (Split System: Heat Pump with Remote Outdoor Unit-Air-Source) | 293VAN036**AA* |  |  | CVAVA6024XMA*+UI | 987TA66120C24*** | 35600 | 22 | 8.5 | 38000 | 28400 | 74.74% | 2.04 | 0 | 12.5 |  |  |  | No | R-454B | 2.9667 | Residential & Commercial | Ducted CEE Tier 1
215942391 | Central HP <5.4 tons | BRYANT HEATING AND COOLING SYSTEMS | HRCU-A-CB (Split System: Heat Pump with Remote Outdoor Unit-Air-Source) | 293VAN036**AA* |  |  | CVAMA4921XMA*+UI | 986TD42060C17*** | 35200 | 21 | 8.5 | 37400 | 28000 | 74.87% | 2.06 | 0 | 11.7 |  |  |  | No | R-454B | 2.9333 | Residential & Commercial | Ducted CEE Tier 1
215942461 | Central HP <5.4 tons | BRYANT HEATING AND COOLING SYSTEMS | HRCU-A-CB (Split System: Heat Pump with Remote Outdoor Unit-Air-Source) | 293VAN036**AA* |  |  | CVAVA6021XMA*+UI | 986TD42060C17*** | 35200 | 21 | 8.5 | 37400 | 28000 | 74.87% | 2 | 0 | 11.7 |  |  |  | No | R-454B | 2.9333 | Residential & Commercial | Ducted CEE Tier 1
215942661 | Central HP <5.4 tons | BRYANT HEATING AND COOLING SYSTEMS | HRCU-A-CB (Split System: Heat Pump with Remote Outdoor Unit-Air-Source) | 293VAN036**AA* |  |  | CVAVA6124XMA*+UI | 987TA60080C21*** | 36000 | 22 | 8.5 | 37400 | 28200 | 75.4% | 2.04 | 0 | 12.5 |  |  |  | No | R-454B | 3 | Residential & Commercial | Ducted CEE Tier 1
213613890 | Central HP <5.4 tons | GREE | HRCU-A-C (Split System: Heat Pump with Remote Outdoor Unit with No Indoor Fan --Air Source) | GUD60W/A-D(U) | ADP |  | *E50960 |  | 47000 | 15.2 | 8.4 | 46000 | 33200 | 72.17% | 1.78 | 0 | 10 |  |  |  | No | R-410A | 3.9167 | Residential & Commercial | Ducted CEE Tier 1
212632901 | Central HP <5.4 tons | LENNOX | HRCU-A-CB (Split System: Heat Pump with Remote Outdoor Unit-Air-Source) | SL25XPV-048-230A** | ADP |  | LD41/59Y9 | SL280DF110V60C* | 45500 | 21 | 9.1 | 41500 | 34800 | 83.86% | 1.86 | 0 | 12 |  |  |  | No | R-410A | 3.7917 | Residential & Commercial | Ducted CEE Tier 1
212632903 | Central HP <5.4 tons | LENNOX | HRCU-A-CB (Split System: Heat Pump with Remote Outdoor Unit-Air-Source) | SL25XPV-048-230A** | ADP |  | LD42/49Y9 | SLP99DF090XV48C* | 45000 | 20 | 9.1 | 42000 | 35200 | 83.81% | 1.84 | 0 | 11.7 |  |  |  | No | R-410A | 3.75 | Residential & Commercial | Ducted CEE Tier 1
214389398 | Central HP <5.4 tons | BRYANT HEATING AND COOLING SYSTEMS | HRCU-A-CB (Split System: Heat Pump with Remote Outdoor Unit-Air-Source) | 284ANV036*0**B* |  |  | CNPV*3621AL*+UI | 987MC66100C21*** | 32400 | 18.5 | 9 | 38500 | 27000 | 70.13% | 1.92 | 0 | 11.7 |  |  |  | No | R-410A | 2.7 | Residential & Commercial | Ducted CEE Tier 1
213613888 | Central HP <5.4 tons | GREE | HRCU-A-C (Split System: Heat Pump with Remote Outdoor Unit with No Indoor Fan --Air Source) | GUD36W/A-D(U) | ADP |  | *G34936 |  | 22800 | 15.2 | 8.5 | 22400 | 21200 | 94.64% | 1.8 | 0 | 11 |  |  |  | No | R-410A | 1.9 | Residential & Commercial | Ducted CEE Tier 1
214384711 | Central HP <5.4 tons | GREE | HRCU-A-CB (Split System: Heat Pump with Remote Outdoor Unit-Air-Source) | FLEXX60HP230V1AO | ADP |  | A60VHC+TXV+AEFE5* |  | 54000 | 15.2 | 9 | 54000 | 41000 | 75.93% | 1.8 | 0 | 10 |  |  |  | No | R-410A | 4.5 | Residential & Commercial | Ducted CEE Tier 1
216035462 | Central HP <5.4 tons | GREE | HRCU-A-C (Split System: Heat Pump with Remote Outdoor Unit with No Indoor Fan --Air Source) | FLEXX36HP230V1AO | ADP |  | V,C36H***P429+TD |  | 22200 | 15.2 | 8.35 | 22400 | 21200 | 94.64% | 1.78 | 0 | 10.5 |  |  |  | No | R-410A | 1.85 | Residential & Commercial | Ducted CEE Tier 1
214388672 | Central HP <5.4 tons | GREE | HRCU-A-CB (Split System: Heat Pump with Remote Outdoor Unit-Air-Source) | FLEXX60HP230V1AO | ADP |  | HG52948+AEFE5* |  | 48000 | 16 | 9 | 46000 | 38500 | 83.7% | 1.8 | 0 | 11 |  |  |  | No | R-410A | 4 | Residential & Commercial | Ducted CEE Tier 1
211259764 | Central HP <5.4 tons | AIRQUEST | HRCU-A-CB (Split System: Heat Pump with Remote Outdoor Unit-Air-Source) | DLCURAH18ABK |  |  | EA*4X19L17A* | *96VTN0401712A* | 18200 | 15.5 | 8.5 | 18300 | 17600 | 96.17% | 2.12 | 0 | 10.5 |  |  |  | No | R-410A | 1.5167 | Residential & Commercial | Ducted CEE Tier 1
211259998 | Central HP <5.4 tons | AIRQUEST | HRCU-A-CB (Split System: Heat Pump with Remote Outdoor Unit-Air-Source) | DLCURAH18ABK |  |  | EA*4X19L17A* | *80ES(N,L)0701412A* | 18100 | 16.5 | 8.5 | 18000 | 17700 | 98.33% | 2.14 | 0 | 11 |  |  |  | No | R-410A | 1.5083 | Residential & Commercial | Ducted CEE Tier 1
211260014 | Central HP <5.4 tons | AIRQUEST | HRCU-A-CB (Split System: Heat Pump with Remote Outdoor Unit-Air-Source) | DLCURAH18ABK |  |  | EA*4X19L17A* | *80ESU0601716A | 19100 | 16.5 | 9 | 19000 | 17400 | 91.58% | 2.14 | 0 | 11 |  |  |  | No | R-410A | 1.5917 | Residential & Commercial | Ducted CEE Tier 1
211260889 | Central HP <5.4 tons | DAY & NIGHT | HRCU-A-CB (Split System: Heat Pump with Remote Outdoor Unit-Air-Source) | DLCURAH18ABK |  |  | EA*4X25L17A* | *95ESN0401410A* | 18300 | 16 | 8.5 | 18200 | 17500 | 96.15% | 2.12 | 0 | 10.5 |  |  |  | No | R-410A | 1.525 | Residential & Commercial | Ducted CEE Tier 1
213369663 | Central HP <5.4 tons | GE Appliances | HRCU-A-C (Split System: Heat Pump with Remote Outdoor Unit with No Indoor Fan --Air Source) | AUH4860ZGDA* | ADP |  | *E88948+TD |  | 47000 | 15.2 | 8.5 | 46000 | 33200 | 72.17% | 1.8 | 0 | 10 |  |  |  | No | R-410A | 3.9167 | Residential & Commercial | Ducted CEE Tier 1
212500146 | Central HP <5.4 tons | LENNOX | HRCU-A-CB (Split System: Heat Pump with Remote Outdoor Unit-Air-Source) | EL22XPV-024-230A** | ADP |  | L*18/36T9 | SL297UH060NV36B* | 23800 | 20 | 8.5 | 22000 | 15400 | 70% | 1.9 | 0 | 13.5 |  |  |  | No | R-410A | 1.9833 | Residential & Commercial | Ducted CEE Tier 1
214606295 | Central HP <5.4 tons | GE Appliances | HRCU-A-CB (Split System: Heat Pump with Remote Outdoor Unit-Air-Source) | AUH4860ZGDA* | ADP |  | FE*CC7960 |  | 48000 | 17 | 9 | 46000 | 38500 | 83.7% | 1.8 | 0 | 11 |  |  |  | No | R-410A | 4 | Residential & Commercial | Ducted CEE Tier 1
213369664 | Central HP <5.4 tons | GE Appliances | HRCU-A-C (Split System: Heat Pump with Remote Outdoor Unit with No Indoor Fan --Air Source) | AUH4860ZGDA* | ADP |  | *E88960+TD |  | 47000 | 15.2 | 8.5 | 46000 | 33200 | 72.17% | 1.8 | 0 | 10 |  |  |  | No | R-410A | 3.9167 | Residential & Commercial | Ducted CEE Tier 1
207590958 | Central HP <5.4 tons | GE Appliances | HRCU-A-CB (Split System: Heat Pump with Remote Outdoor Unit-Air-Source) | AUH4860ZGDA* | ADP |  | TUY48ZPDA |  | 48000 | 17 | 9 | 48000 | 39000 | 81.25% | 1.8 | 11.5 | 11 |  |  |  | No | R-410A | 4 | Residential & Commercial | Ducted CEE Tier 1
207764684 | Central HP <5.4 tons | GE Appliances | HRCU-A-CB (Split System: Heat Pump with Remote Outdoor Unit-Air-Source) | AUH4860ZGDA* | ADP |  | F,PE*CC7948 |  | 48000 | 17 | 9 | 48000 | 38500 | 80.21% | 1.8 | 11.5 | 11 |  |  |  | No | R-410A | 4 | Residential & Commercial | Ducted CEE Tier 1
212552668 | Central HP <5.4 tons | DAY & NIGHT | HRCU-A-CB (Split System: Heat Pump with Remote Outdoor Unit-Air-Source) | CVH848GKA** | ADP |  | V,G60H245P189 | *96CTN1202422A* | 45500 | 17 | 8.5 | 44500 | 34400 | 77.3% | 2 | 0 | 10.5 |  |  |  | No | R-410A | 3.7917 | Residential & Commercial | Ducted CEE Tier 1
211010177 | Central HP <5.4 tons | JOHNSON CONTROLS | HRCU-A-CB (Split System: Heat Pump with Remote Outdoor Unit-Air-Source) | HL20B3621 |  |  | JHVVB36DE2C2N1+CC |  | 32000 | 19.5 | 8.5 | 33600 | 26400 | 78.57% | 1.9 | 0 | 12.4 |  |  |  | No | R-410A | 2.6667 | Residential & Commercial | Ducted CEE Tier 1
212862163 | Central HP <5.4 tons | GE Appliances | HRCU-A-C (Split System: Heat Pump with Remote Outdoor Unit with No Indoor Fan --Air Source) | AUH4860ZGDA* | ADP |  | HE49948+TD |  | 47000 | 15.2 | 8.35 | 46000 | 33200 | 72.17% | 1.78 | 0 | 10 |  |  |  | No | R-410A | 3.9167 | Residential & Commercial | Ducted CEE Tier 1
215942481 | Central HP <5.4 tons | BRYANT HEATING AND COOLING SYSTEMS | HRCU-A-CB (Split System: Heat Pump with Remote Outdoor Unit-Air-Source) | 293VAN036**AA* |  |  | CVAVA6121XMA*+UI | 88*TB60070C21*** | 35800 | 22 | 8.5 | 37400 | 28400 | 75.94% | 2.02 | 0 | 12.5 |  |  |  | No | R-454B | 2.9833 | Residential & Commercial | Ducted CEE Tier 1
213369656 | Central HP <5.4 tons | GE Appliances | HRCU-A-C (Split System: Heat Pump with Remote Outdoor Unit with No Indoor Fan --Air Source) | AUH4860ZGDA* | ADP |  | *E49960+TD |  | 47000 | 15.2 | 8.35 | 46000 | 33200 | 72.17% | 1.78 | 0 | 10 |  |  |  | No | R-410A | 3.9167 | Residential & Commercial | Ducted CEE Tier 1
215939825 | Central HP <5.4 tons | BRYANT HEATING AND COOLING SYSTEMS | HRCU-A-CB (Split System: Heat Pump with Remote Outdoor Unit-Air-Source) | 293VAN036**AA* |  |  | CAA**6121AM*+UI | 986TD60080C21*** | 34400 | 20 | 9 | 34400 | 26200 | 76.16% | 1.95 | 0 | 11.7 |  |  |  | No | R-454B | 2.8667 | Residential & Commercial | Ducted CEE Tier 1
213078291 | Central HP <5.4 tons | CARRIER | HRCU-A-CB (Split System: Heat Pump with Remote Outdoor Unit-Air-Source) | 38MURAQ36AB3* |  |  | CAP**3721AL* | 58S(B,C)*B090M17**14 | 36200 | 16.5 | 8.5 | 38000 | 34800 | 91.58% | 2.04 | 0 | 10 |  |  |  | No | R-410A | 3.0167 | Residential & Commercial | Ducted CEE Tier 1
213078375 | Central HP <5.4 tons | CARRIER | HRCU-A-CB (Split System: Heat Pump with Remote Outdoor Unit-Air-Source) | 38MURAQ36AB3* |  |  | CNPV*4821AL* | 58S(B,C)*B090M17**14 | 36000 | 16.5 | 8.1 | 38500 | 35000 | 90.91% | 2 | 0 | 10.5 |  |  |  | No | R-410A | 3 | Residential & Commercial | Ducted CEE Tier 1
204299750 | Central HP <5.4 tons | COMFORTMAKER | HRCU-A-CB (Split System: Heat Pump with Remote Outdoor Unit-Air-Source) | CVH837GKA** |  |  | EN(A,D,W)4X48L21**+WALLCON | *80CTL0902120A* | 32400 | 17.5 | 8.1 | 33000 | 24800 | 75.15% | 1.96 | 12 | 11.7 |  |  |  | No | R-410A | 2.7 | Residential & Commercial | Ducted CEE Tier 1
204300184 | Central HP <5.4 tons | COMFORTMAKER | HRCU-A-CB (Split System: Heat Pump with Remote Outdoor Unit-Air-Source) | CVH837GKA** |  |  | EHD4X36AAL+WALLCON | *96CTN1002122A* | 32200 | 16.5 | 8.1 | 33200 | 24800 | 74.7% | 1.94 | 11.5 | 11 |  |  |  | No | R-410A | 2.6833 | Residential & Commercial | Ducted CEE Tier 1
204300384 | Central HP <5.4 tons | COMFORTMAKER | HRCU-A-CB (Split System: Heat Pump with Remote Outdoor Unit-Air-Source) | CVH837GKA** |  |  | EHD4X42AAL+WALLCON | *80CTL0701412A* | 32400 | 17 | 8.1 | 33200 | 25000 | 75.3% | 1.94 | 11.5 | 11 |  |  |  | No | R-410A | 2.7 | Residential & Commercial | Ducted CEE Tier 1
204300584 | Central HP <5.4 tons | COMFORTMAKER | HRCU-A-CB (Split System: Heat Pump with Remote Outdoor Unit-Air-Source) | CVH837GKA** |  |  | EHD4X48AAL+WALLCON | *80CTL0901716A* | 32800 | 17.5 | 8.1 | 33000 | 24800 | 75.15% | 1.98 | 12 | 11.5 |  |  |  | No | R-410A | 2.7333 | Residential & Commercial | Ducted CEE Tier 1
214602333 | Central HP <5.4 tons | GREE | HRCU-A-C (Split System: Heat Pump with Remote Outdoor Unit with No Indoor Fan --Air Source) | FLEXX24HP230V1AO | ADP |  | CP3005C+TXV+TD |  | 22400 | 15.2 | 8.25 | 22400 | 19100 | 85.27% | 1.76 | 0 | 10.5 |  |  |  | No | R-410A | 1.8667 | Residential & Commercial | Ducted CEE Tier 1
212988736 | Central HP <5.4 tons | AIRQUEST | HRCU-A-CB (Split System: Heat Pump with Remote Outdoor Unit-Air-Source) | DLCURAH24ABK |  |  | EN(A,D)4X30L17** | *95MSU0401712A* | 23600 | 16.5 | 8.1 | 26400 | 24200 | 91.67% | 2.02 | 0 | 10 |  |  |  | No | R-410A | 1.9667 | Residential & Commercial | Ducted CEE Tier 1
212989204 | Central HP <5.4 tons | AIRQUEST | HRCU-A-CB (Split System: Heat Pump with Remote Outdoor Unit-Air-Source) | DLCURAH24ABK |  |  | EA*4X37L21A* | *95MSU0601716A* | 24200 | 17.5 | 8.5 | 25200 | 21600 | 85.71% | 1.82 | 0 | 10.5 |  |  |  | No | R-410A | 2.0167 | Residential & Commercial | Ducted CEE Tier 1
214388673 | Central HP <5.4 tons | GREE | HRCU-A-CB (Split System: Heat Pump with Remote Outdoor Unit-Air-Source) | FLEXX60HP230V1AO | ADP |  | V48H210P529+AEFE5* |  | 48000 | 16 | 9 | 46000 | 38500 | 83.7% | 1.8 | 0 | 11 |  |  |  | No | R-410A | 4 | Residential & Commercial | Ducted CEE Tier 1
213613902 | Central HP <5.4 tons | GREE | HRCU-A-C (Split System: Heat Pump with Remote Outdoor Unit with No Indoor Fan --Air Source) | GUD36W/A-D(U) | ADP |  | *G8J936 |  | 22600 | 15.2 | 8.5 | 22400 | 21200 | 94.64% | 1.8 | 0 | 10.5 |  |  |  | No | R-410A | 1.8833 | Residential & Commercial | Ducted CEE Tier 1
214389446 | Central HP <5.4 tons | GREE | HRCU-A-CB (Split System: Heat Pump with Remote Outdoor Unit-Air-Source) | FLEXX60HP230V1AO | ADP |  | V,R60H210D199+AEFE5* |  | 48000 | 16 | 9 | 46000 | 38500 | 83.7% | 1.8 | 0 | 11 |  |  |  | No | R-410A | 4 | Residential & Commercial | Ducted CEE Tier 1
212552617 | Central HP <5.4 tons | DAY & NIGHT | HRCU-A-CB (Split System: Heat Pump with Remote Outdoor Unit-Air-Source) | CVH848GKA** | ADP |  | FG84960 | *80CTL0902120A* | 46000 | 17 | 8.5 | 44000 | 34600 | 78.64% | 2 | 0 | 10 |  |  |  | No | R-410A | 3.8333 | Residential & Commercial | Ducted CEE Tier 1
212552667 | Central HP <5.4 tons | DAY & NIGHT | HRCU-A-CB (Split System: Heat Pump with Remote Outdoor Unit-Air-Source) | CVH848GKA** | ADP |  | FG36960 | *96CTN1202422A* | 45000 | 17 | 8.5 | 45000 | 34800 | 77.33% | 2 | 0 | 10 |  |  |  | No | R-410A | 3.75 | Residential & Commercial | Ducted CEE Tier 1
214595927 | Central HP <5.4 tons | AIRQUEST | HRCU-A-C (Split System: Heat Pump with Remote Outdoor Unit with No Indoor Fan --Air Source) | DLCURAH24ABK | ADP |  | HG21930+TD |  | 23000 | 16 | 8.8 | 23000 | 19600 | 85.22% | 1.84 | 0 | 10 |  |  |  | No | R-410A | 1.9167 | Residential & Commercial | Ducted CEE Tier 1
215853421 | Central HP <5.4 tons | FRASER-JOHNSTON | HRCU-A-CB (Split System: Heat Pump with Remote Outdoor Unit-Air-Source) | HH836E2S11 |  |  | CTU36B5XDS1+TXV | Z9ES080B12SMPS1 | 33600 | 18 | 8.5 | 31400 | 25600 | 81.53% | 2 | 0 | 11 |  |  |  | No | R-454B | 2.8 | Residential & Commercial | Ducted CEE Tier 1
215853426 | Central HP <5.4 tons | FRASER-JOHNSTON | HRCU-A-CB (Split System: Heat Pump with Remote Outdoor Unit-Air-Source) | HH836E2S11 |  |  | CTF36C5CDS1 | Z9ES100C20SMPS1 | 34800 | 18 | 8.5 | 33000 | 27200 | 82.42% | 2 | 0 | 11 |  |  |  | No | R-454B | 2.9 | Residential & Commercial | Ducted CEE Tier 1
214596000 | Central HP <5.4 tons | AIRQUEST | HRCU-A-C (Split System: Heat Pump with Remote Outdoor Unit with No Indoor Fan --Air Source) | DLCURAH18ABK | ADP |  | H,PG32936+TD |  | 18000 | 16 | 9.4 | 17400 | 14600 | 83.91% | 2.18 | 0 | 11.7 |  |  |  | No | R-410A | 1.5 | Residential & Commercial | Ducted CEE Tier 1
212577449 | Central HP <5.4 tons | CARRIER | HRCU-A-CB (Split System: Heat Pump with Remote Outdoor Unit-Air-Source) | 25VNA848A*031* | ADP |  | C60A***L199 | 58TN*A090C21**20 | 45500 | 17 | 8.5 | 43500 | 32200 | 74.02% | 2.24 | 0 | 10 |  |  |  | No | R-410A | 3.7917 | Residential & Commercial | Ducted CEE Tier 1
214596024 | Central HP <5.4 tons | AIRQUEST | HRCU-A-C (Split System: Heat Pump with Remote Outdoor Unit with No Indoor Fan --Air Source) | DLCURAH30ABK | ADP |  | H,PG37936+TD |  | 30000 | 15.2 | 9.7 | 31400 | 26600 | 84.71% | 1.85 | 0 | 10.5 |  |  |  | No | R-410A | 2.5 | Residential & Commercial | Ducted CEE Tier 1
214596083 | Central HP <5.4 tons | AIRQUEST | HRCU-A-C (Split System: Heat Pump with Remote Outdoor Unit with No Indoor Fan --Air Source) | DLCURAH30ABK | ADP |  | H,PG82936+TD |  | 30000 | 15.2 | 9.7 | 31400 | 26600 | 84.71% | 1.85 | 0 | 10.5 |  |  |  | No | R-410A | 2.5 | Residential & Commercial | Ducted CEE Tier 1
212380519 | Central HP <5.4 tons | CARRIER | HRCU-A-CB (Split System: Heat Pump with Remote Outdoor Unit-Air-Source) | 25VNA424A*031* | ADP |  | PL36H210P749 | 58TN*A045C17**12 | 23400 | 20 | 8.1 | 25000 | 19600 | 78.4% | 2.42 | 0 | 13 |  |  |  | No | R-410A | 1.95 | Residential & Commercial | Ducted CEE Tier 1
212380542 | Central HP <5.4 tons | CARRIER | HRCU-A-CB (Split System: Heat Pump with Remote Outdoor Unit-Air-Source) | 25VNA424A*031* | ADP |  | V,C36H175P139 | 58TN*A070C17**16 | 23400 | 20 | 8.5 | 25000 | 19400 | 77.6% | 2.46 | 0 | 13.5 |  |  |  | No | R-410A | 1.95 | Residential & Commercial | Ducted CEE Tier 1
212380546 | Central HP <5.4 tons | CARRIER | HRCU-A-CB (Split System: Heat Pump with Remote Outdoor Unit-Air-Source) | 25VNA424A*031* | ADP |  | C36A***L129 | 58TN*A090C17**16 | 23200 | 21 | 8.5 | 25000 | 19300 | 77.2% | 2.46 | 0 | 13.5 |  |  |  | No | R-410A | 1.9333 | Residential & Commercial | Ducted CEE Tier 1
212380551 | Central HP <5.4 tons | CARRIER | HRCU-A-CB (Split System: Heat Pump with Remote Outdoor Unit-Air-Source) | 25VNA424A*031* | ADP |  | V,C36H175P159 | 58TN*A090C17**16 | 23600 | 21 | 8.5 | 24800 | 19300 | 77.82% | 2.48 | 0 | 13.5 |  |  |  | No | R-410A | 1.9667 | Residential & Commercial | Ducted CEE Tier 1
206765613 | Central HP <5.4 tons | COMFORTMAKER | HRCU-A-CB (Split System: Heat Pump with Remote Outdoor Unit-Air-Source) | CVH825GKA3* |  |  | EA*4X30L17A*+WALLCON | *97CMN0601714A* | 23200 | 16 | 8.1 | 21600 | 16900 | 78.24% | 1.9 | 11 | 10.5 |  |  |  | No | R-410A | 1.9333 | Residential & Commercial | Ducted CEE Tier 1
213770737 | Central HP <5.4 tons | HEIL | HRCU-A-CB (Split System: Heat Pump with Remote Outdoor Unit-Air-Source) | HVH825GKA2* |  |  | EA*4X30L17A*+WALLCON | *80CTL0901716B* | 23600 | 16.5 | 8.1 | 21400 | 16700 | 78.04% | 1.92 | 0 | 11 |  |  |  | No | R-410A | 1.9667 | Residential & Commercial | Ducted CEE Tier 1
214607233 | Central HP <5.4 tons | LENNOX | HRCU-A-CB (Split System: Heat Pump with Remote Outdoor Unit-Air-Source) | SL25XPV-036-230A** | ADP |  | L*24/36Y9+LEFE3A* |  | 33400 | 20 | 9.1 | 34400 | 26200 | 76.16% | 1.92 | 0 | 13 |  |  |  | No | R-410A | 2.7833 | Residential & Commercial | Ducted CEE Tier 1
213771927 | Central HP <5.4 tons | HEIL | HRCU-A-CB (Split System: Heat Pump with Remote Outdoor Unit-Air-Source) | HVH825GKA2* |  |  | EHD4X30AAL+WALLCON | *80CTL0701412B* | 23800 | 16 | 8.1 | 21800 | 16800 | 77.06% | 1.98 | 0 | 10.5 |  |  |  | No | R-410A | 1.9833 | Residential & Commercial | Ducted CEE Tier 1
213771017 | Central HP <5.4 tons | HEIL | HRCU-A-CB (Split System: Heat Pump with Remote Outdoor Unit-Air-Source) | HVH825GKA2* |  |  | EA*4X36L21A*+WALLCON | *96CTN1002122B* | 23600 | 16.5 | 8.1 | 21400 | 16600 | 77.57% | 1.94 | 0 | 11 |  |  |  | No | R-410A | 1.9667 | Residential & Commercial | Ducted CEE Tier 1
211227778 | Central HP <5.4 tons | AIRQUEST | HRCU-A-CB (Split System: Heat Pump with Remote Outdoor Unit-Air-Source) | DLCURAH36ABK |  |  | EA*4X42L24A* | *80ES(N,L)0902116A* | 35800 | 16 | 8.1 | 39500 | 35000 | 88.61% | 1.9 | 0 | 10 |  |  |  | No | R-410A | 2.9833 | Residential & Commercial | Ducted CEE Tier 1
211228101 | Central HP <5.4 tons | AIRQUEST | HRCU-A-CB (Split System: Heat Pump with Remote Outdoor Unit-Air-Source) | DLCURAH36ABK |  |  | EA*4X42L24A* | *95ESU1002122A* | 36600 | 15.2 | 8.1 | 40000 | 35200 | 88% | 1.94 | 0 | 10 |  |  |  | No | R-410A | 3.05 | Residential & Commercial | Ducted CEE Tier 1
211228355 | Central HP <5.4 tons | AIRQUEST | HRCU-A-CB (Split System: Heat Pump with Remote Outdoor Unit-Air-Source) | DLCURAH36ABK |  |  | EA*4X43L21A* | *80ESU0802120A | 38000 | 15.5 | 8.5 | 39000 | 35000 | 89.74% | 2.16 | 0 | 10 |  |  |  | No | R-410A | 3.1667 | Residential & Commercial | Ducted CEE Tier 1
212925443 | Central HP <5.4 tons | GREE | HRCU-A-C (Split System: Heat Pump with Remote Outdoor Unit with No Indoor Fan --Air Source) | GUD36W/A-D(U) | ADP |  | HG34936 |  | 22800 | 15.2 | 8.5 | 22400 | 21200 | 94.64% | 1.8 | 0 | 11 |  |  |  | No | R-410A | 1.9 | Residential & Commercial | Ducted CEE Tier 1
214797805 | Central HP <5.4 tons | GREE | HRCU-A-C (Split System: Heat Pump with Remote Outdoor Unit with No Indoor Fan --Air Source) | FLEXX60HP230V1AO | ADP |  | HE51948+TD |  | 47000 | 15.2 | 8.45 | 46000 | 33200 | 72.17% | 1.78 | 0 | 10 |  |  |  | No | R-410A | 3.9167 | Residential & Commercial | Ducted CEE Tier 1
211230632 | Central HP <5.4 tons | DAY & NIGHT | HRCU-A-CB (Split System: Heat Pump with Remote Outdoor Unit-Air-Source) | DLCURAH36ABK |  |  | EN(A,D)4X48L24** | *92ESN1202420A* | 36400 | 16 | 8.1 | 38500 | 34800 | 90.39% | 2.04 | 0 | 10.5 |  |  |  | No | R-410A | 3.0333 | Residential & Commercial | Ducted CEE Tier 1
214607227 | Central HP <5.4 tons | LENNOX | HRCU-A-CB (Split System: Heat Pump with Remote Outdoor Unit-Air-Source) | SL25XPV-036-230A** | ADP |  | LH18/37D9+LEFE3A* |  | 32600 | 20 | 9 | 34400 | 26200 | 76.16% | 1.9 | 0 | 13 |  |  |  | No | R-410A | 2.7167 | Residential & Commercial | Ducted CEE Tier 1
213771537 | Central HP <5.4 tons | HEIL | HRCU-A-CB (Split System: Heat Pump with Remote Outdoor Unit-Air-Source) | HVH825GKA2* |  |  | EA*4X43L21A*+WALLCON | *96CTN0801714B* | 24400 | 16.5 | 8.1 | 21200 | 16600 | 78.3% | 2.02 | 0 | 11 |  |  |  | No | R-410A | 2.0333 | Residential & Commercial | Ducted CEE Tier 1
214607223 | Central HP <5.4 tons | LENNOX | HRCU-A-CB (Split System: Heat Pump with Remote Outdoor Unit-Air-Source) | SL25XPV-036-230A** | ADP |  | LH35/36F9+LEFE3A* |  | 32800 | 20 | 9 | 34400 | 26200 | 76.16% | 1.9 | 0 | 13 |  |  |  | No | R-410A | 2.7333 | Residential & Commercial | Ducted CEE Tier 1
213145604 | Central HP <5.4 tons | GREE | HRCU-A-CB (Split System: Heat Pump with Remote Outdoor Unit-Air-Source) | FLEXX60HP230V1AO | ADP |  | PL60H210P529+AEFE5* |  | 54000 | 15.8 | 9 | 54000 | 41000 | 75.93% | 1.8 | 0 | 10 |  |  |  | No | R-410A | 4.5 | Residential & Commercial | Ducted CEE Tier 1
213369601 | Central HP <5.4 tons | GREE | HRCU-A-C (Split System: Heat Pump with Remote Outdoor Unit with No Indoor Fan --Air Source) | GUD36W/A-D(U) | ADP |  | *G33936 |  | 22400 | 15.2 | 8.4 | 22400 | 21200 | 94.64% | 1.78 | 0 | 10.5 |  |  |  | No | R-410A | 1.8667 | Residential & Commercial | Ducted CEE Tier 1
214797848 | Central HP <5.4 tons | GREE | HRCU-A-C (Split System: Heat Pump with Remote Outdoor Unit with No Indoor Fan --Air Source) | FLEXX60HP230V1AO | ADP |  | HE51(1,2)60+TXV+TD |  | 47000 | 15.2 | 8.45 | 46000 | 33200 | 72.17% | 1.78 | 0 | 10 |  |  |  | No | R-410A | 3.9167 | Residential & Commercial | Ducted CEE Tier 1
216453145 | Central HP <5.4 tons | TRANE | HRCU-A-CB (Split System: Heat Pump with Remote Outdoor Unit-Air-Source) | 5TWV0X48A1 |  |  | 5PX*B006AS3 | S8V2B080M4PCB | 44000 | 19.2 | 9.4 | 47000 | 33400 | 71.06% | 2.1 | 0 | 11.7 |  |  |  | No | R-454B | 3.6667 | Residential & Commercial | Ducted CEE Tier 1
212989252 | Central HP <5.4 tons | AIRQUEST | HRCU-A-CB (Split System: Heat Pump with Remote Outdoor Unit-Air-Source) | DLCURAH24ABK |  |  | EN(A,D)4X36L21** | *95MSU0601716A* | 23600 | 17 | 8.5 | 26400 | 24400 | 92.42% | 2.02 | 0 | 10.5 |  |  |  | No | R-410A | 1.9667 | Residential & Commercial | Ducted CEE Tier 1
213249274 | Central HP <5.4 tons | DAY & NIGHT | HRCU-A-CB (Split System: Heat Pump with Remote Outdoor Unit-Air-Source) | DLCURAH24ABK |  |  | FEVA0024**+NAVA43601CK |  | 24200 | 17 | 9 | 25800 | 22200 | 86.05% | 1.84 | 0 | 10 |  |  |  | No | R-410A | 2.0167 | Residential & Commercial | Ducted CEE Tier 1
211245450 | Central HP <5.4 tons | AIRQUEST | HRCU-A-CB (Split System: Heat Pump with Remote Outdoor Unit-Air-Source) | DLCURAH24ABK |  |  | EN(A,D)4X36L21** | *80VSL0902120A* | 23800 | 16.5 | 8.1 | 26000 | 23200 | 89.23% | 1.92 | 0 | 10.5 |  |  |  | No | R-410A | 1.9833 | Residential & Commercial | Ducted CEE Tier 1
211245702 | Central HP <5.4 tons | AIRQUEST | HRCU-A-CB (Split System: Heat Pump with Remote Outdoor Unit-Air-Source) | DLCURAH24ABK |  |  | EN(A,D)4X36L21** | *95ESN0601714A* | 24600 | 16 | 8.1 | 26600 | 22400 | 84.21% | 1.84 | 0 | 10.5 |  |  |  | No | R-410A | 2.05 | Residential & Commercial | Ducted CEE Tier 1
212552558 | Central HP <5.4 tons | DAY & NIGHT | HRCU-A-CB (Split System: Heat Pump with Remote Outdoor Unit-Air-Source) | CVH837GKA** | ADP |  | PL36H175P789 | *80CTL0901716A* | 32400 | 18 | 8.5 | 30800 | 29800 | 96.75% | 2 | 0 | 11.5 |  |  |  | No | R-410A | 2.7 | Residential & Commercial | Ducted CEE Tier 1
211229482 | Central HP <5.4 tons | AIRQUEST | HRCU-A-CB (Split System: Heat Pump with Remote Outdoor Unit-Air-Source) | DLCURAH36ABK |  |  | EA*4X48L24A* | *95ESN0802120A* | 36600 | 15.5 | 8.5 | 38500 | 34800 | 90.39% | 2.1 | 0 | 10 |  |  |  | No | R-410A | 3.05 | Residential & Commercial | Ducted CEE Tier 1
214388674 | Central HP <5.4 tons | GREE | HRCU-A-CB (Split System: Heat Pump with Remote Outdoor Unit-Air-Source) | FLEXX60HP230V1AO | ADP |  | V,R48H210P529+AEFE5* |  | 48000 | 16 | 9 | 46000 | 38500 | 83.7% | 1.8 | 0 | 11 |  |  |  | No | R-410A | 4 | Residential & Commercial | Ducted CEE Tier 1
214596090 | Central HP <5.4 tons | AIRQUEST | HRCU-A-C (Split System: Heat Pump with Remote Outdoor Unit with No Indoor Fan --Air Source) | DLCURAH36ABK | ADP |  | H,PG82936+TD |  | 36000 | 15.2 | 8.6 | 36400 | 31200 | 85.71% | 1.85 | 0 | 10 |  |  |  | No | R-410A | 3 | Residential & Commercial | Ducted CEE Tier 1
212383459 | Central HP <5.4 tons | AIRQUEST | HRCU-A-CB (Split System: Heat Pump with Remote Outdoor Unit-Air-Source) | DLCURAH36ABK |  |  | EA*4X43L21A* | *80ES(N,L)0701716A* | 36800 | 15.5 | 8.5 | 39000 | 34800 | 89.23% | 2.1 | 0 | 10 |  |  |  | No | R-410A | 3.0667 | Residential & Commercial | Ducted CEE Tier 1
214671451 | Central HP <5.4 tons | LENNOX | HRCU-A-CB (Split System: Heat Pump with Remote Outdoor Unit-Air-Source) | SL25XPV-036-230A** | ADP |  | L*25/37Z9 | SL280UH080NV48B* | 34000 | 21 | 8.8 | 33800 | 27200 | 80.47% | 1.8 | 0 | 13 |  |  |  | No | R-410A | 2.8333 | Residential & Commercial | Ducted CEE Tier 1
213774447 | Central HP <5.4 tons | HEIL | HRCU-A-CB (Split System: Heat Pump with Remote Outdoor Unit-Air-Source) | HVH825GKA3* |  |  | EHD4X42AAL+WALLCON | *80CTL1352422B* | 24200 | 16 | 8.1 | 21400 | 16600 | 77.57% | 2 | 0 | 10.5 |  |  |  | No | R-410A | 2.0167 | Residential & Commercial | Ducted CEE Tier 1
211229454 | Central HP <5.4 tons | DAY & NIGHT | HRCU-A-CB (Split System: Heat Pump with Remote Outdoor Unit-Air-Source) | DLCURAH36ABK |  |  | EA*4X48L24A* | *92ESN1002120A* | 35600 | 16.5 | 8.5 | 37800 | 34600 | 91.53% | 2.04 | 0 | 10 |  |  |  | No | R-410A | 2.9667 | Residential & Commercial | Ducted CEE Tier 1
211229474 | Central HP <5.4 tons | DAY & NIGHT | HRCU-A-CB (Split System: Heat Pump with Remote Outdoor Unit-Air-Source) | DLCURAH36ABK |  |  | EA*4X48L24A* | *92ESN1202420A* | 36200 | 16 | 8.5 | 38500 | 34600 | 89.87% | 2.08 | 0 | 10 |  |  |  | No | R-410A | 3.0167 | Residential & Commercial | Ducted CEE Tier 1
211230469 | Central HP <5.4 tons | DAY & NIGHT | HRCU-A-CB (Split System: Heat Pump with Remote Outdoor Unit-Air-Source) | DLCURAH36ABK |  |  | EN(A,D)4X48L24** | *80ES(N,L)1102420A* | 36000 | 16.5 | 8.1 | 38500 | 34800 | 90.39% | 2.02 | 0 | 10.5 |  |  |  | No | R-410A | 3 | Residential & Commercial | Ducted CEE Tier 1
211230685 | Central HP <5.4 tons | DAY & NIGHT | HRCU-A-CB (Split System: Heat Pump with Remote Outdoor Unit-Air-Source) | DLCURAH36ABK |  |  | EN(A,D)4X48L24** | *95ESN1402422A* | 37400 | 15.2 | 8.1 | 40000 | 35200 | 88% | 2.08 | 0 | 10 |  |  |  | No | R-410A | 3.1167 | Residential & Commercial | Ducted CEE Tier 1
214595947 | Central HP <5.4 tons | AIRQUEST | HRCU-A-C (Split System: Heat Pump with Remote Outdoor Unit with No Indoor Fan --Air Source) | DLCURAH36ABK | ADP |  | HG80936+TD |  | 36000 | 15.2 | 8.6 | 36400 | 31200 | 85.71% | 1.85 | 0 | 10 |  |  |  | No | R-410A | 3 | Residential & Commercial | Ducted CEE Tier 1
213386569 | Central HP <5.4 tons | GE Appliances | HRCU-A-C (Split System: Heat Pump with Remote Outdoor Unit with No Indoor Fan --Air Source) | AUH2436ZGDA* | ADP |  | *E7J936 |  | 22200 | 15.2 | 8.4 | 22400 | 21200 | 94.64% | 1.78 | 0 | 10.5 |  |  |  | No | R-410A | 1.85 | Residential & Commercial | Ducted CEE Tier 1
212552615 | Central HP <5.4 tons | DAY & NIGHT | HRCU-A-CB (Split System: Heat Pump with Remote Outdoor Unit-Air-Source) | CVH848GKA** | ADP |  | FG49960 | *80CTL0902120A* | 46000 | 17 | 8.5 | 44000 | 34600 | 78.64% | 2 | 0 | 10 |  |  |  | No | R-410A | 3.8333 | Residential & Commercial | Ducted CEE Tier 1
212552647 | Central HP <5.4 tons | DAY & NIGHT | HRCU-A-CB (Split System: Heat Pump with Remote Outdoor Unit-Air-Source) | CVH848GKA** | ADP |  | PL60H210P299 | *95CSU1002122A* | 46000 | 17 | 8.5 | 44000 | 34400 | 78.18% | 2 | 0 | 10 |  |  |  | No | R-410A | 3.8333 | Residential & Commercial | Ducted CEE Tier 1
212552665 | Central HP <5.4 tons | DAY & NIGHT | HRCU-A-CB (Split System: Heat Pump with Remote Outdoor Unit-Air-Source) | CVH848GKA** | ADP |  | FG84960 | *96CTN1002122A* | 46000 | 17 | 8.5 | 44000 | 34600 | 78.64% | 2 | 0 | 10 |  |  |  | No | R-410A | 3.8333 | Residential & Commercial | Ducted CEE Tier 1
214389267 | Central HP <5.4 tons | BRYANT HEATING AND COOLING SYSTEMS | HRCU-A-CB (Split System: Heat Pump with Remote Outdoor Unit-Air-Source) | 284ANV036*0**B* |  |  | CNPV*4217AL*+UI | 986TD42060C17*** | 33200 | 18.5 | 9 | 37600 | 26600 | 70.74% | 1.98 | 0 | 11.7 |  |  |  | No | R-410A | 2.7667 | Residential & Commercial | Ducted CEE Tier 1
207185888 | Central HP <5.4 tons | GREE | HRCU-A-CB (Split System: Heat Pump with Remote Outdoor Unit-Air-Source) | FLEXX36HP230V1AO | ADP |  | CE3005C+TXV |  | 23000 | 16 | 8.8 | 22400 | 21600 | 96.43% | 1.78 | 11.7 | 11.5 |  |  |  | No | R-410A | 1.9167 | Residential & Commercial | Ducted CEE Tier 1
214671433 | Central HP <5.4 tons | LENNOX | HRCU-A-CB (Split System: Heat Pump with Remote Outdoor Unit-Air-Source) | SL25XPV-024-230A** | ADP |  | L*25/37Z9 | SL297UH040NV36B* | 22600 | 22 | 9.5 | 19600 | 19600 | 100% | 1.96 | 0 | 14 |  |  |  | No | R-410A | 1.8833 | Residential & Commercial | Ducted CEE Tier 1
213079543 | Central HP <5.4 tons | CARRIER | HRCU-A-CB (Split System: Heat Pump with Remote Outdoor Unit-Air-Source) | 38MURAQ36AB3* |  |  | CAP**3721AL* | 59SC2E080M17**16 | 36200 | 16.5 | 8.5 | 38000 | 34800 | 91.58% | 2.04 | 0 | 10 |  |  |  | No | R-410A | 3.0167 | Residential & Commercial | Ducted CEE Tier 1
213079659 | Central HP <5.4 tons | CARRIER | HRCU-A-CB (Split System: Heat Pump with Remote Outdoor Unit-Air-Source) | 38MURAQ36AB3* |  |  | CAP**4221AL* | 59SC2E080M21**20 | 35200 | 16.5 | 8.1 | 38500 | 35000 | 90.91% | 1.88 | 0 | 10 |  |  |  | No | R-410A | 2.9333 | Residential & Commercial | Ducted CEE Tier 1
215939855 | Central HP <5.4 tons | BRYANT HEATING AND COOLING SYSTEMS | HRCU-A-CB (Split System: Heat Pump with Remote Outdoor Unit-Air-Source) | 293VAN036**AA* |  |  | CAA**6121AM*+UI | 987TA42060C17*** | 34000 | 19.5 | 9 | 35200 | 26800 | 76.14% | 1.94 | 0 | 11 |  |  |  | No | R-454B | 2.8333 | Residential & Commercial | Ducted CEE Tier 1
215939875 | Central HP <5.4 tons | BRYANT HEATING AND COOLING SYSTEMS | HRCU-A-CB (Split System: Heat Pump with Remote Outdoor Unit-Air-Source) | 293VAN036**AA* |  |  | CAA**6121AM*+UI | 987TA60080C21*** | 34400 | 20 | 9 | 34400 | 26200 | 76.16% | 1.96 | 0 | 11.7 |  |  |  | No | R-454B | 2.8667 | Residential & Commercial | Ducted CEE Tier 1
215939975 | Central HP <5.4 tons | BRYANT HEATING AND COOLING SYSTEMS | HRCU-A-CB (Split System: Heat Pump with Remote Outdoor Unit-Air-Source) | 293VAN036**AA* |  |  | CSAH*3612AM*+UI | 987TA42080C17*** | 33000 | 18.5 | 9 | 35400 | 27200 | 76.84% | 1.92 | 0 | 10.5 |  |  |  | No | R-454B | 2.75 | Residential & Commercial | Ducted CEE Tier 1
212394422 | Central HP <5.4 tons | LENNOX | HRCU-A-CB (Split System: Heat Pump with Remote Outdoor Unit-Air-Source) | EL22XPV-024-230A** | ADP |  | L*18/36V9 | SL297UH040NV36B* | 23800 | 21 | 8.5 | 22000 | 15400 | 70% | 1.92 | 0 | 13.5 |  |  |  | No | R-410A | 1.9833 | Residential & Commercial | Ducted CEE Tier 1
207764686 | Central HP <5.4 tons | GE Appliances | HRCU-A-CB (Split System: Heat Pump with Remote Outdoor Unit-Air-Source) | AUH4860ZGDA* | ADP |  | F,PE*CC7960 |  | 54000 | 15.2 | 9 | 52000 | 40000 | 76.92% | 1.8 | 10.5 | 10 |  |  |  | No | R-410A | 4.5 | Residential & Commercial | Ducted CEE Tier 1
214607180 | Central HP <5.4 tons | LENNOX | HRCU-A-CB (Split System: Heat Pump with Remote Outdoor Unit-Air-Source) | EL22XPV-024-230A** | ADP |  | LD19/36Y9+LEFE3A* |  | 22800 | 20 | 8.5 | 20600 | 15700 | 76.21% | 2.22 | 0 | 13 |  |  |  | No | R-410A | 1.9 | Residential & Commercial | Ducted CEE Tier 1
212925445 | Central HP <5.4 tons | GREE | HRCU-A-C (Split System: Heat Pump with Remote Outdoor Unit with No Indoor Fan --Air Source) | GUD60W/A-D(U) | ADP |  | HG52960 |  | 47000 | 15.2 | 8.5 | 46000 | 33200 | 72.17% | 1.8 | 0 | 10 |  |  |  | No | R-410A | 3.9167 | Residential & Commercial | Ducted CEE Tier 1
214607194 | Central HP <5.4 tons | LENNOX | HRCU-A-CB (Split System: Heat Pump with Remote Outdoor Unit-Air-Source) | EL22XPV-024-230A** | ADP |  | LH18/37D9+LEFE3A* |  | 23200 | 20 | 8.7 | 20600 | 15700 | 76.21% | 2.26 | 0 | 13.5 |  |  |  | No | R-410A | 1.9333 | Residential & Commercial | Ducted CEE Tier 1
214607190 | Central HP <5.4 tons | LENNOX | HRCU-A-CB (Split System: Heat Pump with Remote Outdoor Unit-Air-Source) | EL22XPV-024-230A** | ADP |  | L*19/36S9+LEFE3A* |  | 22800 | 20 | 8.55 | 20600 | 15700 | 76.21% | 2.24 | 0 | 13 |  |  |  | No | R-410A | 1.9 | Residential & Commercial | Ducted CEE Tier 1
212984043 | Central HP <5.4 tons | DAY & NIGHT | HRCU-A-CB (Split System: Heat Pump with Remote Outdoor Unit-Air-Source) | DLCURAH24ABK |  |  | EA*4X25L17A* | *92MSN0601714A* | 24200 | 17 | 8.5 | 25200 | 21800 | 86.51% | 1.82 | 0 | 10 |  |  |  | No | R-410A | 2.0167 | Residential & Commercial | Ducted CEE Tier 1
212984127 | Central HP <5.4 tons | DAY & NIGHT | HRCU-A-CB (Split System: Heat Pump with Remote Outdoor Unit-Air-Source) | DLCURAH24ABK |  |  | EN(A,D)4X30L17** | *92MSN0601714A* | 23600 | 17 | 8.5 | 26400 | 24400 | 92.42% | 2.02 | 0 | 10.5 |  |  |  | No | R-410A | 1.9667 | Residential & Commercial | Ducted CEE Tier 1
212986181 | Central HP <5.4 tons | DAY & NIGHT | HRCU-A-CB (Split System: Heat Pump with Remote Outdoor Unit-Air-Source) | DLCURAH24ABK |  |  | EA*4X30L17A* | *96MSN0401410A* | 23400 | 16 | 8.5 | 26400 | 24600 | 93.18% | 2.04 | 0 | 10 |  |  |  | No | R-410A | 1.95 | Residential & Commercial | Ducted CEE Tier 1
212986265 | Central HP <5.4 tons | DAY & NIGHT | HRCU-A-CB (Split System: Heat Pump with Remote Outdoor Unit-Air-Source) | DLCURAH24ABK |  |  | EN(A,D,W)4X36L17** | *96MSN0401410A* | 23400 | 16 | 8.1 | 26400 | 24400 | 92.42% | 2.02 | 0 | 10 |  |  |  | No | R-410A | 1.95 | Residential & Commercial | Ducted CEE Tier 1
212986649 | Central HP <5.4 tons | DAY & NIGHT | HRCU-A-CB (Split System: Heat Pump with Remote Outdoor Unit-Air-Source) | DLCURAH24ABK |  |  | EN(A,D)4X36L21** | *96MSN0401712A* | 23200 | 15.5 | 8.1 | 26000 | 24400 | 93.85% | 2.02 | 0 | 10 |  |  |  | No | R-410A | 1.9333 | Residential & Commercial | Ducted CEE Tier 1
212986953 | Central HP <5.4 tons | DAY & NIGHT | HRCU-A-CB (Split System: Heat Pump with Remote Outdoor Unit-Air-Source) | DLCURAH24ABK |  |  | EN(A,D)4X30L14** | *96MSN0601412A* | 23400 | 16.5 | 8.1 | 26400 | 24600 | 93.18% | 2.04 | 0 | 10 |  |  |  | No | R-410A | 1.95 | Residential & Commercial | Ducted CEE Tier 1
214595931 | Central HP <5.4 tons | AIRQUEST | HRCU-A-C (Split System: Heat Pump with Remote Outdoor Unit with No Indoor Fan --Air Source) | DLCURAH24ABK | ADP |  | HG7J936+TD |  | 24000 | 16 | 9.5 | 23400 | 19600 | 83.76% | 1.95 | 0 | 10.5 |  |  |  | No | R-410A | 2 | Residential & Commercial | Ducted CEE Tier 1
214595997 | Central HP <5.4 tons | AIRQUEST | HRCU-A-C (Split System: Heat Pump with Remote Outdoor Unit with No Indoor Fan --Air Source) | DLCURAH18ABK | ADP |  | H,PG24936+TD |  | 18000 | 16 | 9.35 | 17400 | 14600 | 83.91% | 2.16 | 0 | 11.7 |  |  |  | No | R-410A | 1.5 | Residential & Commercial | Ducted CEE Tier 1
214596072 | Central HP <5.4 tons | AIRQUEST | HRCU-A-C (Split System: Heat Pump with Remote Outdoor Unit with No Indoor Fan --Air Source) | DLCURAH24ABK | ADP |  | H,PG22936+TD |  | 23600 | 16 | 9 | 23200 | 19600 | 84.48% | 1.86 | 0 | 10.5 |  |  |  | No | R-410A | 1.9667 | Residential & Commercial | Ducted CEE Tier 1
214596065 | Central HP <5.4 tons | AIRQUEST | HRCU-A-C (Split System: Heat Pump with Remote Outdoor Unit with No Indoor Fan --Air Source) | DLCURAH18ABK | ADP |  | H,PG21930+TD |  | 17700 | 16 | 8.85 | 17100 | 14600 | 85.38% | 2.06 | 0 | 11.5 |  |  |  | No | R-410A | 1.475 | Residential & Commercial | Ducted CEE Tier 1
214596067 | Central HP <5.4 tons | AIRQUEST | HRCU-A-C (Split System: Heat Pump with Remote Outdoor Unit with No Indoor Fan --Air Source) | DLCURAH18ABK | ADP |  | H,PG23936+TD |  | 18000 | 16 | 9.2 | 17300 | 14600 | 84.39% | 2.14 | 0 | 11.7 |  |  |  | No | R-410A | 1.5 | Residential & Commercial | Ducted CEE Tier 1
214595925 | Central HP <5.4 tons | AIRQUEST | HRCU-A-C (Split System: Heat Pump with Remote Outdoor Unit with No Indoor Fan --Air Source) | DLCURAH18ABK | ADP |  | HG8J936+TD |  | 18000 | 16 | 9.5 | 17400 | 14600 | 83.91% | 2.2 | 0 | 11.7 |  |  |  | No | R-410A | 1.5 | Residential & Commercial | Ducted CEE Tier 1
211227907 | Central HP <5.4 tons | AIRQUEST | HRCU-A-CB (Split System: Heat Pump with Remote Outdoor Unit-Air-Source) | DLCURAH36ABK |  |  | EA*4X42L24A* | *80ESU1002120A* | 35600 | 16 | 8.1 | 38500 | 35000 | 90.91% | 1.88 | 0 | 10 |  |  |  | No | R-410A | 2.9667 | Residential & Commercial | Ducted CEE Tier 1
211227958 | Central HP <5.4 tons | AIRQUEST | HRCU-A-CB (Split System: Heat Pump with Remote Outdoor Unit-Air-Source) | DLCURAH36ABK |  |  | EA*4X42L24A* | *92ESN0802120A* | 35200 | 16.5 | 8.1 | 38500 | 35000 | 90.91% | 1.88 | 0 | 10 |  |  |  | No | R-410A | 2.9333 | Residential & Commercial | Ducted CEE Tier 1
214596087 | Central HP <5.4 tons | AIRQUEST | HRCU-A-C (Split System: Heat Pump with Remote Outdoor Unit with No Indoor Fan --Air Source) | DLCURAH36ABK | ADP |  | H,PG48936+TD |  | 36000 | 15.2 | 8.6 | 36400 | 31200 | 85.71% | 1.85 | 0 | 10 |  |  |  | No | R-410A | 3 | Residential & Commercial | Ducted CEE Tier 1
213841917 | Central HP <5.4 tons | GE Appliances | HRCU-A-CB (Split System: Heat Pump with Remote Outdoor Unit-Air-Source) | AUH2436ZGDA* | ADP |  | SK7924+TD |  | 21400 | 15.2 | 8.25 | 22400 | 21200 | 94.64% | 1.76 | 0 | 10.5 |  |  |  | No | R-410A | 1.7833 | Residential & Commercial | Ducted CEE Tier 1
213270401 | Central HP <5.4 tons | GE Appliances | HRCU-A-C (Split System: Heat Pump with Remote Outdoor Unit with No Indoor Fan --Air Source) | AUH2436ZGDA* | ADP |  | V36H***P429+TD |  | 22200 | 15.2 | 8.35 | 22400 | 21200 | 94.64% | 1.78 | 0 | 10.5 |  |  |  | No | R-410A | 1.85 | Residential & Commercial | Ducted CEE Tier 1
213270408 | Central HP <5.4 tons | GE Appliances | HRCU-A-C (Split System: Heat Pump with Remote Outdoor Unit with No Indoor Fan --Air Source) | AUH2436ZGDA* | ADP |  | V30H***P219+TD |  | 22600 | 15.2 | 8.5 | 22400 | 21200 | 94.64% | 1.8 | 0 | 10.5 |  |  |  | No | R-410A | 1.8833 | Residential & Commercial | Ducted CEE Tier 1
214627624 | Central HP <5.4 tons | CARRIER | HRCU-A-CB (Split System: Heat Pump with Remote Outdoor Unit-Air-Source) | 38MURAQ18AB3* | ADP |  | V,C36H175P139 | 58TP*B070V17**16 | 17500 | 16 | 8.5 | 16900 | 19100 | 113% | 2.34 | 0 | 10.5 |  |  |  | No | R-410A | 1.4583 | Residential & Commercial | Ducted CEE Tier 1
214627658 | Central HP <5.4 tons | CARRIER | HRCU-A-CB (Split System: Heat Pump with Remote Outdoor Unit-Air-Source) | 38MURAQ18AB3* | ADP |  | V,C36H***P039 | 59SC6A040M14**10 | 16900 | 15.2 | 8.5 | 16900 | 19400 | 114.8% | 2.38 | 0 | 10 |  |  |  | No | R-410A | 1.4083 | Residential & Commercial | Ducted CEE Tier 1
214627724 | Central HP <5.4 tons | CARRIER | HRCU-A-CB (Split System: Heat Pump with Remote Outdoor Unit-Air-Source) | 38MURAQ18AB3* | ADP |  | A24VBA+TXV | 59SC6A060M14**12 | 17400 | 16 | 8.5 | 17000 | 19400 | 114.1% | 2.38 | 0 | 10.5 |  |  |  | No | R-410A | 1.45 | Residential & Commercial | Ducted CEE Tier 1
214627738 | Central HP <5.4 tons | CARRIER | HRCU-A-CB (Split System: Heat Pump with Remote Outdoor Unit-Air-Source) | 38MURAQ18AB3* | ADP |  | C36A***L159 | 59SC6A060M14**12 | 17400 | 16 | 8.5 | 16500 | 18300 | 110.9% | 2.26 | 0 | 10.5 |  |  |  | No | R-410A | 1.45 | Residential & Commercial | Ducted CEE Tier 1
215935187 | Central HP <5.4 tons | AIRQUEST | HRCU-A-CB (Split System: Heat Pump with Remote Outdoor Unit-Air-Source) | H5H3V36*K*AAA* |  |  | EVM5X60M21A*+WALLCON | *80CTL0701716B* | 35400 | 21.5 | 8.5 | 38500 | 29000 | 75.32% | 2.02 | 0 | 12 |  |  |  | No | R-454B | 2.95 | Residential & Commercial | Ducted CEE Tier 1
214771542 | Central HP <5.4 tons | GREE | HRCU-A-CB (Split System: Heat Pump with Remote Outdoor Unit-Air-Source) | FLEXX36HP230V1AO | ADP |  | HG33930+AEFE4B* |  | 23400 | 17 | 8.95 | 22400 | 21600 | 96.43% | 1.8 | 0 | 11.7 |  |  |  | No | R-410A | 1.95 | Residential & Commercial | Ducted CEE Tier 1
213281310 | Central HP <5.4 tons | GREE | HRCU-A-CB (Split System: Heat Pump with Remote Outdoor Unit-Air-Source) | FLEXX36HP230V1AO | ADP |  | V36H***P219+AEFE3A* |  | 23400 | 16 | 9 | 22400 | 21600 | 96.43% | 1.8 | 0 | 11.7 |  |  |  | No | R-410A | 1.95 | Residential & Commercial | Ducted CEE Tier 1
214607231 | Central HP <5.4 tons | LENNOX | HRCU-A-CB (Split System: Heat Pump with Remote Outdoor Unit-Air-Source) | SL25XPV-036-230A** | ADP |  | L*24/36Z9+LEFE3A* |  | 33400 | 20 | 9.1 | 34400 | 26200 | 76.16% | 1.92 | 0 | 13 |  |  |  | No | R-410A | 2.7833 | Residential & Commercial | Ducted CEE Tier 1
213771607 | Central HP <5.4 tons | HEIL | HRCU-A-CB (Split System: Heat Pump with Remote Outdoor Unit-Air-Source) | HVH825GKA2* |  |  | EA*4X48L21A*+WALLCON | *95CSU0601716B* | 24000 | 16.5 | 8.1 | 21000 | 16500 | 78.57% | 2 | 0 | 10.5 |  |  |  | No | R-410A | 2 | Residential & Commercial | Ducted CEE Tier 1
213771647 | Central HP <5.4 tons | HEIL | HRCU-A-CB (Split System: Heat Pump with Remote Outdoor Unit-Air-Source) | HVH825GKA2* |  |  | EA*4X48L21A*+WALLCON | *96CTN0601714B* | 24000 | 16.5 | 8.1 | 21000 | 16600 | 79.05% | 2 | 0 | 10.5 |  |  |  | No | R-410A | 2 | Residential & Commercial | Ducted CEE Tier 1
213771697 | Central HP <5.4 tons | HEIL | HRCU-A-CB (Split System: Heat Pump with Remote Outdoor Unit-Air-Source) | HVH825GKA2* |  |  | EA*4X48L24A*+WALLCON | *80CTL1352422B* | 24200 | 17 | 8.1 | 21000 | 16500 | 78.57% | 2.02 | 0 | 11 |  |  |  | No | R-410A | 2.0167 | Residential & Commercial | Ducted CEE Tier 1
214797847 | Central HP <5.4 tons | GREE | HRCU-A-C (Split System: Heat Pump with Remote Outdoor Unit with No Indoor Fan --Air Source) | FLEXX24HP230V1AO | ADP |  | HE7J(1,2)30+TXV+TD |  | 22200 | 15.2 | 8.4 | 22400 | 19100 | 85.27% | 1.78 | 0 | 10.5 |  |  |  | No | R-410A | 1.85 | Residential & Commercial | Ducted CEE Tier 1
212987369 | Central HP <5.4 tons | DAY & NIGHT | HRCU-A-CB (Split System: Heat Pump with Remote Outdoor Unit-Air-Source) | DLCURAH24ABK |  |  | EA*4X24L17A* | *96MSN0801716A* | 23400 | 16.5 | 8.5 | 27000 | 26000 | 96.3% | 2.16 | 0 | 10 |  |  |  | No | R-410A | 1.95 | Residential & Commercial | Ducted CEE Tier 1
212971675 | Central HP <5.4 tons | TEMPSTAR | HRCU-A-CB (Split System: Heat Pump with Remote Outdoor Unit-Air-Source) | DLCURAH24ABK |  |  | EA*4X36L21A* | *80VTL0701716B* | 23800 | 17 | 8.5 | 26200 | 22000 | 83.97% | 1.84 | 0 | 10 |  |  |  | No | R-410A | 1.9833 | Residential & Commercial | Ducted CEE Tier 1
212971708 | Central HP <5.4 tons | TEMPSTAR | HRCU-A-CB (Split System: Heat Pump with Remote Outdoor Unit-Air-Source) | DLCURAH24ABK |  |  | EN(A,D)4X24L17** | *80VTL0701716B* | 23200 | 16.5 | 8.5 | 26800 | 24200 | 90.3% | 2.02 | 0 | 10 |  |  |  | No | R-410A | 1.9333 | Residential & Commercial | Ducted CEE Tier 1
204300344 | Central HP <5.4 tons | COMFORTMAKER | HRCU-A-CB (Split System: Heat Pump with Remote Outdoor Unit-Air-Source) | CVH837GKA** |  |  | EHD4X42AAL+WALLCON | *97CMN1002122A* | 32600 | 16.5 | 8.1 | 33000 | 24800 | 75.15% | 1.96 | 12 | 11 |  |  |  | No | R-410A | 2.7167 | Residential & Commercial | Ducted CEE Tier 1
214596027 | Central HP <5.4 tons | AIRQUEST | HRCU-A-C (Split System: Heat Pump with Remote Outdoor Unit with No Indoor Fan --Air Source) | DLCURAH36ABK | ADP |  | H,PG1K936+TD |  | 36000 | 15.2 | 8.6 | 36400 | 31200 | 85.71% | 1.85 | 0 | 10 |  |  |  | No | R-410A | 3 | Residential & Commercial | Ducted CEE Tier 1
213369650 | Central HP <5.4 tons | GE Appliances | HRCU-A-C (Split System: Heat Pump with Remote Outdoor Unit with No Indoor Fan --Air Source) | AUH2436ZGDA* | ADP |  | *G33936+TD |  | 22400 | 15.2 | 8.4 | 22400 | 21200 | 94.64% | 1.78 | 0 | 10.5 |  |  |  | No | R-410A | 1.8667 | Residential & Commercial | Ducted CEE Tier 1
214388675 | Central HP <5.4 tons | GREE | HRCU-A-CB (Split System: Heat Pump with Remote Outdoor Unit-Air-Source) | FLEXX60HP230V1AO | ADP |  | H,RG52948+AEFE5* |  | 48000 | 16 | 9 | 46000 | 38500 | 83.7% | 1.8 | 0 | 11 |  |  |  | No | R-410A | 4 | Residential & Commercial | Ducted CEE Tier 1
213082064 | Central HP <5.4 tons | GREE | HRCU-A-C (Split System: Heat Pump with Remote Outdoor Unit with No Indoor Fan --Air Source) | GUD60W/A-D(U) | ADP |  | PL60H210P529+TD |  | 47000 | 15.2 | 8.5 | 46000 | 33200 | 72.17% | 1.8 | 0 | 10 |  |  |  | No | R-410A | 3.9167 | Residential & Commercial | Ducted CEE Tier 1
213369655 | Central HP <5.4 tons | GE Appliances | HRCU-A-C (Split System: Heat Pump with Remote Outdoor Unit with No Indoor Fan --Air Source) | AUH4860ZGDA* | ADP |  | *E49948+TD |  | 47000 | 15.2 | 8.35 | 46000 | 33200 | 72.17% | 1.78 | 0 | 10 |  |  |  | No | R-410A | 3.9167 | Residential & Commercial | Ducted CEE Tier 1
213080243 | Central HP <5.4 tons | CARRIER | HRCU-A-CB (Split System: Heat Pump with Remote Outdoor Unit-Air-Source) | 38MURAQ36AB3* |  |  | CNPV*4821AL* | 59SC6A080M21**20 | 36200 | 16 | 8.1 | 38500 | 35000 | 90.91% | 2.02 | 0 | 10 |  |  |  | No | R-410A | 3.0167 | Residential & Commercial | Ducted CEE Tier 1
213080402 | Central HP <5.4 tons | CARRIER | HRCU-A-CB (Split System: Heat Pump with Remote Outdoor Unit-Air-Source) | 38MURAQ36AB3* |  |  | CAP**4224AL* | 59SC6A100M21**22 | 35400 | 16 | 8.5 | 38500 | 35000 | 90.91% | 1.88 | 0 | 10 |  |  |  | No | R-410A | 2.95 | Residential & Commercial | Ducted CEE Tier 1
214595998 | Central HP <5.4 tons | AIRQUEST | HRCU-A-C (Split System: Heat Pump with Remote Outdoor Unit with No Indoor Fan --Air Source) | DLCURAH18ABK | ADP |  | H,PG30924+TD |  | 18000 | 16 | 9.1 | 17300 | 14600 | 84.39% | 2.12 | 0 | 11.7 |  |  |  | No | R-410A | 1.5 | Residential & Commercial | Ducted CEE Tier 1
214596009 | Central HP <5.4 tons | AIRQUEST | HRCU-A-C (Split System: Heat Pump with Remote Outdoor Unit with No Indoor Fan --Air Source) | DLCURAH24ABK | ADP |  | H,PG31930+TD |  | 24000 | 16 | 9.2 | 23400 | 19600 | 83.76% | 1.9 | 0 | 10.5 |  |  |  | No | R-410A | 2 | Residential & Commercial | Ducted CEE Tier 1
214596075 | Central HP <5.4 tons | AIRQUEST | HRCU-A-C (Split System: Heat Pump with Remote Outdoor Unit with No Indoor Fan --Air Source) | DLCURAH24ABK | ADP |  | H,PG80936+TD |  | 24000 | 16 | 9.5 | 23400 | 19600 | 83.76% | 1.95 | 0 | 10.5 |  |  |  | No | R-410A | 2 | Residential & Commercial | Ducted CEE Tier 1
214596008 | Central HP <5.4 tons | AIRQUEST | HRCU-A-C (Split System: Heat Pump with Remote Outdoor Unit with No Indoor Fan --Air Source) | DLCURAH24ABK | ADP |  | H,PG30924+TD |  | 24000 | 16 | 9.1 | 23200 | 19600 | 84.48% | 1.88 | 0 | 10.5 |  |  |  | No | R-410A | 2 | Residential & Commercial | Ducted CEE Tier 1
214595923 | Central HP <5.4 tons | AIRQUEST | HRCU-A-C (Split System: Heat Pump with Remote Outdoor Unit with No Indoor Fan --Air Source) | DLCURAH18ABK | ADP |  | HG7J936+TD |  | 18000 | 16 | 9.5 | 17400 | 14600 | 83.91% | 2.2 | 0 | 11.7 |  |  |  | No | R-410A | 1.5 | Residential & Commercial | Ducted CEE Tier 1
212988820 | Central HP <5.4 tons | AIRQUEST | HRCU-A-CB (Split System: Heat Pump with Remote Outdoor Unit-Air-Source) | DLCURAH18ABK |  |  | EN(A,D)4X24L17** | *95MSU0401712A* | 17600 | 16 | 8.5 | 18700 | 19100 | 102.1% | 2.3 | 0 | 10.5 |  |  |  | No | R-410A | 1.4667 | Residential & Commercial | Ducted CEE Tier 1
212989288 | Central HP <5.4 tons | AIRQUEST | HRCU-A-CB (Split System: Heat Pump with Remote Outdoor Unit-Air-Source) | DLCURAH18ABK |  |  | EA*4X25L17A* | *95MSU0601716A* | 17800 | 16.5 | 8.1 | 17700 | 17700 | 100% | 2.14 | 0 | 10.5 |  |  |  | No | R-410A | 1.4833 | Residential & Commercial | Ducted CEE Tier 1
213772647 | Central HP <5.4 tons | HEIL | HRCU-A-CB (Split System: Heat Pump with Remote Outdoor Unit-Air-Source) | HVH825GKA3* |  |  | EA*4X24L17A*+WALLCON | *80CTL0901716B* | 23400 | 16.5 | 8.1 | 21800 | 16800 | 77.06% | 1.88 | 0 | 10.5 |  |  |  | No | R-410A | 1.95 | Residential & Commercial | Ducted CEE Tier 1
215935317 | Central HP <5.4 tons | AIRQUEST | HRCU-A-CB (Split System: Heat Pump with Remote Outdoor Unit-Air-Source) | H5H3V36*K*AAA* |  |  | EVM5X60M21A*+WALLCON | *96CTN1002122B* | 35600 | 22 | 8.5 | 38000 | 28600 | 75.26% | 2.02 | 0 | 12.5 |  |  |  | No | R-454B | 2.9667 | Residential & Commercial | Ducted CEE Tier 1
212380978 | Central HP <5.4 tons | CARRIER | HRCU-A-CB (Split System: Heat Pump with Remote Outdoor Unit-Air-Source) | 25VNA448A*031* | ADP |  | V,C60H210P299 | 58TN*A090C21**20 | 44000 | 21 | 8.5 | 44000 | 35800 | 81.36% | 2.36 | 0 | 12 |  |  |  | No | R-410A | 3.6667 | Residential & Commercial | Ducted CEE Tier 1
204300394 | Central HP <5.4 tons | COMFORTMAKER | HRCU-A-CB (Split System: Heat Pump with Remote Outdoor Unit-Air-Source) | CVH837GKA** |  |  | EHD4X42AAL+WALLCON | *80CTL0901716A* | 32600 | 17 | 8.1 | 33000 | 24800 | 75.15% | 1.96 | 12 | 11 |  |  |  | No | R-410A | 2.7167 | Residential & Commercial | Ducted CEE Tier 1
212552556 | Central HP <5.4 tons | DAY & NIGHT | HRCU-A-CB (Split System: Heat Pump with Remote Outdoor Unit-Air-Source) | CVH837GKA** | ADP |  | PL36H175P159 | *80CTL0901716A* | 32200 | 18 | 8.5 | 30800 | 29800 | 96.75% | 2 | 0 | 11.5 |  |  |  | No | R-410A | 2.6833 | Residential & Commercial | Ducted CEE Tier 1
206136089 | Central HP <5.4 tons | COMFORTMAKER | HRCU-A-CB (Split System: Heat Pump with Remote Outdoor Unit-Air-Source) | CVH837GKA** |  |  | EA*4X37L21A*+WALLCON | *95CSU1002122A* | 33000 | 17.5 | 8.5 | 32800 | 25000 | 76.22% | 2 | 12 | 11.5 |  |  |  | No | R-410A | 2.75 | Residential & Commercial | Ducted CEE Tier 1
214797809 | Central HP <5.4 tons | GREE | HRCU-A-C (Split System: Heat Pump with Remote Outdoor Unit with No Indoor Fan --Air Source) | FLEXX24HP230V1AO | ADP |  | HE7J930+TD |  | 22200 | 15.2 | 8.4 | 22400 | 19100 | 85.27% | 1.78 | 0 | 10.5 |  |  |  | No | R-410A | 1.85 | Residential & Commercial | Ducted CEE Tier 1
212603136 | Central HP <5.4 tons | DAY & NIGHT | HRCU-A-CB (Split System: Heat Pump with Remote Outdoor Unit-Air-Source) | DLCURAH24ABK | ADP |  | FG80936 | *80VSL0451412A* | 24200 | 16 | 8.5 | 24800 | 22600 | 91.13% | 1.9 | 0 | 10 |  |  |  | No | R-410A | 2.0167 | Residential & Commercial | Ducted CEE Tier 1
212603138 | Central HP <5.4 tons | DAY & NIGHT | HRCU-A-CB (Split System: Heat Pump with Remote Outdoor Unit-Air-Source) | DLCURAH24ABK | ADP |  | PL36H210P299 | *80VSL0451716A* | 23400 | 17 | 8.5 | 24000 | 23200 | 96.67% | 1.96 | 0 | 10 |  |  |  | No | R-410A | 1.95 | Residential & Commercial | Ducted CEE Tier 1
214389374 | Central HP <5.4 tons | BRYANT HEATING AND COOLING SYSTEMS | HRCU-A-CB (Split System: Heat Pump with Remote Outdoor Unit-Air-Source) | 284ANV036*0**B* |  |  | CNPV*3617AL*+UI | 987MC42060C17*** | 32400 | 18 | 9 | 39000 | 27400 | 70.26% | 1.9 | 0 | 11 |  |  |  | No | R-410A | 2.7 | Residential & Commercial | Ducted CEE Tier 1
207436568 | Central HP <5.4 tons | LENNOX | HRCU-A-CB (Split System: Heat Pump with Remote Outdoor Unit-Air-Source) | SL25XPV-048-230A** |  |  | CHX35-51/61C-**-*+TDR | SL280UH110V60C* | 45000 | 20 | 9.2 | 45500 | 37400 | 82.2% | 1.82 | 12.5 | 12.5 |  |  |  | No | R-410A | 3.75 | Residential & Commercial | Ducted CEE Tier 1
207436597 | Central HP <5.4 tons | LENNOX | HRCU-A-CB (Split System: Heat Pump with Remote Outdoor Unit-Air-Source) | SL25XPV-048-230A** |  |  | CX35-49C+TDR | SL297UH080NV60C* | 45500 | 20 | 8.9 | 44000 | 36000 | 81.82% | 1.76 | 12.5 | 12 |  |  |  | No | R-410A | 3.7917 | Residential & Commercial | Ducted CEE Tier 1
207764682 | Central HP <5.4 tons | GE Appliances | HRCU-A-CB (Split System: Heat Pump with Remote Outdoor Unit-Air-Source) | AUH2436ZGDA* | ADP |  | SM6931 |  | 22600 | 17 | 8.95 | 22400 | 21600 | 96.43% | 1.78 | 12 | 11.7 |  |  |  | No | R-410A | 1.8833 | Residential & Commercial | Ducted CEE Tier 1
207590956 | Central HP <5.4 tons | GE Appliances | HRCU-A-CB (Split System: Heat Pump with Remote Outdoor Unit-Air-Source) | AUH2436ZGDA* | ADP |  | TUY24ZPDA |  | 24000 | 17 | 9 | 24000 | 22000 | 91.67% | 1.8 | 12 | 12 |  |  |  | No | R-410A | 2 | Residential & Commercial | Ducted CEE Tier 1
212555727 | Central HP <5.4 tons | DAY & NIGHT | HRCU-A-CB (Split System: Heat Pump with Remote Outdoor Unit-Air-Source) | CVH837GKA2* | ADP |  | PL36H210P179 | *80CTL0901716A* | 32400 | 18 | 8.1 | 30800 | 27200 | 88.31% | 2.2 | 0 | 11.5 |  |  |  | No | R-410A | 2.7 | Residential & Commercial | Ducted CEE Tier 1
206767091 | Central HP <5.4 tons | COMFORTMAKER | HRCU-A-CB (Split System: Heat Pump with Remote Outdoor Unit-Air-Source) | CVH825GKA3* |  |  | EA*4X25L17A*+WALLCON | *80CSU0401712A* | 24400 | 17 | 8.1 | 21200 | 16600 | 78.3% | 2.02 | 11.5 | 11 |  |  |  | No | R-410A | 2.0333 | Residential & Commercial | Ducted CEE Tier 1
206767190 | Central HP <5.4 tons | COMFORTMAKER | HRCU-A-CB (Split System: Heat Pump with Remote Outdoor Unit-Air-Source) | CVH825GKA3* |  |  | EA*4X37L17A*+WALLCON | *80CSU0601716A* | 24200 | 16.5 | 8.1 | 21400 | 16700 | 78.04% | 1.98 | 11.5 | 10.5 |  |  |  | No | R-410A | 2.0167 | Residential & Commercial | Ducted CEE Tier 1
206767474 | Central HP <5.4 tons | COMFORTMAKER | HRCU-A-CB (Split System: Heat Pump with Remote Outdoor Unit-Air-Source) | CVH825GKA3* |  |  | EA*4X25L17A*+WALLCON | *95CSU0601716A* | 24200 | 16.5 | 8.1 | 21400 | 16700 | 78.04% | 2 | 11 | 10.5 |  |  |  | No | R-410A | 2.0167 | Residential & Commercial | Ducted CEE Tier 1
206765658 | Central HP <5.4 tons | COMFORTMAKER | HRCU-A-CB (Split System: Heat Pump with Remote Outdoor Unit-Air-Source) | CVH825GKA3* |  |  | EA*4X36L17A*+WALLCON | *80CTL0701716A* | 23600 | 16.5 | 8.1 | 21400 | 16700 | 78.04% | 1.94 | 11.5 | 11 |  |  |  | No | R-410A | 1.9667 | Residential & Commercial | Ducted CEE Tier 1
206765892 | Central HP <5.4 tons | COMFORTMAKER | HRCU-A-CB (Split System: Heat Pump with Remote Outdoor Unit-Air-Source) | CVH825GKA3* |  |  | EA*4X37L17A*+WALLCON | *97CMN0601714A* | 24000 | 16 | 8.1 | 21600 | 16900 | 78.24% | 1.98 | 11 | 10.5 |  |  |  | No | R-410A | 2 | Residential & Commercial | Ducted CEE Tier 1
214064201 | Central HP <5.4 tons | CONCORD | HRCU-A-CB (Split System: Heat Pump with Remote Outdoor Unit-Air-Source) | 4HP18V36P | ADP |  | H,A,DG9J936 | 97G2DF045BE12 | 24000 | 18 | 8.5 | 22400 | 16300 | 72.77% | 2.16 | 0 | 12 |  |  |  | No | R-410A | 2 | Residential & Commercial | Ducted CEE Tier 1
215869120 | Central HP <5.4 tons | TRANE | HRCU-A-CB (Split System: Heat Pump with Remote Outdoor Unit-Air-Source) | 5TWV8X48A1 |  |  | 5TXCB006AS3 | S9V2B060U4VSB+LRP | 44500 | 18.1 | 8.5 | 46000 | 35400 | 76.96% | 2.1 | 0 | 10 |  |  |  | No | R-454B | 3.7083 | Residential & Commercial | Ducted CEE Tier 1
215869122 | Central HP <5.4 tons | TRANE | HRCU-A-CB (Split System: Heat Pump with Remote Outdoor Unit-Air-Source) | 5TWV8X48A1 |  |  | 5TXCC007AS3 | S9V2C100U5VSB+LRP | 45500 | 18.1 | 8.5 | 46000 | 35200 | 76.52% | 2.1 | 0 | 10 |  |  |  | No | R-454B | 3.7917 | Residential & Commercial | Ducted CEE Tier 1
213771297 | Central HP <5.4 tons | HEIL | HRCU-A-CB (Split System: Heat Pump with Remote Outdoor Unit-Air-Source) | HVH825GKA2* |  |  | EA*4X42L21A*+WALLCON | *95CSU0601716B* | 23600 | 16.5 | 8.1 | 21400 | 16700 | 78.04% | 1.96 | 0 | 10.5 |  |  |  | No | R-410A | 1.9667 | Residential & Commercial | Ducted CEE Tier 1
214303004 | Central HP <5.4 tons | RUUD | HRCU-A-CB (Split System: Heat Pump with Remote Outdoor Unit-Air-Source) | RD17AZ36AJ3N | ADP |  | H,RG47936 | R921V0603A17M4S | 34200 | 18 | 8.1 | 32600 | 29400 | 90.18% | 1.9 | 0 | 10 |  |  |  | No | R-410A | 2.85 | Residential & Commercial | Ducted CEE Tier 1
213369652 | Central HP <5.4 tons | GE Appliances | HRCU-A-C (Split System: Heat Pump with Remote Outdoor Unit with No Indoor Fan --Air Source) | AUH2436ZGDA* | ADP |  | *G8J930+TD |  | 22600 | 15.2 | 8.5 | 22400 | 21200 | 94.64% | 1.8 | 0 | 10.5 |  |  |  | No | R-410A | 1.8833 | Residential & Commercial | Ducted CEE Tier 1
213270396 | Central HP <5.4 tons | GE Appliances | HRCU-A-C (Split System: Heat Pump with Remote Outdoor Unit with No Indoor Fan --Air Source) | AUH2436ZGDA* | ADP |  | PL36H175P269+TD |  | 23000 | 15.2 | 8.5 | 22400 | 21200 | 94.64% | 1.8 | 0 | 11 |  |  |  | No | R-410A | 1.9167 | Residential & Commercial | Ducted CEE Tier 1
213270412 | Central HP <5.4 tons | GE Appliances | HRCU-A-C (Split System: Heat Pump with Remote Outdoor Unit with No Indoor Fan --Air Source) | AUH2436ZGDA* | ADP |  | V36H175P139+TD |  | 22600 | 15.2 | 8.5 | 22400 | 21200 | 94.64% | 1.8 | 0 | 10.5 |  |  |  | No | R-410A | 1.8833 | Residential & Commercial | Ducted CEE Tier 1
214595930 | Central HP <5.4 tons | AIRQUEST | HRCU-A-C (Split System: Heat Pump with Remote Outdoor Unit with No Indoor Fan --Air Source) | DLCURAH24ABK | ADP |  | HG36936+TD |  | 24000 | 16 | 9.5 | 23400 | 19600 | 83.76% | 1.95 | 0 | 10.5 |  |  |  | No | R-410A | 2 | Residential & Commercial | Ducted CEE Tier 1
213189994 | Central HP <5.4 tons | YORK | HRCU-A-CB (Split System: Heat Pump with Remote Outdoor Unit-Air-Source) | HMH72B341 | ADP |  | AD-34(P,U)*****9 | TM8Y080C16MP11 | 33200 | 18 | 8.5 | 32400 | 23000 | 70.99% | 2.04 | 0 | 10 |  |  |  | No | R-410A | 2.7667 | Residential & Commercial | Ducted CEE Tier 1
214596007 | Central HP <5.4 tons | AIRQUEST | HRCU-A-C (Split System: Heat Pump with Remote Outdoor Unit with No Indoor Fan --Air Source) | DLCURAH24ABK | ADP |  | H,PG24936+TD |  | 24000 | 16 | 9.3 | 23400 | 19600 | 83.76% | 1.92 | 0 | 10.5 |  |  |  | No | R-410A | 2 | Residential & Commercial | Ducted CEE Tier 1
212603145 | Central HP <5.4 tons | DAY & NIGHT | HRCU-A-CB (Split System: Heat Pump with Remote Outdoor Unit-Air-Source) | DLCURAH24ABK | ADP |  | FG80936 | *80VSL0451716A* | 23400 | 17 | 8.5 | 24000 | 23200 | 96.67% | 1.96 | 0 | 10 |  |  |  | No | R-410A | 1.95 | Residential & Commercial | Ducted CEE Tier 1
212603195 | Central HP <5.4 tons | DAY & NIGHT | HRCU-A-CB (Split System: Heat Pump with Remote Outdoor Unit-Air-Source) | DLCURAH24ABK | ADP |  | PL36H175P069 | *95ESU0601716A* | 24400 | 17 | 8.5 | 24600 | 22000 | 89.43% | 1.86 | 0 | 10 |  |  |  | No | R-410A | 2.0333 | Residential & Commercial | Ducted CEE Tier 1
214595928 | Central HP <5.4 tons | AIRQUEST | HRCU-A-C (Split System: Heat Pump with Remote Outdoor Unit with No Indoor Fan --Air Source) | DLCURAH24ABK | ADP |  | HG33936+TD |  | 24000 | 16 | 9.5 | 23400 | 19600 | 83.76% | 1.95 | 0 | 10.5 |  |  |  | No | R-410A | 2 | Residential & Commercial | Ducted CEE Tier 1
214596010 | Central HP <5.4 tons | AIRQUEST | HRCU-A-C (Split System: Heat Pump with Remote Outdoor Unit with No Indoor Fan --Air Source) | DLCURAH24ABK | ADP |  | H,PG32936+TD |  | 24000 | 16 | 9.4 | 23400 | 19600 | 83.76% | 1.94 | 0 | 10.5 |  |  |  | No | R-410A | 2 | Residential & Commercial | Ducted CEE Tier 1
214596011 | Central HP <5.4 tons | AIRQUEST | HRCU-A-C (Split System: Heat Pump with Remote Outdoor Unit with No Indoor Fan --Air Source) | DLCURAH24ABK | ADP |  | H,PG33936+TD |  | 24000 | 16 | 9.5 | 23400 | 19600 | 83.76% | 1.95 | 0 | 10.5 |  |  |  | No | R-410A | 2 | Residential & Commercial | Ducted CEE Tier 1
214596076 | Central HP <5.4 tons | AIRQUEST | HRCU-A-C (Split System: Heat Pump with Remote Outdoor Unit with No Indoor Fan --Air Source) | DLCURAH24ABK | ADP |  | H,PG81936+TD |  | 24000 | 16 | 9.5 | 23400 | 19600 | 83.76% | 1.95 | 0 | 10.5 |  |  |  | No | R-410A | 2 | Residential & Commercial | Ducted CEE Tier 1
212380530 | Central HP <5.4 tons | CARRIER | HRCU-A-CB (Split System: Heat Pump with Remote Outdoor Unit-Air-Source) | 25VNA424A*031* | ADP |  | V,C36H***P219 | 58TN*A070C14**12 | 23400 | 21 | 8.1 | 25000 | 19400 | 77.6% | 2.42 | 0 | 13.5 |  |  |  | No | R-410A | 1.95 | Residential & Commercial | Ducted CEE Tier 1
212380531 | Central HP <5.4 tons | CARRIER | HRCU-A-CB (Split System: Heat Pump with Remote Outdoor Unit-Air-Source) | 25VNA424A*031* | ADP |  | PL36H***P449 | 58TN*A070C14**12 | 23600 | 21 | 8.1 | 25000 | 19300 | 77.2% | 2.5 | 0 | 13.5 |  |  |  | No | R-410A | 1.9667 | Residential & Commercial | Ducted CEE Tier 1
212380533 | Central HP <5.4 tons | CARRIER | HRCU-A-CB (Split System: Heat Pump with Remote Outdoor Unit-Air-Source) | 25VNA424A*031* | ADP |  | PL36H210P299 | 58TN*A070C17**16 | 24200 | 20 | 8.5 | 24800 | 19300 | 77.82% | 2.54 | 0 | 13.5 |  |  |  | No | R-410A | 2.0167 | Residential & Commercial | Ducted CEE Tier 1
213773554 | Central HP <5.4 tons | TEMPSTAR | HRCU-A-CB (Split System: Heat Pump with Remote Outdoor Unit-Air-Source) | TVH825GKA3* |  |  | EA*4X42L24A*+WALLCON | *96CTN1002122B* | 23800 | 16.5 | 8.1 | 21400 | 16600 | 77.57% | 1.96 | 0 | 11 |  |  |  | No | R-410A | 1.9833 | Residential & Commercial | Ducted CEE Tier 1
212555748 | Central HP <5.4 tons | DAY & NIGHT | HRCU-A-CB (Split System: Heat Pump with Remote Outdoor Unit-Air-Source) | CVH848GKA2* | ADP |  | FG49960 | *95CSU0802120A* | 45500 | 17 | 8.5 | 43500 | 34400 | 79.08% | 2 | 0 | 10 |  |  |  | No | R-410A | 3.7917 | Residential & Commercial | Ducted CEE Tier 1
206767127 | Central HP <5.4 tons | COMFORTMAKER | HRCU-A-CB (Split System: Heat Pump with Remote Outdoor Unit-Air-Source) | CVH825GKA3* |  |  | EA*4X36L17A*+WALLCON | *80CSU0401712A* | 23600 | 16.5 | 8.1 | 21400 | 16600 | 77.57% | 1.94 | 11 | 10.5 |  |  |  | No | R-410A | 1.9667 | Residential & Commercial | Ducted CEE Tier 1
206765496 | Central HP <5.4 tons | COMFORTMAKER | HRCU-A-CB (Split System: Heat Pump with Remote Outdoor Unit-Air-Source) | CVH825GKA3* |  |  | EA*4X25L17A*+WALLCON | *80CTL0451712A* | 24200 | 16.5 | 8.1 | 21400 | 16800 | 78.5% | 2 | 11 | 11 |  |  |  | No | R-410A | 2.0167 | Residential & Commercial | Ducted CEE Tier 1
213184773 | Central HP <5.4 tons | GREE | HRCU-A-CB (Split System: Heat Pump with Remote Outdoor Unit-Air-Source) | FLEXX36HP230V1AO | ADP |  | V,G36H***D129+AEFE3A* |  | 22800 | 16 | 8.85 | 22400 | 21600 | 96.43% | 1.78 | 0 | 11.5 |  |  |  | No | R-410A | 1.9 | Residential & Commercial | Ducted CEE Tier 1
213088355 | Central HP <5.4 tons | GREE | HRCU-A-CB (Split System: Heat Pump with Remote Outdoor Unit-Air-Source) | FLEXX60HP230V1AO | ADP |  | V,R60H210P529+AEFE5* |  | 54000 | 15.8 | 9 | 54000 | 41000 | 75.93% | 1.8 | 0 | 10 |  |  |  | No | R-410A | 4.5 | Residential & Commercial | Ducted CEE Tier 1
214796619 | Central HP <5.4 tons | GREE | HRCU-A-C (Split System: Heat Pump with Remote Outdoor Unit with No Indoor Fan --Air Source) | FLEXX60HP230V1AO | ADP |  | HE50(1,2)60+TXV+TD |  | 47000 | 15.2 | 8.4 | 46000 | 33200 | 72.17% | 1.78 | 0 | 10 |  |  |  | No | R-410A | 3.9167 | Residential & Commercial | Ducted CEE Tier 1
212552606 | Central HP <5.4 tons | DAY & NIGHT | HRCU-A-CB (Split System: Heat Pump with Remote Outdoor Unit-Air-Source) | CVH848GKA** | ADP |  | FG84960 | *80CSU0802120A* | 45500 | 18 | 8.5 | 44000 | 34400 | 78.18% | 2 | 0 | 10.5 |  |  |  | No | R-410A | 3.7917 | Residential & Commercial | Ducted CEE Tier 1
212552631 | Central HP <5.4 tons | DAY & NIGHT | HRCU-A-CB (Split System: Heat Pump with Remote Outdoor Unit-Air-Source) | CVH848GKA** | ADP |  | V,G60H245P189 | *80CTL1352422A* | 45500 | 17 | 8.5 | 44000 | 35000 | 79.55% | 2 | 0 | 10.5 |  |  |  | No | R-410A | 3.7917 | Residential & Commercial | Ducted CEE Tier 1
212552640 | Central HP <5.4 tons | DAY & NIGHT | HRCU-A-CB (Split System: Heat Pump with Remote Outdoor Unit-Air-Source) | CVH848GKA** | ADP |  | FG36960 | *95CSU0802120A* | 45000 | 17 | 8.5 | 45000 | 34800 | 77.33% | 2 | 0 | 10 |  |  |  | No | R-410A | 3.75 | Residential & Commercial | Ducted CEE Tier 1
212552656 | Central HP <5.4 tons | DAY & NIGHT | HRCU-A-CB (Split System: Heat Pump with Remote Outdoor Unit-Air-Source) | CVH848GKA** | ADP |  | FG86960 | *95CSU1002122A* | 45500 | 17 | 8.5 | 44000 | 34400 | 78.18% | 2 | 0 | 10.5 |  |  |  | No | R-410A | 3.7917 | Residential & Commercial | Ducted CEE Tier 1
212552597 | Central HP <5.4 tons | DAY & NIGHT | HRCU-A-CB (Split System: Heat Pump with Remote Outdoor Unit-Air-Source) | CVH848GKA** | ADP |  | PL48H210P299 | *80CSU0802120A* | 45000 | 18 | 8.5 | 44000 | 34400 | 78.18% | 2 | 0 | 10 |  |  |  | No | R-410A | 3.75 | Residential & Commercial | Ducted CEE Tier 1
212552633 | Central HP <5.4 tons | DAY & NIGHT | HRCU-A-CB (Split System: Heat Pump with Remote Outdoor Unit-Air-Source) | CVH848GKA** | ADP |  | FG84960 | *80CTL1352422A* | 45500 | 17 | 8.5 | 44000 | 34400 | 78.18% | 2 | 0 | 10.5 |  |  |  | No | R-410A | 3.7917 | Residential & Commercial | Ducted CEE Tier 1
212552649 | Central HP <5.4 tons | DAY & NIGHT | HRCU-A-CB (Split System: Heat Pump with Remote Outdoor Unit-Air-Source) | CVH848GKA** | ADP |  | FG35948 | *95CSU1002122A* | 45000 | 17 | 8.5 | 45000 | 35200 | 78.22% | 2 | 0 | 10 |  |  |  | No | R-410A | 3.75 | Residential & Commercial | Ducted CEE Tier 1
213369665 | Central HP <5.4 tons | GE Appliances | HRCU-A-C (Split System: Heat Pump with Remote Outdoor Unit with No Indoor Fan --Air Source) | AUH4860ZGDA* | ADP |  | *G52948+TD |  | 47000 | 15.2 | 8.5 | 46000 | 33200 | 72.17% | 1.8 | 0 | 10 |  |  |  | No | R-410A | 3.9167 | Residential & Commercial | Ducted CEE Tier 1
207764687 | Central HP <5.4 tons | GE Appliances | HRCU-A-CB (Split System: Heat Pump with Remote Outdoor Unit-Air-Source) | AUH4860ZGDA* | ADP |  | F,PE*UU1960 |  | 54000 | 15.2 | 9 | 52000 | 40000 | 76.92% | 1.8 | 10.5 | 10 |  |  |  | No | R-410A | 4.5 | Residential & Commercial | Ducted CEE Tier 1
214607174 | Central HP <5.4 tons | LENNOX | HRCU-A-CB (Split System: Heat Pump with Remote Outdoor Unit-Air-Source) | EL22XPV-024-230A** | ADP |  | LD19/24Z9+LEFE3A* |  | 22400 | 20 | 8.35 | 20400 | 15600 | 76.47% | 2.18 | 0 | 13 |  |  |  | No | R-410A | 1.8667 | Residential & Commercial | Ducted CEE Tier 1
216453095 | Central HP <5.4 tons | TRANE | HRCU-A-CB (Split System: Heat Pump with Remote Outdoor Unit-Air-Source) | 5TWV0X36A1 |  |  | 5PX*B004AS3 | S8V2B060M4PDB | 34000 | 19.2 | 9.7 | 31400 | 25000 | 79.62% | 2.1 | 0 | 12 |  |  |  | No | R-454B | 2.8333 | Residential & Commercial | Ducted CEE Tier 1
215869088 | Central HP <5.4 tons | TRANE | HRCU-A-CB (Split System: Heat Pump with Remote Outdoor Unit-Air-Source) | 5TWV8X36A1 |  |  | 5PX*B006AS3 | S9V2B060U4VSB+LRP | 32800 | 18.1 | 8.5 | 33600 | 25800 | 76.79% | 2.1 | 0 | 10 |  |  |  | No | R-454B | 2.7333 | Residential & Commercial | Ducted CEE Tier 1
206135979 | Central HP <5.4 tons | COMFORTMAKER | HRCU-A-CB (Split System: Heat Pump with Remote Outdoor Unit-Air-Source) | CVH837GKA** |  |  | EHD4X42AAL+WALLCON | *80CSU0601716A* | 32400 | 16.5 | 8.1 | 33200 | 24800 | 74.7% | 1.94 | 11.5 | 11 |  |  |  | No | R-410A | 2.7 | Residential & Commercial | Ducted CEE Tier 1
204298770 | Central HP <5.4 tons | COMFORTMAKER | HRCU-A-CB (Split System: Heat Pump with Remote Outdoor Unit-Air-Source) | CVH837GKA** |  |  | EA*4X36L21A*+WALLCON | *80CTL0901716A* | 31600 | 17.5 | 8.1 | 33000 | 24200 | 73.33% | 1.86 | 11.5 | 11.5 |  |  |  | No | R-410A | 2.6333 | Residential & Commercial | Ducted CEE Tier 1
206767172 | Central HP <5.4 tons | COMFORTMAKER | HRCU-A-CB (Split System: Heat Pump with Remote Outdoor Unit-Air-Source) | CVH825GKA3* |  |  | EA*4X36L21A*+WALLCON | *80CSU1002120A* | 23600 | 16.5 | 8.1 | 21400 | 16700 | 78.04% | 1.92 | 11.5 | 10.5 |  |  |  | No | R-410A | 1.9667 | Residential & Commercial | Ducted CEE Tier 1
206767208 | Central HP <5.4 tons | COMFORTMAKER | HRCU-A-CB (Split System: Heat Pump with Remote Outdoor Unit-Air-Source) | CVH825GKA3* |  |  | EA*4X37L21A*+WALLCON | *80CSU0601716A* | 24400 | 17 | 8.1 | 21200 | 16600 | 78.3% | 2.02 | 11.5 | 11 |  |  |  | No | R-410A | 2.0333 | Residential & Commercial | Ducted CEE Tier 1
213772277 | Central HP <5.4 tons | HEIL | HRCU-A-CB (Split System: Heat Pump with Remote Outdoor Unit-Air-Source) | HVH825GKA2* |  |  | EHD4X42AAL+WALLCON | *80CTL0701716B* | 24200 | 16 | 8.1 | 21400 | 16600 | 77.57% | 2 | 0 | 10.5 |  |  |  | No | R-410A | 2.0167 | Residential & Commercial | Ducted CEE Tier 1
213772497 | Central HP <5.4 tons | HEIL | HRCU-A-CB (Split System: Heat Pump with Remote Outdoor Unit-Air-Source) | HVH825GKA2* |  |  | EHD4X48AAL+WALLCON | *95CSU0601716B* | 24200 | 16 | 8.1 | 21400 | 16600 | 77.57% | 2.02 | 0 | 10.5 |  |  |  | No | R-410A | 2.0167 | Residential & Commercial | Ducted CEE Tier 1
213772997 | Central HP <5.4 tons | HEIL | HRCU-A-CB (Split System: Heat Pump with Remote Outdoor Unit-Air-Source) | HVH825GKA3* |  |  | EA*4X36L17A*+WALLCON | *97CMN0801714B* | 23400 | 16.5 | 8.1 | 21600 | 16700 | 77.31% | 1.92 | 0 | 10.5 |  |  |  | No | R-410A | 1.95 | Residential & Commercial | Ducted CEE Tier 1
214588269 | Central HP <5.4 tons | BRYANT HEATING AND COOLING SYSTEMS | HRCU-A-CB (Split System: Heat Pump with Remote Outdoor Unit-Air-Source) | 38MURAQ24AB3* | ADP |  | V,C36H***P219 | 926TC30040V14*** | 23400 | 16 | 8.5 | 24800 | 24400 | 98.39% | 2.06 | 0 | 10 |  |  |  | No | R-410A | 1.95 | Residential & Commercial | Ducted CEE Tier 1
212983645 | Central HP <5.4 tons | TEMPSTAR | HRCU-A-CB (Split System: Heat Pump with Remote Outdoor Unit-Air-Source) | DLCURAH18ABK |  |  | EA*4X24L14A* | *92MSN0601412A* | 17500 | 16 | 8.5 | 18500 | 19400 | 104.9% | 2.34 | 0 | 10.5 |  |  |  | No | R-410A | 1.4583 | Residential & Commercial | Ducted CEE Tier 1
211260057 | Central HP <5.4 tons | AIRQUEST | HRCU-A-CB (Split System: Heat Pump with Remote Outdoor Unit-Air-Source) | DLCURAH18ABK |  |  | EA*4X19L17A* | OMV112K14A | 18600 | 15.5 | 8.5 | 18700 | 17500 | 93.58% | 2.12 | 0 | 10.5 |  |  |  | No | R-410A | 1.55 | Residential & Commercial | Ducted CEE Tier 1
211260175 | Central HP <5.4 tons | AIRQUEST | HRCU-A-CB (Split System: Heat Pump with Remote Outdoor Unit-Air-Source) | DLCURAH18ABK |  |  | EA*4X24L14A* | *95ESN0261410A* | 17900 | 15.5 | 8.5 | 19000 | 18900 | 99.47% | 2.26 | 0 | 10.5 |  |  |  | No | R-410A | 1.4917 | Residential & Commercial | Ducted CEE Tier 1
211260275 | Central HP <5.4 tons | AIRQUEST | HRCU-A-CB (Split System: Heat Pump with Remote Outdoor Unit-Air-Source) | DLCURAH18ABK |  |  | EA*4X24L17A* | *96VSN0401410A* | 17400 | 16 | 8.5 | 18300 | 19200 | 104.9% | 2.3 | 0 | 10.5 |  |  |  | No | R-410A | 1.45 | Residential & Commercial | Ducted CEE Tier 1
212988817 | Central HP <5.4 tons | CARRIER | HRCU-A-CB (Split System: Heat Pump with Remote Outdoor Unit-Air-Source) | 38MURAQ18AB3* |  |  | CNPV*2417AL* | 59SU5B040M17**12 | 17600 | 16 | 8.5 | 18700 | 19100 | 102.1% | 2.3 | 0 | 10.5 |  |  |  | No | R-410A | 1.4667 | Residential & Commercial | Ducted CEE Tier 1
214320993 | Central HP <5.4 tons | CARRIER | HRCU-A-CB (Split System: Heat Pump with Remote Outdoor Unit-Air-Source) | 25VNA837A*030* | ADP |  | H,PG53936 | 59MN7C080C17**14 | 32800 | 17 | 8.5 | 31400 | 25000 | 79.62% | 1.98 | 0 | 11 |  |  |  | No | R-410A | 2.7333 | Residential & Commercial | Ducted CEE Tier 1
212989285 | Central HP <5.4 tons | CARRIER | HRCU-A-CB (Split System: Heat Pump with Remote Outdoor Unit-Air-Source) | 38MURAQ18AB3* |  |  | CAP**2517AL* | 59SU5B060M17**16 | 17800 | 16.5 | 8.1 | 17700 | 17700 | 100% | 2.14 | 0 | 10.5 |  |  |  | No | R-410A | 1.4833 | Residential & Commercial | Ducted CEE Tier 1
214797804 | Central HP <5.4 tons | GREE | HRCU-A-C (Split System: Heat Pump with Remote Outdoor Unit with No Indoor Fan --Air Source) | FLEXX36HP230V1AO | ADP |  | HE7J936+TD |  | 22200 | 15.2 | 8.4 | 22400 | 21200 | 94.64% | 1.78 | 0 | 10.5 |  |  |  | No | R-410A | 1.85 | Residential & Commercial | Ducted CEE Tier 1
212498595 | Central HP <5.4 tons | BRYANT HEATING AND COOLING SYSTEMS | HRCU-A-CB (Split System: Heat Pump with Remote Outdoor Unit-Air-Source) | 38MURAQ18AB3* | ADP |  | CE1801C+TXV |  | 17400 | 17 | 8.6 | 17000 | 19300 | 113.5% | 2.3 | 0 | 10.5 |  |  |  | No | R-410A | 1.45 | Residential & Commercial | Ducted CEE Tier 1
213778954 | Central HP <5.4 tons | TEMPSTAR | HRCU-A-CB (Split System: Heat Pump with Remote Outdoor Unit-Air-Source) | TVH837GKA** |  |  | EA*4X37L21A*+WALLCON | *80CTL0701716B* | 32800 | 17 | 8.5 | 33000 | 25200 | 76.36% | 1.96 | 0 | 11 |  |  |  | No | R-410A | 2.7333 | Residential & Commercial | Ducted CEE Tier 1
213778974 | Central HP <5.4 tons | TEMPSTAR | HRCU-A-CB (Split System: Heat Pump with Remote Outdoor Unit-Air-Source) | TVH837GKA** |  |  | EA*4X37L21A*+WALLCON | *80CTL0902120B* | 32800 | 17 | 8.5 | 33000 | 25000 | 75.76% | 1.98 | 0 | 11 |  |  |  | No | R-410A | 2.7333 | Residential & Commercial | Ducted CEE Tier 1
213779154 | Central HP <5.4 tons | TEMPSTAR | HRCU-A-CB (Split System: Heat Pump with Remote Outdoor Unit-Air-Source) | TVH837GKA** |  |  | EA*4X42L21A*+WALLCON | *96CTN0601714B* | 31600 | 16.5 | 8.1 | 33200 | 24600 | 74.1% | 1.86 | 0 | 10.5 |  |  |  | No | R-410A | 2.6333 | Residential & Commercial | Ducted CEE Tier 1
213771337 | Central HP <5.4 tons | HEIL | HRCU-A-CB (Split System: Heat Pump with Remote Outdoor Unit-Air-Source) | HVH825GKA2* |  |  | EA*4X42L21A*+WALLCON | *96CTN0601714B* | 23600 | 16.5 | 8.1 | 21400 | 16700 | 78.04% | 1.96 | 0 | 10.5 |  |  |  | No | R-410A | 1.9667 | Residential & Commercial | Ducted CEE Tier 1
213770837 | Central HP <5.4 tons | HEIL | HRCU-A-CB (Split System: Heat Pump with Remote Outdoor Unit-Air-Source) | HVH825GKA2* |  |  | EA*4X36L17A*+WALLCON | *80CTL0901716B* | 23600 | 16.5 | 8.1 | 21400 | 16700 | 78.04% | 1.94 | 0 | 11 |  |  |  | No | R-410A | 1.9667 | Residential & Commercial | Ducted CEE Tier 1
213076382 | Central HP <5.4 tons | CARRIER | HRCU-A-CB (Split System: Heat Pump with Remote Outdoor Unit-Air-Source) | 38MURAQ18AB3* |  |  | CAP**2417AL* | 59TP6C060V17**16 | 17400 | 16 | 8.5 | 18400 | 19500 | 106% | 2.34 | 0 | 10.5 |  |  |  | No | R-410A | 1.45 | Residential & Commercial | Ducted CEE Tier 1
214607208 | Central HP <5.4 tons | LENNOX | HRCU-A-CB (Split System: Heat Pump with Remote Outdoor Unit-Air-Source) | SL25XPV-024-230A** | ADP |  | LH35/37D9+LEFE4B* |  | 22000 | 22 | 9.05 | 20600 | 20800 | 101% | 1.86 | 0 | 14 |  |  |  | No | R-410A | 1.8333 | Residential & Commercial | Ducted CEE Tier 1
214588210 | Central HP <5.4 tons | BRYANT HEATING AND COOLING SYSTEMS | HRCU-A-CB (Split System: Heat Pump with Remote Outdoor Unit-Air-Source) | 38MURAQ18AB3* | ADP |  | PL36H175P149 | 926TC30040V14*** | 17200 | 16 | 8.5 | 16600 | 19000 | 114.5% | 2.34 | 0 | 10 |  |  |  | No | R-410A | 1.4333 | Residential & Commercial | Ducted CEE Tier 1
214596086 | Central HP <5.4 tons | AIRQUEST | HRCU-A-C (Split System: Heat Pump with Remote Outdoor Unit with No Indoor Fan --Air Source) | DLCURAH36ABK | ADP |  | H,PG36936+TD |  | 36000 | 15.2 | 8.6 | 36400 | 31200 | 85.71% | 1.85 | 0 | 10 |  |  |  | No | R-410A | 3 | Residential & Commercial | Ducted CEE Tier 1
211230931 | Central HP <5.4 tons | DAY & NIGHT | HRCU-A-CB (Split System: Heat Pump with Remote Outdoor Unit-Air-Source) | DLCURAH36ABK |  |  | FXM4X48**AL |  | 36800 | 16 | 8.5 | 38500 | 34600 | 89.87% | 2.08 | 0 | 10 |  |  |  | No | R-410A | 3.0667 | Residential & Commercial | Ducted CEE Tier 1
207764680 | Central HP <5.4 tons | GE Appliances | HRCU-A-CB (Split System: Heat Pump with Remote Outdoor Unit-Air-Source) | AUH2436ZGDA* | ADP |  | SK7925 |  | 22200 | 17 | 8.85 | 22400 | 21600 | 96.43% | 1.78 | 11.7 | 11.7 |  |  |  | No | R-410A | 1.85 | Residential & Commercial | Ducted CEE Tier 1
214596033 | Central HP <5.4 tons | AIRQUEST | HRCU-A-C (Split System: Heat Pump with Remote Outdoor Unit with No Indoor Fan --Air Source) | DLCURAH36ABK | ADP |  | H,PG37936+TD |  | 36000 | 15.2 | 8.6 | 36400 | 31200 | 85.71% | 1.85 | 0 | 10 |  |  |  | No | R-410A | 3 | Residential & Commercial | Ducted CEE Tier 1
212954619 | Central HP <5.4 tons | GE Appliances | HRCU-A-C (Split System: Heat Pump with Remote Outdoor Unit with No Indoor Fan --Air Source) | AUH2436ZGDA* | ADP |  | HG34936 |  | 22800 | 15.2 | 8.5 | 22400 | 21200 | 94.64% | 1.8 | 0 | 11 |  |  |  | No | R-410A | 1.9 | Residential & Commercial | Ducted CEE Tier 1
207436261 | Central HP <5.4 tons | LENNOX | HRCU-A-CB (Split System: Heat Pump with Remote Outdoor Unit-Air-Source) | SL25XPV-036-230A** |  |  | C35-48B+TDR+TXV | EL296UH045XV36B* | 33800 | 21.4 | 8.8 | 35800 | 27800 | 77.65% | 1.8 | 13.5 | 12.5 |  |  |  | No | R-410A | 2.8167 | Residential & Commercial | Ducted CEE Tier 1
207436329 | Central HP <5.4 tons | LENNOX | HRCU-A-CB (Split System: Heat Pump with Remote Outdoor Unit-Air-Source) | SL25XPV-036-230A** |  |  | CH35-42B+TDR+TXV | EL296UH045XV36B* | 34400 | 21.2 | 8.8 | 34600 | 26400 | 76.3% | 1.8 | 13.5 | 12.5 |  |  |  | No | R-410A | 2.8667 | Residential & Commercial | Ducted CEE Tier 1
214607213 | Central HP <5.4 tons | LENNOX | HRCU-A-CB (Split System: Heat Pump with Remote Outdoor Unit-Air-Source) | SL25XPV-024-230A** | ADP |  | L*24/36Z9+LEFE3A* |  | 22200 | 22 | 9.1 | 20600 | 20800 | 101% | 1.86 | 0 | 14 |  |  |  | No | R-410A | 1.85 | Residential & Commercial | Ducted CEE Tier 1
214640564 | Central HP <5.4 tons | GREE | HRCU-A-C (Split System: Heat Pump with Remote Outdoor Unit with No Indoor Fan --Air Source) | FLEXX36HP230V1AO | ADP |  | HG33936+TD |  | 22400 | 15.2 | 8.4 | 22400 | 21200 | 94.64% | 1.78 | 0 | 10.5 |  |  |  | No | R-410A | 1.8667 | Residential & Commercial | Ducted CEE Tier 1
207436236 | Central HP <5.4 tons | LENNOX | HRCU-A-CB (Split System: Heat Pump with Remote Outdoor Unit-Air-Source) | SL25XPV-024-230A** |  |  | CX35-36B+TDR | SL280UH090XV48B* | 22400 | 22 | 9.3 | 21600 | 20400 | 94.44% | 1.84 | 15 | 14.5 |  |  |  | No | R-410A | 1.8667 | Residential & Commercial | Ducted CEE Tier 1
207436277 | Central HP <5.4 tons | LENNOX | HRCU-A-CB (Split System: Heat Pump with Remote Outdoor Unit-Air-Source) | SL25XPV-036-230A** |  |  | C35-48C+TDR+TXV | SL280UH090XV60C* | 34000 | 21.4 | 8.8 | 35400 | 27400 | 77.4% | 1.84 | 14 | 13.5 |  |  |  | No | R-410A | 2.8333 | Residential & Commercial | Ducted CEE Tier 1
207436293 | Central HP <5.4 tons | LENNOX | HRCU-A-CB (Split System: Heat Pump with Remote Outdoor Unit-Air-Source) | SL25XPV-036-230A** |  |  | C35-50/60C+TDR+TXV | SL280UH090V60C* | 33800 | 21.6 | 8.7 | 34200 | 26600 | 77.78% | 1.82 | 14 | 13.5 |  |  |  | No | R-410A | 2.8167 | Residential & Commercial | Ducted CEE Tier 1
207436413 | Central HP <5.4 tons | LENNOX | HRCU-A-CB (Split System: Heat Pump with Remote Outdoor Unit-Air-Source) | SL25XPV-036-230A** |  |  | CHX35-48B-**-*+TDR | SL297UH040NV36B* | 33800 | 21.8 | 8.8 | 34600 | 26200 | 75.72% | 1.84 | 14 | 13.4 |  |  |  | No | R-410A | 2.8167 | Residential & Commercial | Ducted CEE Tier 1
207764679 | Central HP <5.4 tons | GE Appliances | HRCU-A-CB (Split System: Heat Pump with Remote Outdoor Unit-Air-Source) | AUH2436ZGDA* | ADP |  | SK7931 |  | 22200 | 17 | 8.85 | 22400 | 21600 | 96.43% | 1.78 | 11.7 | 11.7 |  |  |  | No | R-410A | 1.85 | Residential & Commercial | Ducted CEE Tier 1
207764669 | Central HP <5.4 tons | GE Appliances | HRCU-A-CB (Split System: Heat Pump with Remote Outdoor Unit-Air-Source) | AUH2436ZGDA* | ADP |  | F,PE*E32924 |  | 22800 | 15.2 | 8.85 | 22400 | 21600 | 96.43% | 1.78 | 11 | 11.5 |  |  |  | No | R-410A | 1.9 | Residential & Commercial | Ducted CEE Tier 1
207764676 | Central HP <5.4 tons | GE Appliances | HRCU-A-CB (Split System: Heat Pump with Remote Outdoor Unit-Air-Source) | AUH2436ZGDA* | ADP |  | CE3005C+TXV |  | 23000 | 15.2 | 8.8 | 22400 | 21600 | 96.43% | 1.78 | 11.5 | 11.5 |  |  |  | No | R-410A | 1.9167 | Residential & Commercial | Ducted CEE Tier 1
213351370 | Central HP <5.4 tons | GE Appliances | HRCU-A-C (Split System: Heat Pump with Remote Outdoor Unit with No Indoor Fan --Air Source) | AUH2436ZGDA* | ADP |  | HG9J936 |  | 22800 | 15.2 | 8.5 | 22400 | 21200 | 94.64% | 1.8 | 0 | 11 |  |  |  | No | R-410A | 1.9 | Residential & Commercial | Ducted CEE Tier 1
207436463 | Central HP <5.4 tons | LENNOX | HRCU-A-CB (Split System: Heat Pump with Remote Outdoor Unit-Air-Source) | SL25XPV-036-230A** |  |  | CX35-36B+TDR | SL280UH090V48B* | 33400 | 21.8 | 8.6 | 35600 | 26600 | 74.72% | 1.76 | 13.5 | 13.4 |  |  |  | No | R-410A | 2.7833 | Residential & Commercial | Ducted CEE Tier 1
207436363 | Central HP <5.4 tons | LENNOX | HRCU-A-CB (Split System: Heat Pump with Remote Outdoor Unit-Air-Source) | SL25XPV-036-230A** |  |  | CH35-48B+TDR+TXV | SLP99UH070XV36B* | 33800 | 21.8 | 8.8 | 34600 | 26200 | 75.72% | 1.82 | 13.5 | 13.3 |  |  |  | No | R-410A | 2.8167 | Residential & Commercial | Ducted CEE Tier 1
207436436 | Central HP <5.4 tons | LENNOX | HRCU-A-CB (Split System: Heat Pump with Remote Outdoor Unit-Air-Source) | SL25XPV-036-230A** |  |  | CR33-48B*+TDR+TXV | SL280DF090V48B* | 33400 | 21.2 | 8.7 | 36000 | 29800 | 82.78% | 1.78 | 13.5 | 13 |  |  |  | No | R-410A | 2.7833 | Residential & Commercial | Ducted CEE Tier 1
214588217 | Central HP <5.4 tons | BRYANT HEATING AND COOLING SYSTEMS | HRCU-A-CB (Split System: Heat Pump with Remote Outdoor Unit-Air-Source) | 38MURAQ18AB3* | ADP |  | C36A***L139 | 926TC36040V17*** | 17100 | 16 | 8.5 | 16600 | 19000 | 114.5% | 2.34 | 0 | 10.5 |  |  |  | No | R-410A | 1.425 | Residential & Commercial | Ducted CEE Tier 1
214588221 | Central HP <5.4 tons | BRYANT HEATING AND COOLING SYSTEMS | HRCU-A-CB (Split System: Heat Pump with Remote Outdoor Unit-Air-Source) | 38MURAQ18AB3* | ADP |  | V,C36H175P159 | 926TC36040V17*** | 17400 | 16 | 8.5 | 16400 | 18400 | 112.2% | 2.24 | 0 | 10.5 |  |  |  | No | R-410A | 1.45 | Residential & Commercial | Ducted CEE Tier 1
214588228 | Central HP <5.4 tons | BRYANT HEATING AND COOLING SYSTEMS | HRCU-A-CB (Split System: Heat Pump with Remote Outdoor Unit-Air-Source) | 38MURAQ18AB3* | ADP |  | C36A***L139 | 926TC36060V14*** | 17400 | 16 | 8.5 | 16900 | 18800 | 111.2% | 2.3 | 0 | 10.5 |  |  |  | No | R-410A | 1.45 | Residential & Commercial | Ducted CEE Tier 1
212984211 | Central HP <5.4 tons | DAY & NIGHT | HRCU-A-CB (Split System: Heat Pump with Remote Outdoor Unit-Air-Source) | DLCURAH18ABK |  |  | EN(A,D)4X24L17** | *92MSN0601714A* | 17500 | 16 | 8.5 | 18500 | 19200 | 103.8% | 2.3 | 0 | 10.5 |  |  |  | No | R-410A | 1.4583 | Residential & Commercial | Ducted CEE Tier 1
212985899 | Central HP <5.4 tons | DAY & NIGHT | HRCU-A-CB (Split System: Heat Pump with Remote Outdoor Unit-Air-Source) | DLCURAH18ABK |  |  | EA*4X24L17A* | *96MSN0261410A* | 17300 | 16 | 8.5 | 18200 | 19400 | 106.6% | 2.34 | 0 | 10.5 |  |  |  | No | R-410A | 1.4417 | Residential & Commercial | Ducted CEE Tier 1
212986385 | Central HP <5.4 tons | DAY & NIGHT | HRCU-A-CB (Split System: Heat Pump with Remote Outdoor Unit-Air-Source) | DLCURAH18ABK |  |  | EN(A,D)4X30L17** | *96MSN0401410A* | 17600 | 16 | 8.1 | 18200 | 18700 | 102.7% | 2.24 | 0 | 11 |  |  |  | No | R-410A | 1.4667 | Residential & Commercial | Ducted CEE Tier 1
212987003 | Central HP <5.4 tons | DAY & NIGHT | HRCU-A-CB (Split System: Heat Pump with Remote Outdoor Unit-Air-Source) | DLCURAH18ABK |  |  | EA*4X24L17A* | *96MSN0601412A* | 17300 | 16 | 8.5 | 18200 | 19400 | 106.6% | 2.34 | 0 | 10.5 |  |  |  | No | R-410A | 1.4417 | Residential & Commercial | Ducted CEE Tier 1
213778764 | Central HP <5.4 tons | TEMPSTAR | HRCU-A-CB (Split System: Heat Pump with Remote Outdoor Unit-Air-Source) | TVH837GKA** |  |  | EA*4X36L17A*+WALLCON | *80CTL0901716B* | 31200 | 16.5 | 8.1 | 33200 | 24200 | 72.89% | 1.84 | 0 | 10.5 |  |  |  | No | R-410A | 2.6 | Residential & Commercial | Ducted CEE Tier 1
213778814 | Central HP <5.4 tons | TEMPSTAR | HRCU-A-CB (Split System: Heat Pump with Remote Outdoor Unit-Air-Source) | TVH837GKA** |  |  | EA*4X36L17A*+WALLCON | *96CTN0801714B* | 31400 | 16.5 | 8.1 | 33200 | 24400 | 73.49% | 1.82 | 0 | 10.5 |  |  |  | No | R-410A | 2.6167 | Residential & Commercial | Ducted CEE Tier 1
213778964 | Central HP <5.4 tons | TEMPSTAR | HRCU-A-CB (Split System: Heat Pump with Remote Outdoor Unit-Air-Source) | TVH837GKA** |  |  | EA*4X37L21A*+WALLCON | *80CTL0901716B* | 32600 | 17 | 8.5 | 32800 | 25000 | 76.22% | 1.98 | 0 | 11 |  |  |  | No | R-410A | 2.7167 | Residential & Commercial | Ducted CEE Tier 1
214065117 | Central HP <5.4 tons | CONCORD | HRCU-A-CB (Split System: Heat Pump with Remote Outdoor Unit-Air-Source) | 4HP18V36P | ADP |  | H,A,DG9J930 | 97G2DF070BE16 | 23800 | 18 | 8.5 | 22400 | 16300 | 72.77% | 2.16 | 0 | 12 |  |  |  | No | R-410A | 1.9833 | Residential & Commercial | Ducted CEE Tier 1
213772677 | Central HP <5.4 tons | HEIL | HRCU-A-CB (Split System: Heat Pump with Remote Outdoor Unit-Air-Source) | HVH825GKA3* |  |  | EA*4X24L17A*+WALLCON | *97CMN0801714B* | 23200 | 16 | 8.1 | 22000 | 16800 | 76.36% | 1.88 | 0 | 10.5 |  |  |  | No | R-410A | 1.9333 | Residential & Commercial | Ducted CEE Tier 1
213772927 | Central HP <5.4 tons | HEIL | HRCU-A-CB (Split System: Heat Pump with Remote Outdoor Unit-Air-Source) | HVH825GKA3* |  |  | EA*4X30L17A*+WALLCON | *96CTN0801714B* | 23400 | 16.5 | 8.1 | 21600 | 16700 | 77.31% | 1.9 | 0 | 10.5 |  |  |  | No | R-410A | 1.95 | Residential & Commercial | Ducted CEE Tier 1
212520221 | Central HP <5.4 tons | CARRIER | HRCU-A-CB (Split System: Heat Pump with Remote Outdoor Unit-Air-Source) | 38MURAQ24AB3* | ADP |  | H,PG32936 | 58S(B,C)*A070E21**16 | 23600 | 17 | 8.1 | 24600 | 22400 | 91.06% | 1.9 | 0 | 10 |  |  |  | No | R-410A | 1.9667 | Residential & Commercial | Ducted CEE Tier 1
212520239 | Central HP <5.4 tons | CARRIER | HRCU-A-CB (Split System: Heat Pump with Remote Outdoor Unit-Air-Source) | 38MURAQ24AB3* | ADP |  | H,PG9J936 | 58SP*A045V14**12 | 24200 | 16 | 8.5 | 24800 | 22600 | 91.13% | 1.9 | 0 | 10 |  |  |  | No | R-410A | 2.0167 | Residential & Commercial | Ducted CEE Tier 1
214596077 | Central HP <5.4 tons | AIRQUEST | HRCU-A-C (Split System: Heat Pump with Remote Outdoor Unit with No Indoor Fan --Air Source) | DLCURAH24ABK | ADP |  | H,PG9J936+TD |  | 24000 | 16 | 9.5 | 23400 | 19600 | 83.76% | 1.95 | 0 | 10.5 |  |  |  | No | R-410A | 2 | Residential & Commercial | Ducted CEE Tier 1
214596012 | Central HP <5.4 tons | AIRQUEST | HRCU-A-C (Split System: Heat Pump with Remote Outdoor Unit with No Indoor Fan --Air Source) | DLCURAH24ABK | ADP |  | H,PG34936+TD |  | 24000 | 16 | 9.5 | 23400 | 19600 | 83.76% | 1.95 | 0 | 10.5 |  |  |  | No | R-410A | 2 | Residential & Commercial | Ducted CEE Tier 1
214596005 | Central HP <5.4 tons | AIRQUEST | HRCU-A-C (Split System: Heat Pump with Remote Outdoor Unit with No Indoor Fan --Air Source) | DLCURAH18ABK | ADP |  | H,PG8J936+TD |  | 18000 | 16 | 9.5 | 17400 | 14600 | 83.91% | 2.2 | 0 | 11.7 |  |  |  | No | R-410A | 1.5 | Residential & Commercial | Ducted CEE Tier 1
212520254 | Central HP <5.4 tons | CARRIER | HRCU-A-CB (Split System: Heat Pump with Remote Outdoor Unit-Air-Source) | 38MURAQ24AB3* | ADP |  | H,PG34936 | 58SP*A090V21**20 | 24200 | 17 | 8.5 | 24400 | 22400 | 91.8% | 1.88 | 0 | 10 |  |  |  | No | R-410A | 2.0167 | Residential & Commercial | Ducted CEE Tier 1
213773437 | Central HP <5.4 tons | HEIL | HRCU-A-CB (Split System: Heat Pump with Remote Outdoor Unit-Air-Source) | HVH825GKA3* |  |  | EA*4X42L21A*+WALLCON | *97CMN0601714B* | 23600 | 16 | 8.1 | 21600 | 16700 | 77.31% | 1.94 | 0 | 10.5 |  |  |  | No | R-410A | 1.9667 | Residential & Commercial | Ducted CEE Tier 1
214064202 | Central HP <5.4 tons | CONCORD | HRCU-A-CB (Split System: Heat Pump with Remote Outdoor Unit-Air-Source) | 4HP18V36P | ADP |  | H,A,DG9J936 | 97G2DF070BE16 | 23800 | 18 | 8.5 | 22400 | 16300 | 72.77% | 2.16 | 0 | 12 |  |  |  | No | R-410A | 1.9833 | Residential & Commercial | Ducted CEE Tier 1
214848909 | Central HP <5.4 tons | YORK | HRCU-A-CB (Split System: Heat Pump with Remote Outdoor Unit-Air-Source) | HH824E2S11 | ADP |  | H,YG8J*36+TXV | TM9Y060B12MP11 | 23000 | 17 | 9 | 21400 | 18000 | 84.11% | 2 | 0 | 11.7 |  |  |  | No | R-454B | 1.9167 | Residential & Commercial | Ducted CEE Tier 1
214848968 | Central HP <5.4 tons | YORK | HRCU-A-CB (Split System: Heat Pump with Remote Outdoor Unit-Air-Source) | HH824E2S11 | ADP |  | H,YG35*36+TXV-BLEED | TM9Y060B12MP11 | 23000 | 17 | 9 | 21400 | 18000 | 84.11% | 2 | 0 | 11.7 |  |  |  | No | R-454B | 1.9167 | Residential & Commercial | Ducted CEE Tier 1
214848975 | Central HP <5.4 tons | YORK | HRCU-A-CB (Split System: Heat Pump with Remote Outdoor Unit-Air-Source) | HH824E2S11 | ADP |  | H,YG35*36+TXV-BLEED | Y82E080B12LMPS1 | 23000 | 19 | 9.5 | 21400 | 17500 | 81.78% | 2 | 0 | 11.7 |  |  |  | No | R-454B | 1.9167 | Residential & Commercial | Ducted CEE Tier 1
214588268 | Central HP <5.4 tons | BRYANT HEATING AND COOLING SYSTEMS | HRCU-A-CB (Split System: Heat Pump with Remote Outdoor Unit-Air-Source) | 38MURAQ24AB3* | ADP |  | C36A***L159 | 926TC30040V14*** | 23400 | 16 | 8.5 | 24600 | 23800 | 96.75% | 2 | 0 | 10 |  |  |  | No | R-410A | 1.95 | Residential & Commercial | Ducted CEE Tier 1
214588270 | Central HP <5.4 tons | BRYANT HEATING AND COOLING SYSTEMS | HRCU-A-CB (Split System: Heat Pump with Remote Outdoor Unit-Air-Source) | 38MURAQ24AB3* | ADP |  | PL36H***P449 | 926TC30040V14*** | 23400 | 16 | 8.5 | 24600 | 23800 | 96.75% | 2 | 0 | 10 |  |  |  | No | R-410A | 1.95 | Residential & Commercial | Ducted CEE Tier 1
211259923 | Central HP <5.4 tons | DAY & NIGHT | HRCU-A-CB (Split System: Heat Pump with Remote Outdoor Unit-Air-Source) | DLCURAH18ABK |  |  | EA*4X19L17A* | *80ES(N,L)0701712A* | 18600 | 16.5 | 8.5 | 18400 | 17500 | 95.11% | 2.14 | 0 | 11 |  |  |  | No | R-410A | 1.55 | Residential & Commercial | Ducted CEE Tier 1
211260707 | Central HP <5.4 tons | DAY & NIGHT | HRCU-A-CB (Split System: Heat Pump with Remote Outdoor Unit-Air-Source) | DLCURAH18ABK |  |  | EA*4X25L17A* | *96VSN0601714A* | 18200 | 16 | 8.5 | 18100 | 17600 | 97.24% | 2.12 | 0 | 11 |  |  |  | No | R-410A | 1.5167 | Residential & Commercial | Ducted CEE Tier 1
213367383 | Central HP <5.4 tons | CARRIER | HRCU-A-CB (Split System: Heat Pump with Remote Outdoor Unit-Air-Source) | 38MURAQ24AB3* | ADP |  | H,PG9J936 | 59TP6C100V21**22 | 23800 | 17 | 8.5 | 24800 | 23400 | 94.35% | 1.98 | 0 | 10.5 |  |  |  | No | R-410A | 1.9833 | Residential & Commercial | Ducted CEE Tier 1
211261268 | Central HP <5.4 tons | DAY & NIGHT | HRCU-A-CB (Split System: Heat Pump with Remote Outdoor Unit-Air-Source) | DLCURAH18ABK |  |  | EA*4X30L14A* | *96VSN0401410A* | 17500 | 16 | 8.5 | 18100 | 18600 | 102.8% | 2.24 | 0 | 10.5 |  |  |  | No | R-410A | 1.4583 | Residential & Commercial | Ducted CEE Tier 1
211259825 | Central HP <5.4 tons | DAY & NIGHT | HRCU-A-CB (Split System: Heat Pump with Remote Outdoor Unit-Air-Source) | DLCURAH18ABK |  |  | EA*4X19L17A* | *95ESN0601412A* | 18400 | 16.5 | 8.5 | 18300 | 17600 | 96.17% | 2.14 | 0 | 11 |  |  |  | No | R-410A | 1.5333 | Residential & Commercial | Ducted CEE Tier 1
211259892 | Central HP <5.4 tons | DAY & NIGHT | HRCU-A-CB (Split System: Heat Pump with Remote Outdoor Unit-Air-Source) | DLCURAH18ABK |  |  | EA*4X19L17A* | *80ES(N,L)0451412A* | 18600 | 16.5 | 8.5 | 18500 | 17500 | 94.59% | 2.14 | 0 | 11 |  |  |  | No | R-410A | 1.55 | Residential & Commercial | Ducted CEE Tier 1
211260178 | Central HP <5.4 tons | DAY & NIGHT | HRCU-A-CB (Split System: Heat Pump with Remote Outdoor Unit-Air-Source) | DLCURAH18ABK |  |  | EA*4X24L14A* | *95ESN0261410A* | 17900 | 15.5 | 8.5 | 19000 | 18900 | 99.47% | 2.26 | 0 | 10.5 |  |  |  | No | R-410A | 1.4917 | Residential & Commercial | Ducted CEE Tier 1
211260460 | Central HP <5.4 tons | DAY & NIGHT | HRCU-A-CB (Split System: Heat Pump with Remote Outdoor Unit-Air-Source) | DLCURAH18ABK |  |  | EA*4X24L17A* | *95ESN0401712A* | 17300 | 15.5 | 8.5 | 18300 | 19300 | 105.5% | 2.3 | 0 | 10 |  |  |  | No | R-410A | 1.4417 | Residential & Commercial | Ducted CEE Tier 1
212987795 | Central HP <5.4 tons | CARRIER | HRCU-A-CB (Split System: Heat Pump with Remote Outdoor Unit-Air-Source) | 38MURAQ24AB3* |  |  | CAP**3621AL* | 59SC6A080M21**20 | 23800 | 17 | 8.5 | 26200 | 23600 | 90.08% | 1.96 | 0 | 10 |  |  |  | No | R-410A | 1.9833 | Residential & Commercial | Ducted CEE Tier 1
216453155 | Central HP <5.4 tons | TRANE | HRCU-A-CB (Split System: Heat Pump with Remote Outdoor Unit-Air-Source) | 5TWV0X48A1 |  |  | 5PX*C009AS3 | S8V2C100M5PCB | 45500 | 20 | 9.7 | 47000 | 33800 | 71.91% | 2.1 | 0 | 12 |  |  |  | No | R-454B | 3.7917 | Residential & Commercial | Ducted CEE Tier 1
214596031 | Central HP <5.4 tons | AIRQUEST | HRCU-A-C (Split System: Heat Pump with Remote Outdoor Unit with No Indoor Fan --Air Source) | DLCURAH36ABK | ADP |  | H,PG34936+TD |  | 35800 | 15.2 | 8.45 | 36400 | 31200 | 85.71% | 1.82 | 0 | 10 |  |  |  | No | R-410A | 2.9833 | Residential & Commercial | Ducted CEE Tier 1
213379867 | Central HP <5.4 tons | GE Appliances | HRCU-A-C (Split System: Heat Pump with Remote Outdoor Unit with No Indoor Fan --Air Source) | AUH2436ZGDA* | ADP |  | HE7J936 |  | 22200 | 15.2 | 8.4 | 22400 | 21200 | 94.64% | 1.78 | 0 | 10.5 |  |  |  | No | R-410A | 1.85 | Residential & Commercial | Ducted CEE Tier 1
213367339 | Central HP <5.4 tons | CARRIER | HRCU-A-CB (Split System: Heat Pump with Remote Outdoor Unit-Air-Source) | 38MURAQ18AB3* | ADP |  | H,PG9J936 | 59TP6C060V17**16 | 17400 | 16 | 8.5 | 16800 | 19100 | 113.7% | 2.34 | 0 | 10.5 |  |  |  | No | R-410A | 1.45 | Residential & Commercial | Ducted CEE Tier 1
213367341 | Central HP <5.4 tons | CARRIER | HRCU-A-CB (Split System: Heat Pump with Remote Outdoor Unit-Air-Source) | 38MURAQ18AB3* | ADP |  | H,PG9J936 | 59TP6C080V17**16 | 17700 | 16 | 8.5 | 17100 | 18700 | 109.4% | 2.3 | 0 | 11 |  |  |  | No | R-410A | 1.475 | Residential & Commercial | Ducted CEE Tier 1
212988697 | Central HP <5.4 tons | CARRIER | HRCU-A-CB (Split System: Heat Pump with Remote Outdoor Unit-Air-Source) | 38MURAQ24AB3* |  |  | CAP**3717AL* | 59SU5B040M17**12 | 24000 | 16.5 | 8.5 | 25200 | 22200 | 88.1% | 1.84 | 0 | 10 |  |  |  | No | R-410A | 2 | Residential & Commercial | Ducted CEE Tier 1
214389257 | Central HP <5.4 tons | BRYANT HEATING AND COOLING SYSTEMS | HRCU-A-CB (Split System: Heat Pump with Remote Outdoor Unit-Air-Source) | 284ANV036*0**B* |  |  | CNPV*4217AL*+UI | 88*TB48070C17*** | 33400 | 19 | 9 | 37400 | 26400 | 70.59% | 2 | 0 | 11.7 |  |  |  | No | R-410A | 2.7833 | Residential & Commercial | Ducted CEE Tier 1
214389275 | Central HP <5.4 tons | BRYANT HEATING AND COOLING SYSTEMS | HRCU-A-CB (Split System: Heat Pump with Remote Outdoor Unit-Air-Source) | 284ANV036*0**B* |  |  | CNPV*4221AL*+UI | 987MC66100C21*** | 33200 | 19 | 9 | 37800 | 26600 | 70.37% | 1.98 | 0 | 12 |  |  |  | No | R-410A | 2.7667 | Residential & Commercial | Ducted CEE Tier 1
214389309 | Central HP <5.4 tons | BRYANT HEATING AND COOLING SYSTEMS | HRCU-A-CB (Split System: Heat Pump with Remote Outdoor Unit-Air-Source) | 284ANV036*0**B* |  |  | CNPV*4824AL*+UI | 987MC66100C21*** | 33800 | 19.5 | 9 | 36600 | 26000 | 71.04% | 2.04 | 0 | 12.5 |  |  |  | No | R-410A | 2.8167 | Residential & Commercial | Ducted CEE Tier 1
214389283 | Central HP <5.4 tons | BRYANT HEATING AND COOLING SYSTEMS | HRCU-A-CB (Split System: Heat Pump with Remote Outdoor Unit-Air-Source) | 284ANV036*0**B* |  |  | CNPV*4821AL*+UI | 88*TB48090C17*** | 33800 | 19.5 | 9 | 36800 | 26000 | 70.65% | 2.02 | 0 | 12 |  |  |  | No | R-410A | 2.8167 | Residential & Commercial | Ducted CEE Tier 1
214389315 | Central HP <5.4 tons | BRYANT HEATING AND COOLING SYSTEMS | HRCU-A-CB (Split System: Heat Pump with Remote Outdoor Unit-Air-Source) | 284ANV036*0**B* |  |  | CNPV*4824AL*+UI | 986TD66120C24*** | 33800 | 19.5 | 9 | 36600 | 26000 | 71.04% | 2.04 | 0 | 12.5 |  |  |  | No | R-410A | 2.8167 | Residential & Commercial | Ducted CEE Tier 1
214389408 | Central HP <5.4 tons | BRYANT HEATING AND COOLING SYSTEMS | HRCU-A-CB (Split System: Heat Pump with Remote Outdoor Unit-Air-Source) | 284ANV036*0**B* |  |  | CNPV*4221AL*+UI | 88*TB48070C17*** | 33000 | 18.5 | 9 | 38000 | 26800 | 70.53% | 1.96 | 0 | 11.7 |  |  |  | No | R-410A | 2.75 | Residential & Commercial | Ducted CEE Tier 1
215869098 | Central HP <5.4 tons | TRANE | HRCU-A-CB (Split System: Heat Pump with Remote Outdoor Unit-Air-Source) | 5TWV8X36A1 |  |  | 5PX*C007AS3 | S9V2C080U5VSB+LRP | 33000 | 18.1 | 8.5 | 33400 | 25600 | 76.65% | 2.1 | 0 | 10.5 |  |  |  | No | R-454B | 2.75 | Residential & Commercial | Ducted CEE Tier 1
206765622 | Central HP <5.4 tons | COMFORTMAKER | HRCU-A-CB (Split System: Heat Pump with Remote Outdoor Unit-Air-Source) | CVH825GKA3* |  |  | EA*4X30L17A*+WALLCON | *97CMN0801714A* | 23400 | 16 | 8.1 | 21600 | 16800 | 77.78% | 1.9 | 11 | 10.5 |  |  |  | No | R-410A | 1.95 | Residential & Commercial | Ducted CEE Tier 1
206765847 | Central HP <5.4 tons | COMFORTMAKER | HRCU-A-CB (Split System: Heat Pump with Remote Outdoor Unit-Air-Source) | CVH825GKA3* |  |  | EA*4X36L21A*+WALLCON | *97CMN0602120A* | 23600 | 16 | 8.1 | 21600 | 16700 | 77.31% | 1.92 | 11 | 10.5 |  |  |  | No | R-410A | 1.9667 | Residential & Commercial | Ducted CEE Tier 1
206765865 | Central HP <5.4 tons | COMFORTMAKER | HRCU-A-CB (Split System: Heat Pump with Remote Outdoor Unit-Air-Source) | CVH825GKA3* |  |  | EA*4X37L17A*+WALLCON | *80CTL0701716A* | 24200 | 16.5 | 8.1 | 21400 | 16700 | 78.04% | 2 | 11 | 11 |  |  |  | No | R-410A | 2.0167 | Residential & Commercial | Ducted CEE Tier 1
213281309 | Central HP <5.4 tons | GREE | HRCU-A-CB (Split System: Heat Pump with Remote Outdoor Unit-Air-Source) | FLEXX36HP230V1AO | ADP |  | V36H***P429+AEFE3A* |  | 23000 | 16 | 8.9 | 22400 | 21600 | 96.43% | 1.78 | 0 | 11.5 |  |  |  | No | R-410A | 1.9167 | Residential & Commercial | Ducted CEE Tier 1
212925214 | Central HP <5.4 tons | GREE | HRCU-A-C (Split System: Heat Pump with Remote Outdoor Unit with No Indoor Fan --Air Source) | FLEXX36HP230V1AO | ADP |  | HG34936 |  | 22800 | 15.2 | 8.5 | 22400 | 21200 | 94.64% | 1.8 | 0 | 11 |  |  |  | No | R-410A | 1.9 | Residential & Commercial | Ducted CEE Tier 1
213145907 | Central HP <5.4 tons | CARRIER | HRCU-A-CB (Split System: Heat Pump with Remote Outdoor Unit-Air-Source) | 38MURAQ24AB3* | ADP |  | C36A***L139+AEFE3A* |  | 23800 | 18 | 8.75 | 25000 | 22600 | 90.4% | 1.88 | 0 | 10 |  |  |  | No | R-410A | 1.9833 | Residential & Commercial | Ducted CEE Tier 1
213145909 | Central HP <5.4 tons | CARRIER | HRCU-A-CB (Split System: Heat Pump with Remote Outdoor Unit-Air-Source) | 38MURAQ24AB3* | ADP |  | V,C36H175P149+AEFE4B* |  | 24200 | 18 | 8.9 | 25000 | 22600 | 90.4% | 1.9 | 0 | 10.5 |  |  |  | No | R-410A | 2.0167 | Residential & Commercial | Ducted CEE Tier 1
214848910 | Central HP <5.4 tons | YORK | HRCU-A-CB (Split System: Heat Pump with Remote Outdoor Unit-Air-Source) | HH824E2S11 | ADP |  | H,YG8J*36+TXV | TM9Y080B12MP11 | 23000 | 17 | 9 | 21400 | 18100 | 84.58% | 2 | 0 | 11.7 |  |  |  | No | R-454B | 1.9167 | Residential & Commercial | Ducted CEE Tier 1
214848974 | Central HP <5.4 tons | YORK | HRCU-A-CB (Split System: Heat Pump with Remote Outdoor Unit-Air-Source) | HH824E2S11 | ADP |  | H,YG35*36+TXV-BLEED | Y82E060A12LMPS1 | 23000 | 18 | 9 | 21400 | 17300 | 80.84% | 2 | 0 | 12 |  |  |  | No | R-454B | 1.9167 | Residential & Commercial | Ducted CEE Tier 1
214848976 | Central HP <5.4 tons | YORK | HRCU-A-CB (Split System: Heat Pump with Remote Outdoor Unit-Air-Source) | HH824E2S11 | ADP |  | H,YG35*36+TXV-BLEED | Y91E026A08SMPS1 | 23000 | 17 | 8.5 | 21400 | 16900 | 78.97% | 2 | 0 | 12 |  |  |  | No | R-454B | 1.9167 | Residential & Commercial | Ducted CEE Tier 1
212555750 | Central HP <5.4 tons | DAY & NIGHT | HRCU-A-CB (Split System: Heat Pump with Remote Outdoor Unit-Air-Source) | CVH848GKA2* | ADP |  | FG49960 | *95CSU1002122A* | 45500 | 17 | 8.1 | 44000 | 31400 | 71.36% | 2.24 | 0 | 10.5 |  |  |  | No | R-410A | 3.7917 | Residential & Commercial | Ducted CEE Tier 1
214848991 | Central HP <5.4 tons | YORK | HRCU-A-CB (Split System: Heat Pump with Remote Outdoor Unit-Air-Source) | HH860E2S11 | ADP |  | H,YG84*60+TXV-BLEED | TM9V100C16MP12 | 43500 | 18 | 8.5 | 42000 | 32800 | 78.1% | 2 | 0 | 11.7 |  |  |  | No | R-454B | 3.625 | Residential & Commercial | Ducted CEE Tier 1
214848993 | Central HP <5.4 tons | YORK | HRCU-A-CB (Split System: Heat Pump with Remote Outdoor Unit-Air-Source) | HH860E2S11 | ADP |  | H,YG84*60+TXV-BLEED | TM9V120D20MP12 | 53000 | 19 | 8.5 | 52500 | 39000 | 74.29% | 2 | 0 | 11 |  |  |  | No | R-454B | 4.4167 | Residential & Commercial | Ducted CEE Tier 1
212380520 | Central HP <5.4 tons | CARRIER | HRCU-A-CB (Split System: Heat Pump with Remote Outdoor Unit-Air-Source) | 25VNA424A*031* | ADP |  | C36A***L159 | 58TN*A045C17**12 | 23400 | 20 | 8.1 | 25000 | 19600 | 78.4% | 2.42 | 0 | 13 |  |  |  | No | R-410A | 1.95 | Residential & Commercial | Ducted CEE Tier 1
212380527 | Central HP <5.4 tons | CARRIER | HRCU-A-CB (Split System: Heat Pump with Remote Outdoor Unit-Air-Source) | 25VNA424A*031* | ADP |  | PL36H175P149 | 58TN*A070C14**12 | 23400 | 21 | 8.1 | 25000 | 19400 | 77.6% | 2.42 | 0 | 13.5 |  |  |  | No | R-410A | 1.95 | Residential & Commercial | Ducted CEE Tier 1
212380536 | Central HP <5.4 tons | CARRIER | HRCU-A-CB (Split System: Heat Pump with Remote Outdoor Unit-Air-Source) | 25VNA424A*031* | ADP |  | PL36H175P149 | 58TN*A070C17**16 | 23400 | 20 | 8.5 | 25000 | 19400 | 77.6% | 2.46 | 0 | 13.5 |  |  |  | No | R-410A | 1.95 | Residential & Commercial | Ducted CEE Tier 1
212380552 | Central HP <5.4 tons | CARRIER | HRCU-A-CB (Split System: Heat Pump with Remote Outdoor Unit-Air-Source) | 25VNA424A*031* | ADP |  | PL36H210P749 | 58TN*A090C17**16 | 23600 | 21 | 8.5 | 24800 | 19300 | 77.82% | 2.48 | 0 | 13.5 |  |  |  | No | R-410A | 1.9667 | Residential & Commercial | Ducted CEE Tier 1
214596016 | Central HP <5.4 tons | AIRQUEST | HRCU-A-C (Split System: Heat Pump with Remote Outdoor Unit with No Indoor Fan --Air Source) | DLCURAH24ABK | ADP |  | H,PG8J936+TD |  | 24000 | 16 | 9.5 | 23400 | 19600 | 83.76% | 1.95 | 0 | 10.5 |  |  |  | No | R-410A | 2 | Residential & Commercial | Ducted CEE Tier 1
214596073 | Central HP <5.4 tons | AIRQUEST | HRCU-A-C (Split System: Heat Pump with Remote Outdoor Unit with No Indoor Fan --Air Source) | DLCURAH24ABK | ADP |  | H,PG23936+TD |  | 24000 | 16 | 9.15 | 23200 | 19600 | 84.48% | 1.9 | 0 | 10.5 |  |  |  | No | R-410A | 2 | Residential & Commercial | Ducted CEE Tier 1
214595933 | Central HP <5.4 tons | AIRQUEST | HRCU-A-C (Split System: Heat Pump with Remote Outdoor Unit with No Indoor Fan --Air Source) | DLCURAH24ABK | ADP |  | HG8J936+TD |  | 24000 | 16 | 9.5 | 23400 | 19600 | 83.76% | 1.95 | 0 | 10.5 |  |  |  | No | R-410A | 2 | Residential & Commercial | Ducted CEE Tier 1
214596006 | Central HP <5.4 tons | AIRQUEST | HRCU-A-C (Split System: Heat Pump with Remote Outdoor Unit with No Indoor Fan --Air Source) | DLCURAH24ABK | ADP |  | H,PG1K936+TD |  | 24000 | 16 | 9.5 | 23400 | 19600 | 83.76% | 1.95 | 0 | 10.5 |  |  |  | No | R-410A | 2 | Residential & Commercial | Ducted CEE Tier 1
215932863 | Central HP <5.4 tons | TEMPSTAR | HRCU-A-CB (Split System: Heat Pump with Remote Outdoor Unit-Air-Source) | T5H3V36*K*AAA* |  |  | EA*5X61M24A*+WALLCON | *80CTL0702120B* | 34400 | 20.5 | 9.5 | 34400 | 26000 | 75.58% | 2.06 | 0 | 12 |  |  |  | No | R-454B | 2.8667 | Residential & Commercial | Ducted CEE Tier 1
215932913 | Central HP <5.4 tons | TEMPSTAR | HRCU-A-CB (Split System: Heat Pump with Remote Outdoor Unit-Air-Source) | T5H3V36*K*AAA* |  |  | EA*5X61M24A*+WALLCON | *97CMN0602120B* | 34200 | 20 | 9 | 34800 | 26400 | 75.86% | 1.92 | 0 | 11.5 |  |  |  | No | R-454B | 2.85 | Residential & Commercial | Ducted CEE Tier 1
214627839 | Central HP <5.4 tons | CARRIER | HRCU-A-CB (Split System: Heat Pump with Remote Outdoor Unit-Air-Source) | 38MURAQ18AB3* | ADP |  | V,C36H175P139 | 59SU5B060M17**16 | 17200 | 16 | 8.5 | 16600 | 19000 | 114.5% | 2.34 | 0 | 10.5 |  |  |  | No | R-410A | 1.4333 | Residential & Commercial | Ducted CEE Tier 1
212436971 | Central HP <5.4 tons | BRYANT HEATING AND COOLING SYSTEMS | HRCU-A-CB (Split System: Heat Pump with Remote Outdoor Unit-Air-Source) | 38MURAQ18AB3* | ADP |  | F,PE*G22924 |  | 17400 | 17 | 8.65 | 17000 | 19400 | 114.1% | 2.32 | 0 | 10.5 |  |  |  | No | R-410A | 1.45 | Residential & Commercial | Ducted CEE Tier 1
215669653 | Central HP <5.4 tons | BRYANT HEATING AND COOLING SYSTEMS | HRCU-A-CB (Split System: Heat Pump with Remote Outdoor Unit-Air-Source) | 290VAN036**AA* |  |  | CAA**6124AM*+UI | 88*TB66135C24*** | 35000 | 18.5 | 9 | 34400 | 24600 | 71.51% | 1.92 | 0 | 10.5 |  |  |  | No | R-454B | 2.9167 | Residential & Commercial | Ducted CEE Tier 1
206773324 | Central HP <5.4 tons | COMFORTMAKER | HRCU-A-CB (Split System: Heat Pump with Remote Outdoor Unit-Air-Source) | CVH837GKA2* |  |  | EHD4X42AAL+WALLCON | *80CSU0401712A* | 32400 | 16.5 | 8.1 | 33200 | 24800 | 74.7% | 1.94 | 11.5 | 11 |  |  |  | No | R-410A | 2.7 | Residential & Commercial | Ducted CEE Tier 1
213613886 | Central HP <5.4 tons | GREE | HRCU-A-C (Split System: Heat Pump with Remote Outdoor Unit with No Indoor Fan --Air Source) | FLEXX60HP230V1AO | ADP |  | *E50960 |  | 47000 | 15.2 | 8.4 | 46000 | 33200 | 72.17% | 1.78 | 0 | 10 |  |  |  | No | R-410A | 3.9167 | Residential & Commercial | Ducted CEE Tier 1
214838743 | Central HP <5.4 tons | GREE | HRCU-A-CB (Split System: Heat Pump with Remote Outdoor Unit-Air-Source) | FLEXX60HP230V1AO | ADP |  | F,PE*CC4948 |  | 47500 | 16 | 9 | 46000 | 38500 | 83.7% | 1.8 | 0 | 11 |  |  |  | No | R-410A | 3.9583 | Residential & Commercial | Ducted CEE Tier 1
214312484 | Central HP <5.4 tons | GREE | HRCU-A-CB (Split System: Heat Pump with Remote Outdoor Unit-Air-Source) | FLEXX60HP230V1AO | ADP |  | A48VHC+TXV+AEFE5* |  | 47000 | 16 | 9 | 46000 | 38500 | 83.7% | 1.8 | 0 | 10.5 |  |  |  | No | R-410A | 3.9167 | Residential & Commercial | Ducted CEE Tier 1
214595948 | Central HP <5.4 tons | AIRQUEST | HRCU-A-C (Split System: Heat Pump with Remote Outdoor Unit with No Indoor Fan --Air Source) | DLCURAH36ABK | ADP |  | HG82936+TD |  | 36000 | 15.2 | 8.6 | 36400 | 31200 | 85.71% | 1.85 | 0 | 10 |  |  |  | No | R-410A | 3 | Residential & Commercial | Ducted CEE Tier 1
214596032 | Central HP <5.4 tons | AIRQUEST | HRCU-A-C (Split System: Heat Pump with Remote Outdoor Unit with No Indoor Fan --Air Source) | DLCURAH36ABK | ADP |  | H,PG35936+TD |  | 36000 | 15.2 | 8.55 | 36400 | 31200 | 85.71% | 1.84 | 0 | 10 |  |  |  | No | R-410A | 3 | Residential & Commercial | Ducted CEE Tier 1
211258009 | Central HP <5.4 tons | CARRIER | HRCU-A-CB (Split System: Heat Pump with Remote Outdoor Unit-Air-Source) | 38MURAQ18AB3* |  |  | CNPV*2417AL* | 58TP*A090V17**16 | 17600 | 16 | 8.5 | 18500 | 18900 | 102.2% | 2.26 | 0 | 10.5 |  |  |  | No | R-410A | 1.4667 | Residential & Commercial | Ducted CEE Tier 1
214596089 | Central HP <5.4 tons | AIRQUEST | HRCU-A-C (Split System: Heat Pump with Remote Outdoor Unit with No Indoor Fan --Air Source) | DLCURAH36ABK | ADP |  | H,PG81936+TD |  | 36000 | 15.2 | 8.6 | 36400 | 31200 | 85.71% | 1.85 | 0 | 10 |  |  |  | No | R-410A | 3 | Residential & Commercial | Ducted CEE Tier 1
207764672 | Central HP <5.4 tons | GE Appliances | HRCU-A-CB (Split System: Heat Pump with Remote Outdoor Unit-Air-Source) | AUH2436ZGDA* | ADP |  | F,PE*G33925 |  | 23400 | 17 | 8.95 | 22400 | 21600 | 96.43% | 1.8 | 11.7 | 11.5 |  |  |  | No | R-410A | 1.95 | Residential & Commercial | Ducted CEE Tier 1
211228569 | Central HP <5.4 tons | DAY & NIGHT | HRCU-A-CB (Split System: Heat Pump with Remote Outdoor Unit-Air-Source) | DLCURAH36ABK |  |  | EA*4X43L21A* | *96VSN1002120A* | 36400 | 16 | 8.5 | 38500 | 34800 | 90.39% | 2.08 | 0 | 10 |  |  |  | No | R-410A | 3.0333 | Residential & Commercial | Ducted CEE Tier 1
211228678 | Central HP <5.4 tons | DAY & NIGHT | HRCU-A-CB (Split System: Heat Pump with Remote Outdoor Unit-Air-Source) | DLCURAH36ABK |  |  | EA*4X43L21A* | OLV112A16A | 36600 | 15.2 | 8.5 | 38500 | 35000 | 90.91% | 2.08 | 0 | 10 |  |  |  | No | R-410A | 3.05 | Residential & Commercial | Ducted CEE Tier 1
214607193 | Central HP <5.4 tons | LENNOX | HRCU-A-CB (Split System: Heat Pump with Remote Outdoor Unit-Air-Source) | EL22XPV-024-230A** | ADP |  | LP18/37R9+LEFE3A* |  | 23200 | 20 | 8.7 | 20600 | 15700 | 76.21% | 2.26 | 0 | 13.5 |  |  |  | No | R-410A | 1.9333 | Residential & Commercial | Ducted CEE Tier 1
213369666 | Central HP <5.4 tons | GE Appliances | HRCU-A-C (Split System: Heat Pump with Remote Outdoor Unit with No Indoor Fan --Air Source) | AUH4860ZGDA* | ADP |  | *G52960+TD |  | 47000 | 15.2 | 8.5 | 46000 | 33200 | 72.17% | 1.8 | 0 | 10 |  |  |  | No | R-410A | 3.9167 | Residential & Commercial | Ducted CEE Tier 1
213360161 | Central HP <5.4 tons | GE Appliances | HRCU-A-CB (Split System: Heat Pump with Remote Outdoor Unit-Air-Source) | AUH4860ZGDA* | ADP |  | FG52960+AEFE5* |  | 54000 | 15.5 | 9 | 52000 | 40500 | 77.88% | 1.8 | 0 | 10 |  |  |  | No | R-410A | 4.5 | Residential & Commercial | Ducted CEE Tier 1
214841721 | Central HP <5.4 tons | GE Appliances | HRCU-A-CB (Split System: Heat Pump with Remote Outdoor Unit-Air-Source) | AUH4860ZGDA* | ADP |  | F,PE*CC4948 |  | 48000 | 17 | 9 | 46000 | 38500 | 83.7% | 1.8 | 0 | 11 |  |  |  | No | R-410A | 4 | Residential & Commercial | Ducted CEE Tier 1
212500143 | Central HP <5.4 tons | LENNOX | HRCU-A-CB (Split System: Heat Pump with Remote Outdoor Unit-Air-Source) | EL22XPV-024-230A** | ADP |  | LP36/37R9 | SL297UH060NV36B* | 23800 | 20 | 8.5 | 22000 | 15400 | 70% | 1.9 | 0 | 13.5 |  |  |  | No | R-410A | 1.9833 | Residential & Commercial | Ducted CEE Tier 1
213318191 | Central HP <5.4 tons | GREE | HRCU-A-C (Split System: Heat Pump with Remote Outdoor Unit with No Indoor Fan --Air Source) | FLEXX36HP230V1AO | ADP |  | PL36H***P219+TD |  | 22600 | 15.2 | 8.5 | 22400 | 21200 | 94.64% | 1.8 | 0 | 10.5 |  |  |  | No | R-410A | 1.8833 | Residential & Commercial | Ducted CEE Tier 1
215869094 | Central HP <5.4 tons | TRANE | HRCU-A-CB (Split System: Heat Pump with Remote Outdoor Unit-Air-Source) | 5TWV8X36A1 |  |  | 5PX*C005AS3 | S9V2C080U5VSB+LRP | 31800 | 18.1 | 8.5 | 32800 | 25400 | 77.44% | 2.1 | 0 | 10 |  |  |  | No | R-454B | 2.65 | Residential & Commercial | Ducted CEE Tier 1
215869096 | Central HP <5.4 tons | TRANE | HRCU-A-CB (Split System: Heat Pump with Remote Outdoor Unit-Air-Source) | 5TWV8X36A1 |  |  | 5PX*C007AS3 | S9V2C100U5VSB+LRP | 33000 | 18.1 | 8.5 | 33200 | 25400 | 76.51% | 2.1 | 0 | 10.5 |  |  |  | No | R-454B | 2.75 | Residential & Commercial | Ducted CEE Tier 1
211259849 | Central HP <5.4 tons | DAY & NIGHT | HRCU-A-CB (Split System: Heat Pump with Remote Outdoor Unit-Air-Source) | DLCURAH18ABK |  |  | EA*4X19L17A* | *96VTN0601412A* | 18400 | 16 | 8.5 | 18400 | 17600 | 95.65% | 2.12 | 0 | 11 |  |  |  | No | R-410A | 1.5333 | Residential & Commercial | Ducted CEE Tier 1
211260511 | Central HP <5.4 tons | DAY & NIGHT | HRCU-A-CB (Split System: Heat Pump with Remote Outdoor Unit-Air-Source) | DLCURAH18ABK |  |  | EA*4X24L17A* | *95ESN0261410A* | 18000 | 15.5 | 8.5 | 19000 | 18900 | 99.47% | 2.26 | 0 | 10.5 |  |  |  | No | R-410A | 1.5 | Residential & Commercial | Ducted CEE Tier 1
211260580 | Central HP <5.4 tons | DAY & NIGHT | HRCU-A-CB (Split System: Heat Pump with Remote Outdoor Unit-Air-Source) | DLCURAH18ABK |  |  | EA*4X24L17A* | *92ESN0601412A* | 18100 | 16 | 9 | 19000 | 18800 | 98.95% | 2.28 | 0 | 10.5 |  |  |  | No | R-410A | 1.5083 | Residential & Commercial | Ducted CEE Tier 1
211260729 | Central HP <5.4 tons | DAY & NIGHT | HRCU-A-CB (Split System: Heat Pump with Remote Outdoor Unit-Air-Source) | DLCURAH18ABK |  |  | EA*4X25L17A* | *96VSN0401712A* | 18200 | 15.5 | 8.5 | 18200 | 17500 | 96.15% | 2.12 | 0 | 10.5 |  |  |  | No | R-410A | 1.5167 | Residential & Commercial | Ducted CEE Tier 1
213307109 | Central HP <5.4 tons | GREE | HRCU-A-C (Split System: Heat Pump with Remote Outdoor Unit with No Indoor Fan --Air Source) | FLEXX36HP230V1AO | ADP |  | V36H142P429+TD |  | 22200 | 15.2 | 8.35 | 22400 | 21200 | 94.64% | 1.78 | 0 | 10.5 |  |  |  | No | R-410A | 1.85 | Residential & Commercial | Ducted CEE Tier 1
211228814 | Central HP <5.4 tons | DAY & NIGHT | HRCU-A-CB (Split System: Heat Pump with Remote Outdoor Unit-Air-Source) | DLCURAH36ABK |  |  | EA*4X48L21A* | *80ES(N,L)1102120A* | 35800 | 16.5 | 8.5 | 38500 | 34600 | 89.87% | 2.04 | 0 | 10 |  |  |  | No | R-410A | 2.9833 | Residential & Commercial | Ducted CEE Tier 1
211212532 | Central HP <5.4 tons | JOHNSON CONTROLS | HRCU-A-CB (Split System: Heat Pump with Remote Outdoor Unit-Air-Source) | HL20B6021 |  |  | JHVVC60HE4C2N1+CC |  | 52000 | 19 | 8.5 | 52500 | 40000 | 76.19% | 2 | 0 | 12 |  |  |  | No | R-410A | 4.3333 | Residential & Commercial | Ducted CEE Tier 1
213082106 | Central HP <5.4 tons | GREE | HRCU-A-C (Split System: Heat Pump with Remote Outdoor Unit with No Indoor Fan --Air Source) | GUD36W/A-D(U) | ADP |  | H,RG33936+TD |  | 22400 | 15.2 | 8.4 | 22400 | 21200 | 94.64% | 1.78 | 0 | 10.5 |  |  |  | No | R-410A | 1.8667 | Residential & Commercial | Ducted CEE Tier 1
214595950 | Central HP <5.4 tons | AIRQUEST | HRCU-A-C (Split System: Heat Pump with Remote Outdoor Unit with No Indoor Fan --Air Source) | DLCURAH36ABK | ADP |  | HG9J936+TD |  | 36000 | 15.2 | 8.55 | 36400 | 31200 | 85.71% | 1.84 | 0 | 10 |  |  |  | No | R-410A | 3 | Residential & Commercial | Ducted CEE Tier 1
214596091 | Central HP <5.4 tons | AIRQUEST | HRCU-A-C (Split System: Heat Pump with Remote Outdoor Unit with No Indoor Fan --Air Source) | DLCURAH36ABK | ADP |  | H,PG9J936+TD |  | 36000 | 15.2 | 8.55 | 36400 | 31200 | 85.71% | 1.84 | 0 | 10 |  |  |  | No | R-410A | 3 | Residential & Commercial | Ducted CEE Tier 1
206772968 | Central HP <5.4 tons | COMFORTMAKER | HRCU-A-CB (Split System: Heat Pump with Remote Outdoor Unit-Air-Source) | CVH837GKA2* |  |  | EHD4X48AAL+WALLCON | *97CMN1202422A* | 32600 | 16.5 | 8.1 | 33000 | 25000 | 75.76% | 1.96 | 11.5 | 11 |  |  |  | No | R-410A | 2.7167 | Residential & Commercial | Ducted CEE Tier 1
213082104 | Central HP <5.4 tons | GREE | HRCU-A-C (Split System: Heat Pump with Remote Outdoor Unit with No Indoor Fan --Air Source) | FLEXX36HP230V1AO | ADP |  | V,R36H175P149+TD |  | 22800 | 15.2 | 8.5 | 22400 | 21200 | 94.64% | 1.8 | 0 | 11 |  |  |  | No | R-410A | 1.9 | Residential & Commercial | Ducted CEE Tier 1
214607189 | Central HP <5.4 tons | LENNOX | HRCU-A-CB (Split System: Heat Pump with Remote Outdoor Unit-Air-Source) | EL22XPV-024-230A** | ADP |  | L*19/36U9+LEFE3A* |  | 22800 | 20 | 8.55 | 20600 | 15700 | 76.21% | 2.24 | 0 | 13 |  |  |  | No | R-410A | 1.9 | Residential & Commercial | Ducted CEE Tier 1
215932953 | Central HP <5.4 tons | TEMPSTAR | HRCU-A-CB (Split System: Heat Pump with Remote Outdoor Unit-Air-Source) | T5H3V36*K*AAA* |  |  | EA*5X61M24A*+WALLCON | *96CTN1002122B* | 34400 | 20.5 | 9.5 | 34200 | 26000 | 76.02% | 2.08 | 0 | 12 |  |  |  | No | R-454B | 2.8667 | Residential & Commercial | Ducted CEE Tier 1
215932973 | Central HP <5.4 tons | TEMPSTAR | HRCU-A-CB (Split System: Heat Pump with Remote Outdoor Unit-Air-Source) | T5H3V36*K*AAA* |  |  | ESH5X24M12A*+WALLCON | *97CMN0601714B* | 32000 | 17.5 | 9 | 35000 | 27000 | 77.14% | 1.9 | 0 | 10 |  |  |  | No | R-454B | 2.6667 | Residential & Commercial | Ducted CEE Tier 1
215933373 | Central HP <5.4 tons | TEMPSTAR | HRCU-A-CB (Split System: Heat Pump with Remote Outdoor Unit-Air-Source) | T5H3V36*K*AAA* |  |  | ESH5X42M12A*+WALLCON | *95CSU0601716B* | 33400 | 18.5 | 9 | 35200 | 27000 | 76.7% | 1.92 | 0 | 11 |  |  |  | No | R-454B | 2.7833 | Residential & Commercial | Ducted CEE Tier 1
215933473 | Central HP <5.4 tons | TEMPSTAR | HRCU-A-CB (Split System: Heat Pump with Remote Outdoor Unit-Air-Source) | T5H3V36*K*AAA* |  |  | ESH5X42M12A*+WALLCON | *96CTN0601714B* | 33200 | 18.5 | 9 | 34200 | 26200 | 76.61% | 1.94 | 0 | 10.5 |  |  |  | No | R-454B | 2.7667 | Residential & Commercial | Ducted CEE Tier 1
215932513 | Central HP <5.4 tons | TEMPSTAR | HRCU-A-CB (Split System: Heat Pump with Remote Outdoor Unit-Air-Source) | T5H3V36*K*AAA* |  |  | EA*5X48M21A*+WALLCON | *96CTN0601714B* | 33000 | 19.5 | 9.5 | 34000 | 26000 | 76.47% | 2.04 | 0 | 11 |  |  |  | No | R-454B | 2.75 | Residential & Commercial | Ducted CEE Tier 1
215932593 | Central HP <5.4 tons | TEMPSTAR | HRCU-A-CB (Split System: Heat Pump with Remote Outdoor Unit-Air-Source) | T5H3V36*K*AAA* |  |  | EA*5X60M24A*+WALLCON | *95CSU1002122B* | 34000 | 20.5 | 9.5 | 34000 | 25800 | 75.88% | 2.04 | 0 | 12 |  |  |  | No | R-454B | 2.8333 | Residential & Commercial | Ducted CEE Tier 1
204298940 | Central HP <5.4 tons | COMFORTMAKER | HRCU-A-CB (Split System: Heat Pump with Remote Outdoor Unit-Air-Source) | CVH837GKA** |  |  | EA*4X42L21A*+WALLCON | *80CTL0902120A* | 31800 | 17.5 | 8.1 | 33200 | 24400 | 73.49% | 1.9 | 11 | 11.5 |  |  |  | No | R-410A | 2.65 | Residential & Commercial | Ducted CEE Tier 1
211245515 | Central HP <5.4 tons | AIRQUEST | HRCU-A-CB (Split System: Heat Pump with Remote Outdoor Unit-Air-Source) | DLCURAH24ABK |  |  | EN(A,D)4X36L21** | *96VTN0801716A* | 24200 | 16.5 | 8.1 | 26200 | 23000 | 87.79% | 1.9 | 0 | 10.5 |  |  |  | No | R-410A | 2.0167 | Residential & Commercial | Ducted CEE Tier 1
211245774 | Central HP <5.4 tons | AIRQUEST | HRCU-A-CB (Split System: Heat Pump with Remote Outdoor Unit-Air-Source) | DLCURAH24ABK |  |  | EN(A,D)4X36L21** | OMV112K14A | 24200 | 16 | 8.1 | 26400 | 23000 | 87.12% | 1.88 | 0 | 10 |  |  |  | No | R-410A | 2.0167 | Residential & Commercial | Ducted CEE Tier 1
215869148 | Central HP <5.4 tons | TRANE | HRCU-A-CB (Split System: Heat Pump with Remote Outdoor Unit-Air-Source) | 5TWV8X60A1 |  |  | 5TXCC009AS3 | S9V2C080U5VSB+LRP | 54000 | 18.1 | 8.5 | 55500 | 40000 | 72.07% | 2 | 0 | 10 |  |  |  | No | R-454B | 4.5 | Residential & Commercial | Ducted CEE Tier 1
211245818 | Central HP <5.4 tons | AIRQUEST | HRCU-A-CB (Split System: Heat Pump with Remote Outdoor Unit-Air-Source) | DLCURAH24ABK |  |  | FEM4X30**BL |  | 24000 | 17 | 8.5 | 26200 | 23400 | 89.31% | 1.94 | 0 | 10 |  |  |  | No | R-410A | 2 | Residential & Commercial | Ducted CEE Tier 1
211240336 | Central HP <5.4 tons | DAY & NIGHT | HRCU-A-CB (Split System: Heat Pump with Remote Outdoor Unit-Air-Source) | DLCURAH24ABK |  |  | EA*4X24L14A* | *92ESN0601412A* | 24200 | 16 | 8.5 | 27200 | 23400 | 86.03% | 1.9 | 0 | 10 |  |  |  | No | R-410A | 2.0167 | Residential & Commercial | Ducted CEE Tier 1
211240579 | Central HP <5.4 tons | DAY & NIGHT | HRCU-A-CB (Split System: Heat Pump with Remote Outdoor Unit-Air-Source) | DLCURAH24ABK |  |  | EA*4X24L17A* | *95ESN0601412A* | 24000 | 15.5 | 8.5 | 27200 | 23600 | 86.76% | 1.92 | 0 | 10 |  |  |  | No | R-410A | 2 | Residential & Commercial | Ducted CEE Tier 1
213773267 | Central HP <5.4 tons | HEIL | HRCU-A-CB (Split System: Heat Pump with Remote Outdoor Unit-Air-Source) | HVH825GKA3* |  |  | EA*4X37L21A*+WALLCON | *80CTL0701716B* | 24400 | 16.5 | 8.1 | 21200 | 16600 | 78.3% | 2.02 | 0 | 11 |  |  |  | No | R-410A | 2.0333 | Residential & Commercial | Ducted CEE Tier 1
215289557 | Central HP <5.4 tons | AIRQUEST | HRCU-A-CB (Split System: Heat Pump with Remote Outdoor Unit-Air-Source) | DLCURAH18ABK | ADP |  | H,GE22936 | *92MSN0401712A* | 16500 | 15.2 | 8.1 | 16700 | 18900 | 113.2% | 2.3 | 0 | 10 |  |  |  | No | R-410A | 1.375 | Residential & Commercial | Ducted CEE Tier 1
214596014 | Central HP <5.4 tons | AIRQUEST | HRCU-A-C (Split System: Heat Pump with Remote Outdoor Unit with No Indoor Fan --Air Source) | DLCURAH24ABK | ADP |  | H,PG37936+TD |  | 24000 | 16 | 9.5 | 23400 | 19600 | 83.76% | 1.95 | 0 | 10.5 |  |  |  | No | R-410A | 2 | Residential & Commercial | Ducted CEE Tier 1
214596066 | Central HP <5.4 tons | AIRQUEST | HRCU-A-C (Split System: Heat Pump with Remote Outdoor Unit with No Indoor Fan --Air Source) | DLCURAH18ABK | ADP |  | H,PG22936+TD |  | 18000 | 16 | 9.05 | 17200 | 14600 | 84.88% | 2.1 | 0 | 11.7 |  |  |  | No | R-410A | 1.5 | Residential & Commercial | Ducted CEE Tier 1
214848911 | Central HP <5.4 tons | YORK | HRCU-A-CB (Split System: Heat Pump with Remote Outdoor Unit-Air-Source) | HH824E2S11 | ADP |  | H,YG8J*36+TXV | Y91E026A08SMPS1 | 22600 | 17 | 8.45 | 21400 | 16900 | 78.97% | 1.98 | 0 | 11.7 |  |  |  | No | R-454B | 1.8833 | Residential & Commercial | Ducted CEE Tier 1
207185894 | Central HP <5.4 tons | GREE | HRCU-A-CB (Split System: Heat Pump with Remote Outdoor Unit-Air-Source) | FLEXX36HP230V1AO | ADP |  | SM6931 |  | 22800 | 17 | 8.95 | 22400 | 21600 | 96.43% | 1.78 | 12.2 | 12 |  |  |  | No | R-410A | 1.9 | Residential & Commercial | Ducted CEE Tier 1
214796618 | Central HP <5.4 tons | GREE | HRCU-A-C (Split System: Heat Pump with Remote Outdoor Unit with No Indoor Fan --Air Source) | FLEXX36HP230V1AO | ADP |  | HE7J(1,2)36+TXV+TD |  | 22200 | 15.2 | 8.4 | 22400 | 21200 | 94.64% | 1.78 | 0 | 10.5 |  |  |  | No | R-410A | 1.85 | Residential & Commercial | Ducted CEE Tier 1
215932613 | Central HP <5.4 tons | TEMPSTAR | HRCU-A-CB (Split System: Heat Pump with Remote Outdoor Unit-Air-Source) | T5H3V36*K*AAA* |  |  | EA*5X60M24A*+WALLCON | *97CMN0802120B* | 34000 | 20 | 9.5 | 34200 | 26000 | 76.02% | 2.06 | 0 | 11.7 |  |  |  | No | R-454B | 2.8333 | Residential & Commercial | Ducted CEE Tier 1
215932663 | Central HP <5.4 tons | TEMPSTAR | HRCU-A-CB (Split System: Heat Pump with Remote Outdoor Unit-Air-Source) | T5H3V36*K*AAA* |  |  | EA*5X61M21A*+WALLCON | *80CSU0401712A* | 34400 | 20.5 | 9 | 34600 | 26200 | 75.72% | 1.94 | 0 | 11.7 |  |  |  | No | R-454B | 2.8667 | Residential & Commercial | Ducted CEE Tier 1
215932763 | Central HP <5.4 tons | TEMPSTAR | HRCU-A-CB (Split System: Heat Pump with Remote Outdoor Unit-Air-Source) | T5H3V36*K*AAA* |  |  | EA*5X61M21A*+WALLCON | *95CSU0802120B* | 34400 | 20 | 9 | 34400 | 26200 | 76.16% | 1.96 | 0 | 11.7 |  |  |  | No | R-454B | 2.8667 | Residential & Commercial | Ducted CEE Tier 1
215932813 | Central HP <5.4 tons | TEMPSTAR | HRCU-A-CB (Split System: Heat Pump with Remote Outdoor Unit-Air-Source) | T5H3V36*K*AAA* |  |  | EA*5X61M21A*+WALLCON | *97CMN1002122B* | 34400 | 20.5 | 9.5 | 34200 | 26000 | 76.02% | 2.06 | 0 | 12 |  |  |  | No | R-454B | 2.8667 | Residential & Commercial | Ducted CEE Tier 1
215933673 | Central HP <5.4 tons | TEMPSTAR | HRCU-A-CB (Split System: Heat Pump with Remote Outdoor Unit-Air-Source) | T5H3V36*K*AAA* |  |  | ESH5X48M12A*+WALLCON | *97CMN0802120B* | 33800 | 19.5 | 9 | 34800 | 26600 | 76.44% | 1.94 | 0 | 11.5 |  |  |  | No | R-454B | 2.8167 | Residential & Commercial | Ducted CEE Tier 1
215933823 | Central HP <5.4 tons | TEMPSTAR | HRCU-A-CB (Split System: Heat Pump with Remote Outdoor Unit-Air-Source) | T5H3V36*K*AAA* |  |  | ESH5X60M12A*+WALLCON | *80CTL1352422B* | 34200 | 19.5 | 9 | 34400 | 26000 | 75.58% | 1.96 | 0 | 11.7 |  |  |  | No | R-454B | 2.85 | Residential & Commercial | Ducted CEE Tier 1
215933873 | Central HP <5.4 tons | TEMPSTAR | HRCU-A-CB (Split System: Heat Pump with Remote Outdoor Unit-Air-Source) | T5H3V36*K*AAA* |  |  | ESH5X60M12A*+WALLCON | *97CMN0602120B* | 34000 | 19 | 9 | 34800 | 26400 | 75.86% | 1.92 | 0 | 11.5 |  |  |  | No | R-454B | 2.8333 | Residential & Commercial | Ducted CEE Tier 1
214595936 | Central HP <5.4 tons | AIRQUEST | HRCU-A-C (Split System: Heat Pump with Remote Outdoor Unit with No Indoor Fan --Air Source) | DLCURAH30ABK | ADP |  | HG34936+TD |  | 29800 | 15.2 | 9.5 | 31400 | 26600 | 84.71% | 1.82 | 0 | 10.5 |  |  |  | No | R-410A | 2.4833 | Residential & Commercial | Ducted CEE Tier 1
212555743 | Central HP <5.4 tons | DAY & NIGHT | HRCU-A-CB (Split System: Heat Pump with Remote Outdoor Unit-Air-Source) | CVH848GKA2* | ADP |  | V,G60H210P299 | *80CTL1102120A* | 46000 | 17 | 8.1 | 44000 | 31600 | 71.82% | 2.26 | 0 | 10 |  |  |  | No | R-410A | 3.8333 | Residential & Commercial | Ducted CEE Tier 1
214848930 | Central HP <5.4 tons | YORK | HRCU-A-CB (Split System: Heat Pump with Remote Outdoor Unit-Air-Source) | HH860E2S11 | ADP |  | H,YG48*60+TXV | TM9E080C20MP12 | 53500 | 18 | 8.5 | 53000 | 39500 | 74.53% | 2 | 0 | 11 |  |  |  | No | R-454B | 4.4583 | Residential & Commercial | Ducted CEE Tier 1
214596082 | Central HP <5.4 tons | AIRQUEST | HRCU-A-C (Split System: Heat Pump with Remote Outdoor Unit with No Indoor Fan --Air Source) | DLCURAH30ABK | ADP |  | H,PG81936+TD |  | 30000 | 15.2 | 9.7 | 31400 | 26600 | 84.71% | 1.85 | 0 | 10.5 |  |  |  | No | R-410A | 2.5 | Residential & Commercial | Ducted CEE Tier 1
214848933 | Central HP <5.4 tons | YORK | HRCU-A-CB (Split System: Heat Pump with Remote Outdoor Unit-Air-Source) | HH860E2S11 | ADP |  | H,YG48*60+TXV | TM9E120D20MP12 | 53000 | 18 | 8.5 | 52500 | 39000 | 74.29% | 2 | 0 | 11 |  |  |  | No | R-454B | 4.4167 | Residential & Commercial | Ducted CEE Tier 1
215932483 | Central HP <5.4 tons | TEMPSTAR | HRCU-A-CB (Split System: Heat Pump with Remote Outdoor Unit-Air-Source) | T5H3V36*K*AAA* |  |  | EA*5X48M21A*+WALLCON | *97CMN0602120B* | 33200 | 19.5 | 9.5 | 35000 | 26800 | 76.57% | 2.02 | 0 | 11 |  |  |  | No | R-454B | 2.7667 | Residential & Commercial | Ducted CEE Tier 1
215289598 | Central HP <5.4 tons | AIRQUEST | HRCU-A-CB (Split System: Heat Pump with Remote Outdoor Unit-Air-Source) | DLCURAH18ABK | ADP |  | HG9J936 | *92MSN0401712A* | 17200 | 15.2 | 8.1 | 16700 | 18900 | 113.2% | 2.3 | 0 | 10.5 |  |  |  | No | R-410A | 1.4333 | Residential & Commercial | Ducted CEE Tier 1
215289607 | Central HP <5.4 tons | AIRQUEST | HRCU-A-CB (Split System: Heat Pump with Remote Outdoor Unit-Air-Source) | DLCURAH18ABK | ADP |  | H,GG31930 | *92MSN0601412A* | 17100 | 16 | 8.5 | 16900 | 19000 | 112.4% | 2.34 | 0 | 10 |  |  |  | No | R-410A | 1.425 | Residential & Commercial | Ducted CEE Tier 1
215289634 | Central HP <5.4 tons | AIRQUEST | HRCU-A-CB (Split System: Heat Pump with Remote Outdoor Unit-Air-Source) | DLCURAH18ABK | ADP |  | HG7J924 | *92MSN0601412A* | 17300 | 16 | 8.5 | 16900 | 19400 | 114.8% | 2.38 | 0 | 10.5 |  |  |  | No | R-410A | 1.4417 | Residential & Commercial | Ducted CEE Tier 1
215289684 | Central HP <5.4 tons | AIRQUEST | HRCU-A-CB (Split System: Heat Pump with Remote Outdoor Unit-Air-Source) | DLCURAH18ABK | ADP |  | HG8J936 | *92MSN0601714A* | 17500 | 16 | 8.5 | 16900 | 19000 | 112.4% | 2.34 | 0 | 10.5 |  |  |  | No | R-410A | 1.4583 | Residential & Commercial | Ducted CEE Tier 1
215289709 | Central HP <5.4 tons | AIRQUEST | HRCU-A-CB (Split System: Heat Pump with Remote Outdoor Unit-Air-Source) | DLCURAH18ABK | ADP |  | HE32936 | *92MSN0801716A* | 17400 | 16 | 8.5 | 17100 | 18700 | 109.4% | 2.3 | 0 | 10.5 |  |  |  | No | R-410A | 1.45 | Residential & Commercial | Ducted CEE Tier 1
215289723 | Central HP <5.4 tons | AIRQUEST | HRCU-A-CB (Split System: Heat Pump with Remote Outdoor Unit-Air-Source) | DLCURAH18ABK | ADP |  | HE30924 | *92MSN0801716A* | 16800 | 16 | 8.5 | 17100 | 18700 | 109.4% | 2.3 | 0 | 10.5 |  |  |  | No | R-410A | 1.4 | Residential & Commercial | Ducted CEE Tier 1
215289752 | Central HP <5.4 tons | AIRQUEST | HRCU-A-CB (Split System: Heat Pump with Remote Outdoor Unit-Air-Source) | DLCURAH18ABK | ADP |  | H,GE32930 | *96MSN0261410A* | 16900 | 20 | 8.1 | 16700 | 18800 | 112.6% | 2.3 | 0 | 10 |  |  |  | No | R-410A | 1.4083 | Residential & Commercial | Ducted CEE Tier 1
215289759 | Central HP <5.4 tons | AIRQUEST | HRCU-A-CB (Split System: Heat Pump with Remote Outdoor Unit-Air-Source) | DLCURAH18ABK | ADP |  | H,GG34936 | *96MSN0261410A* | 17300 | 20 | 8.1 | 16700 | 18800 | 112.6% | 2.3 | 0 | 10.5 |  |  |  | No | R-410A | 1.4417 | Residential & Commercial | Ducted CEE Tier 1
214848935 | Central HP <5.4 tons | YORK | HRCU-A-CB (Split System: Heat Pump with Remote Outdoor Unit-Air-Source) | HH860E2S11 | ADP |  | H,YG48*60+TXV | TM9Y100C16MP11 | 44000 | 17 | 8.5 | 42500 | 33400 | 78.59% | 2 | 0 | 11 |  |  |  | No | R-454B | 3.6667 | Residential & Commercial | Ducted CEE Tier 1
214848940 | Central HP <5.4 tons | YORK | HRCU-A-CB (Split System: Heat Pump with Remote Outdoor Unit-Air-Source) | HH860E2S11 | ADP |  | H,YG48*60+TXV | Y91E100C16SMPS1 | 45500 | 18 | 8.5 | 45000 | 33800 | 75.11% | 2 | 0 | 11.7 |  |  |  | No | R-454B | 3.7917 | Residential & Commercial | Ducted CEE Tier 1
214849008 | Central HP <5.4 tons | YORK | HRCU-A-CB (Split System: Heat Pump with Remote Outdoor Unit-Air-Source) | HH860E2S11 | ADP |  | H,YG84*60+TXV-BLEED | Y91E100C20SMPS1 | 45500 | 18 | 8.5 | 45000 | 33600 | 74.67% | 2 | 0 | 11.7 |  |  |  | No | R-454B | 3.7917 | Residential & Commercial | Ducted CEE Tier 1
212380512 | Central HP <5.4 tons | CARRIER | HRCU-A-CB (Split System: Heat Pump with Remote Outdoor Unit-Air-Source) | 25VNA424A*031* | ADP |  | PL36H210P299 | 58TN*A045C17**12 | 23400 | 20 | 8.1 | 25000 | 19600 | 78.4% | 2.42 | 0 | 13 |  |  |  | No | R-410A | 1.95 | Residential & Commercial | Ducted CEE Tier 1
212380567 | Central HP <5.4 tons | CARRIER | HRCU-A-CB (Split System: Heat Pump with Remote Outdoor Unit-Air-Source) | 25VNA424A*031* | ADP |  | C36A***L539 | 59MN7B060C17**14 | 23200 | 19 | 8.1 | 25200 | 19600 | 77.78% | 2.42 | 0 | 12.5 |  |  |  | No | R-410A | 1.9333 | Residential & Commercial | Ducted CEE Tier 1
212380571 | Central HP <5.4 tons | CARRIER | HRCU-A-CB (Split System: Heat Pump with Remote Outdoor Unit-Air-Source) | 25VNA424A*031* | ADP |  | C36A***L159 | 59MN7B060C21**20 | 23400 | 20 | 8.1 | 25000 | 19500 | 78% | 2.44 | 0 | 13 |  |  |  | No | R-410A | 1.95 | Residential & Commercial | Ducted CEE Tier 1
212380576 | Central HP <5.4 tons | CARRIER | HRCU-A-CB (Split System: Heat Pump with Remote Outdoor Unit-Air-Source) | 25VNA424A*031* | ADP |  | PL36H175P149 | 59MN7B080C17**14 | 23400 | 20 | 8.5 | 25000 | 19500 | 78% | 2.44 | 0 | 13 |  |  |  | No | R-410A | 1.95 | Residential & Commercial | Ducted CEE Tier 1
212380578 | Central HP <5.4 tons | CARRIER | HRCU-A-CB (Split System: Heat Pump with Remote Outdoor Unit-Air-Source) | 25VNA424A*031* | ADP |  | PL36H175P159 | 59MN7B080C17**14 | 23400 | 20 | 8.5 | 25000 | 19500 | 78% | 2.44 | 0 | 13 |  |  |  | No | R-410A | 1.95 | Residential & Commercial | Ducted CEE Tier 1
215289784 | Central HP <5.4 tons | AIRQUEST | HRCU-A-CB (Split System: Heat Pump with Remote Outdoor Unit-Air-Source) | DLCURAH18ABK | ADP |  | H,GG24936 | *96MSN0401410A* | 17400 | 16 | 8.5 | 16900 | 19100 | 113% | 2.34 | 0 | 10.5 |  |  |  | No | R-410A | 1.45 | Residential & Commercial | Ducted CEE Tier 1
215289807 | Central HP <5.4 tons | AIRQUEST | HRCU-A-CB (Split System: Heat Pump with Remote Outdoor Unit-Air-Source) | DLCURAH18ABK | ADP |  | HE34936 | *96MSN0401410A* | 17400 | 16 | 8.5 | 16900 | 19100 | 113% | 2.34 | 0 | 10.5 |  |  |  | No | R-410A | 1.45 | Residential & Commercial | Ducted CEE Tier 1
215289843 | Central HP <5.4 tons | AIRQUEST | HRCU-A-CB (Split System: Heat Pump with Remote Outdoor Unit-Air-Source) | DLCURAH18ABK | ADP |  | H,GE32936 | *96MSN0401712A* | 17200 | 15.2 | 8.5 | 17100 | 18800 | 109.9% | 2.3 | 0 | 10 |  |  |  | No | R-410A | 1.4333 | Residential & Commercial | Ducted CEE Tier 1
215289850 | Central HP <5.4 tons | AIRQUEST | HRCU-A-CB (Split System: Heat Pump with Remote Outdoor Unit-Air-Source) | DLCURAH18ABK | ADP |  | HG34936 | *96MSN0401712A* | 17500 | 15.2 | 8.5 | 17100 | 18800 | 109.9% | 2.3 | 0 | 10.5 |  |  |  | No | R-410A | 1.4583 | Residential & Commercial | Ducted CEE Tier 1
215289866 | Central HP <5.4 tons | AIRQUEST | HRCU-A-CB (Split System: Heat Pump with Remote Outdoor Unit-Air-Source) | DLCURAH18ABK | ADP |  | HE8J936 | *96MSN0401712A* | 17500 | 15.2 | 8.5 | 17100 | 18800 | 109.9% | 2.3 | 0 | 10.5 |  |  |  | No | R-410A | 1.4583 | Residential & Commercial | Ducted CEE Tier 1
215289868 | Central HP <5.4 tons | AIRQUEST | HRCU-A-CB (Split System: Heat Pump with Remote Outdoor Unit-Air-Source) | DLCURAH18ABK | ADP |  | HG9J936 | *96MSN0401712A* | 17500 | 15.2 | 8.5 | 17100 | 18800 | 109.9% | 2.3 | 0 | 10.5 |  |  |  | No | R-410A | 1.4583 | Residential & Commercial | Ducted CEE Tier 1
215290127 | Central HP <5.4 tons | AIRQUEST | HRCU-A-CB (Split System: Heat Pump with Remote Outdoor Unit-Air-Source) | DLCURAH18ABK | ADP |  | HG8J936 | *96VTN0401712A* | 17700 | 15.2 | 8.5 | 17100 | 18400 | 107.6% | 2.26 | 0 | 10.5 |  |  |  | No | R-410A | 1.475 | Residential & Commercial | Ducted CEE Tier 1
215290136 | Central HP <5.4 tons | AIRQUEST | HRCU-A-CB (Split System: Heat Pump with Remote Outdoor Unit-Air-Source) | DLCURAH18ABK | ADP |  | H,GG24936 | *96VTN0401712B* | 17200 | 16 | 8.5 | 16600 | 19000 | 114.5% | 2.34 | 0 | 10.5 |  |  |  | No | R-410A | 1.4333 | Residential & Commercial | Ducted CEE Tier 1
215934693 | Central HP <5.4 tons | TEMPSTAR | HRCU-A-CB (Split System: Heat Pump with Remote Outdoor Unit-Air-Source) | T5H3V36*K*AAA* |  |  | EVM5X32M17A*+WALLCON | *97CMN0601714B* | 35000 | 21 | 8.5 | 38000 | 28000 | 73.68% | 2.06 | 0 | 11.5 |  |  |  | No | R-454B | 2.9167 | Residential & Commercial | Ducted CEE Tier 1
215934893 | Central HP <5.4 tons | TEMPSTAR | HRCU-A-CB (Split System: Heat Pump with Remote Outdoor Unit-Air-Source) | T5H3V36*K*AAA* |  |  | EVM5X44M21A*+WALLCON | *95CSU1002122B* | 35600 | 22 | 8.5 | 38000 | 28400 | 74.74% | 2.02 | 0 | 12.5 |  |  |  | No | R-454B | 2.9667 | Residential & Commercial | Ducted CEE Tier 1
215935093 | Central HP <5.4 tons | TEMPSTAR | HRCU-A-CB (Split System: Heat Pump with Remote Outdoor Unit-Air-Source) | T5H3V36*K*AAA* |  |  | EVM5X49M21A*+WALLCON | *97CMN0602120B* | 35400 | 21 | 8.5 | 38500 | 29000 | 75.32% | 2.02 | 0 | 12 |  |  |  | No | R-454B | 2.95 | Residential & Commercial | Ducted CEE Tier 1
215290152 | Central HP <5.4 tons | AIRQUEST | HRCU-A-CB (Split System: Heat Pump with Remote Outdoor Unit-Air-Source) | DLCURAH18ABK | ADP |  | H,GG33936 | *96VTN0401712B* | 17100 | 16 | 8.5 | 16600 | 19000 | 114.5% | 2.34 | 0 | 10.5 |  |  |  | No | R-410A | 1.425 | Residential & Commercial | Ducted CEE Tier 1
215290159 | Central HP <5.4 tons | AIRQUEST | HRCU-A-CB (Split System: Heat Pump with Remote Outdoor Unit-Air-Source) | DLCURAH18ABK | ADP |  | HE34936 | *96VTN0401712B* | 17200 | 16 | 8.5 | 16600 | 19000 | 114.5% | 2.34 | 0 | 10.5 |  |  |  | No | R-410A | 1.4333 | Residential & Commercial | Ducted CEE Tier 1
215290161 | Central HP <5.4 tons | AIRQUEST | HRCU-A-CB (Split System: Heat Pump with Remote Outdoor Unit-Air-Source) | DLCURAH18ABK | ADP |  | HG35936 | *96VTN0401712B* | 17300 | 16 | 8.5 | 16400 | 18400 | 112.2% | 2.24 | 0 | 10.5 |  |  |  | No | R-410A | 1.4417 | Residential & Commercial | Ducted CEE Tier 1
215290168 | Central HP <5.4 tons | AIRQUEST | HRCU-A-CB (Split System: Heat Pump with Remote Outdoor Unit-Air-Source) | DLCURAH18ABK | ADP |  | H,GE7J924 | *96VTN0401712B* | 16900 | 16 | 8.5 | 16600 | 19000 | 114.5% | 2.34 | 0 | 10 |  |  |  | No | R-410A | 1.4083 | Residential & Commercial | Ducted CEE Tier 1
215290200 | Central HP <5.4 tons | AIRQUEST | HRCU-A-CB (Split System: Heat Pump with Remote Outdoor Unit-Air-Source) | DLCURAH18ABK | ADP |  | H,GG34936 | *96VTN0601412A* | 17900 | 16 | 8.5 | 17000 | 18100 | 106.5% | 2.22 | 0 | 10.5 |  |  |  | No | R-410A | 1.4917 | Residential & Commercial | Ducted CEE Tier 1
215290218 | Central HP <5.4 tons | AIRQUEST | HRCU-A-CB (Split System: Heat Pump with Remote Outdoor Unit-Air-Source) | DLCURAH18ABK | ADP |  | H,GG80936 | *96VTN0601412A* | 18000 | 16 | 8.5 | 17000 | 18000 | 105.9% | 2.22 | 0 | 11 |  |  |  | No | R-410A | 1.5 | Residential & Commercial | Ducted CEE Tier 1
215290241 | Central HP <5.4 tons | AIRQUEST | HRCU-A-CB (Split System: Heat Pump with Remote Outdoor Unit-Air-Source) | DLCURAH18ABK | ADP |  | HE33936 | *96VTN0601412B* | 17400 | 16 | 8.5 | 16900 | 18800 | 111.2% | 2.3 | 0 | 10.5 |  |  |  | No | R-410A | 1.45 | Residential & Commercial | Ducted CEE Tier 1
215290261 | Central HP <5.4 tons | AIRQUEST | HRCU-A-CB (Split System: Heat Pump with Remote Outdoor Unit-Air-Source) | DLCURAH18ABK | ADP |  | HG9J936 | *96VTN0601412B* | 17500 | 16 | 8.5 | 16900 | 18800 | 111.2% | 2.3 | 0 | 10.5 |  |  |  | No | R-410A | 1.4583 | Residential & Commercial | Ducted CEE Tier 1
212552651 | Central HP <5.4 tons | DAY & NIGHT | HRCU-A-CB (Split System: Heat Pump with Remote Outdoor Unit-Air-Source) | CVH848GKA** | ADP |  | FG36960 | *95CSU1002122A* | 45000 | 17 | 8.5 | 45000 | 34600 | 76.89% | 2 | 0 | 10 |  |  |  | No | R-410A | 3.75 | Residential & Commercial | Ducted CEE Tier 1
212552658 | Central HP <5.4 tons | DAY & NIGHT | HRCU-A-CB (Split System: Heat Pump with Remote Outdoor Unit-Air-Source) | CVH848GKA** | ADP |  | PL60H210P299 | *96CTN1002122A* | 46000 | 17 | 8.5 | 44000 | 35200 | 80% | 2 | 0 | 10 |  |  |  | No | R-410A | 3.8333 | Residential & Commercial | Ducted CEE Tier 1
215935117 | Central HP <5.4 tons | AIRQUEST | HRCU-A-CB (Split System: Heat Pump with Remote Outdoor Unit-Air-Source) | H5H3V36*K*AAA* |  |  | EVM5X49M21A*+WALLCON | *97CMN1002122B* | 35600 | 22 | 8.5 | 38000 | 28600 | 75.26% | 2.02 | 0 | 12.5 |  |  |  | No | R-454B | 2.9667 | Residential & Commercial | Ducted CEE Tier 1
215935137 | Central HP <5.4 tons | AIRQUEST | HRCU-A-CB (Split System: Heat Pump with Remote Outdoor Unit-Air-Source) | H5H3V36*K*AAA* |  |  | EVM5X49M21A*+WALLCON | *96CTN1002122B* | 35600 | 22 | 8.5 | 38000 | 28600 | 75.26% | 2.02 | 0 | 12.5 |  |  |  | No | R-454B | 2.9667 | Residential & Commercial | Ducted CEE Tier 1
206772986 | Central HP <5.4 tons | COMFORTMAKER | HRCU-A-CB (Split System: Heat Pump with Remote Outdoor Unit-Air-Source) | CVH837GKA2* |  |  | EHD4X48AAL+WALLCON | *96CTN1002122A* | 32600 | 17 | 8.1 | 33000 | 24800 | 75.15% | 1.98 | 12 | 11 |  |  |  | No | R-410A | 2.7167 | Residential & Commercial | Ducted CEE Tier 1
211230783 | Central HP <5.4 tons | DAY & NIGHT | HRCU-A-CB (Split System: Heat Pump with Remote Outdoor Unit-Air-Source) | DLCURAH36ABK |  |  | EN(A,D)4X48L24** | *96VTN1202422A* | 36200 | 16 | 8.1 | 38500 | 34800 | 90.39% | 2.02 | 0 | 10 |  |  |  | No | R-410A | 3.0167 | Residential & Commercial | Ducted CEE Tier 1
211230792 | Central HP <5.4 tons | DAY & NIGHT | HRCU-A-CB (Split System: Heat Pump with Remote Outdoor Unit-Air-Source) | DLCURAH36ABK |  |  | EN(A,D)4X48L24** | OLV112A16A | 36000 | 15.5 | 8.1 | 38500 | 35000 | 90.91% | 2.02 | 0 | 10 |  |  |  | No | R-410A | 3 | Residential & Commercial | Ducted CEE Tier 1
207764671 | Central HP <5.4 tons | GE Appliances | HRCU-A-CB (Split System: Heat Pump with Remote Outdoor Unit-Air-Source) | AUH2436ZGDA* | ADP |  | F,PE*G33930 |  | 23400 | 17 | 8.95 | 22400 | 21600 | 96.43% | 1.8 | 11.7 | 11.5 |  |  |  | No | R-410A | 1.95 | Residential & Commercial | Ducted CEE Tier 1
211206871 | Central HP <5.4 tons | JOHNSON CONTROLS | HRCU-A-CB (Split System: Heat Pump with Remote Outdoor Unit-Air-Source) | HL20B3621 |  |  | XAMC36DE2N1+CC | TM9V080C16MP12 | 33000 | 18 | 8.5 | 34200 | 29200 | 85.38% | 1.96 | 0 | 12 |  |  |  | No | R-410A | 2.75 | Residential & Commercial | Ducted CEE Tier 1
212862761 | Central HP <5.4 tons | GE Appliances | HRCU-A-C (Split System: Heat Pump with Remote Outdoor Unit with No Indoor Fan --Air Source) | AUH2436ZGDA* | ADP |  | HE7J930+TD |  | 22200 | 15.2 | 8.4 | 22400 | 21200 | 94.64% | 1.78 | 0 | 10.5 |  |  |  | No | R-410A | 1.85 | Residential & Commercial | Ducted CEE Tier 1
211226881 | Central HP <5.4 tons | AIRQUEST | HRCU-A-CB (Split System: Heat Pump with Remote Outdoor Unit-Air-Source) | DLCURAH36ABK |  |  | EA*4X37L21A* | *80VSL0702120A* | 36200 | 16 | 8.5 | 38500 | 34800 | 90.39% | 2.06 | 0 | 10 |  |  |  | No | R-410A | 3.0167 | Residential & Commercial | Ducted CEE Tier 1
211226890 | Central HP <5.4 tons | AIRQUEST | HRCU-A-CB (Split System: Heat Pump with Remote Outdoor Unit-Air-Source) | DLCURAH36ABK |  |  | EA*4X37L21A* | *80VSL0902120A* | 36200 | 16 | 8.5 | 38500 | 34800 | 90.39% | 2.06 | 0 | 10 |  |  |  | No | R-410A | 3.0167 | Residential & Commercial | Ducted CEE Tier 1
211229296 | Central HP <5.4 tons | AIRQUEST | HRCU-A-CB (Split System: Heat Pump with Remote Outdoor Unit-Air-Source) | DLCURAH36ABK |  |  | EA*4X48L24A* | *80ES(N,L)1102120A* | 36000 | 16.5 | 8.5 | 38500 | 34600 | 89.87% | 2.06 | 0 | 10 |  |  |  | No | R-410A | 3 | Residential & Commercial | Ducted CEE Tier 1
211228973 | Central HP <5.4 tons | AIRQUEST | HRCU-A-CB (Split System: Heat Pump with Remote Outdoor Unit-Air-Source) | DLCURAH36ABK |  |  | EA*4X48L21A* | *92ESN0801716A* | 36000 | 16 | 8.5 | 38500 | 34600 | 89.87% | 2.06 | 0 | 10 |  |  |  | No | R-410A | 3 | Residential & Commercial | Ducted CEE Tier 1
215290320 | Central HP <5.4 tons | AIRQUEST | HRCU-A-CB (Split System: Heat Pump with Remote Outdoor Unit-Air-Source) | DLCURAH18ABK | ADP |  | HG32936 | *96VTN0601716B* | 17100 | 16 | 8.5 | 16800 | 19100 | 113.7% | 2.34 | 0 | 10 |  |  |  | No | R-410A | 1.425 | Residential & Commercial | Ducted CEE Tier 1
215290336 | Central HP <5.4 tons | AIRQUEST | HRCU-A-CB (Split System: Heat Pump with Remote Outdoor Unit-Air-Source) | DLCURAH18ABK | ADP |  | H,GE30924 | *96VTN0601716B* | 16600 | 15.2 | 8.5 | 16800 | 19100 | 113.7% | 2.34 | 0 | 10 |  |  |  | No | R-410A | 1.3833 | Residential & Commercial | Ducted CEE Tier 1
215290343 | Central HP <5.4 tons | AIRQUEST | HRCU-A-CB (Split System: Heat Pump with Remote Outdoor Unit-Air-Source) | DLCURAH18ABK | ADP |  | HG8J936 | *96VTN0601716B* | 17400 | 16 | 8.5 | 16800 | 19100 | 113.7% | 2.34 | 0 | 10.5 |  |  |  | No | R-410A | 1.45 | Residential & Commercial | Ducted CEE Tier 1
215290345 | Central HP <5.4 tons | AIRQUEST | HRCU-A-CB (Split System: Heat Pump with Remote Outdoor Unit-Air-Source) | DLCURAH18ABK | ADP |  | HE8J936 | *96VTN0601716B* | 17400 | 16 | 8.5 | 16800 | 19100 | 113.7% | 2.34 | 0 | 10.5 |  |  |  | No | R-410A | 1.45 | Residential & Commercial | Ducted CEE Tier 1
215290359 | Central HP <5.4 tons | AIRQUEST | HRCU-A-CB (Split System: Heat Pump with Remote Outdoor Unit-Air-Source) | DLCURAH18ABK | ADP |  | HE31924 | *96VTN0801716A* | 16800 | 15.2 | 8.5 | 16700 | 18800 | 112.6% | 2.3 | 0 | 10 |  |  |  | No | R-410A | 1.4 | Residential & Commercial | Ducted CEE Tier 1
215290368 | Central HP <5.4 tons | AIRQUEST | HRCU-A-CB (Split System: Heat Pump with Remote Outdoor Unit-Air-Source) | DLCURAH18ABK | ADP |  | H,GG33936 | *96VTN0801716A* | 17400 | 16 | 8.5 | 16700 | 18800 | 112.6% | 2.3 | 0 | 10.5 |  |  |  | No | R-410A | 1.45 | Residential & Commercial | Ducted CEE Tier 1
215290375 | Central HP <5.4 tons | AIRQUEST | HRCU-A-CB (Split System: Heat Pump with Remote Outdoor Unit-Air-Source) | DLCURAH18ABK | ADP |  | HE34936 | *96VTN0801716A* | 17400 | 16 | 8.5 | 16700 | 18800 | 112.6% | 2.3 | 0 | 10.5 |  |  |  | No | R-410A | 1.45 | Residential & Commercial | Ducted CEE Tier 1
215290386 | Central HP <5.4 tons | AIRQUEST | HRCU-A-CB (Split System: Heat Pump with Remote Outdoor Unit-Air-Source) | DLCURAH18ABK | ADP |  | H,GE8J936 | *96VTN0801716A* | 17400 | 16 | 8.5 | 16700 | 18800 | 112.6% | 2.3 | 0 | 10.5 |  |  |  | No | R-410A | 1.45 | Residential & Commercial | Ducted CEE Tier 1
211241079 | Central HP <5.4 tons | DAY & NIGHT | HRCU-A-CB (Split System: Heat Pump with Remote Outdoor Unit-Air-Source) | DLCURAH24ABK |  |  | EA*4X25L17A* | *80ES(N,L)0451712A* | 24800 | 17 | 8.5 | 25600 | 21200 | 82.81% | 1.78 | 0 | 10.5 |  |  |  | No | R-410A | 2.0667 | Residential & Commercial | Ducted CEE Tier 1
213312998 | Central HP <5.4 tons | GREE | HRCU-A-C (Split System: Heat Pump with Remote Outdoor Unit with No Indoor Fan --Air Source) | FLEXX36HP230V1AO | ADP |  | V,R36H***P429+TD |  | 22200 | 15.2 | 8.35 | 22400 | 21200 | 94.64% | 1.78 | 0 | 10.5 |  |  |  | No | R-410A | 1.85 | Residential & Commercial | Ducted CEE Tier 1
213613901 | Central HP <5.4 tons | GREE | HRCU-A-C (Split System: Heat Pump with Remote Outdoor Unit with No Indoor Fan --Air Source) | FLEXX36HP230V1AO | ADP |  | *G8J936 |  | 22600 | 15.2 | 8.5 | 22400 | 21200 | 94.64% | 1.8 | 0 | 10.5 |  |  |  | No | R-410A | 1.8833 | Residential & Commercial | Ducted CEE Tier 1
214389259 | Central HP <5.4 tons | BRYANT HEATING AND COOLING SYSTEMS | HRCU-A-CB (Split System: Heat Pump with Remote Outdoor Unit-Air-Source) | 284ANV036*0**B* |  |  | CNPV*4217AL*+UI | 88*TB48090C17*** | 33400 | 19 | 9 | 37200 | 26400 | 70.97% | 2 | 0 | 12 |  |  |  | No | R-410A | 2.7833 | Residential & Commercial | Ducted CEE Tier 1
214389307 | Central HP <5.4 tons | BRYANT HEATING AND COOLING SYSTEMS | HRCU-A-CB (Split System: Heat Pump with Remote Outdoor Unit-Air-Source) | 284ANV036*0**B* |  |  | CNPV*4824AL*+UI | 88*TB66135C24*** | 33600 | 19.5 | 9 | 36600 | 26000 | 71.04% | 2.04 | 0 | 12.5 |  |  |  | No | R-410A | 2.8 | Residential & Commercial | Ducted CEE Tier 1
211241677 | Central HP <5.4 tons | DAY & NIGHT | HRCU-A-CB (Split System: Heat Pump with Remote Outdoor Unit-Air-Source) | DLCURAH24ABK |  |  | EA*4X30L17A* | *80ES(N,L)0901714A* | 24600 | 16.5 | 8.5 | 26600 | 22600 | 84.96% | 1.86 | 0 | 10 |  |  |  | No | R-410A | 2.05 | Residential & Commercial | Ducted CEE Tier 1
204300354 | Central HP <5.4 tons | COMFORTMAKER | HRCU-A-CB (Split System: Heat Pump with Remote Outdoor Unit-Air-Source) | CVH837GKA** |  |  | EHD4X42AAL+WALLCON | *97CMN1202422A* | 32400 | 16.5 | 8.1 | 33200 | 25000 | 75.3% | 1.96 | 11.5 | 11 |  |  |  | No | R-410A | 2.7 | Residential & Commercial | Ducted CEE Tier 1
212984619 | Central HP <5.4 tons | DAY & NIGHT | HRCU-A-CB (Split System: Heat Pump with Remote Outdoor Unit-Air-Source) | DLCURAH24ABK |  |  | EA*4X36L21A* | *92MSN0801716A* | 23800 | 17.5 | 8.5 | 26200 | 23800 | 90.84% | 2 | 0 | 10 |  |  |  | No | R-410A | 1.9833 | Residential & Commercial | Ducted CEE Tier 1
212985789 | Central HP <5.4 tons | DAY & NIGHT | HRCU-A-CB (Split System: Heat Pump with Remote Outdoor Unit-Air-Source) | DLCURAH24ABK |  |  | EA*4X30L14A* | *96MSN0261410A* | 23400 | 16.5 | 8.5 | 26400 | 24600 | 93.18% | 2.04 | 0 | 10 |  |  |  | No | R-410A | 1.95 | Residential & Commercial | Ducted CEE Tier 1
206136189 | Central HP <5.4 tons | COMFORTMAKER | HRCU-A-CB (Split System: Heat Pump with Remote Outdoor Unit-Air-Source) | CVH837GKA** |  |  | EA*4X48L24A*+WALLCON | *95CSU0802120A* | 32400 | 17.5 | 8.5 | 32400 | 24800 | 76.54% | 2 | 12 | 11.5 |  |  |  | No | R-410A | 2.7 | Residential & Commercial | Ducted CEE Tier 1
213306947 | Central HP <5.4 tons | GREE | HRCU-A-CB (Split System: Heat Pump with Remote Outdoor Unit-Air-Source) | FLEXX60HP230V1AO | ADP |  | HG52960+AEFE5* |  | 54000 | 15.8 | 9 | 54000 | 41000 | 75.93% | 1.8 | 0 | 10 |  |  |  | No | R-410A | 4.5 | Residential & Commercial | Ducted CEE Tier 1
213082063 | Central HP <5.4 tons | GREE | HRCU-A-C (Split System: Heat Pump with Remote Outdoor Unit with No Indoor Fan --Air Source) | GUD36W/A-D(U) | ADP |  | PL36H175P149+TD |  | 22800 | 15.2 | 8.5 | 22400 | 21200 | 94.64% | 1.8 | 0 | 11 |  |  |  | No | R-410A | 1.9 | Residential & Commercial | Ducted CEE Tier 1
213369653 | Central HP <5.4 tons | GE Appliances | HRCU-A-C (Split System: Heat Pump with Remote Outdoor Unit with No Indoor Fan --Air Source) | AUH2436ZGDA* | ADP |  | *G9J930+TD |  | 22800 | 15.2 | 8.5 | 22400 | 21200 | 94.64% | 1.8 | 0 | 11 |  |  |  | No | R-410A | 1.9 | Residential & Commercial | Ducted CEE Tier 1
213270406 | Central HP <5.4 tons | GE Appliances | HRCU-A-C (Split System: Heat Pump with Remote Outdoor Unit with No Indoor Fan --Air Source) | AUH2436ZGDA* | ADP |  | V36H210P749+TD |  | 22600 | 15.2 | 8.5 | 22400 | 21200 | 94.64% | 1.8 | 0 | 10.5 |  |  |  | No | R-410A | 1.8833 | Residential & Commercial | Ducted CEE Tier 1
211206876 | Central HP <5.4 tons | JOHNSON CONTROLS | HRCU-A-CB (Split System: Heat Pump with Remote Outdoor Unit-Air-Source) | HL20B3621 |  |  | XAMC36DE2N1+CC | TP9C080C16MP13 | 33000 | 18 | 8.5 | 34200 | 29200 | 85.38% | 1.96 | 0 | 12 |  |  |  | No | R-410A | 2.75 | Residential & Commercial | Ducted CEE Tier 1
212552616 | Central HP <5.4 tons | DAY & NIGHT | HRCU-A-CB (Split System: Heat Pump with Remote Outdoor Unit-Air-Source) | CVH848GKA** | ADP |  | FG84948 | *80CTL0902120A* | 46000 | 17 | 8.5 | 44000 | 34600 | 78.64% | 2 | 0 | 10 |  |  |  | No | R-410A | 3.8333 | Residential & Commercial | Ducted CEE Tier 1
212552673 | Central HP <5.4 tons | DAY & NIGHT | HRCU-A-CB (Split System: Heat Pump with Remote Outdoor Unit-Air-Source) | CVH848GKA** | ADP |  | PL60H210P299 | *97CMN1002122A* | 46000 | 17 | 8.5 | 44000 | 34600 | 78.64% | 2 | 0 | 10 |  |  |  | No | R-410A | 3.8333 | Residential & Commercial | Ducted CEE Tier 1
215290400 | Central HP <5.4 tons | AIRQUEST | HRCU-A-CB (Split System: Heat Pump with Remote Outdoor Unit-Air-Source) | DLCURAH18ABK | ADP |  | H,GE31930 | *96VTN0801716B* | 17100 | 15.2 | 8.5 | 17100 | 18700 | 109.4% | 2.3 | 0 | 10.5 |  |  |  | No | R-410A | 1.425 | Residential & Commercial | Ducted CEE Tier 1
215289916 | Central HP <5.4 tons | AIRQUEST | HRCU-A-CB (Split System: Heat Pump with Remote Outdoor Unit-Air-Source) | DLCURAH18ABK | ADP |  | HG80936 | *96MSN0601412A* | 17400 | 16 | 8.5 | 17000 | 19400 | 114.1% | 2.38 | 0 | 10.5 |  |  |  | No | R-410A | 1.45 | Residential & Commercial | Ducted CEE Tier 1
215289950 | Central HP <5.4 tons | AIRQUEST | HRCU-A-CB (Split System: Heat Pump with Remote Outdoor Unit-Air-Source) | DLCURAH18ABK | ADP |  | HG7J936 | *96MSN0601716A* | 16900 | 16 | 8.5 | 16500 | 19000 | 115.2% | 2.32 | 0 | 10 |  |  |  | No | R-410A | 1.4083 | Residential & Commercial | Ducted CEE Tier 1
215289982 | Central HP <5.4 tons | AIRQUEST | HRCU-A-CB (Split System: Heat Pump with Remote Outdoor Unit-Air-Source) | DLCURAH18ABK | ADP |  | H,GE33936 | *96MSN0801716A* | 17500 | 16 | 8.5 | 17000 | 18700 | 110% | 2.3 | 0 | 11 |  |  |  | No | R-410A | 1.4583 | Residential & Commercial | Ducted CEE Tier 1
215290002 | Central HP <5.4 tons | AIRQUEST | HRCU-A-CB (Split System: Heat Pump with Remote Outdoor Unit-Air-Source) | DLCURAH18ABK | ADP |  | H,GG9J936 | *96MSN0801716A* | 17600 | 16 | 8.5 | 17000 | 18700 | 110% | 2.3 | 0 | 11 |  |  |  | No | R-410A | 1.4667 | Residential & Commercial | Ducted CEE Tier 1
215290011 | Central HP <5.4 tons | AIRQUEST | HRCU-A-CB (Split System: Heat Pump with Remote Outdoor Unit-Air-Source) | DLCURAH18ABK | ADP |  | H,GG31924 | *96VTN0401410A* | 16800 | 15.2 | 8.5 | 16700 | 18800 | 112.6% | 2.3 | 0 | 10 |  |  |  | No | R-410A | 1.4 | Residential & Commercial | Ducted CEE Tier 1
215290036 | Central HP <5.4 tons | AIRQUEST | HRCU-A-CB (Split System: Heat Pump with Remote Outdoor Unit-Air-Source) | DLCURAH18ABK | ADP |  | HE30924 | *96VTN0401410A* | 16600 | 15.2 | 8.5 | 16700 | 18800 | 112.6% | 2.3 | 0 | 10 |  |  |  | No | R-410A | 1.3833 | Residential & Commercial | Ducted CEE Tier 1
215290043 | Central HP <5.4 tons | AIRQUEST | HRCU-A-CB (Split System: Heat Pump with Remote Outdoor Unit-Air-Source) | DLCURAH18ABK | ADP |  | HE8J936 | *96VTN0401410A* | 17400 | 16 | 8.5 | 16700 | 18800 | 112.6% | 2.3 | 0 | 10.5 |  |  |  | No | R-410A | 1.45 | Residential & Commercial | Ducted CEE Tier 1
211228928 | Central HP <5.4 tons | DAY & NIGHT | HRCU-A-CB (Split System: Heat Pump with Remote Outdoor Unit-Air-Source) | DLCURAH36ABK |  |  | EA*4X48L21A* | *80VTL1102122A* | 36800 | 16 | 8.5 | 38500 | 34800 | 90.39% | 2.1 | 0 | 10 |  |  |  | No | R-410A | 3.0667 | Residential & Commercial | Ducted CEE Tier 1
211229464 | Central HP <5.4 tons | DAY & NIGHT | HRCU-A-CB (Split System: Heat Pump with Remote Outdoor Unit-Air-Source) | DLCURAH36ABK |  |  | EA*4X48L24A* | *92ESN1002122A* | 37400 | 15.5 | 8.5 | 38500 | 35000 | 90.91% | 2.12 | 0 | 10 |  |  |  | No | R-410A | 3.1167 | Residential & Commercial | Ducted CEE Tier 1
213369648 | Central HP <5.4 tons | GE Appliances | HRCU-A-C (Split System: Heat Pump with Remote Outdoor Unit with No Indoor Fan --Air Source) | AUH2436ZGDA* | ADP |  | *E7J930+TD |  | 22200 | 15.2 | 8.4 | 22400 | 21200 | 94.64% | 1.78 | 0 | 10.5 |  |  |  | No | R-410A | 1.85 | Residential & Commercial | Ducted CEE Tier 1
213270398 | Central HP <5.4 tons | GE Appliances | HRCU-A-C (Split System: Heat Pump with Remote Outdoor Unit with No Indoor Fan --Air Source) | AUH2436ZGDA* | ADP |  | PL36H***P429+TD |  | 22200 | 15.2 | 8.35 | 22400 | 21200 | 94.64% | 1.78 | 0 | 10.5 |  |  |  | No | R-410A | 1.85 | Residential & Commercial | Ducted CEE Tier 1
213270409 | Central HP <5.4 tons | GE Appliances | HRCU-A-C (Split System: Heat Pump with Remote Outdoor Unit with No Indoor Fan --Air Source) | AUH2436ZGDA* | ADP |  | V36H***P219+TD |  | 22600 | 15.2 | 8.5 | 22400 | 21200 | 94.64% | 1.8 | 0 | 10.5 |  |  |  | No | R-410A | 1.8833 | Residential & Commercial | Ducted CEE Tier 1
215290066 | Central HP <5.4 tons | AIRQUEST | HRCU-A-CB (Split System: Heat Pump with Remote Outdoor Unit-Air-Source) | DLCURAH18ABK | ADP |  | H,GG33936 | *96VTN0401410B* | 17100 | 16 | 8.5 | 16600 | 19000 | 114.5% | 2.34 | 0 | 10 |  |  |  | No | R-410A | 1.425 | Residential & Commercial | Ducted CEE Tier 1
215290116 | Central HP <5.4 tons | AIRQUEST | HRCU-A-CB (Split System: Heat Pump with Remote Outdoor Unit-Air-Source) | DLCURAH18ABK | ADP |  | H,GE34936 | *96VTN0401712A* | 17700 | 15.2 | 8.5 | 17100 | 18400 | 107.6% | 2.26 | 0 | 10.5 |  |  |  | No | R-410A | 1.475 | Residential & Commercial | Ducted CEE Tier 1
213369649 | Central HP <5.4 tons | GE Appliances | HRCU-A-C (Split System: Heat Pump with Remote Outdoor Unit with No Indoor Fan --Air Source) | AUH2436ZGDA* | ADP |  | *G33930+TD |  | 22400 | 15.2 | 8.4 | 22400 | 21200 | 94.64% | 1.78 | 0 | 10.5 |  |  |  | No | R-410A | 1.8667 | Residential & Commercial | Ducted CEE Tier 1
207454905 | Central HP <5.4 tons | LENNOX | HRCU-A-CB (Split System: Heat Pump with Remote Outdoor Unit-Air-Source) | SL25XPV-024-230A** | ADP |  | LH35/36F9 | SL297UH060NV36B* | 22200 | 22 | 9.9 | 20000 | 20000 | 100% | 1.82 | 14 | 14 |  |  |  | No | R-410A | 1.85 | Residential & Commercial | Ducted CEE Tier 1
207454914 | Central HP <5.4 tons | LENNOX | HRCU-A-CB (Split System: Heat Pump with Remote Outdoor Unit-Air-Source) | SL25XPV-024-230A** | ADP |  | L*23/37Z9 | SL297UH060NV36B* | 22800 | 22 | 10 | 19600 | 19600 | 100% | 1.96 | 14 | 14.5 |  |  |  | No | R-410A | 1.9 | Residential & Commercial | Ducted CEE Tier 1
207454978 | Central HP <5.4 tons | LENNOX | HRCU-A-CB (Split System: Heat Pump with Remote Outdoor Unit-Air-Source) | SL25XPV-024-230A** | ADP |  | L*35/36S9 | SLP99UH090XV48C* | 22200 | 21 | 9.4 | 19800 | 19600 | 98.99% | 1.9 | 14 | 14.5 |  |  |  | No | R-410A | 1.85 | Residential & Commercial | Ducted CEE Tier 1
213773067 | Central HP <5.4 tons | HEIL | HRCU-A-CB (Split System: Heat Pump with Remote Outdoor Unit-Air-Source) | HVH825GKA3* |  |  | EA*4X36L21A*+WALLCON | *80CTL0902120B* | 23600 | 16.5 | 8.1 | 21400 | 16600 | 77.57% | 1.94 | 0 | 10.5 |  |  |  | No | R-410A | 1.9667 | Residential & Commercial | Ducted CEE Tier 1
213773087 | Central HP <5.4 tons | HEIL | HRCU-A-CB (Split System: Heat Pump with Remote Outdoor Unit-Air-Source) | HVH825GKA3* |  |  | EA*4X36L21A*+WALLCON | *95CSU0601716B* | 23600 | 16.5 | 8.1 | 21600 | 16700 | 77.31% | 1.92 | 0 | 10.5 |  |  |  | No | R-410A | 1.9667 | Residential & Commercial | Ducted CEE Tier 1
213773137 | Central HP <5.4 tons | HEIL | HRCU-A-CB (Split System: Heat Pump with Remote Outdoor Unit-Air-Source) | HVH825GKA3* |  |  | EA*4X36L21A*+WALLCON | *96CTN0801714B* | 23600 | 16.5 | 8.1 | 21400 | 16700 | 78.04% | 1.92 | 0 | 10.5 |  |  |  | No | R-410A | 1.9667 | Residential & Commercial | Ducted CEE Tier 1
213773037 | Central HP <5.4 tons | HEIL | HRCU-A-CB (Split System: Heat Pump with Remote Outdoor Unit-Air-Source) | HVH825GKA3* |  |  | EA*4X36L21A*+WALLCON | *80CTL0451712B* | 23400 | 16 | 8.1 | 21600 | 16700 | 77.31% | 1.92 | 0 | 10.5 |  |  |  | No | R-410A | 1.95 | Residential & Commercial | Ducted CEE Tier 1
214731130 | Central HP <5.4 tons | AIRQUEST | HRCU-A-C (Split System: Heat Pump with Remote Outdoor Unit with No Indoor Fan --Air Source) | DLCURAH36ABK | ADP |  | HG35936+TD |  | 36000 | 15.2 | 8.55 | 36400 | 31200 | 85.71% | 1.84 | 0 | 10 |  |  |  | No | R-410A | 3 | Residential & Commercial | Ducted CEE Tier 1
214731132 | Central HP <5.4 tons | AIRQUEST | HRCU-A-C (Split System: Heat Pump with Remote Outdoor Unit with No Indoor Fan --Air Source) | DLCURAH36ABK | ADP |  | HG81936+TD |  | 36000 | 15.2 | 8.6 | 36400 | 31200 | 85.71% | 1.85 | 0 | 10 |  |  |  | No | R-410A | 3 | Residential & Commercial | Ducted CEE Tier 1
211228802 | Central HP <5.4 tons | DAY & NIGHT | HRCU-A-CB (Split System: Heat Pump with Remote Outdoor Unit-Air-Source) | DLCURAH36ABK |  |  | EA*4X48L21A* | *80ES(N,L)0902120A* | 36400 | 16 | 8.5 | 38500 | 34800 | 90.39% | 2.08 | 0 | 10 |  |  |  | No | R-410A | 3.0333 | Residential & Commercial | Ducted CEE Tier 1
211229116 | Central HP <5.4 tons | DAY & NIGHT | HRCU-A-CB (Split System: Heat Pump with Remote Outdoor Unit-Air-Source) | DLCURAH36ABK |  |  | EA*4X48L21A* | *95ESU0601716A* | 35600 | 16 | 8.5 | 38500 | 34600 | 89.87% | 2.04 | 0 | 10 |  |  |  | No | R-410A | 2.9667 | Residential & Commercial | Ducted CEE Tier 1
213369651 | Central HP <5.4 tons | GE Appliances | HRCU-A-C (Split System: Heat Pump with Remote Outdoor Unit with No Indoor Fan --Air Source) | AUH2436ZGDA* | ADP |  | *G34936+TD |  | 22800 | 15.2 | 8.5 | 22400 | 21200 | 94.64% | 1.8 | 0 | 11 |  |  |  | No | R-410A | 1.9 | Residential & Commercial | Ducted CEE Tier 1
207764674 | Central HP <5.4 tons | GE Appliances | HRCU-A-CB (Split System: Heat Pump with Remote Outdoor Unit-Air-Source) | AUH2436ZGDA* | ADP |  | F,PE*G34930 |  | 23600 | 17 | 9 | 22400 | 21600 | 96.43% | 1.8 | 12 | 11.5 |  |  |  | No | R-410A | 1.9667 | Residential & Commercial | Ducted CEE Tier 1
211229555 | Central HP <5.4 tons | DAY & NIGHT | HRCU-A-CB (Split System: Heat Pump with Remote Outdoor Unit-Air-Source) | DLCURAH36ABK |  |  | EA*4X48L24A* | *96VSN1202422A* | 35800 | 16 | 8.5 | 38500 | 34600 | 89.87% | 2.04 | 0 | 10 |  |  |  | No | R-410A | 2.9833 | Residential & Commercial | Ducted CEE Tier 1
211229673 | Central HP <5.4 tons | DAY & NIGHT | HRCU-A-CB (Split System: Heat Pump with Remote Outdoor Unit-Air-Source) | DLCURAH36ABK |  |  | END4X42L17** | *80VTL0701716A* | 35600 | 16 | 8.1 | 38500 | 35000 | 90.91% | 1.96 | 0 | 10 |  |  |  | No | R-410A | 2.9667 | Residential & Commercial | Ducted CEE Tier 1
211229925 | Central HP <5.4 tons | DAY & NIGHT | HRCU-A-CB (Split System: Heat Pump with Remote Outdoor Unit-Air-Source) | DLCURAH36ABK |  |  | EN(A,D,W)4X48L21** | *80ES(N,L)0702116A* | 35800 | 16.5 | 8.1 | 38500 | 34800 | 90.39% | 2 | 0 | 10 |  |  |  | No | R-410A | 2.9833 | Residential & Commercial | Ducted CEE Tier 1
211230409 | Central HP <5.4 tons | DAY & NIGHT | HRCU-A-CB (Split System: Heat Pump with Remote Outdoor Unit-Air-Source) | DLCURAH36ABK |  |  | EN(A,D)4X48L24** | *80ES(N,L)0702116A* | 35800 | 16.5 | 8.1 | 38500 | 34800 | 90.39% | 2 | 0 | 10 |  |  |  | No | R-410A | 2.9833 | Residential & Commercial | Ducted CEE Tier 1
213270399 | Central HP <5.4 tons | GE Appliances | HRCU-A-C (Split System: Heat Pump with Remote Outdoor Unit with No Indoor Fan --Air Source) | AUH2436ZGDA* | ADP |  | V24H***P429+TD |  | 22200 | 15.2 | 8.35 | 22400 | 21200 | 94.64% | 1.78 | 0 | 10.5 |  |  |  | No | R-410A | 1.85 | Residential & Commercial | Ducted CEE Tier 1
211230820 | Central HP <5.4 tons | DAY & NIGHT | HRCU-A-CB (Split System: Heat Pump with Remote Outdoor Unit-Air-Source) | DLCURAH36ABK |  |  | FEM4P42**AL |  | 37000 | 16 | 8.1 | 38500 | 34800 | 90.39% | 2 | 0 | 10 |  |  |  | No | R-410A | 3.0833 | Residential & Commercial | Ducted CEE Tier 1
211230713 | Central HP <5.4 tons | DAY & NIGHT | HRCU-A-CB (Split System: Heat Pump with Remote Outdoor Unit-Air-Source) | DLCURAH36ABK |  |  | EN(A,D)4X48L24** | *96VSN1202422A* | 36000 | 16 | 8.1 | 38500 | 34800 | 90.39% | 2.02 | 0 | 10 |  |  |  | No | R-410A | 3 | Residential & Commercial | Ducted CEE Tier 1
213088356 | Central HP <5.4 tons | GREE | HRCU-A-CB (Split System: Heat Pump with Remote Outdoor Unit-Air-Source) | FLEXX60HP230V1AO | ADP |  | H,RG52960+AEFE5* |  | 54000 | 15.8 | 9 | 54000 | 41000 | 75.93% | 1.8 | 0 | 10 |  |  |  | No | R-410A | 4.5 | Residential & Commercial | Ducted CEE Tier 1
212603263 | Central HP <5.4 tons | DAY & NIGHT | HRCU-A-CB (Split System: Heat Pump with Remote Outdoor Unit-Air-Source) | DLCURAH36ABK | ADP |  | PL36H210P179 | *95ESN1002120A* | 36800 | 16 | 8.1 | 37800 | 34600 | 91.53% | 2.06 | 0 | 10.5 |  |  |  | No | R-410A | 3.0667 | Residential & Commercial | Ducted CEE Tier 1
206133299 | Central HP <5.4 tons | COMFORTMAKER | HRCU-A-CB (Split System: Heat Pump with Remote Outdoor Unit-Air-Source) | CVH825GKA2* |  |  | EA*4X24L17A*+WALLCON | *80CSU0401712A* | 23200 | 16.5 | 8.1 | 22000 | 16800 | 76.36% | 1.9 | 11 | 10.5 |  |  |  | No | R-410A | 1.9333 | Residential & Commercial | Ducted CEE Tier 1
206133449 | Central HP <5.4 tons | COMFORTMAKER | HRCU-A-CB (Split System: Heat Pump with Remote Outdoor Unit-Air-Source) | CVH825GKA2* |  |  | EA*4X37L21A*+WALLCON | *80CSU0601716A* | 24400 | 17 | 8.1 | 21200 | 16600 | 78.3% | 2.02 | 11.5 | 11 |  |  |  | No | R-410A | 2.0333 | Residential & Commercial | Ducted CEE Tier 1
215933463 | Central HP <5.4 tons | TEMPSTAR | HRCU-A-CB (Split System: Heat Pump with Remote Outdoor Unit-Air-Source) | T5H3V36*K*AAA* |  |  | ESH5X42M12A*+WALLCON | *96CTN0401410B* | 32000 | 17 | 9 | 33800 | 26000 | 76.92% | 1.96 | 0 | 10.5 |  |  |  | No | R-454B | 2.6667 | Residential & Commercial | Ducted CEE Tier 1
215933713 | Central HP <5.4 tons | TEMPSTAR | HRCU-A-CB (Split System: Heat Pump with Remote Outdoor Unit-Air-Source) | T5H3V36*K*AAA* |  |  | ESH5X48M12A*+WALLCON | *96CTN1202422B* | 33800 | 19.5 | 9 | 34600 | 26400 | 76.3% | 1.92 | 0 | 11.7 |  |  |  | No | R-454B | 2.8167 | Residential & Commercial | Ducted CEE Tier 1
212383304 | Central HP <5.4 tons | AIRQUEST | HRCU-A-CB (Split System: Heat Pump with Remote Outdoor Unit-Air-Source) | DLCURAH36ABK |  |  | EA*4X36L21A* | *80ES(N,L)0902116A* | 35600 | 16 | 8.1 | 39500 | 35200 | 89.11% | 1.84 | 0 | 10 |  |  |  | No | R-410A | 2.9667 | Residential & Commercial | Ducted CEE Tier 1
211261847 | Central HP <5.4 tons | DAY & NIGHT | HRCU-A-CB (Split System: Heat Pump with Remote Outdoor Unit-Air-Source) | DLCURAH18ABK |  |  | EA*4X30L17A* | *95ESN0401410A* | 17900 | 15.5 | 8.5 | 18500 | 18500 | 100% | 2.22 | 0 | 10.5 |  |  |  | No | R-410A | 1.4917 | Residential & Commercial | Ducted CEE Tier 1
212985889 | Central HP <5.4 tons | DAY & NIGHT | HRCU-A-CB (Split System: Heat Pump with Remote Outdoor Unit-Air-Source) | DLCURAH18ABK |  |  | EA*4X24L14A* | *96MSN0261410A* | 17300 | 16 | 8.5 | 18200 | 19400 | 106.6% | 2.34 | 0 | 10.5 |  |  |  | No | R-410A | 1.4417 | Residential & Commercial | Ducted CEE Tier 1
212986325 | Central HP <5.4 tons | DAY & NIGHT | HRCU-A-CB (Split System: Heat Pump with Remote Outdoor Unit-Air-Source) | DLCURAH18ABK |  |  | EA*4X30L17A* | *96MSN0401410A* | 17600 | 16 | 8.5 | 18300 | 18800 | 102.7% | 2.26 | 0 | 10.5 |  |  |  | No | R-410A | 1.4667 | Residential & Commercial | Ducted CEE Tier 1
215289571 | Central HP <5.4 tons | AIRQUEST | HRCU-A-CB (Split System: Heat Pump with Remote Outdoor Unit-Air-Source) | DLCURAH18ABK | ADP |  | HG32936 | *92MSN0401712A* | 16500 | 15.2 | 8.5 | 16500 | 18400 | 111.5% | 2.24 | 0 | 10 |  |  |  | No | R-410A | 1.375 | Residential & Commercial | Ducted CEE Tier 1
215289602 | Central HP <5.4 tons | AIRQUEST | HRCU-A-CB (Split System: Heat Pump with Remote Outdoor Unit-Air-Source) | DLCURAH18ABK | ADP |  | H,GE22936 | *92MSN0601412A* | 16900 | 16 | 8.5 | 16900 | 19400 | 114.8% | 2.38 | 0 | 10 |  |  |  | No | R-410A | 1.4083 | Residential & Commercial | Ducted CEE Tier 1
215289622 | Central HP <5.4 tons | AIRQUEST | HRCU-A-CB (Split System: Heat Pump with Remote Outdoor Unit-Air-Source) | DLCURAH18ABK | ADP |  | H,GE33936 | *92MSN0601412A* | 17400 | 16 | 8.5 | 16900 | 18800 | 111.2% | 2.3 | 0 | 11 |  |  |  | No | R-410A | 1.45 | Residential & Commercial | Ducted CEE Tier 1
211227123 | Central HP <5.4 tons | AIRQUEST | HRCU-A-CB (Split System: Heat Pump with Remote Outdoor Unit-Air-Source) | DLCURAH36ABK |  |  | EA*4X37L21A* | *96VSN1002120A* | 36400 | 16 | 8.5 | 38500 | 34800 | 90.39% | 2.08 | 0 | 10 |  |  |  | No | R-410A | 3.0333 | Residential & Commercial | Ducted CEE Tier 1
211227332 | Central HP <5.4 tons | AIRQUEST | HRCU-A-CB (Split System: Heat Pump with Remote Outdoor Unit-Air-Source) | DLCURAH36ABK |  |  | EA*4X42L21A* | *80ES(N,L)0901714A* | 36000 | 15.5 | 8.1 | 39500 | 35200 | 89.11% | 1.9 | 0 | 10 |  |  |  | No | R-410A | 3 | Residential & Commercial | Ducted CEE Tier 1
213270400 | Central HP <5.4 tons | GE Appliances | HRCU-A-C (Split System: Heat Pump with Remote Outdoor Unit with No Indoor Fan --Air Source) | AUH2436ZGDA* | ADP |  | V30H***P429+TD |  | 22200 | 15.2 | 8.35 | 22400 | 21200 | 94.64% | 1.78 | 0 | 10.5 |  |  |  | No | R-410A | 1.85 | Residential & Commercial | Ducted CEE Tier 1
215289559 | Central HP <5.4 tons | AIRQUEST | HRCU-A-CB (Split System: Heat Pump with Remote Outdoor Unit-Air-Source) | DLCURAH18ABK | ADP |  | H,GG24936 | *92MSN0401712A* | 17200 | 15.2 | 8.1 | 16700 | 18900 | 113.2% | 2.3 | 0 | 10.5 |  |  |  | No | R-410A | 1.4333 | Residential & Commercial | Ducted CEE Tier 1
215289638 | Central HP <5.4 tons | AIRQUEST | HRCU-A-CB (Split System: Heat Pump with Remote Outdoor Unit-Air-Source) | DLCURAH18ABK | ADP |  | HE7J936 | *92MSN0601412A* | 17300 | 16 | 8.5 | 16900 | 19400 | 114.8% | 2.38 | 0 | 10.5 |  |  |  | No | R-410A | 1.4417 | Residential & Commercial | Ducted CEE Tier 1
215289669 | Central HP <5.4 tons | AIRQUEST | HRCU-A-CB (Split System: Heat Pump with Remote Outdoor Unit-Air-Source) | DLCURAH18ABK | ADP |  | H,GG34936 | *92MSN0601714A* | 17500 | 16 | 8.5 | 16900 | 19000 | 112.4% | 2.34 | 0 | 10.5 |  |  |  | No | R-410A | 1.4583 | Residential & Commercial | Ducted CEE Tier 1
215289702 | Central HP <5.4 tons | AIRQUEST | HRCU-A-CB (Split System: Heat Pump with Remote Outdoor Unit-Air-Source) | DLCURAH18ABK | ADP |  | HE31930 | *92MSN0801716A* | 17100 | 16 | 8.5 | 17100 | 18700 | 109.4% | 2.3 | 0 | 10.5 |  |  |  | No | R-410A | 1.425 | Residential & Commercial | Ducted CEE Tier 1
215289721 | Central HP <5.4 tons | AIRQUEST | HRCU-A-CB (Split System: Heat Pump with Remote Outdoor Unit-Air-Source) | DLCURAH18ABK | ADP |  | H,GG30924 | *92MSN0801716A* | 16800 | 16 | 8.5 | 17100 | 18700 | 109.4% | 2.3 | 0 | 10.5 |  |  |  | No | R-410A | 1.4 | Residential & Commercial | Ducted CEE Tier 1
211227057 | Central HP <5.4 tons | AIRQUEST | HRCU-A-CB (Split System: Heat Pump with Remote Outdoor Unit-Air-Source) | DLCURAH36ABK |  |  | EA*4X37L21A* | *95ESN0802120A* | 37200 | 15.5 | 8.5 | 38500 | 35000 | 90.91% | 2.12 | 0 | 10 |  |  |  | No | R-410A | 3.1 | Residential & Commercial | Ducted CEE Tier 1
209095665 | Central HP <5.4 tons | LENNOX | HRCU-A-CB (Split System: Heat Pump with Remote Outdoor Unit-Air-Source) | LISC024036-200U432 |  |  | LIAH036-200U432-1 |  | 34000 | 16 | 9 | 35000 | 28000 | 80% | 1.8 | 10 | 10 |  |  |  | No | R-410A | 2.8333 | Residential & Commercial | Ducted CEE Tier 1
215289564 | Central HP <5.4 tons | AIRQUEST | HRCU-A-CB (Split System: Heat Pump with Remote Outdoor Unit-Air-Source) | DLCURAH18ABK | ADP |  | H,GE31924 | *92MSN0401712A* | 16500 | 15.2 | 8.1 | 16700 | 18900 | 113.2% | 2.3 | 0 | 10 |  |  |  | No | R-410A | 1.375 | Residential & Commercial | Ducted CEE Tier 1
215289643 | Central HP <5.4 tons | AIRQUEST | HRCU-A-CB (Split System: Heat Pump with Remote Outdoor Unit-Air-Source) | DLCURAH18ABK | ADP |  | HG9J936 | *92MSN0601412A* | 17500 | 16 | 8.5 | 16900 | 18800 | 111.2% | 2.3 | 0 | 11 |  |  |  | No | R-410A | 1.4583 | Residential & Commercial | Ducted CEE Tier 1
215289659 | Central HP <5.4 tons | AIRQUEST | HRCU-A-CB (Split System: Heat Pump with Remote Outdoor Unit-Air-Source) | DLCURAH18ABK | ADP |  | H,GG32936 | *92MSN0601714A* | 16900 | 16 | 8.1 | 16700 | 18200 | 109% | 2.24 | 0 | 10.5 |  |  |  | No | R-410A | 1.4083 | Residential & Commercial | Ducted CEE Tier 1
215289668 | Central HP <5.4 tons | AIRQUEST | HRCU-A-CB (Split System: Heat Pump with Remote Outdoor Unit-Air-Source) | DLCURAH18ABK | ADP |  | HE33936 | *92MSN0601714A* | 17500 | 16 | 8.5 | 16900 | 19000 | 112.4% | 2.34 | 0 | 10.5 |  |  |  | No | R-410A | 1.4583 | Residential & Commercial | Ducted CEE Tier 1
215289736 | Central HP <5.4 tons | AIRQUEST | HRCU-A-CB (Split System: Heat Pump with Remote Outdoor Unit-Air-Source) | DLCURAH18ABK | ADP |  | HG80936 | *92MSN0801716A* | 17700 | 16 | 8.5 | 17100 | 18700 | 109.4% | 2.3 | 0 | 11 |  |  |  | No | R-410A | 1.475 | Residential & Commercial | Ducted CEE Tier 1
215289738 | Central HP <5.4 tons | AIRQUEST | HRCU-A-CB (Split System: Heat Pump with Remote Outdoor Unit-Air-Source) | DLCURAH18ABK | ADP |  | H,GE23936 | *96MSN0261410A* | 17000 | 20 | 8.1 | 16700 | 18800 | 112.6% | 2.3 | 0 | 10 |  |  |  | No | R-410A | 1.4167 | Residential & Commercial | Ducted CEE Tier 1
215289771 | Central HP <5.4 tons | AIRQUEST | HRCU-A-CB (Split System: Heat Pump with Remote Outdoor Unit-Air-Source) | DLCURAH18ABK | ADP |  | H,GE7J924 | *96MSN0261410A* | 16900 | 20 | 8.1 | 16700 | 18800 | 112.6% | 2.3 | 0 | 10 |  |  |  | No | R-410A | 1.4083 | Residential & Commercial | Ducted CEE Tier 1
215289788 | Central HP <5.4 tons | AIRQUEST | HRCU-A-CB (Split System: Heat Pump with Remote Outdoor Unit-Air-Source) | DLCURAH18ABK | ADP |  | HG31930 | *96MSN0401410A* | 16800 | 16 | 8.5 | 16900 | 19100 | 113% | 2.34 | 0 | 10 |  |  |  | No | R-410A | 1.4 | Residential & Commercial | Ducted CEE Tier 1
215289693 | Central HP <5.4 tons | AIRQUEST | HRCU-A-CB (Split System: Heat Pump with Remote Outdoor Unit-Air-Source) | DLCURAH18ABK | ADP |  | H,GE23936 | *92MSN0801716A* | 17400 | 16 | 8.5 | 17100 | 18700 | 109.4% | 2.3 | 0 | 10.5 |  |  |  | No | R-410A | 1.45 | Residential & Commercial | Ducted CEE Tier 1
215289716 | Central HP <5.4 tons | AIRQUEST | HRCU-A-CB (Split System: Heat Pump with Remote Outdoor Unit-Air-Source) | DLCURAH18ABK | ADP |  | H,GE34936 | *92MSN0801716A* | 17700 | 16 | 8.5 | 17100 | 18700 | 109.4% | 2.3 | 0 | 11 |  |  |  | No | R-410A | 1.475 | Residential & Commercial | Ducted CEE Tier 1
215289773 | Central HP <5.4 tons | AIRQUEST | HRCU-A-CB (Split System: Heat Pump with Remote Outdoor Unit-Air-Source) | DLCURAH18ABK | ADP |  | HE7J936 | *96MSN0261410A* | 16900 | 20 | 8.1 | 16700 | 18800 | 112.6% | 2.3 | 0 | 10 |  |  |  | No | R-410A | 1.4083 | Residential & Commercial | Ducted CEE Tier 1
215289775 | Central HP <5.4 tons | AIRQUEST | HRCU-A-CB (Split System: Heat Pump with Remote Outdoor Unit-Air-Source) | DLCURAH18ABK | ADP |  | H,GE8J936 | *96MSN0261410A* | 17200 | 20 | 8.1 | 16700 | 18800 | 112.6% | 2.3 | 0 | 10.5 |  |  |  | No | R-410A | 1.4333 | Residential & Commercial | Ducted CEE Tier 1
215289804 | Central HP <5.4 tons | AIRQUEST | HRCU-A-CB (Split System: Heat Pump with Remote Outdoor Unit-Air-Source) | DLCURAH18ABK | ADP |  | H,GG34936 | *96MSN0401410A* | 17400 | 16 | 8.5 | 16900 | 19100 | 113% | 2.34 | 0 | 10.5 |  |  |  | No | R-410A | 1.45 | Residential & Commercial | Ducted CEE Tier 1
215289819 | Central HP <5.4 tons | AIRQUEST | HRCU-A-CB (Split System: Heat Pump with Remote Outdoor Unit-Air-Source) | DLCURAH18ABK | ADP |  | HG8J936 | *96MSN0401410A* | 17400 | 16 | 8.5 | 16900 | 19100 | 113% | 2.34 | 0 | 10.5 |  |  |  | No | R-410A | 1.45 | Residential & Commercial | Ducted CEE Tier 1
215289822 | Central HP <5.4 tons | AIRQUEST | HRCU-A-CB (Split System: Heat Pump with Remote Outdoor Unit-Air-Source) | DLCURAH18ABK | ADP |  | H,GG9J936 | *96MSN0401410A* | 17400 | 16 | 8.5 | 16900 | 19100 | 113% | 2.34 | 0 | 10.5 |  |  |  | No | R-410A | 1.45 | Residential & Commercial | Ducted CEE Tier 1
215289823 | Central HP <5.4 tons | AIRQUEST | HRCU-A-CB (Split System: Heat Pump with Remote Outdoor Unit-Air-Source) | DLCURAH18ABK | ADP |  | HG9J936 | *96MSN0401410A* | 17400 | 16 | 8.5 | 16900 | 19100 | 113% | 2.34 | 0 | 10.5 |  |  |  | No | R-410A | 1.45 | Residential & Commercial | Ducted CEE Tier 1
211228052 | Central HP <5.4 tons | AIRQUEST | HRCU-A-CB (Split System: Heat Pump with Remote Outdoor Unit-Air-Source) | DLCURAH36ABK |  |  | EA*4X42L24A* | *96VSN0802120A* | 35600 | 16 | 8.1 | 38500 | 35000 | 90.91% | 1.9 | 0 | 10 |  |  |  | No | R-410A | 2.9667 | Residential & Commercial | Ducted CEE Tier 1
211228915 | Central HP <5.4 tons | AIRQUEST | HRCU-A-CB (Split System: Heat Pump with Remote Outdoor Unit-Air-Source) | DLCURAH36ABK |  |  | EA*4X48L21A* | *80VTL0902120A* | 35400 | 16 | 8.1 | 37800 | 34600 | 91.53% | 2.02 | 0 | 10 |  |  |  | No | R-410A | 2.95 | Residential & Commercial | Ducted CEE Tier 1
212380986 | Central HP <5.4 tons | CARRIER | HRCU-A-CB (Split System: Heat Pump with Remote Outdoor Unit-Air-Source) | 25VNA448A*031* | ADP |  | V,C60H245P769 | 58TN*A135C24**22 | 44000 | 21 | 8.5 | 44000 | 35800 | 81.36% | 2.3 | 0 | 12 |  |  |  | No | R-410A | 3.6667 | Residential & Commercial | Ducted CEE Tier 1
214389281 | Central HP <5.4 tons | BRYANT HEATING AND COOLING SYSTEMS | HRCU-A-CB (Split System: Heat Pump with Remote Outdoor Unit-Air-Source) | 284ANV036*0**B* |  |  | CNPV*4821AL*+UI | 88*TB48070C17*** | 33400 | 19 | 9 | 36800 | 26200 | 71.2% | 2.02 | 0 | 12 |  |  |  | No | R-410A | 2.7833 | Residential & Commercial | Ducted CEE Tier 1
214389390 | Central HP <5.4 tons | BRYANT HEATING AND COOLING SYSTEMS | HRCU-A-CB (Split System: Heat Pump with Remote Outdoor Unit-Air-Source) | 284ANV036*0**B* |  |  | CNPV*3621AL*+UI | 88*TB60110C21*** | 32400 | 18.5 | 9 | 38500 | 27000 | 70.13% | 1.92 | 0 | 11.7 |  |  |  | No | R-410A | 2.7 | Residential & Commercial | Ducted CEE Tier 1
211206930 | Central HP <5.4 tons | JOHNSON CONTROLS | HRCU-A-CB (Split System: Heat Pump with Remote Outdoor Unit-Air-Source) | HL20B4821 |  |  | XAMC48HE3N1+CC | TM9V100C16MP12 | 43500 | 19 | 9 | 44000 | 36200 | 82.27% | 2.14 | 0 | 12 |  |  |  | No | R-410A | 3.625 | Residential & Commercial | Ducted CEE Tier 1
211206947 | Central HP <5.4 tons | JOHNSON CONTROLS | HRCU-A-CB (Split System: Heat Pump with Remote Outdoor Unit-Air-Source) | HL20B4821 |  |  | XAMC48HE3N1+CC | TP9C080C16MP13 | 43500 | 18 | 8.5 | 45500 | 36800 | 80.88% | 2.14 | 0 | 11 |  |  |  | No | R-410A | 3.625 | Residential & Commercial | Ducted CEE Tier 1
215289818 | Central HP <5.4 tons | AIRQUEST | HRCU-A-CB (Split System: Heat Pump with Remote Outdoor Unit-Air-Source) | DLCURAH18ABK | ADP |  | HE7J936 | *96MSN0401410A* | 17200 | 16 | 8.5 | 16900 | 19100 | 113% | 2.34 | 0 | 10 |  |  |  | No | R-410A | 1.4333 | Residential & Commercial | Ducted CEE Tier 1
215289875 | Central HP <5.4 tons | AIRQUEST | HRCU-A-CB (Split System: Heat Pump with Remote Outdoor Unit-Air-Source) | DLCURAH18ABK | ADP |  | H,GE24936 | *96MSN0601412A* | 17400 | 16 | 8.5 | 17000 | 19400 | 114.1% | 2.38 | 0 | 10.5 |  |  |  | No | R-410A | 1.45 | Residential & Commercial | Ducted CEE Tier 1
215289877 | Central HP <5.4 tons | AIRQUEST | HRCU-A-CB (Split System: Heat Pump with Remote Outdoor Unit-Air-Source) | DLCURAH18ABK | ADP |  | H,GG31930 | *96MSN0601412A* | 17100 | 16 | 8.5 | 17000 | 19400 | 114.1% | 2.38 | 0 | 10 |  |  |  | No | R-410A | 1.425 | Residential & Commercial | Ducted CEE Tier 1
215289891 | Central HP <5.4 tons | AIRQUEST | HRCU-A-CB (Split System: Heat Pump with Remote Outdoor Unit-Air-Source) | DLCURAH18ABK | ADP |  | HG33936 | *96MSN0601412A* | 17400 | 16 | 8.5 | 17000 | 19400 | 114.1% | 2.38 | 0 | 10.5 |  |  |  | No | R-410A | 1.45 | Residential & Commercial | Ducted CEE Tier 1
215289873 | Central HP <5.4 tons | AIRQUEST | HRCU-A-CB (Split System: Heat Pump with Remote Outdoor Unit-Air-Source) | DLCURAH18ABK | ADP |  | H,GE23936 | *96MSN0601412A* | 17400 | 16 | 8.5 | 17000 | 19400 | 114.1% | 2.38 | 0 | 10.5 |  |  |  | No | R-410A | 1.45 | Residential & Commercial | Ducted CEE Tier 1
215289887 | Central HP <5.4 tons | AIRQUEST | HRCU-A-CB (Split System: Heat Pump with Remote Outdoor Unit-Air-Source) | DLCURAH18ABK | ADP |  | H,GE32930 | *96MSN0601412A* | 17400 | 16 | 8.5 | 17000 | 19400 | 114.1% | 2.38 | 0 | 10.5 |  |  |  | No | R-410A | 1.45 | Residential & Commercial | Ducted CEE Tier 1
215289956 | Central HP <5.4 tons | AIRQUEST | HRCU-A-CB (Split System: Heat Pump with Remote Outdoor Unit-Air-Source) | DLCURAH18ABK | ADP |  | HE8J936 | *96MSN0601716A* | 17100 | 16 | 8.5 | 16500 | 19000 | 115.2% | 2.32 | 0 | 10.5 |  |  |  | No | R-410A | 1.425 | Residential & Commercial | Ducted CEE Tier 1
214596088 | Central HP <5.4 tons | AIRQUEST | HRCU-A-C (Split System: Heat Pump with Remote Outdoor Unit with No Indoor Fan --Air Source) | DLCURAH36ABK | ADP |  | H,PG80936+TD |  | 36000 | 15.2 | 8.6 | 36400 | 31200 | 85.71% | 1.85 | 0 | 10 |  |  |  | No | R-410A | 3 | Residential & Commercial | Ducted CEE Tier 1
207764663 | Central HP <5.4 tons | GE Appliances | HRCU-A-CB (Split System: Heat Pump with Remote Outdoor Unit-Air-Source) | AUH2436ZGDA* | ADP |  | F,PE*BB8931 |  | 23400 | 16 | 8.95 | 22400 | 21600 | 96.43% | 1.78 | 11.7 | 11.7 |  |  |  | No | R-410A | 1.95 | Residential & Commercial | Ducted CEE Tier 1
213270405 | Central HP <5.4 tons | GE Appliances | HRCU-A-C (Split System: Heat Pump with Remote Outdoor Unit with No Indoor Fan --Air Source) | AUH2436ZGDA* | ADP |  | PL36H210P749+TD |  | 22600 | 15.2 | 8.5 | 22400 | 21200 | 94.64% | 1.8 | 0 | 10.5 |  |  |  | No | R-410A | 1.8833 | Residential & Commercial | Ducted CEE Tier 1
215289893 | Central HP <5.4 tons | AIRQUEST | HRCU-A-CB (Split System: Heat Pump with Remote Outdoor Unit-Air-Source) | DLCURAH18ABK | ADP |  | HE33936 | *96MSN0601412A* | 17400 | 16 | 8.5 | 17000 | 19400 | 114.1% | 2.38 | 0 | 10.5 |  |  |  | No | R-410A | 1.45 | Residential & Commercial | Ducted CEE Tier 1
215289909 | Central HP <5.4 tons | AIRQUEST | HRCU-A-CB (Split System: Heat Pump with Remote Outdoor Unit-Air-Source) | DLCURAH18ABK | ADP |  | HG8J936 | *96MSN0601412A* | 17400 | 16 | 8.5 | 17000 | 19400 | 114.1% | 2.38 | 0 | 10.5 |  |  |  | No | R-410A | 1.45 | Residential & Commercial | Ducted CEE Tier 1
215289925 | Central HP <5.4 tons | AIRQUEST | HRCU-A-CB (Split System: Heat Pump with Remote Outdoor Unit-Air-Source) | DLCURAH18ABK | ADP |  | H,GE31930 | *96MSN0601716A* | 16900 | 15.2 | 8.5 | 16900 | 18600 | 110.1% | 2.28 | 0 | 10 |  |  |  | No | R-410A | 1.4083 | Residential & Commercial | Ducted CEE Tier 1
215289927 | Central HP <5.4 tons | AIRQUEST | HRCU-A-CB (Split System: Heat Pump with Remote Outdoor Unit-Air-Source) | DLCURAH18ABK | ADP |  | HE31930 | *96MSN0601716A* | 16900 | 15.2 | 8.5 | 16900 | 18600 | 110.1% | 2.28 | 0 | 10 |  |  |  | No | R-410A | 1.4083 | Residential & Commercial | Ducted CEE Tier 1
215289986 | Central HP <5.4 tons | AIRQUEST | HRCU-A-CB (Split System: Heat Pump with Remote Outdoor Unit-Air-Source) | DLCURAH18ABK | ADP |  | H,GE34936 | *96MSN0801716A* | 17600 | 16 | 8.5 | 17000 | 18700 | 110% | 2.3 | 0 | 11 |  |  |  | No | R-410A | 1.4667 | Residential & Commercial | Ducted CEE Tier 1
215289989 | Central HP <5.4 tons | AIRQUEST | HRCU-A-CB (Split System: Heat Pump with Remote Outdoor Unit-Air-Source) | DLCURAH18ABK | ADP |  | HG35936 | *96MSN0801716A* | 17600 | 16 | 8.5 | 17000 | 18700 | 110% | 2.3 | 0 | 11 |  |  |  | No | R-410A | 1.4667 | Residential & Commercial | Ducted CEE Tier 1
215289990 | Central HP <5.4 tons | AIRQUEST | HRCU-A-CB (Split System: Heat Pump with Remote Outdoor Unit-Air-Source) | DLCURAH18ABK | ADP |  | H,GG36936 | *96MSN0801716A* | 17600 | 16 | 8.5 | 17000 | 18700 | 110% | 2.3 | 0 | 11 |  |  |  | No | R-410A | 1.4667 | Residential & Commercial | Ducted CEE Tier 1
215290037 | Central HP <5.4 tons | AIRQUEST | HRCU-A-CB (Split System: Heat Pump with Remote Outdoor Unit-Air-Source) | DLCURAH18ABK | ADP |  | HG7J924 | *96VTN0401410A* | 17200 | 16 | 8.5 | 16700 | 18800 | 112.6% | 2.3 | 0 | 10 |  |  |  | No | R-410A | 1.4333 | Residential & Commercial | Ducted CEE Tier 1
211227187 | Central HP <5.4 tons | DAY & NIGHT | HRCU-A-CB (Split System: Heat Pump with Remote Outdoor Unit-Air-Source) | DLCURAH36ABK |  |  | EA*4X37L21A* | *96VTN0802120A* | 37000 | 15.5 | 8.5 | 38500 | 35000 | 90.91% | 2.1 | 0 | 10 |  |  |  | No | R-410A | 3.0833 | Residential & Commercial | Ducted CEE Tier 1
211227655 | Central HP <5.4 tons | DAY & NIGHT | HRCU-A-CB (Split System: Heat Pump with Remote Outdoor Unit-Air-Source) | DLCURAH36ABK |  |  | EA*4X42L21A* | *95ESU1002120A* | 35800 | 16 | 8.1 | 38500 | 35000 | 90.91% | 1.9 | 0 | 10 |  |  |  | No | R-410A | 2.9833 | Residential & Commercial | Ducted CEE Tier 1
211228055 | Central HP <5.4 tons | DAY & NIGHT | HRCU-A-CB (Split System: Heat Pump with Remote Outdoor Unit-Air-Source) | DLCURAH36ABK |  |  | EA*4X42L24A* | *96VSN0802120A* | 35600 | 16 | 8.1 | 38500 | 35000 | 90.91% | 1.9 | 0 | 10 |  |  |  | No | R-410A | 2.9667 | Residential & Commercial | Ducted CEE Tier 1
211228392 | Central HP <5.4 tons | DAY & NIGHT | HRCU-A-CB (Split System: Heat Pump with Remote Outdoor Unit-Air-Source) | DLCURAH36ABK |  |  | EA*4X43L21A* | *80VTL0902120A* | 36200 | 16 | 8.5 | 38500 | 34800 | 90.39% | 2.06 | 0 | 10 |  |  |  | No | R-410A | 3.0167 | Residential & Commercial | Ducted CEE Tier 1
212380596 | Central HP <5.4 tons | CARRIER | HRCU-A-CB (Split System: Heat Pump with Remote Outdoor Unit-Air-Source) | 25VNA424A*031* | ADP |  | PL36H210P299 | 59TN6B080C17**14 | 24000 | 20 | 8.5 | 24800 | 19400 | 78.23% | 2.54 | 0 | 13.5 |  |  |  | No | R-410A | 2 | Residential & Commercial | Ducted CEE Tier 1
212380601 | Central HP <5.4 tons | CARRIER | HRCU-A-CB (Split System: Heat Pump with Remote Outdoor Unit-Air-Source) | 25VNA424A*031* | ADP |  | PL36H175P159 | 59TN6B080C17**14 | 23400 | 20 | 8.5 | 25000 | 19500 | 78% | 2.44 | 0 | 13 |  |  |  | No | R-410A | 1.95 | Residential & Commercial | Ducted CEE Tier 1
212555740 | Central HP <5.4 tons | DAY & NIGHT | HRCU-A-CB (Split System: Heat Pump with Remote Outdoor Unit-Air-Source) | CVH848GKA2* | ADP |  | FG49960 | *80CSU0802120A* | 45500 | 18 | 8.1 | 44000 | 31400 | 71.36% | 2.26 | 0 | 10.5 |  |  |  | No | R-410A | 3.7917 | Residential & Commercial | Ducted CEE Tier 1
214596019 | Central HP <5.4 tons | AIRQUEST | HRCU-A-C (Split System: Heat Pump with Remote Outdoor Unit with No Indoor Fan --Air Source) | DLCURAH30ABK | ADP |  | H,PG31930+TD |  | 28600 | 15.2 | 9.05 | 31000 | 26600 | 85.81% | 1.76 | 0 | 10 |  |  |  | No | R-410A | 2.3833 | Residential & Commercial | Ducted CEE Tier 1
212555746 | Central HP <5.4 tons | DAY & NIGHT | HRCU-A-CB (Split System: Heat Pump with Remote Outdoor Unit-Air-Source) | CVH848GKA2* | ADP |  | FG49960 | *80CTL1352422A* | 45500 | 17 | 8.1 | 44000 | 31400 | 71.36% | 2.26 | 0 | 10.5 |  |  |  | No | R-410A | 3.7917 | Residential & Commercial | Ducted CEE Tier 1
212380514 | Central HP <5.4 tons | CARRIER | HRCU-A-CB (Split System: Heat Pump with Remote Outdoor Unit-Air-Source) | 25VNA424A*031* | ADP |  | C36A***L139 | 58TN*A045C17**12 | 23200 | 20 | 8.1 | 25000 | 19600 | 78.4% | 2.42 | 0 | 13 |  |  |  | No | R-410A | 1.9333 | Residential & Commercial | Ducted CEE Tier 1
212380515 | Central HP <5.4 tons | CARRIER | HRCU-A-CB (Split System: Heat Pump with Remote Outdoor Unit-Air-Source) | 25VNA424A*031* | ADP |  | PL36H175P149 | 58TN*A045C17**12 | 23400 | 20 | 8.1 | 25000 | 19600 | 78.4% | 2.42 | 0 | 13 |  |  |  | No | R-410A | 1.95 | Residential & Commercial | Ducted CEE Tier 1
215290139 | Central HP <5.4 tons | AIRQUEST | HRCU-A-CB (Split System: Heat Pump with Remote Outdoor Unit-Air-Source) | DLCURAH18ABK | ADP |  | H,GG31930 | *96VTN0401712B* | 16900 | 15.2 | 8.5 | 17000 | 18800 | 110.6% | 2.3 | 0 | 10 |  |  |  | No | R-410A | 1.4083 | Residential & Commercial | Ducted CEE Tier 1
215290206 | Central HP <5.4 tons | AIRQUEST | HRCU-A-CB (Split System: Heat Pump with Remote Outdoor Unit-Air-Source) | DLCURAH18ABK | ADP |  | H,GG30924 | *96VTN0601412A* | 17100 | 15.2 | 8.5 | 17200 | 18300 | 106.4% | 2.26 | 0 | 10.5 |  |  |  | No | R-410A | 1.425 | Residential & Commercial | Ducted CEE Tier 1
215289941 | Central HP <5.4 tons | AIRQUEST | HRCU-A-CB (Split System: Heat Pump with Remote Outdoor Unit-Air-Source) | DLCURAH18ABK | ADP |  | H,GE34936 | *96MSN0601716A* | 17200 | 16 | 8.5 | 16500 | 19000 | 115.2% | 2.32 | 0 | 10.5 |  |  |  | No | R-410A | 1.4333 | Residential & Commercial | Ducted CEE Tier 1
215289975 | Central HP <5.4 tons | AIRQUEST | HRCU-A-CB (Split System: Heat Pump with Remote Outdoor Unit-Air-Source) | DLCURAH18ABK | ADP |  | HG32924 | *96MSN0801716A* | 17300 | 16 | 8.5 | 17000 | 18700 | 110% | 2.3 | 0 | 10.5 |  |  |  | No | R-410A | 1.4417 | Residential & Commercial | Ducted CEE Tier 1
215290000 | Central HP <5.4 tons | AIRQUEST | HRCU-A-CB (Split System: Heat Pump with Remote Outdoor Unit-Air-Source) | DLCURAH18ABK | ADP |  | H,GE8J936 | *96MSN0801716A* | 17600 | 16 | 8.5 | 17000 | 18700 | 110% | 2.3 | 0 | 11 |  |  |  | No | R-410A | 1.4667 | Residential & Commercial | Ducted CEE Tier 1
215290075 | Central HP <5.4 tons | AIRQUEST | HRCU-A-CB (Split System: Heat Pump with Remote Outdoor Unit-Air-Source) | DLCURAH18ABK | ADP |  | HG35936 | *96VTN0401410B* | 17200 | 16 | 8.5 | 16500 | 18500 | 112.1% | 2.26 | 0 | 10.5 |  |  |  | No | R-410A | 1.4333 | Residential & Commercial | Ducted CEE Tier 1
215290207 | Central HP <5.4 tons | AIRQUEST | HRCU-A-CB (Split System: Heat Pump with Remote Outdoor Unit-Air-Source) | DLCURAH18ABK | ADP |  | H,GE30924 | *96VTN0601412A* | 17100 | 15.2 | 8.5 | 17200 | 18300 | 106.4% | 2.26 | 0 | 10.5 |  |  |  | No | R-410A | 1.425 | Residential & Commercial | Ducted CEE Tier 1
215290238 | Central HP <5.4 tons | AIRQUEST | HRCU-A-CB (Split System: Heat Pump with Remote Outdoor Unit-Air-Source) | DLCURAH18ABK | ADP |  | H,GG33936 | *96VTN0601412B* | 17400 | 16 | 8.5 | 16900 | 18800 | 111.2% | 2.3 | 0 | 10.5 |  |  |  | No | R-410A | 1.45 | Residential & Commercial | Ducted CEE Tier 1
215290273 | Central HP <5.4 tons | AIRQUEST | HRCU-A-CB (Split System: Heat Pump with Remote Outdoor Unit-Air-Source) | DLCURAH18ABK | ADP |  | HE31924 | *96VTN0601714A* | 17100 | 15.2 | 8.5 | 17000 | 18700 | 110% | 2.3 | 0 | 10 |  |  |  | No | R-410A | 1.425 | Residential & Commercial | Ducted CEE Tier 1
215290306 | Central HP <5.4 tons | AIRQUEST | HRCU-A-CB (Split System: Heat Pump with Remote Outdoor Unit-Air-Source) | DLCURAH18ABK | ADP |  | H,GE22936 | *96VTN0601716B* | 16800 | 15.2 | 8.5 | 16800 | 19100 | 113.7% | 2.34 | 0 | 10 |  |  |  | No | R-410A | 1.4 | Residential & Commercial | Ducted CEE Tier 1
215290093 | Central HP <5.4 tons | AIRQUEST | HRCU-A-CB (Split System: Heat Pump with Remote Outdoor Unit-Air-Source) | DLCURAH18ABK | ADP |  | H,GE22936 | *96VTN0401712A* | 17000 | 15.2 | 8.5 | 17100 | 18400 | 107.6% | 2.26 | 0 | 10 |  |  |  | No | R-410A | 1.4167 | Residential & Commercial | Ducted CEE Tier 1
215290100 | Central HP <5.4 tons | AIRQUEST | HRCU-A-CB (Split System: Heat Pump with Remote Outdoor Unit-Air-Source) | DLCURAH18ABK | ADP |  | H,GE31930 | *96VTN0401712A* | 17200 | 15.2 | 8.5 | 17100 | 18700 | 109.4% | 2.28 | 0 | 10 |  |  |  | No | R-410A | 1.4333 | Residential & Commercial | Ducted CEE Tier 1
215290109 | Central HP <5.4 tons | AIRQUEST | HRCU-A-CB (Split System: Heat Pump with Remote Outdoor Unit-Air-Source) | DLCURAH18ABK | ADP |  | HE32936 | *96VTN0401712A* | 17500 | 15.2 | 8.5 | 17100 | 18700 | 109.4% | 2.28 | 0 | 10 |  |  |  | No | R-410A | 1.4583 | Residential & Commercial | Ducted CEE Tier 1
215290118 | Central HP <5.4 tons | AIRQUEST | HRCU-A-CB (Split System: Heat Pump with Remote Outdoor Unit-Air-Source) | DLCURAH18ABK | ADP |  | H,GG35936 | *96VTN0401712A* | 17900 | 15.2 | 8.5 | 16900 | 18100 | 107.1% | 2.22 | 0 | 10.5 |  |  |  | No | R-410A | 1.4917 | Residential & Commercial | Ducted CEE Tier 1
211229596 | Central HP <5.4 tons | DAY & NIGHT | HRCU-A-CB (Split System: Heat Pump with Remote Outdoor Unit-Air-Source) | DLCURAH36ABK |  |  | EA*4X48L24A* | *96VTN0802120A* | 35600 | 16 | 8.1 | 37800 | 34600 | 91.53% | 2.02 | 0 | 10 |  |  |  | No | R-410A | 2.9667 | Residential & Commercial | Ducted CEE Tier 1
211230345 | Central HP <5.4 tons | DAY & NIGHT | HRCU-A-CB (Split System: Heat Pump with Remote Outdoor Unit-Air-Source) | DLCURAH36ABK |  |  | EN(A,D,W)4X48L21** | *96VTN1002122A* | 36000 | 16.5 | 8.1 | 38500 | 34800 | 90.39% | 2.02 | 0 | 10.5 |  |  |  | No | R-410A | 3 | Residential & Commercial | Ducted CEE Tier 1
211230363 | Central HP <5.4 tons | DAY & NIGHT | HRCU-A-CB (Split System: Heat Pump with Remote Outdoor Unit-Air-Source) | DLCURAH36ABK |  |  | EN(A,D,W)4X48L21** | OLV112A16A | 36000 | 15.5 | 8.1 | 38500 | 35000 | 90.91% | 2.02 | 0 | 10 |  |  |  | No | R-410A | 3 | Residential & Commercial | Ducted CEE Tier 1
211230612 | Central HP <5.4 tons | DAY & NIGHT | HRCU-A-CB (Split System: Heat Pump with Remote Outdoor Unit-Air-Source) | DLCURAH36ABK |  |  | EN(A,D)4X48L24** | *92ESN1002120A* | 35800 | 16.5 | 8.1 | 38500 | 34800 | 90.39% | 2 | 0 | 10 |  |  |  | No | R-410A | 2.9833 | Residential & Commercial | Ducted CEE Tier 1
213076521 | Central HP <5.4 tons | AIRQUEST | HRCU-A-CB (Split System: Heat Pump with Remote Outdoor Unit-Air-Source) | DLCURAH36ABK |  |  | EA*4X43L21A* | *80VTL0701716B* | 36200 | 16 | 8.5 | 38000 | 34800 | 91.58% | 2.04 | 0 | 10 |  |  |  | No | R-410A | 3.0167 | Residential & Commercial | Ducted CEE Tier 1
216440024 | Central HP <5.4 tons | TRANE | HRCU-A-CB (Split System: Heat Pump with Remote Outdoor Unit-Air-Source) | 5TWV0X36A1 |  |  | 5PX*B006AS3 | S9V2B060U4VSB+LRP | 34400 | 19.2 | 9.4 | 32600 | 24200 | 74.23% | 2.1 | 0 | 12.5 |  |  |  | No | R-454B | 2.8667 | Residential & Commercial | Ducted CEE Tier 1
216440040 | Central HP <5.4 tons | TRANE | HRCU-A-CB (Split System: Heat Pump with Remote Outdoor Unit-Air-Source) | 5TWV0X36A1 |  |  | 5PX*B006AS3 | S9V2B040U3VSB+LRP | 34200 | 19.2 | 9.4 | 32800 | 24200 | 73.78% | 2.1 | 0 | 12 |  |  |  | No | R-454B | 2.85 | Residential & Commercial | Ducted CEE Tier 1
215290307 | Central HP <5.4 tons | AIRQUEST | HRCU-A-CB (Split System: Heat Pump with Remote Outdoor Unit-Air-Source) | DLCURAH18ABK | ADP |  | H,GE23936 | *96VTN0601716B* | 17200 | 16 | 8.5 | 16800 | 19100 | 113.7% | 2.34 | 0 | 10 |  |  |  | No | R-410A | 1.4333 | Residential & Commercial | Ducted CEE Tier 1
215290341 | Central HP <5.4 tons | AIRQUEST | HRCU-A-CB (Split System: Heat Pump with Remote Outdoor Unit-Air-Source) | DLCURAH18ABK | ADP |  | H,GE7J936 | *96VTN0601716B* | 17200 | 16 | 8.5 | 16800 | 19100 | 113.7% | 2.34 | 0 | 10 |  |  |  | No | R-410A | 1.4333 | Residential & Commercial | Ducted CEE Tier 1
215290374 | Central HP <5.4 tons | AIRQUEST | HRCU-A-CB (Split System: Heat Pump with Remote Outdoor Unit-Air-Source) | DLCURAH18ABK | ADP |  | H,GE34936 | *96VTN0801716A* | 17400 | 16 | 8.5 | 16700 | 18800 | 112.6% | 2.3 | 0 | 10.5 |  |  |  | No | R-410A | 1.45 | Residential & Commercial | Ducted CEE Tier 1
215290390 | Central HP <5.4 tons | AIRQUEST | HRCU-A-CB (Split System: Heat Pump with Remote Outdoor Unit-Air-Source) | DLCURAH18ABK | ADP |  | H,GG80936 | *96VTN0801716A* | 17500 | 16 | 8.5 | 16500 | 18200 | 110.3% | 2.24 | 0 | 10.5 |  |  |  | No | R-410A | 1.4583 | Residential & Commercial | Ducted CEE Tier 1
215290134 | Central HP <5.4 tons | AIRQUEST | HRCU-A-CB (Split System: Heat Pump with Remote Outdoor Unit-Air-Source) | DLCURAH18ABK | ADP |  | H,GE22936 | *96VTN0401712B* | 16800 | 15.2 | 8.5 | 17000 | 18800 | 110.6% | 2.3 | 0 | 10 |  |  |  | No | R-410A | 1.4 | Residential & Commercial | Ducted CEE Tier 1
215290175 | Central HP <5.4 tons | AIRQUEST | HRCU-A-CB (Split System: Heat Pump with Remote Outdoor Unit-Air-Source) | DLCURAH18ABK | ADP |  | HG9J936 | *96VTN0401712B* | 17200 | 16 | 8.5 | 16600 | 19000 | 114.5% | 2.34 | 0 | 10.5 |  |  |  | No | R-410A | 1.4333 | Residential & Commercial | Ducted CEE Tier 1
215290186 | Central HP <5.4 tons | AIRQUEST | HRCU-A-CB (Split System: Heat Pump with Remote Outdoor Unit-Air-Source) | DLCURAH18ABK | ADP |  | H,GE31930 | *96VTN0601412A* | 17500 | 16 | 8.5 | 17200 | 18600 | 108.1% | 2.28 | 0 | 10 |  |  |  | No | R-410A | 1.4583 | Residential & Commercial | Ducted CEE Tier 1
215290202 | Central HP <5.4 tons | AIRQUEST | HRCU-A-CB (Split System: Heat Pump with Remote Outdoor Unit-Air-Source) | DLCURAH18ABK | ADP |  | H,GE34936 | *96VTN0601412A* | 17900 | 16 | 8.5 | 16900 | 18100 | 107.1% | 2.22 | 0 | 10.5 |  |  |  | No | R-410A | 1.4917 | Residential & Commercial | Ducted CEE Tier 1
214848978 | Central HP <5.4 tons | YORK | HRCU-A-CB (Split System: Heat Pump with Remote Outdoor Unit-Air-Source) | HH824E2S11 | ADP |  | H,YG35*36+TXV-BLEED | Y91E060A10SMPS1 | 23000 | 17 | 8.5 | 21400 | 17200 | 80.37% | 2 | 0 | 12 |  |  |  | No | R-454B | 1.9167 | Residential & Commercial | Ducted CEE Tier 1
214848908 | Central HP <5.4 tons | YORK | HRCU-A-CB (Split System: Heat Pump with Remote Outdoor Unit-Air-Source) | HH824E2S11 | ADP |  | H,YG8J*36+TXV | TM9Y040A10MP11 | 22600 | 16 | 8.45 | 21000 | 16900 | 80.48% | 1.98 | 0 | 10.5 |  |  |  | No | R-454B | 1.8833 | Residential & Commercial | Ducted CEE Tier 1
214848965 | Central HP <5.4 tons | YORK | HRCU-A-CB (Split System: Heat Pump with Remote Outdoor Unit-Air-Source) | HH824E2S11 | ADP |  | H,YG35*36+TXV-BLEED | TM9V060B12MP12 | 23000 | 17 | 9 | 21400 | 17600 | 82.24% | 2 | 0 | 12 |  |  |  | No | R-454B | 1.9167 | Residential & Commercial | Ducted CEE Tier 1
207455028 | Central HP <5.4 tons | LENNOX | HRCU-A-CB (Split System: Heat Pump with Remote Outdoor Unit-Air-Source) | SL25XPV-036-230A** | ADP |  | L*35/36S9 | EL296UH070XV36B* | 33800 | 21 | 8.8 | 33000 | 25800 | 78.18% | 1.82 | 13.5 | 13 |  |  |  | No | R-410A | 2.8167 | Residential & Commercial | Ducted CEE Tier 1
207455062 | Central HP <5.4 tons | LENNOX | HRCU-A-CB (Split System: Heat Pump with Remote Outdoor Unit-Air-Source) | SL25XPV-036-230A** | ADP |  | LH23/37W9 | EL296UH110XV48C* | 33600 | 22 | 8.7 | 32800 | 26400 | 80.49% | 1.82 | 14 | 13 |  |  |  | No | R-410A | 2.8 | Residential & Commercial | Ducted CEE Tier 1
215290216 | Central HP <5.4 tons | AIRQUEST | HRCU-A-CB (Split System: Heat Pump with Remote Outdoor Unit-Air-Source) | DLCURAH18ABK | ADP |  | H,GG9J936 | *96VTN0601412A* | 17900 | 16 | 8.5 | 17000 | 18000 | 105.9% | 2.22 | 0 | 11 |  |  |  | No | R-410A | 1.4917 | Residential & Commercial | Ducted CEE Tier 1
215290227 | Central HP <5.4 tons | AIRQUEST | HRCU-A-CB (Split System: Heat Pump with Remote Outdoor Unit-Air-Source) | DLCURAH18ABK | ADP |  | H,GE31924 | *96VTN0601412B* | 17000 | 16 | 8.5 | 16900 | 19400 | 114.8% | 2.38 | 0 | 10 |  |  |  | No | R-410A | 1.4167 | Residential & Commercial | Ducted CEE Tier 1
215290252 | Central HP <5.4 tons | AIRQUEST | HRCU-A-CB (Split System: Heat Pump with Remote Outdoor Unit-Air-Source) | DLCURAH18ABK | ADP |  | HG7J924 | *96VTN0601412B* | 17300 | 16 | 8.5 | 16900 | 19400 | 114.8% | 2.38 | 0 | 10.5 |  |  |  | No | R-410A | 1.4417 | Residential & Commercial | Ducted CEE Tier 1
215290295 | Central HP <5.4 tons | AIRQUEST | HRCU-A-CB (Split System: Heat Pump with Remote Outdoor Unit-Air-Source) | DLCURAH18ABK | ADP |  | HG7J924 | *96VTN0601714A* | 17200 | 16 | 8.5 | 16800 | 18100 | 107.7% | 2.22 | 0 | 10 |  |  |  | No | R-410A | 1.4333 | Residential & Commercial | Ducted CEE Tier 1
215290309 | Central HP <5.4 tons | AIRQUEST | HRCU-A-CB (Split System: Heat Pump with Remote Outdoor Unit-Air-Source) | DLCURAH18ABK | ADP |  | H,GE24936 | *96VTN0601716B* | 17400 | 16 | 8.5 | 16800 | 19100 | 113.7% | 2.34 | 0 | 10.5 |  |  |  | No | R-410A | 1.45 | Residential & Commercial | Ducted CEE Tier 1
215290325 | Central HP <5.4 tons | AIRQUEST | HRCU-A-CB (Split System: Heat Pump with Remote Outdoor Unit-Air-Source) | DLCURAH18ABK | ADP |  | HG33936 | *96VTN0601716B* | 17300 | 16 | 8.5 | 16800 | 19100 | 113.7% | 2.34 | 0 | 10.5 |  |  |  | No | R-410A | 1.4417 | Residential & Commercial | Ducted CEE Tier 1
215290327 | Central HP <5.4 tons | AIRQUEST | HRCU-A-CB (Split System: Heat Pump with Remote Outdoor Unit-Air-Source) | DLCURAH18ABK | ADP |  | HE33936 | *96VTN0601716B* | 17300 | 16 | 8.5 | 16800 | 19100 | 113.7% | 2.34 | 0 | 10.5 |  |  |  | No | R-410A | 1.4417 | Residential & Commercial | Ducted CEE Tier 1
215290334 | Central HP <5.4 tons | AIRQUEST | HRCU-A-CB (Split System: Heat Pump with Remote Outdoor Unit-Air-Source) | DLCURAH18ABK | ADP |  | H,GG36936 | *96VTN0601716B* | 17400 | 16 | 8.5 | 16800 | 19100 | 113.7% | 2.34 | 0 | 10.5 |  |  |  | No | R-410A | 1.45 | Residential & Commercial | Ducted CEE Tier 1
215290405 | Central HP <5.4 tons | AIRQUEST | HRCU-A-CB (Split System: Heat Pump with Remote Outdoor Unit-Air-Source) | DLCURAH18ABK | ADP |  | HG32924 | *96VTN0801716B* | 17400 | 16 | 8.5 | 17100 | 18700 | 109.4% | 2.3 | 0 | 10.5 |  |  |  | No | R-410A | 1.45 | Residential & Commercial | Ducted CEE Tier 1
215290421 | Central HP <5.4 tons | AIRQUEST | HRCU-A-CB (Split System: Heat Pump with Remote Outdoor Unit-Air-Source) | DLCURAH18ABK | ADP |  | H,GG30924 | *96VTN0801716B* | 16800 | 15.2 | 8.5 | 17100 | 18700 | 109.4% | 2.3 | 0 | 10.5 |  |  |  | No | R-410A | 1.4 | Residential & Commercial | Ducted CEE Tier 1
213077007 | Central HP <5.4 tons | AIRQUEST | HRCU-A-CB (Split System: Heat Pump with Remote Outdoor Unit-Air-Source) | DLCURAH36ABK |  |  | END4X42L17** | *96VSN0801716B* | 35800 | 15.5 | 8.1 | 39000 | 35200 | 90.26% | 1.96 | 0 | 10 |  |  |  | No | R-410A | 2.9833 | Residential & Commercial | Ducted CEE Tier 1
213077057 | Central HP <5.4 tons | AIRQUEST | HRCU-A-CB (Split System: Heat Pump with Remote Outdoor Unit-Air-Source) | DLCURAH36ABK |  |  | EA*4X42L21A* | *96VSN0802120B* | 35600 | 16 | 8.1 | 38500 | 35200 | 91.43% | 1.9 | 0 | 10 |  |  |  | No | R-410A | 2.9667 | Residential & Commercial | Ducted CEE Tier 1
211228995 | Central HP <5.4 tons | AIRQUEST | HRCU-A-CB (Split System: Heat Pump with Remote Outdoor Unit-Air-Source) | DLCURAH36ABK |  |  | EA*4X48L21A* | *92ESN1002120A* | 35600 | 16.5 | 8.5 | 37800 | 34600 | 91.53% | 2.04 | 0 | 10 |  |  |  | No | R-410A | 2.9667 | Residential & Commercial | Ducted CEE Tier 1
211229272 | Central HP <5.4 tons | AIRQUEST | HRCU-A-CB (Split System: Heat Pump with Remote Outdoor Unit-Air-Source) | DLCURAH36ABK |  |  | EA*4X48L24A* | *80ES(N,L)0902120A* | 36600 | 16 | 8.5 | 38500 | 34800 | 90.39% | 2.08 | 0 | 10 |  |  |  | No | R-410A | 3.05 | Residential & Commercial | Ducted CEE Tier 1
211229583 | Central HP <5.4 tons | AIRQUEST | HRCU-A-CB (Split System: Heat Pump with Remote Outdoor Unit-Air-Source) | DLCURAH36ABK |  |  | EA*4X48L24A* | *95ESU1002122A* | 37200 | 15.5 | 8.5 | 38500 | 35000 | 90.91% | 2.12 | 0 | 10 |  |  |  | No | R-410A | 3.1 | Residential & Commercial | Ducted CEE Tier 1
214389271 | Central HP <5.4 tons | BRYANT HEATING AND COOLING SYSTEMS | HRCU-A-CB (Split System: Heat Pump with Remote Outdoor Unit-Air-Source) | 284ANV036*0**B* |  |  | CNPV*4221AL*+UI | 88*TB60090C21*** | 33200 | 19 | 9 | 37800 | 26600 | 70.37% | 1.98 | 0 | 12 |  |  |  | No | R-410A | 2.7667 | Residential & Commercial | Ducted CEE Tier 1
214389287 | Central HP <5.4 tons | BRYANT HEATING AND COOLING SYSTEMS | HRCU-A-CB (Split System: Heat Pump with Remote Outdoor Unit-Air-Source) | 284ANV036*0**B* |  |  | CNPV*4821AL*+UI | 88*TB60110C21*** | 33600 | 19.5 | 9 | 36600 | 26000 | 71.04% | 2.04 | 0 | 12.5 |  |  |  | No | R-410A | 2.8 | Residential & Commercial | Ducted CEE Tier 1
214389319 | Central HP <5.4 tons | BRYANT HEATING AND COOLING SYSTEMS | HRCU-A-CB (Split System: Heat Pump with Remote Outdoor Unit-Air-Source) | 284ANV036*0**B* |  |  | CNPV*6024AL*+UI | 88*TB60110C21*** | 34000 | 20 | 9 | 36200 | 25400 | 70.17% | 2.02 | 0 | 12.5 |  |  |  | No | R-410A | 2.8333 | Residential & Commercial | Ducted CEE Tier 1
214389388 | Central HP <5.4 tons | BRYANT HEATING AND COOLING SYSTEMS | HRCU-A-CB (Split System: Heat Pump with Remote Outdoor Unit-Air-Source) | 284ANV036*0**B* |  |  | CNPV*3621AL*+UI | 88*TB60090C21*** | 32400 | 18.5 | 9 | 38500 | 27000 | 70.13% | 1.92 | 0 | 11.7 |  |  |  | No | R-410A | 2.7 | Residential & Commercial | Ducted CEE Tier 1
215932633 | Central HP <5.4 tons | TEMPSTAR | HRCU-A-CB (Split System: Heat Pump with Remote Outdoor Unit-Air-Source) | T5H3V36*K*AAA* |  |  | EA*5X60M24A*+WALLCON | *97CMN1202422B* | 34000 | 20.5 | 9.5 | 34200 | 26000 | 76.02% | 2.06 | 0 | 11.7 |  |  |  | No | R-454B | 2.8333 | Residential & Commercial | Ducted CEE Tier 1
215932983 | Central HP <5.4 tons | TEMPSTAR | HRCU-A-CB (Split System: Heat Pump with Remote Outdoor Unit-Air-Source) | T5H3V36*K*AAA* |  |  | ESH5X24M12A*+WALLCON | *96CTN0401410B* | 31200 | 16 | 9 | 34800 | 26600 | 76.44% | 1.92 | 0 | 10 |  |  |  | No | R-454B | 2.6 | Residential & Commercial | Ducted CEE Tier 1
213082123 | Central HP <5.4 tons | GREE | HRCU-A-C (Split System: Heat Pump with Remote Outdoor Unit with No Indoor Fan --Air Source) | GUD60W/A-D(U) | ADP |  | V,R60H210P529+TD |  | 47000 | 15.2 | 8.5 | 46000 | 33200 | 72.17% | 1.8 | 0 | 10 |  |  |  | No | R-410A | 3.9167 | Residential & Commercial | Ducted CEE Tier 1
213369661 | Central HP <5.4 tons | GE Appliances | HRCU-A-C (Split System: Heat Pump with Remote Outdoor Unit with No Indoor Fan --Air Source) | AUH4860ZGDA* | ADP |  | *E86948+TD |  | 47000 | 15.2 | 8.5 | 46000 | 33200 | 72.17% | 1.8 | 0 | 10 |  |  |  | No | R-410A | 3.9167 | Residential & Commercial | Ducted CEE Tier 1
212954618 | Central HP <5.4 tons | GE Appliances | HRCU-A-C (Split System: Heat Pump with Remote Outdoor Unit with No Indoor Fan --Air Source) | AUH4860ZGDA* | ADP |  | HG52960 |  | 47000 | 15.2 | 8.5 | 46000 | 33200 | 72.17% | 1.8 | 0 | 10 |  |  |  | No | R-410A | 3.9167 | Residential & Commercial | Ducted CEE Tier 1
207590959 | Central HP <5.4 tons | GE Appliances | HRCU-A-CB (Split System: Heat Pump with Remote Outdoor Unit-Air-Source) | AUH4860ZGDA* | ADP |  | TUY60ZPDA |  | 54000 | 15.8 | 9 | 54000 | 41000 | 75.93% | 1.8 | 10.5 | 10 |  |  |  | No | R-410A | 4.5 | Residential & Commercial | Ducted CEE Tier 1
212862182 | Central HP <5.4 tons | GE Appliances | HRCU-A-C (Split System: Heat Pump with Remote Outdoor Unit with No Indoor Fan --Air Source) | AUH4860ZGDA* | ADP |  | HE88948+TD |  | 47000 | 15.2 | 8.5 | 46000 | 33200 | 72.17% | 1.8 | 0 | 10 |  |  |  | No | R-410A | 3.9167 | Residential & Commercial | Ducted CEE Tier 1
215935515 | Central HP <5.4 tons | BRYANT HEATING AND COOLING SYSTEMS | HRCU-A-CB (Split System: Heat Pump with Remote Outdoor Unit-Air-Source) | 293VAN036**AA* |  |  | CVAVA2517XMA*+UI | 986TD42060C17*** | 34000 | 20 | 8.1 | 38000 | 27200 | 71.58% | 2 | 0 | 11 |  |  |  | No | R-454B | 2.8333 | Residential & Commercial | Ducted CEE Tier 1
207455146 | Central HP <5.4 tons | LENNOX | HRCU-A-CB (Split System: Heat Pump with Remote Outdoor Unit-Air-Source) | SL25XPV-036-230A** | ADP |  | L*35/36U9 | SL280UH090V60C* | 34000 | 21 | 8.8 | 33800 | 27000 | 79.88% | 1.84 | 14 | 13.5 |  |  |  | No | R-410A | 2.8333 | Residential & Commercial | Ducted CEE Tier 1
207455173 | Central HP <5.4 tons | LENNOX | HRCU-A-CB (Split System: Heat Pump with Remote Outdoor Unit-Air-Source) | SL25XPV-036-230A** | ADP |  | LH23/37W9 | SL280UH100NV60C* | 34000 | 21 | 8.8 | 33600 | 27000 | 80.36% | 1.82 | 14 | 13.5 |  |  |  | No | R-410A | 2.8333 | Residential & Commercial | Ducted CEE Tier 1
213548656 | Central HP <5.4 tons | LENNOX | HRCU-A-CB (Split System: Heat Pump with Remote Outdoor Unit-Air-Source) | SL25XPV-036-230A** | ADP |  | L*35/36S9 | SLP98UH090XV60C* | 33600 | 21 | 8.6 | 32800 | 26200 | 79.88% | 1.8 | 0 | 13 |  |  |  | No | R-410A | 2.8 | Residential & Commercial | Ducted CEE Tier 1
215935835 | Central HP <5.4 tons | BRYANT HEATING AND COOLING SYSTEMS | HRCU-A-CB (Split System: Heat Pump with Remote Outdoor Unit-Air-Source) | 293VAN036**AA* |  |  | CVAVA3817XMA*+UI | 88*TB36070C14*** | 35200 | 21.5 | 8.5 | 38500 | 29000 | 75.32% | 2.02 | 0 | 11.7 |  |  |  | No | R-454B | 2.9333 | Residential & Commercial | Ducted CEE Tier 1
215935915 | Central HP <5.4 tons | BRYANT HEATING AND COOLING SYSTEMS | HRCU-A-CB (Split System: Heat Pump with Remote Outdoor Unit-Air-Source) | 293VAN036**AA* |  |  | CVAVA4217XMA*+UI | 987MC42060C17*** | 34200 | 20 | 8.5 | 38000 | 27400 | 72.11% | 2.08 | 0 | 11 |  |  |  | No | R-454B | 2.85 | Residential & Commercial | Ducted CEE Tier 1
215935935 | Central HP <5.4 tons | BRYANT HEATING AND COOLING SYSTEMS | HRCU-A-CB (Split System: Heat Pump with Remote Outdoor Unit-Air-Source) | 293VAN036**AA* |  |  | CVAVA4217XMA*+UI | 986TD42060C17*** | 34200 | 20.5 | 8.5 | 38000 | 27400 | 72.11% | 2 | 0 | 11 |  |  |  | No | R-454B | 2.85 | Residential & Commercial | Ducted CEE Tier 1
215940005 | Central HP <5.4 tons | BRYANT HEATING AND COOLING SYSTEMS | HRCU-A-CB (Split System: Heat Pump with Remote Outdoor Unit-Air-Source) | 293VAN036**AA* |  |  | CSAH*3612AM*+UI | 987TA66120C24*** | 33400 | 19 | 9 | 34800 | 26600 | 76.44% | 1.92 | 0 | 11 |  |  |  | No | R-454B | 2.7833 | Residential & Commercial | Ducted CEE Tier 1
213164340 | Central HP <5.4 tons | ACD | HRCU-A-C (Split System: Heat Pump with Remote Outdoor Unit with No Indoor Fan --Air Source) | FXD-ACD60 |  |  | GCAT48H/NAA |  | 47000 | 15.2 | 8.5 | 48000 | 33600 | 70% | 1.8 | 0 | 10 |  |  |  | No | R-410A | 3.9167 | Residential & Commercial | Ducted CEE Tier 1
212380516 | Central HP <5.4 tons | CARRIER | HRCU-A-CB (Split System: Heat Pump with Remote Outdoor Unit-Air-Source) | 25VNA424A*031* | ADP |  | V,C36H175P149 | 58TN*A045C17**12 | 23400 | 20 | 8.1 | 25000 | 19600 | 78.4% | 2.42 | 0 | 13 |  |  |  | No | R-410A | 1.95 | Residential & Commercial | Ducted CEE Tier 1
212380532 | Central HP <5.4 tons | CARRIER | HRCU-A-CB (Split System: Heat Pump with Remote Outdoor Unit-Air-Source) | 25VNA424A*031* | ADP |  | C36A***L539 | 58TN*A070C14**12 | 24200 | 21 | 8.5 | 24800 | 19300 | 77.82% | 2.54 | 0 | 13.5 |  |  |  | No | R-410A | 2.0167 | Residential & Commercial | Ducted CEE Tier 1
212380547 | Central HP <5.4 tons | CARRIER | HRCU-A-CB (Split System: Heat Pump with Remote Outdoor Unit-Air-Source) | 25VNA424A*031* | ADP |  | C36A***L139 | 58TN*A090C17**16 | 23400 | 21 | 8.5 | 24800 | 19300 | 77.82% | 2.48 | 0 | 13.5 |  |  |  | No | R-410A | 1.95 | Residential & Commercial | Ducted CEE Tier 1
206788447 | Central HP <5.4 tons | CARRIER | HRCU-A-CB (Split System: Heat Pump with Remote Outdoor Unit-Air-Source) | 25VNA424A*031* |  |  | CAP**3617AL*+UI | 58TN*A045C17**12 | 23200 | 19.5 | 10 | 26800 | 20000 | 74.63% | 2.38 | 14 | 12.5 |  |  |  | No | R-410A | 1.9333 | Residential & Commercial | Ducted CEE Tier 1
206788499 | Central HP <5.4 tons | CARRIER | HRCU-A-CB (Split System: Heat Pump with Remote Outdoor Unit-Air-Source) | 25VNA424A*031* |  |  | CNPV*4221AL*+UI | 59TN6B060C17**14 | 23400 | 20 | 10 | 26800 | 20000 | 74.63% | 2.42 | 14 | 13 |  |  |  | No | R-410A | 1.95 | Residential & Commercial | Ducted CEE Tier 1
206788515 | Central HP <5.4 tons | CARRIER | HRCU-A-CB (Split System: Heat Pump with Remote Outdoor Unit-Air-Source) | 25VNA424A*031* |  |  | CSPH*3612AL*+UI | 58TN*A045C17**12 | 23600 | 19 | 9 | 26800 | 20000 | 74.63% | 2.46 | 14 | 12.5 |  |  |  | No | R-410A | 1.9667 | Residential & Commercial | Ducted CEE Tier 1
214595919 | Central HP <5.4 tons | AIRQUEST | HRCU-A-C (Split System: Heat Pump with Remote Outdoor Unit with No Indoor Fan --Air Source) | DLCURAH18ABK | ADP |  | HG21930+TD |  | 17700 | 16 | 8.85 | 17100 | 14600 | 85.38% | 2.06 | 0 | 11.5 |  |  |  | No | R-410A | 1.475 | Residential & Commercial | Ducted CEE Tier 1
214595920 | Central HP <5.4 tons | AIRQUEST | HRCU-A-C (Split System: Heat Pump with Remote Outdoor Unit with No Indoor Fan --Air Source) | DLCURAH18ABK | ADP |  | HG33936+TD |  | 18000 | 16 | 9.5 | 17400 | 14600 | 83.91% | 2.2 | 0 | 11.7 |  |  |  | No | R-410A | 1.5 | Residential & Commercial | Ducted CEE Tier 1
214595921 | Central HP <5.4 tons | AIRQUEST | HRCU-A-C (Split System: Heat Pump with Remote Outdoor Unit with No Indoor Fan --Air Source) | DLCURAH18ABK | ADP |  | HG34936+TD |  | 18000 | 16 | 9.5 | 17400 | 14600 | 83.91% | 2.2 | 0 | 11.7 |  |  |  | No | R-410A | 1.5 | Residential & Commercial | Ducted CEE Tier 1
213785674 | Central HP <5.4 tons | CARRIER | HRCU-A-CB (Split System: Heat Pump with Remote Outdoor Unit-Air-Source) | 25VNA436A*031* |  |  | CSPH*4212AL*+UI | 58TN*B090C21**20 | 33400 | 18.5 | 8.5 | 36600 | 26000 | 71.04% | 2.04 | 0 | 11.7 |  |  |  | No | R-410A | 2.7833 | Residential & Commercial | Ducted CEE Tier 1
213785722 | Central HP <5.4 tons | CARRIER | HRCU-A-CB (Split System: Heat Pump with Remote Outdoor Unit-Air-Source) | 25VNA436A*031* |  |  | CSPH*4812AL*+UI | 59TN6C060C17**14 | 33200 | 18 | 8.5 | 36800 | 26000 | 70.65% | 2 | 0 | 11.5 |  |  |  | No | R-410A | 2.7667 | Residential & Commercial | Ducted CEE Tier 1
206788583 | Central HP <5.4 tons | CARRIER | HRCU-A-CB (Split System: Heat Pump with Remote Outdoor Unit-Air-Source) | 25VNA436A*031* |  |  | CAP**3721AL*+UI | 59TN6B080C17**14 | 34200 | 19 | 9.5 | 35400 | 25800 | 72.88% | 2.02 | 12 | 11 |  |  |  | No | R-410A | 2.85 | Residential & Commercial | Ducted CEE Tier 1
211206864 | Central HP <5.4 tons | JOHNSON CONTROLS | HRCU-A-CB (Split System: Heat Pump with Remote Outdoor Unit-Air-Source) | HL20B3621 |  |  | XAMC36DE2N1+CC | TP9C100C16MP13 | 33000 | 18 | 8.5 | 34000 | 29200 | 85.88% | 1.96 | 0 | 12 |  |  |  | No | R-410A | 2.75 | Residential & Commercial | Ducted CEE Tier 1
212552603 | Central HP <5.4 tons | DAY & NIGHT | HRCU-A-CB (Split System: Heat Pump with Remote Outdoor Unit-Air-Source) | CVH848GKA** | ADP |  | FG48960 | *80CSU0802120A* | 45000 | 18 | 8.5 | 44000 | 34400 | 78.18% | 2 | 0 | 10 |  |  |  | No | R-410A | 3.75 | Residential & Commercial | Ducted CEE Tier 1
212552618 | Central HP <5.4 tons | DAY & NIGHT | HRCU-A-CB (Split System: Heat Pump with Remote Outdoor Unit-Air-Source) | CVH848GKA** | ADP |  | FG86960 | *80CTL0902120A* | 46000 | 17 | 8.5 | 44000 | 34600 | 78.64% | 2 | 0 | 10 |  |  |  | No | R-410A | 3.8333 | Residential & Commercial | Ducted CEE Tier 1
215935067 | Central HP <5.4 tons | AIRQUEST | HRCU-A-CB (Split System: Heat Pump with Remote Outdoor Unit-Air-Source) | H5H3V36*K*AAA* |  |  | EVM5X49M21A*+WALLCON | *95CSU0802120B* | 35600 | 21.5 | 8.5 | 38000 | 28600 | 75.26% | 2.02 | 0 | 12 |  |  |  | No | R-454B | 2.9667 | Residential & Commercial | Ducted CEE Tier 1
214771541 | Central HP <5.4 tons | GREE | HRCU-A-CB (Split System: Heat Pump with Remote Outdoor Unit-Air-Source) | FLEXX36HP230V1AO | ADP |  | HG33930+AEFE3A* |  | 23200 | 16 | 8.95 | 22400 | 21600 | 96.43% | 1.8 | 0 | 11.7 |  |  |  | No | R-410A | 1.9333 | Residential & Commercial | Ducted CEE Tier 1
213307047 | Central HP <5.4 tons | GREE | HRCU-A-CB (Split System: Heat Pump with Remote Outdoor Unit-Air-Source) | FLEXX36HP230V1AO | ADP |  | V36H142P429+AEFE3A* |  | 23000 | 16 | 8.9 | 22400 | 21600 | 96.43% | 1.78 | 0 | 11.5 |  |  |  | No | R-410A | 1.9167 | Residential & Commercial | Ducted CEE Tier 1
213076422 | Central HP <5.4 tons | AIRQUEST | HRCU-A-CB (Split System: Heat Pump with Remote Outdoor Unit-Air-Source) | DLCURAH36ABK |  |  | EA*4X37L17A* | *80VTL0451412B* | 36000 | 15.5 | 8.5 | 38500 | 35000 | 90.91% | 2 | 0 | 10 |  |  |  | No | R-410A | 3 | Residential & Commercial | Ducted CEE Tier 1
212384277 | Central HP <5.4 tons | AIRQUEST | HRCU-A-CB (Split System: Heat Pump with Remote Outdoor Unit-Air-Source) | DLCURAH36ABK |  |  | END4X42L17** | *80ES(N,L)0701712A* | 35800 | 15.2 | 8.1 | 39500 | 35000 | 88.61% | 1.96 | 0 | 10 |  |  |  | No | R-410A | 2.9833 | Residential & Commercial | Ducted CEE Tier 1
214595944 | Central HP <5.4 tons | AIRQUEST | HRCU-A-C (Split System: Heat Pump with Remote Outdoor Unit with No Indoor Fan --Air Source) | DLCURAH36ABK | ADP |  | HG34936+TD |  | 35800 | 15.2 | 8.45 | 36400 | 31200 | 85.71% | 1.82 | 0 | 10 |  |  |  | No | R-410A | 2.9833 | Residential & Commercial | Ducted CEE Tier 1
214595945 | Central HP <5.4 tons | AIRQUEST | HRCU-A-C (Split System: Heat Pump with Remote Outdoor Unit with No Indoor Fan --Air Source) | DLCURAH36ABK | ADP |  | HG36936+TD |  | 36000 | 15.2 | 8.6 | 36400 | 31200 | 85.71% | 1.85 | 0 | 10 |  |  |  | No | R-410A | 3 | Residential & Commercial | Ducted CEE Tier 1
216440058 | Central HP <5.4 tons | TRANE | HRCU-A-CB (Split System: Heat Pump with Remote Outdoor Unit-Air-Source) | 5TWV0X36A1 |  |  | 5PX*C005AS3 | S9V2C100U5PSC+LRP | 33200 | 18.8 | 9.4 | 32000 | 24000 | 75% | 2.1 | 0 | 12 |  |  |  | No | R-454B | 2.7667 | Residential & Commercial | Ducted CEE Tier 1
216440124 | Central HP <5.4 tons | TRANE | HRCU-A-CB (Split System: Heat Pump with Remote Outdoor Unit-Air-Source) | 5TWV0X36A1 |  |  | 5TXCB004AS3 | S9V2B080D4VSB+LRP | 31400 | 17.1 | 9 | 31400 | 23600 | 75.16% | 2 | 0 | 11.7 |  |  |  | No | R-454B | 2.6167 | Residential & Commercial | Ducted CEE Tier 1
216440018 | Central HP <5.4 tons | TRANE | HRCU-A-CB (Split System: Heat Pump with Remote Outdoor Unit-Air-Source) | 5TWV0X36A1 |  |  | 5PX*B004AS3 | S9V2B060U4PSC+LRP | 33400 | 18.2 | 9.4 | 32000 | 24000 | 75% | 2.1 | 0 | 12 |  |  |  | No | R-454B | 2.7833 | Residential & Commercial | Ducted CEE Tier 1
216440054 | Central HP <5.4 tons | TRANE | HRCU-A-CB (Split System: Heat Pump with Remote Outdoor Unit-Air-Source) | 5TWV0X36A1 |  |  | 5PX*C005AS3 | S9V2C080U5PSC+LRP | 33200 | 18.6 | 9.4 | 31800 | 24000 | 75.47% | 2.1 | 0 | 12 |  |  |  | No | R-454B | 2.7667 | Residential & Commercial | Ducted CEE Tier 1
216440070 | Central HP <5.4 tons | TRANE | HRCU-A-CB (Split System: Heat Pump with Remote Outdoor Unit-Air-Source) | 5TWV0X36A1 |  |  | 5PX*C007AS3 | S9V2C080U5PSC+LRP | 34400 | 19.6 | 9.4 | 32600 | 24200 | 74.23% | 2.1 | 0 | 12.5 |  |  |  | No | R-454B | 2.8667 | Residential & Commercial | Ducted CEE Tier 1
213773837 | Central HP <5.4 tons | HEIL | HRCU-A-CB (Split System: Heat Pump with Remote Outdoor Unit-Air-Source) | HVH825GKA3* |  |  | EA*4X48L24A*+WALLCON | *97CMN1002122B* | 24200 | 16.5 | 8.1 | 21000 | 16500 | 78.57% | 2.02 | 0 | 11 |  |  |  | No | R-410A | 2.0167 | Residential & Commercial | Ducted CEE Tier 1
213773467 | Central HP <5.4 tons | HEIL | HRCU-A-CB (Split System: Heat Pump with Remote Outdoor Unit-Air-Source) | HVH825GKA3* |  |  | EA*4X42L21A*+WALLCON | *96CTN0601714B* | 23600 | 16.5 | 8.1 | 21400 | 16700 | 78.04% | 1.94 | 0 | 10.5 |  |  |  | No | R-410A | 1.9667 | Residential & Commercial | Ducted CEE Tier 1
215651669 | Central HP <5.4 tons | TRANE | HRCU-A-CB (Split System: Heat Pump with Remote Outdoor Unit-Air-Source) | 4TWV0X48A1 | ADP |  | H,TG49960 | S9V2C080U5PSB+RP | 46500 | 19 | 8.5 | 40000 | 28000 | 70% | 1.8 | 0 | 11.7 |  |  |  | No | R-410A | 3.875 | Residential & Commercial | Ducted CEE Tier 1
206767510 | Central HP <5.4 tons | COMFORTMAKER | HRCU-A-CB (Split System: Heat Pump with Remote Outdoor Unit-Air-Source) | CVH825GKA3* |  |  | EA*4X36L21A*+WALLCON | *95CSU0802120A* | 23600 | 16.5 | 8.1 | 21400 | 16600 | 77.57% | 1.94 | 11 | 11 |  |  |  | No | R-410A | 1.9667 | Residential & Commercial | Ducted CEE Tier 1
206767519 | Central HP <5.4 tons | COMFORTMAKER | HRCU-A-CB (Split System: Heat Pump with Remote Outdoor Unit-Air-Source) | CVH825GKA3* |  |  | EA*4X36L21A*+WALLCON | *95CSU1002122A* | 23600 | 16.5 | 8.1 | 21400 | 16600 | 77.57% | 1.94 | 11.5 | 10.5 |  |  |  | No | R-410A | 1.9667 | Residential & Commercial | Ducted CEE Tier 1
206767537 | Central HP <5.4 tons | COMFORTMAKER | HRCU-A-CB (Split System: Heat Pump with Remote Outdoor Unit-Air-Source) | CVH825GKA3* |  |  | EA*4X37L21A*+WALLCON | *95CSU0601716A* | 24400 | 16.5 | 8.1 | 21400 | 16700 | 78.04% | 2.02 | 11.5 | 10.5 |  |  |  | No | R-410A | 2.0333 | Residential & Commercial | Ducted CEE Tier 1
214595926 | Central HP <5.4 tons | AIRQUEST | HRCU-A-C (Split System: Heat Pump with Remote Outdoor Unit with No Indoor Fan --Air Source) | DLCURAH18ABK | ADP |  | HG9J936+TD |  | 18000 | 16 | 9.5 | 17400 | 14600 | 83.91% | 2.2 | 0 | 11.7 |  |  |  | No | R-410A | 1.5 | Residential & Commercial | Ducted CEE Tier 1
214596013 | Central HP <5.4 tons | AIRQUEST | HRCU-A-C (Split System: Heat Pump with Remote Outdoor Unit with No Indoor Fan --Air Source) | DLCURAH24ABK | ADP |  | H,PG35936+TD |  | 24000 | 16 | 9.5 | 23400 | 19600 | 83.76% | 1.95 | 0 | 10.5 |  |  |  | No | R-410A | 2 | Residential & Commercial | Ducted CEE Tier 1
206788715 | Central HP <5.4 tons | CARRIER | HRCU-A-CB (Split System: Heat Pump with Remote Outdoor Unit-Air-Source) | 25VNA436A*031* |  |  | CNPV*4821AL*+UI | 58TN*A090C17**16 | 34000 | 20 | 9 | 35000 | 26000 | 74.29% | 2.04 | 13 | 12.5 |  |  |  | No | R-410A | 2.8333 | Residential & Commercial | Ducted CEE Tier 1
206788831 | Central HP <5.4 tons | CARRIER | HRCU-A-CB (Split System: Heat Pump with Remote Outdoor Unit-Air-Source) | 25VNA436A*031* |  |  | CSPH*3612AL*+UI | 58CU*A040C17**12 | 33600 | 18.5 | 9 | 35200 | 26200 | 74.43% | 2 | 12 | 11.7 |  |  |  | No | R-410A | 2.8 | Residential & Commercial | Ducted CEE Tier 1
206788833 | Central HP <5.4 tons | CARRIER | HRCU-A-CB (Split System: Heat Pump with Remote Outdoor Unit-Air-Source) | 25VNA436A*031* |  |  | CSPH*3612AL*+UI | 58CU*A100C21**20 | 33600 | 18 | 9 | 35200 | 26200 | 74.43% | 2 | 12 | 11.5 |  |  |  | No | R-410A | 2.8 | Residential & Commercial | Ducted CEE Tier 1
213771063 | Central HP <5.4 tons | KENMORE | HRCU-A-CB (Split System: Heat Pump with Remote Outdoor Unit-Air-Source) | (C,H,T)VH825GKA2* |  |  | EA*4X37L17A*+WALLCON | *80CTL0901716B* | 24200 | 16.5 | 8.1 | 21400 | 16700 | 78.04% | 2 | 0 | 11 |  |  |  | No | R-410A | 2.0167 | Residential & Commercial | Ducted CEE Tier 1
213771933 | Central HP <5.4 tons | KENMORE | HRCU-A-CB (Split System: Heat Pump with Remote Outdoor Unit-Air-Source) | (C,H,T)VH825GKA2* |  |  | EHD4X30AAL+WALLCON | *80CTL0701412B* | 23800 | 16 | 8.1 | 21800 | 16800 | 77.06% | 1.98 | 0 | 10.5 |  |  |  | No | R-410A | 1.9833 | Residential & Commercial | Ducted CEE Tier 1
213780654 | Central HP <5.4 tons | TEMPSTAR | HRCU-A-CB (Split System: Heat Pump with Remote Outdoor Unit-Air-Source) | TVH837GKA2* |  |  | EA*4X36L17A*+WALLCON | *80CTL0701412B* | 31400 | 16.5 | 8.1 | 33400 | 24400 | 73.05% | 1.82 | 0 | 10.5 |  |  |  | No | R-410A | 2.6167 | Residential & Commercial | Ducted CEE Tier 1
213773867 | Central HP <5.4 tons | HEIL | HRCU-A-CB (Split System: Heat Pump with Remote Outdoor Unit-Air-Source) | HVH825GKA3* |  |  | EA*4X48L24A*+WALLCON | *96CTN1202422B* | 24200 | 17 | 8.1 | 21000 | 16500 | 78.57% | 2.02 | 0 | 11 |  |  |  | No | R-410A | 2.0167 | Residential & Commercial | Ducted CEE Tier 1
214572840 | Central HP <5.4 tons | HEIL | HRCU-A-CB (Split System: Heat Pump with Remote Outdoor Unit-Air-Source) | HVH837GKA** |  |  | EA*4X48L24A*+WALLCON | *95CSU0802120B* | 32200 | 17.5 | 8.5 | 32400 | 25000 | 77.16% | 1.98 | 0 | 11 |  |  |  | No | R-410A | 2.6833 | Residential & Commercial | Ducted CEE Tier 1
214628158 | Central HP <5.4 tons | CARRIER | HRCU-A-CB (Split System: Heat Pump with Remote Outdoor Unit-Air-Source) | 38MURAQ24AB3* | ADP |  | C36A***L159 | 58S(B,C)*B045M14**12 | 23600 | 17 | 8.5 | 24800 | 23800 | 95.97% | 2 | 0 | 10.5 |  |  |  | No | R-410A | 1.9667 | Residential & Commercial | Ducted CEE Tier 1
214628206 | Central HP <5.4 tons | CARRIER | HRCU-A-CB (Split System: Heat Pump with Remote Outdoor Unit-Air-Source) | 38MURAQ24AB3* | ADP |  | C36A***L139 | 58S(B,C)*B070M17**16 | 23400 | 17 | 9 | 25200 | 26000 | 103.2% | 2.24 | 0 | 10 |  |  |  | No | R-410A | 1.95 | Residential & Commercial | Ducted CEE Tier 1
213780154 | Central HP <5.4 tons | TEMPSTAR | HRCU-A-CB (Split System: Heat Pump with Remote Outdoor Unit-Air-Source) | TVH837GKA** |  |  | EHD4X48AAL+WALLCON | *80CTL0701412B* | 32600 | 16.5 | 8.1 | 33200 | 25000 | 75.3% | 1.94 | 0 | 11 |  |  |  | No | R-410A | 2.7167 | Residential & Commercial | Ducted CEE Tier 1
215932493 | Central HP <5.4 tons | TEMPSTAR | HRCU-A-CB (Split System: Heat Pump with Remote Outdoor Unit-Air-Source) | T5H3V36*K*AAA* |  |  | EA*5X48M21A*+WALLCON | *97CMN0801714B* | 33200 | 19.5 | 9.5 | 35000 | 26800 | 76.57% | 2.02 | 0 | 11 |  |  |  | No | R-454B | 2.7667 | Residential & Commercial | Ducted CEE Tier 1
215932543 | Central HP <5.4 tons | TEMPSTAR | HRCU-A-CB (Split System: Heat Pump with Remote Outdoor Unit-Air-Source) | T5H3V36*K*AAA* |  |  | EA*5X60M24A*+WALLCON | *80CTL0702120B* | 34000 | 20.5 | 9.5 | 34200 | 26000 | 76.02% | 2.04 | 0 | 11.7 |  |  |  | No | R-454B | 2.8333 | Residential & Commercial | Ducted CEE Tier 1
215932563 | Central HP <5.4 tons | TEMPSTAR | HRCU-A-CB (Split System: Heat Pump with Remote Outdoor Unit-Air-Source) | T5H3V36*K*AAA* |  |  | EA*5X60M24A*+WALLCON | *80CTL1102120B* | 34000 | 20.5 | 9.5 | 34000 | 25800 | 75.88% | 2.04 | 0 | 12 |  |  |  | No | R-454B | 2.8333 | Residential & Commercial | Ducted CEE Tier 1
215933013 | Central HP <5.4 tons | TEMPSTAR | HRCU-A-CB (Split System: Heat Pump with Remote Outdoor Unit-Air-Source) | T5H3V36*K*AAA* |  |  | ESH5X30M12A*+WALLCON | *96CTN0401410B* | 31400 | 16.5 | 9 | 34400 | 26400 | 76.74% | 1.92 | 0 | 10 |  |  |  | No | R-454B | 2.6167 | Residential & Commercial | Ducted CEE Tier 1
212520166 | Central HP <5.4 tons | CARRIER | HRCU-A-CB (Split System: Heat Pump with Remote Outdoor Unit-Air-Source) | 38MURAQ18AB3* | ADP |  | H,PG34936 | 58SP*A045V14**12 | 17700 | 16 | 8.5 | 17000 | 18700 | 110% | 2.3 | 0 | 10.5 |  |  |  | No | R-410A | 1.475 | Residential & Commercial | Ducted CEE Tier 1
212520197 | Central HP <5.4 tons | CARRIER | HRCU-A-CB (Split System: Heat Pump with Remote Outdoor Unit-Air-Source) | 38MURAQ18AB3* | ADP |  | H,PG32936 | 58TP*A090V17**16 | 17400 | 16 | 8.5 | 16900 | 18700 | 110.7% | 2.3 | 0 | 10 |  |  |  | No | R-410A | 1.45 | Residential & Commercial | Ducted CEE Tier 1
215932443 | Central HP <5.4 tons | TEMPSTAR | HRCU-A-CB (Split System: Heat Pump with Remote Outdoor Unit-Air-Source) | T5H3V36*K*AAA* |  |  | EA*5X48M21A*+WALLCON | *80CTL0902120B* | 33400 | 20 | 9.5 | 34600 | 26400 | 76.3% | 2.04 | 0 | 11.7 |  |  |  | No | R-454B | 2.7833 | Residential & Commercial | Ducted CEE Tier 1
215933113 | Central HP <5.4 tons | TEMPSTAR | HRCU-A-CB (Split System: Heat Pump with Remote Outdoor Unit-Air-Source) | T5H3V36*K*AAA* |  |  | ESH5X36M12A*+WALLCON | *80CTL0902120B* | 33400 | 19 | 9 | 34800 | 26600 | 76.44% | 1.92 | 0 | 11.5 |  |  |  | No | R-454B | 2.7833 | Residential & Commercial | Ducted CEE Tier 1
215933163 | Central HP <5.4 tons | TEMPSTAR | HRCU-A-CB (Split System: Heat Pump with Remote Outdoor Unit-Air-Source) | T5H3V36*K*AAA* |  |  | ESH5X36M12A*+WALLCON | *95CSU1002122B* | 33400 | 19 | 9 | 34800 | 26600 | 76.44% | 1.94 | 0 | 11.5 |  |  |  | No | R-454B | 2.7833 | Residential & Commercial | Ducted CEE Tier 1
214573960 | Central HP <5.4 tons | HEIL | HRCU-A-CB (Split System: Heat Pump with Remote Outdoor Unit-Air-Source) | HVH837GKA2* |  |  | EA*4X48L21A*+WALLCON | *96CTN0802120B* | 32400 | 17.5 | 8.5 | 32400 | 24800 | 76.54% | 2 | 0 | 11.5 |  |  |  | No | R-410A | 2.7 | Residential & Commercial | Ducted CEE Tier 1
211245320 | Central HP <5.4 tons | AIRQUEST | HRCU-A-CB (Split System: Heat Pump with Remote Outdoor Unit-Air-Source) | DLCURAH24ABK |  |  | EN(A,D)4X36L21** | *96VSN0802120A* | 24000 | 17 | 8.1 | 26000 | 23200 | 89.23% | 1.92 | 0 | 10.5 |  |  |  | No | R-410A | 2 | Residential & Commercial | Ducted CEE Tier 1
212632897 | Central HP <5.4 tons | LENNOX | HRCU-A-CB (Split System: Heat Pump with Remote Outdoor Unit-Air-Source) | SL25XPV-048-230A** | ADP |  | LD42/49Y9 | SL280DF090V60C* | 45500 | 20 | 9.1 | 41500 | 34800 | 83.86% | 1.86 | 0 | 12 |  |  |  | No | R-410A | 3.7917 | Residential & Commercial | Ducted CEE Tier 1
212632899 | Central HP <5.4 tons | LENNOX | HRCU-A-CB (Split System: Heat Pump with Remote Outdoor Unit-Air-Source) | SL25XPV-048-230A** | ADP |  | LD42/61Y9 | SL280DF090V60C* | 45500 | 20 | 9.1 | 41500 | 34800 | 83.86% | 1.86 | 0 | 12 |  |  |  | No | R-410A | 3.7917 | Residential & Commercial | Ducted CEE Tier 1
212632900 | Central HP <5.4 tons | LENNOX | HRCU-A-CB (Split System: Heat Pump with Remote Outdoor Unit-Air-Source) | SL25XPV-048-230A** | ADP |  | LD42/49Y9 | SL280DF110V60C* | 45500 | 21 | 9.1 | 41500 | 34800 | 83.86% | 1.86 | 0 | 12 |  |  |  | No | R-410A | 3.7917 | Residential & Commercial | Ducted CEE Tier 1
215937105 | Central HP <5.4 tons | BRYANT HEATING AND COOLING SYSTEMS | HRCU-A-CB (Split System: Heat Pump with Remote Outdoor Unit-Air-Source) | 293VAN048**AA* |  |  | CVAMA4821XMA*+UI | 986TD42080C17*** | 43000 | 19 | 8.1 | 53000 | 37600 | 70.94% | 2 | 0 | 11 |  |  |  | No | R-454B | 3.5833 | Residential & Commercial | Ducted CEE Tier 1
215937755 | Central HP <5.4 tons | BRYANT HEATING AND COOLING SYSTEMS | HRCU-A-CB (Split System: Heat Pump with Remote Outdoor Unit-Air-Source) | 293VAN048**AA* |  |  | CVAVA4821XMA*+UI | 88*TB60090C21*** | 44500 | 20 | 8.1 | 52000 | 38000 | 73.08% | 1.9 | 0 | 11 |  |  |  | No | R-454B | 3.7083 | Residential & Commercial | Ducted CEE Tier 1
215938255 | Central HP <5.4 tons | BRYANT HEATING AND COOLING SYSTEMS | HRCU-A-CB (Split System: Heat Pump with Remote Outdoor Unit-Air-Source) | 293VAN048**AA* |  |  | CVAVA6021XMA*+UI | 986TD42080C17*** | 44000 | 20 | 8.1 | 53500 | 37600 | 70.28% | 2 | 0 | 11.5 |  |  |  | No | R-454B | 3.6667 | Residential & Commercial | Ducted CEE Tier 1
213773654 | Central HP <5.4 tons | TEMPSTAR | HRCU-A-CB (Split System: Heat Pump with Remote Outdoor Unit-Air-Source) | TVH825GKA3* |  |  | EA*4X43L21A*+WALLCON | *97CMN1002122B* | 24400 | 16.5 | 8.5 | 21200 | 16600 | 78.3% | 2.02 | 0 | 11 |  |  |  | No | R-410A | 2.0333 | Residential & Commercial | Ducted CEE Tier 1
213774404 | Central HP <5.4 tons | TEMPSTAR | HRCU-A-CB (Split System: Heat Pump with Remote Outdoor Unit-Air-Source) | TVH825GKA3* |  |  | EHD4X42AAL+WALLCON | *80CTL0701412B* | 24200 | 16 | 8.1 | 21200 | 16600 | 78.3% | 2 | 0 | 10.5 |  |  |  | No | R-410A | 2.0167 | Residential & Commercial | Ducted CEE Tier 1
213774454 | Central HP <5.4 tons | TEMPSTAR | HRCU-A-CB (Split System: Heat Pump with Remote Outdoor Unit-Air-Source) | TVH825GKA3* |  |  | EHD4X42AAL+WALLCON | *80CTL1352422B* | 24200 | 16 | 8.1 | 21400 | 16600 | 77.57% | 2 | 0 | 10.5 |  |  |  | No | R-410A | 2.0167 | Residential & Commercial | Ducted CEE Tier 1
212380559 | Central HP <5.4 tons | CARRIER | HRCU-A-CB (Split System: Heat Pump with Remote Outdoor Unit-Air-Source) | 25VNA424A*031* | ADP |  | C36A***L139 | 59MN7B060C17**14 | 23200 | 19 | 8.1 | 25200 | 19600 | 77.78% | 2.38 | 0 | 12.5 |  |  |  | No | R-410A | 1.9333 | Residential & Commercial | Ducted CEE Tier 1
214596079 | Central HP <5.4 tons | AIRQUEST | HRCU-A-C (Split System: Heat Pump with Remote Outdoor Unit with No Indoor Fan --Air Source) | DLCURAH30ABK | ADP |  | H,PG36936+TD |  | 30000 | 15.2 | 9.7 | 31400 | 26600 | 84.71% | 1.85 | 0 | 10.5 |  |  |  | No | R-410A | 2.5 | Residential & Commercial | Ducted CEE Tier 1
214596080 | Central HP <5.4 tons | AIRQUEST | HRCU-A-C (Split System: Heat Pump with Remote Outdoor Unit with No Indoor Fan --Air Source) | DLCURAH30ABK | ADP |  | H,PG48936+TD |  | 30000 | 15.2 | 9.7 | 31400 | 26600 | 84.71% | 1.85 | 0 | 10.5 |  |  |  | No | R-410A | 2.5 | Residential & Commercial | Ducted CEE Tier 1
212632898 | Central HP <5.4 tons | LENNOX | HRCU-A-CB (Split System: Heat Pump with Remote Outdoor Unit-Air-Source) | SL25XPV-048-230A** | ADP |  | LD41/59Y9 | SL280DF090V60C* | 45500 | 20 | 9.1 | 41500 | 34800 | 83.86% | 1.86 | 0 | 12 |  |  |  | No | R-410A | 3.7917 | Residential & Commercial | Ducted CEE Tier 1
214389406 | Central HP <5.4 tons | BRYANT HEATING AND COOLING SYSTEMS | HRCU-A-CB (Split System: Heat Pump with Remote Outdoor Unit-Air-Source) | 284ANV036*0**B* |  |  | CNPV*4221AL*+UI | 88*TB36045C17*** | 32800 | 18 | 9 | 38000 | 26800 | 70.53% | 1.94 | 0 | 11 |  |  |  | No | R-410A | 2.7333 | Residential & Commercial | Ducted CEE Tier 1
212380977 | Central HP <5.4 tons | CARRIER | HRCU-A-CB (Split System: Heat Pump with Remote Outdoor Unit-Air-Source) | 25VNA448A*031* | ADP |  | PL60H210P299 | 58TN*A090C21**20 | 44000 | 21 | 8.5 | 44000 | 35800 | 81.36% | 2.36 | 0 | 12 |  |  |  | No | R-410A | 3.6667 | Residential & Commercial | Ducted CEE Tier 1
212380979 | Central HP <5.4 tons | CARRIER | HRCU-A-CB (Split System: Heat Pump with Remote Outdoor Unit-Air-Source) | 25VNA448A*031* | ADP |  | V,C48H210P169 | 58TN*A090C21**20 | 44000 | 21 | 8.1 | 44500 | 35800 | 80.45% | 2.28 | 0 | 12 |  |  |  | No | R-410A | 3.6667 | Residential & Commercial | Ducted CEE Tier 1
214731131 | Central HP <5.4 tons | AIRQUEST | HRCU-A-C (Split System: Heat Pump with Remote Outdoor Unit with No Indoor Fan --Air Source) | DLCURAH36ABK | ADP |  | HG48936+TD |  | 36000 | 15.2 | 8.6 | 36400 | 31200 | 85.71% | 1.85 | 0 | 10 |  |  |  | No | R-410A | 3 | Residential & Commercial | Ducted CEE Tier 1
212862159 | Central HP <5.4 tons | GE Appliances | HRCU-A-C (Split System: Heat Pump with Remote Outdoor Unit with No Indoor Fan --Air Source) | AUH2436ZGDA* | ADP |  | HG9J930+TD |  | 22800 | 15.2 | 8.5 | 22400 | 21200 | 94.64% | 1.8 | 0 | 11 |  |  |  | No | R-410A | 1.9 | Residential & Commercial | Ducted CEE Tier 1
213270404 | Central HP <5.4 tons | GE Appliances | HRCU-A-C (Split System: Heat Pump with Remote Outdoor Unit with No Indoor Fan --Air Source) | AUH2436ZGDA* | ADP |  | V36H175P149+TD |  | 22800 | 15.2 | 8.5 | 22400 | 21200 | 94.64% | 1.8 | 0 | 11 |  |  |  | No | R-410A | 1.9 | Residential & Commercial | Ducted CEE Tier 1
212980176 | Central HP <5.4 tons | TEMPSTAR | HRCU-A-CB (Split System: Heat Pump with Remote Outdoor Unit-Air-Source) | DLCURAH36ABK |  |  | EA*4X48L24A* | *80MS(N,L)0902116A* | 35600 | 16.5 | 8.5 | 37800 | 34600 | 91.53% | 2.02 | 0 | 10 |  |  |  | No | R-410A | 2.9667 | Residential & Commercial | Ducted CEE Tier 1
211227154 | Central HP <5.4 tons | AIRQUEST | HRCU-A-CB (Split System: Heat Pump with Remote Outdoor Unit-Air-Source) | DLCURAH36ABK |  |  | EA*4X37L21A* | *95ESU1002122A* | 37600 | 15.5 | 8.5 | 39500 | 35000 | 88.61% | 2.14 | 0 | 10 |  |  |  | No | R-410A | 3.1333 | Residential & Commercial | Ducted CEE Tier 1
215934023 | Central HP <5.4 tons | TEMPSTAR | HRCU-A-CB (Split System: Heat Pump with Remote Outdoor Unit-Air-Source) | T5H3V48*K*AAA* |  |  | EA*5X48M21A*+WALLCON | *80CTL1102120B* | 44000 | 21 | 9.5 | 48000 | 36400 | 75.83% | 1.92 | 0 | 11 |  |  |  | No | R-454B | 3.6667 | Residential & Commercial | Ducted CEE Tier 1
215934223 | Central HP <5.4 tons | TEMPSTAR | HRCU-A-CB (Split System: Heat Pump with Remote Outdoor Unit-Air-Source) | T5H3V48*K*AAA* |  |  | EA*5X61M21A*+WALLCON | *95CSU0802120B* | 45000 | 21 | 9.5 | 48500 | 37000 | 76.29% | 2 | 0 | 11 |  |  |  | No | R-454B | 3.75 | Residential & Commercial | Ducted CEE Tier 1
215934373 | Central HP <5.4 tons | TEMPSTAR | HRCU-A-CB (Split System: Heat Pump with Remote Outdoor Unit-Air-Source) | T5H3V48*K*AAA* |  |  | EA*5X61M24A*+WALLCON | *97CMN0602120B* | 44500 | 20.5 | 9.5 | 48500 | 37400 | 77.11% | 2 | 0 | 10.5 |  |  |  | No | R-454B | 3.7083 | Residential & Commercial | Ducted CEE Tier 1
215934443 | Central HP <5.4 tons | TEMPSTAR | HRCU-A-CB (Split System: Heat Pump with Remote Outdoor Unit-Air-Source) | T5H3V48*K*AAA* |  |  | ESH5X48M12A*+WALLCON | *80CTL0701412B* | 43000 | 19.5 | 8.5 | 49000 | 35400 | 72.24% | 1.8 | 0 | 11 |  |  |  | No | R-454B | 3.5833 | Residential & Commercial | Ducted CEE Tier 1
214574357 | Central HP <5.4 tons | TEMPSTAR | HRCU-A-CB (Split System: Heat Pump with Remote Outdoor Unit-Air-Source) | TVH837GKA2* |  |  | EHD4X48AAL+WALLCON | *95CSU1002122B* | 32600 | 17.5 | 8.5 | 32600 | 24800 | 76.07% | 1.98 | 0 | 11 |  |  |  | No | R-410A | 2.7167 | Residential & Commercial | Ducted CEE Tier 1
214574607 | Central HP <5.4 tons | TEMPSTAR | HRCU-A-CB (Split System: Heat Pump with Remote Outdoor Unit-Air-Source) | TVH837GKA2* |  |  | EN(A,D,W)4X48L21**+WALLCON | *97CMN0602120B* | 32200 | 17 | 8.1 | 33000 | 25000 | 75.76% | 1.94 | 0 | 11.5 |  |  |  | No | R-410A | 2.6833 | Residential & Commercial | Ducted CEE Tier 1
207436586 | Central HP <5.4 tons | LENNOX | HRCU-A-CB (Split System: Heat Pump with Remote Outdoor Unit-Air-Source) | SL25XPV-048-230A** |  |  | CX35-49C+TDR | EL296UH090XV48C* | 45000 | 20 | 8.9 | 44000 | 36000 | 81.82% | 1.76 | 12 | 11.7 |  |  |  | No | R-410A | 3.75 | Residential & Commercial | Ducted CEE Tier 1
207436602 | Central HP <5.4 tons | LENNOX | HRCU-A-CB (Split System: Heat Pump with Remote Outdoor Unit-Air-Source) | SL25XPV-048-230A** |  |  | CX35-60C+TDR | EL296UH090XV60C* | 45500 | 20 | 9.5 | 44000 | 36200 | 82.27% | 1.9 | 12.5 | 12.2 |  |  |  | No | R-410A | 3.7917 | Residential & Commercial | Ducted CEE Tier 1
207436604 | Central HP <5.4 tons | LENNOX | HRCU-A-CB (Split System: Heat Pump with Remote Outdoor Unit-Air-Source) | SL25XPV-048-230A** |  |  | CX35-60C+TDR | EL296UH110XV60C* | 46000 | 20 | 9.5 | 44000 | 36200 | 82.27% | 1.92 | 12.5 | 12.5 |  |  |  | No | R-410A | 3.8333 | Residential & Commercial | Ducted CEE Tier 1
212555753 | Central HP <5.4 tons | DAY & NIGHT | HRCU-A-CB (Split System: Heat Pump with Remote Outdoor Unit-Air-Source) | CVH848GKA2* | ADP |  | FG36960 | *96CTN1202422A* | 45000 | 17 | 8.5 | 45000 | 32600 | 72.44% | 2.28 | 0 | 10 |  |  |  | No | R-410A | 3.75 | Residential & Commercial | Ducted CEE Tier 1
214595942 | Central HP <5.4 tons | AIRQUEST | HRCU-A-C (Split System: Heat Pump with Remote Outdoor Unit with No Indoor Fan --Air Source) | DLCURAH30ABK | ADP |  | HG9J936+TD |  | 30000 | 15.2 | 9.65 | 31400 | 26600 | 84.71% | 1.84 | 0 | 10.5 |  |  |  | No | R-410A | 2.5 | Residential & Commercial | Ducted CEE Tier 1
214596081 | Central HP <5.4 tons | AIRQUEST | HRCU-A-C (Split System: Heat Pump with Remote Outdoor Unit with No Indoor Fan --Air Source) | DLCURAH30ABK | ADP |  | H,PG80936+TD |  | 30000 | 15.2 | 9.7 | 31400 | 26600 | 84.71% | 1.85 | 0 | 10.5 |  |  |  | No | R-410A | 2.5 | Residential & Commercial | Ducted CEE Tier 1
212380529 | Central HP <5.4 tons | CARRIER | HRCU-A-CB (Split System: Heat Pump with Remote Outdoor Unit-Air-Source) | 25VNA424A*031* | ADP |  | C36A***L159 | 58TN*A070C14**12 | 23600 | 21 | 8.1 | 25000 | 19300 | 77.2% | 2.5 | 0 | 13.5 |  |  |  | No | R-410A | 1.9667 | Residential & Commercial | Ducted CEE Tier 1
212380584 | Central HP <5.4 tons | CARRIER | HRCU-A-CB (Split System: Heat Pump with Remote Outdoor Unit-Air-Source) | 25VNA424A*031* | ADP |  | V,C36H175P459 | 59MN7B080C17**14 | 24000 | 20 | 8.5 | 25000 | 19500 | 78% | 2.5 | 0 | 13 |  |  |  | No | R-410A | 2 | Residential & Commercial | Ducted CEE Tier 1
211245917 | Central HP <5.4 tons | AIRQUEST | HRCU-A-CB (Split System: Heat Pump with Remote Outdoor Unit-Air-Source) | DLCURAH24ABK |  |  | FM(C,U)4X30**AL* |  | 25000 | 15.2 | 8.5 | 27800 | 21800 | 78.42% | 1.8 | 0 | 10 |  |  |  | No | R-410A | 2.0833 | Residential & Commercial | Ducted CEE Tier 1
211245794 | Central HP <5.4 tons | AIRQUEST | HRCU-A-CB (Split System: Heat Pump with Remote Outdoor Unit-Air-Source) | DLCURAH24ABK |  |  | FEM4P30**AL |  | 24000 | 17 | 8.5 | 26200 | 23400 | 89.31% | 1.94 | 0 | 10 |  |  |  | No | R-410A | 2 | Residential & Commercial | Ducted CEE Tier 1
215869130 | Central HP <5.4 tons | TRANE | HRCU-A-CB (Split System: Heat Pump with Remote Outdoor Unit-Air-Source) | 5TWV8X60A1 |  |  | 5PX*C009AS3 | S9V2C100U5VSB+LRP | 54000 | 18.1 | 8.5 | 55500 | 39500 | 71.17% | 2 | 0 | 10 |  |  |  | No | R-454B | 4.5 | Residential & Commercial | Ducted CEE Tier 1
215869146 | Central HP <5.4 tons | TRANE | HRCU-A-CB (Split System: Heat Pump with Remote Outdoor Unit-Air-Source) | 5TWV8X60A1 |  |  | 5TXCC009AS3 | S9V2C100U5VSB+LRP | 54000 | 18.1 | 8.5 | 55500 | 39500 | 71.17% | 2 | 0 | 10 |  |  |  | No | R-454B | 4.5 | Residential & Commercial | Ducted CEE Tier 1
212981698 | Central HP <5.4 tons | TEMPSTAR | HRCU-A-CB (Split System: Heat Pump with Remote Outdoor Unit-Air-Source) | DLCURAH24ABK |  |  | EA*4X24L17A* | *80MSU1002120A* | 23400 | 16.5 | 8.5 | 27000 | 25800 | 95.56% | 2.16 | 0 | 10 |  |  |  | No | R-410A | 1.95 | Residential & Commercial | Ducted CEE Tier 1
212981782 | Central HP <5.4 tons | TEMPSTAR | HRCU-A-CB (Split System: Heat Pump with Remote Outdoor Unit-Air-Source) | DLCURAH24ABK |  |  | EN(A,D)4X24L17** | *80MSU1002120A* | 23200 | 16 | 8.5 | 27000 | 25000 | 92.59% | 2.08 | 0 | 10 |  |  |  | No | R-410A | 1.9333 | Residential & Commercial | Ducted CEE Tier 1
215869128 | Central HP <5.4 tons | TRANE | HRCU-A-CB (Split System: Heat Pump with Remote Outdoor Unit-Air-Source) | 5TWV8X60A1 |  |  | 5PX*C009AS3 | S9V2C080U5VSB+LRP | 54000 | 18.1 | 8.5 | 55500 | 40000 | 72.07% | 2 | 0 | 10 |  |  |  | No | R-454B | 4.5 | Residential & Commercial | Ducted CEE Tier 1
215933313 | Central HP <5.4 tons | TEMPSTAR | HRCU-A-CB (Split System: Heat Pump with Remote Outdoor Unit-Air-Source) | T5H3V36*K*AAA* |  |  | ESH5X42M12A*+WALLCON | *80CTL0701412B* | 33400 | 19 | 9 | 35200 | 27000 | 76.7% | 1.92 | 0 | 11 |  |  |  | No | R-454B | 2.7833 | Residential & Commercial | Ducted CEE Tier 1
215933613 | Central HP <5.4 tons | TEMPSTAR | HRCU-A-CB (Split System: Heat Pump with Remote Outdoor Unit-Air-Source) | T5H3V36*K*AAA* |  |  | ESH5X48M12A*+WALLCON | *95CSU0601716B* | 33600 | 19 | 9 | 35200 | 27000 | 76.7% | 1.92 | 0 | 11 |  |  |  | No | R-454B | 2.8 | Residential & Commercial | Ducted CEE Tier 1
215932463 | Central HP <5.4 tons | TEMPSTAR | HRCU-A-CB (Split System: Heat Pump with Remote Outdoor Unit-Air-Source) | T5H3V36*K*AAA* |  |  | EA*5X48M21A*+WALLCON | *95CSU0601716B* | 33200 | 19.5 | 9.5 | 35000 | 26800 | 76.57% | 2.02 | 0 | 11 |  |  |  | No | R-454B | 2.7667 | Residential & Commercial | Ducted CEE Tier 1
206788849 | Central HP <5.4 tons | CARRIER | HRCU-A-CB (Split System: Heat Pump with Remote Outdoor Unit-Air-Source) | 25VNA436A*031* |  |  | CAP**4224AL*+UI | 59CU5A080C21**20 | 33200 | 19.5 | 9.5 | 35400 | 26600 | 75.14% | 2 | 12 | 11.7 |  |  |  | No | R-410A | 2.7667 | Residential & Commercial | Ducted CEE Tier 1
214595924 | Central HP <5.4 tons | AIRQUEST | HRCU-A-C (Split System: Heat Pump with Remote Outdoor Unit with No Indoor Fan --Air Source) | DLCURAH18ABK | ADP |  | HG80936+TD |  | 18000 | 16 | 9.5 | 17400 | 14600 | 83.91% | 2.2 | 0 | 11.7 |  |  |  | No | R-410A | 1.5 | Residential & Commercial | Ducted CEE Tier 1
214595999 | Central HP <5.4 tons | AIRQUEST | HRCU-A-C (Split System: Heat Pump with Remote Outdoor Unit with No Indoor Fan --Air Source) | DLCURAH18ABK | ADP |  | H,PG31930+TD |  | 18000 | 16 | 9.2 | 17300 | 14600 | 84.39% | 2.14 | 0 | 11.7 |  |  |  | No | R-410A | 1.5 | Residential & Commercial | Ducted CEE Tier 1
214596074 | Central HP <5.4 tons | AIRQUEST | HRCU-A-C (Split System: Heat Pump with Remote Outdoor Unit with No Indoor Fan --Air Source) | DLCURAH24ABK | ADP |  | H,PG36936+TD |  | 24000 | 16 | 9.5 | 23400 | 19600 | 83.76% | 1.95 | 0 | 10.5 |  |  |  | No | R-410A | 2 | Residential & Commercial | Ducted CEE Tier 1
212520213 | Central HP <5.4 tons | CARRIER | HRCU-A-CB (Split System: Heat Pump with Remote Outdoor Unit-Air-Source) | 38MURAQ24AB3* | ADP |  | H,PG32936 | 58S(B,C)*A070E17**12 | 24000 | 16 | 8.5 | 25400 | 23200 | 91.34% | 1.94 | 0 | 10 |  |  |  | No | R-410A | 2 | Residential & Commercial | Ducted CEE Tier 1
211239658 | Central HP <5.4 tons | CARRIER | HRCU-A-CB (Split System: Heat Pump with Remote Outdoor Unit-Air-Source) | 38MURAQ24AB3* |  |  | CAP**2414AL* | 59SC2D060E14**12 | 24200 | 16 | 8.5 | 27200 | 23400 | 86.03% | 1.9 | 0 | 10 |  |  |  | No | R-410A | 2.0167 | Residential & Commercial | Ducted CEE Tier 1
211239667 | Central HP <5.4 tons | CARRIER | HRCU-A-CB (Split System: Heat Pump with Remote Outdoor Unit-Air-Source) | 38MURAQ24AB3* |  |  | CAP**2417AL* | 59SP6A080V17**16 | 23800 | 16.5 | 8.5 | 26800 | 24000 | 89.55% | 1.98 | 0 | 10 |  |  |  | No | R-410A | 1.9833 | Residential & Commercial | Ducted CEE Tier 1
211239669 | Central HP <5.4 tons | CARRIER | HRCU-A-CB (Split System: Heat Pump with Remote Outdoor Unit-Air-Source) | 38MURAQ24AB3* |  |  | CAP**2417AL* | 58S(B,C)*A070E17**16 | 24600 | 16 | 8.5 | 27400 | 23000 | 83.94% | 1.88 | 0 | 10 |  |  |  | No | R-410A | 2.05 | Residential & Commercial | Ducted CEE Tier 1
215935415 | Central HP <5.4 tons | BRYANT HEATING AND COOLING SYSTEMS | HRCU-A-CB (Split System: Heat Pump with Remote Outdoor Unit-Air-Source) | 293VAN036**AA* |  |  | CVAMA6024XMA*+UI | 987MC66100C21*** | 35600 | 22 | 8.5 | 38000 | 28400 | 74.74% | 2.04 | 0 | 12.5 |  |  |  | No | R-454B | 2.9667 | Residential & Commercial | Ducted CEE Tier 1
215936015 | Central HP <5.4 tons | BRYANT HEATING AND COOLING SYSTEMS | HRCU-A-CB (Split System: Heat Pump with Remote Outdoor Unit-Air-Source) | 293VAN036**AA* |  |  | CVAVA4221XMA*+UI | 88*TB60090C21*** | 34400 | 21 | 8.5 | 38500 | 28000 | 72.73% | 2.04 | 0 | 12 |  |  |  | No | R-454B | 2.8667 | Residential & Commercial | Ducted CEE Tier 1
215936485 | Central HP <5.4 tons | BRYANT HEATING AND COOLING SYSTEMS | HRCU-A-CB (Split System: Heat Pump with Remote Outdoor Unit-Air-Source) | 293VAN036**AA* |  |  | CVAVA4924XMA*+UI | 935CB66100C21*** | 35600 | 22 | 8.5 | 38000 | 28400 | 74.74% | 2.06 | 0 | 12.5 |  |  |  | No | R-454B | 2.9667 | Residential & Commercial | Ducted CEE Tier 1
215936735 | Central HP <5.4 tons | BRYANT HEATING AND COOLING SYSTEMS | HRCU-A-CB (Split System: Heat Pump with Remote Outdoor Unit-Air-Source) | 293VAN036**AA* |  |  | CVAVA6024XMA*+UI | 83*CA60100C21*** | 35400 | 21.5 | 8.5 | 38000 | 28600 | 75.26% | 2.04 | 0 | 12 |  |  |  | No | R-454B | 2.95 | Residential & Commercial | Ducted CEE Tier 1
213369660 | Central HP <5.4 tons | GE Appliances | HRCU-A-C (Split System: Heat Pump with Remote Outdoor Unit with No Indoor Fan --Air Source) | AUH4860ZGDA* | ADP |  | *E51960+TD |  | 47000 | 15.2 | 8.45 | 46000 | 33200 | 72.17% | 1.78 | 0 | 10 |  |  |  | No | R-410A | 3.9167 | Residential & Commercial | Ducted CEE Tier 1
211239674 | Central HP <5.4 tons | CARRIER | HRCU-A-CB (Split System: Heat Pump with Remote Outdoor Unit-Air-Source) | 38MURAQ24AB3* |  |  | CAP**2417AL* | 59SU5A060E17**16 | 24000 | 16.5 | 8.5 | 26800 | 24000 | 89.55% | 1.98 | 0 | 10 |  |  |  | No | R-410A | 2 | Residential & Commercial | Ducted CEE Tier 1
211239710 | Central HP <5.4 tons | CARRIER | HRCU-A-CB (Split System: Heat Pump with Remote Outdoor Unit-Air-Source) | 38MURAQ24AB3* |  |  | CAP**2517AL* | 59SP6A060V14**12 | 24000 | 16.5 | 8.1 | 25200 | 21600 | 85.71% | 1.82 | 0 | 10 |  |  |  | No | R-410A | 2 | Residential & Commercial | Ducted CEE Tier 1
211239724 | Central HP <5.4 tons | CARRIER | HRCU-A-CB (Split System: Heat Pump with Remote Outdoor Unit-Air-Source) | 38MURAQ24AB3* |  |  | CAP**2517AL* | 59TP6B080V17**16 | 24800 | 17 | 8.5 | 25600 | 21200 | 82.81% | 1.78 | 0 | 10.5 |  |  |  | No | R-410A | 2.0667 | Residential & Commercial | Ducted CEE Tier 1
211239778 | Central HP <5.4 tons | CARRIER | HRCU-A-CB (Split System: Heat Pump with Remote Outdoor Unit-Air-Source) | 38MURAQ24AB3* |  |  | CAP**3017AL* | 58TP*A045V14**12 | 24200 | 16.5 | 8.5 | 26400 | 23000 | 87.12% | 1.9 | 0 | 10 |  |  |  | No | R-410A | 2.0167 | Residential & Commercial | Ducted CEE Tier 1
211207002 | Central HP <5.4 tons | JOHNSON CONTROLS | HRCU-A-CB (Split System: Heat Pump with Remote Outdoor Unit-Air-Source) | HL20B4821 |  |  | XAMC48HE3N1+CC | TPLC100C16MP13 | 43500 | 19 | 9 | 44500 | 36200 | 81.35% | 2.14 | 0 | 12 |  |  |  | No | R-410A | 3.625 | Residential & Commercial | Ducted CEE Tier 1
214389265 | Central HP <5.4 tons | BRYANT HEATING AND COOLING SYSTEMS | HRCU-A-CB (Split System: Heat Pump with Remote Outdoor Unit-Air-Source) | 284ANV036*0**B* |  |  | CNPV*4217AL*+UI | 987MC42080C17*** | 33000 | 18.5 | 9 | 37400 | 26400 | 70.59% | 1.98 | 0 | 11.7 |  |  |  | No | R-410A | 2.75 | Residential & Commercial | Ducted CEE Tier 1
214389297 | Central HP <5.4 tons | BRYANT HEATING AND COOLING SYSTEMS | HRCU-A-CB (Split System: Heat Pump with Remote Outdoor Unit-Air-Source) | 284ANV036*0**B* |  |  | CNPV*4821AL*+UI | 986TD42060C17*** | 33600 | 19 | 9 | 37000 | 26200 | 70.81% | 2 | 0 | 12 |  |  |  | No | R-410A | 2.8 | Residential & Commercial | Ducted CEE Tier 1
214389301 | Central HP <5.4 tons | BRYANT HEATING AND COOLING SYSTEMS | HRCU-A-CB (Split System: Heat Pump with Remote Outdoor Unit-Air-Source) | 284ANV036*0**B* |  |  | CNPV*4821AL*+UI | 986TD66100C21*** | 33800 | 19.5 | 9 | 36600 | 26000 | 71.04% | 2.04 | 0 | 12.5 |  |  |  | No | R-410A | 2.8167 | Residential & Commercial | Ducted CEE Tier 1
204456573 | Central HP <5.4 tons | AIRQUEST | HRCU-A-CB (Split System: Heat Pump with Remote Outdoor Unit-Air-Source) | HVH825GKA2* |  |  | EA*4X30L17A*+WALLCON | *80CTL0701412A* | 23600 | 17 | 8.1 | 21600 | 16600 | 76.85% | 1.92 | 11.5 | 11 |  |  |  | No | R-410A | 1.9667 | Residential & Commercial | Ducted CEE Tier 1
214848970 | Central HP <5.4 tons | YORK | HRCU-A-CB (Split System: Heat Pump with Remote Outdoor Unit-Air-Source) | HH824E2S11 | ADP |  | H,YG35*36+TXV-BLEED | Y81E040A12SMPS1 | 23000 | 18 | 9.5 | 21400 | 17700 | 82.71% | 2 | 0 | 11.7 |  |  |  | No | R-454B | 1.9167 | Residential & Commercial | Ducted CEE Tier 1
211228091 | Central HP <5.4 tons | AIRQUEST | HRCU-A-CB (Split System: Heat Pump with Remote Outdoor Unit-Air-Source) | DLCURAH36ABK |  |  | EA*4X42L24A* | *95ESU1002120A* | 35800 | 16 | 8.1 | 38500 | 35000 | 90.91% | 1.9 | 0 | 10 |  |  |  | No | R-410A | 2.9833 | Residential & Commercial | Ducted CEE Tier 1
214648727 | Central HP <5.4 tons | GE Appliances | HRCU-A-CB (Split System: Heat Pump with Remote Outdoor Unit-Air-Source) | AUH2436ZGDA* | ADP |  | FE*G34936 |  | 24000 | 16.8 | 9 | 22400 | 21600 | 96.43% | 1.8 | 0 | 11.7 |  |  |  | No | R-410A | 2 | Residential & Commercial | Ducted CEE Tier 1
211226933 | Central HP <5.4 tons | AIRQUEST | HRCU-A-CB (Split System: Heat Pump with Remote Outdoor Unit-Air-Source) | DLCURAH36ABK |  |  | EA*4X37L21A* | *80ESU1002120A* | 36200 | 16 | 8.5 | 38500 | 34800 | 90.39% | 2.08 | 0 | 10 |  |  |  | No | R-410A | 3.0167 | Residential & Commercial | Ducted CEE Tier 1
211227015 | Central HP <5.4 tons | AIRQUEST | HRCU-A-CB (Split System: Heat Pump with Remote Outdoor Unit-Air-Source) | DLCURAH36ABK |  |  | EA*4X37L21A* | *92ESN0802120A* | 37400 | 16 | 8.5 | 38500 | 34800 | 90.39% | 2.14 | 0 | 10 |  |  |  | No | R-410A | 3.1167 | Residential & Commercial | Ducted CEE Tier 1
206772995 | Central HP <5.4 tons | COMFORTMAKER | HRCU-A-CB (Split System: Heat Pump with Remote Outdoor Unit-Air-Source) | CVH837GKA2* |  |  | EHD4X48AAL+WALLCON | *80CTL0701412A* | 32600 | 17 | 8.1 | 33200 | 25000 | 75.3% | 1.96 | 11.5 | 11 |  |  |  | No | R-410A | 2.7167 | Residential & Commercial | Ducted CEE Tier 1
206773184 | Central HP <5.4 tons | COMFORTMAKER | HRCU-A-CB (Split System: Heat Pump with Remote Outdoor Unit-Air-Source) | CVH837GKA2* |  |  | EA*4X48L24A*+WALLCON | *80CSU1002120A* | 32200 | 17 | 8.1 | 32600 | 25000 | 76.69% | 1.96 | 12 | 11 |  |  |  | No | R-410A | 2.6833 | Residential & Commercial | Ducted CEE Tier 1
213270397 | Central HP <5.4 tons | GE Appliances | HRCU-A-C (Split System: Heat Pump with Remote Outdoor Unit with No Indoor Fan --Air Source) | AUH2436ZGDA* | ADP |  | V36H175P269+TD |  | 23000 | 15.2 | 8.5 | 22400 | 21200 | 94.64% | 1.8 | 0 | 11 |  |  |  | No | R-410A | 1.9167 | Residential & Commercial | Ducted CEE Tier 1
213270410 | Central HP <5.4 tons | GE Appliances | HRCU-A-C (Split System: Heat Pump with Remote Outdoor Unit with No Indoor Fan --Air Source) | AUH2436ZGDA* | ADP |  | PL36H175P139+TD |  | 22600 | 15.2 | 8.5 | 22400 | 21200 | 94.64% | 1.8 | 0 | 10.5 |  |  |  | No | R-410A | 1.8833 | Residential & Commercial | Ducted CEE Tier 1
212384789 | Central HP <5.4 tons | AIRQUEST | HRCU-A-CB (Split System: Heat Pump with Remote Outdoor Unit-Air-Source) | DLCURAH36ABK |  |  | EN(A,D,W)4X48L21** | *92ESN0801716A* | 36200 | 16.5 | 8.1 | 39000 | 34800 | 89.23% | 2.02 | 0 | 10.5 |  |  |  | No | R-410A | 3.0167 | Residential & Commercial | Ducted CEE Tier 1
212391571 | Central HP <5.4 tons | AMERICAN STANDARD | HRCU-A-CB (Split System: Heat Pump with Remote Outdoor Unit-Air-Source) | 4A6V7X60A1 |  |  | 4PX*DU60BS3 | S8V2D120M5PCA | 54000 | 17.1 | 8.2 | 52000 | 39500 | 75.96% | 1.8 | 0 | 11.7 |  |  |  | No | R-410A | 4.5 | Residential & Commercial | Ducted CEE Tier 1
211239828 | Central HP <5.4 tons | CARRIER | HRCU-A-CB (Split System: Heat Pump with Remote Outdoor Unit-Air-Source) | 38MURAQ24AB3* |  |  | CAP**3617AL* | 59SC5B040E14**10 | 24400 | 15.2 | 8.5 | 26600 | 22400 | 84.21% | 1.82 | 0 | 10 |  |  |  | No | R-410A | 2.0333 | Residential & Commercial | Ducted CEE Tier 1
211239844 | Central HP <5.4 tons | CARRIER | HRCU-A-CB (Split System: Heat Pump with Remote Outdoor Unit-Air-Source) | 38MURAQ24AB3* |  |  | CAP**3617AL* | 59SC2D040E14**10 | 24200 | 15.2 | 8.5 | 26400 | 22600 | 85.61% | 1.84 | 0 | 10 |  |  |  | No | R-410A | 2.0167 | Residential & Commercial | Ducted CEE Tier 1
211239858 | Central HP <5.4 tons | CARRIER | HRCU-A-CB (Split System: Heat Pump with Remote Outdoor Unit-Air-Source) | 38MURAQ24AB3* |  |  | CAP**3621AL* | 59SP6A080V17**16 | 24400 | 16.5 | 8.5 | 26200 | 22400 | 85.5% | 1.86 | 0 | 10 |  |  |  | No | R-410A | 2.0333 | Residential & Commercial | Ducted CEE Tier 1
211239867 | Central HP <5.4 tons | CARRIER | HRCU-A-CB (Split System: Heat Pump with Remote Outdoor Unit-Air-Source) | 38MURAQ24AB3* |  |  | CAP**3621AL* | 58SP*A070V17**16 | 24000 | 17 | 8.5 | 26000 | 22800 | 87.69% | 1.9 | 0 | 10 |  |  |  | No | R-410A | 2 | Residential & Commercial | Ducted CEE Tier 1
211239869 | Central HP <5.4 tons | CARRIER | HRCU-A-CB (Split System: Heat Pump with Remote Outdoor Unit-Air-Source) | 38MURAQ24AB3* |  |  | CAP**3621AL* | 58SP*A090V21**20 | 24200 | 17 | 8.5 | 26000 | 22800 | 87.69% | 1.88 | 0 | 10 |  |  |  | No | R-410A | 2.0167 | Residential & Commercial | Ducted CEE Tier 1
212520214 | Central HP <5.4 tons | CARRIER | HRCU-A-CB (Split System: Heat Pump with Remote Outdoor Unit-Air-Source) | 38MURAQ24AB3* | ADP |  | H,PG34936 | 58S(B,C)*A070E17**12 | 23200 | 17 | 8.5 | 24000 | 23200 | 96.67% | 1.98 | 0 | 10 |  |  |  | No | R-410A | 1.9333 | Residential & Commercial | Ducted CEE Tier 1
212520266 | Central HP <5.4 tons | CARRIER | HRCU-A-CB (Split System: Heat Pump with Remote Outdoor Unit-Air-Source) | 38MURAQ24AB3* | ADP |  | H,PG34936 | 58SU*A080E21**20 | 24600 | 17 | 8.5 | 24600 | 21800 | 88.62% | 1.86 | 0 | 10.5 |  |  |  | No | R-410A | 2.05 | Residential & Commercial | Ducted CEE Tier 1
211239876 | Central HP <5.4 tons | CARRIER | HRCU-A-CB (Split System: Heat Pump with Remote Outdoor Unit-Air-Source) | 38MURAQ24AB3* |  |  | CAP**3621AL* | 59TP6B080V17**16 | 24400 | 16.5 | 8.5 | 26200 | 22400 | 85.5% | 1.86 | 0 | 10 |  |  |  | No | R-410A | 2.0333 | Residential & Commercial | Ducted CEE Tier 1
211239892 | Central HP <5.4 tons | CARRIER | HRCU-A-CB (Split System: Heat Pump with Remote Outdoor Unit-Air-Source) | 38MURAQ24AB3* |  |  | CAP**3621AL* | 59SC2D100E21**20 | 25000 | 17 | 8.5 | 26600 | 21800 | 81.95% | 1.82 | 0 | 10.5 |  |  |  | No | R-410A | 2.0833 | Residential & Commercial | Ducted CEE Tier 1
211239901 | Central HP <5.4 tons | CARRIER | HRCU-A-CB (Split System: Heat Pump with Remote Outdoor Unit-Air-Source) | 38MURAQ24AB3* |  |  | CAP**3621AL* | OVLAAB048112 | 24400 | 16 | 8.5 | 26400 | 22200 | 84.09% | 1.84 | 0 | 10 |  |  |  | No | R-410A | 2.0333 | Residential & Commercial | Ducted CEE Tier 1
211239917 | Central HP <5.4 tons | CARRIER | HRCU-A-CB (Split System: Heat Pump with Remote Outdoor Unit-Air-Source) | 38MURAQ24AB3* |  |  | CAP**3717AL* | 58TP*A045V14**12 | 24800 | 16.5 | 8.5 | 25600 | 21400 | 83.59% | 1.8 | 0 | 10 |  |  |  | No | R-410A | 2.0667 | Residential & Commercial | Ducted CEE Tier 1
212987053 | Central HP <5.4 tons | DAY & NIGHT | HRCU-A-CB (Split System: Heat Pump with Remote Outdoor Unit-Air-Source) | DLCURAH18ABK |  |  | EN(A,D)4X24L14** | *96MSN0601412A* | 17300 | 16 | 8.1 | 18300 | 19200 | 104.9% | 2.32 | 0 | 10.5 |  |  |  | No | R-410A | 1.4417 | Residential & Commercial | Ducted CEE Tier 1
215936420 | Central HP <5.4 tons | DAY & NIGHT | HRCU-A-CB (Split System: Heat Pump with Remote Outdoor Unit-Air-Source) | C5H3V36*K*AAA* |  |  | EVD5X48M24A*+WALLCON | *96CTN1202422B* | 35000 | 21.5 | 8.5 | 38000 | 28200 | 74.21% | 2.02 | 0 | 12 |  |  |  | No | R-454B | 2.9167 | Residential & Commercial | Ducted CEE Tier 1
215935087 | Central HP <5.4 tons | AIRQUEST | HRCU-A-CB (Split System: Heat Pump with Remote Outdoor Unit-Air-Source) | H5H3V36*K*AAA* |  |  | EVM5X49M21A*+WALLCON | *97CMN0602120B* | 35400 | 21 | 8.5 | 38500 | 29000 | 75.32% | 2.02 | 0 | 12 |  |  |  | No | R-454B | 2.95 | Residential & Commercial | Ducted CEE Tier 1
215933587 | Central HP <5.4 tons | AIRQUEST | HRCU-A-CB (Split System: Heat Pump with Remote Outdoor Unit-Air-Source) | H5H3V36*K*AAA* |  |  | ESH5X48M12A*+WALLCON | *80CTL0902120B* | 33800 | 19.5 | 9 | 34600 | 26400 | 76.3% | 1.94 | 0 | 11.7 |  |  |  | No | R-454B | 2.8167 | Residential & Commercial | Ducted CEE Tier 1
216453105 | Central HP <5.4 tons | TRANE | HRCU-A-CB (Split System: Heat Pump with Remote Outdoor Unit-Air-Source) | 5TWV0X36A1 |  |  | 5PX*D008AS3 | S8V2D120M5PDB | 35800 | 20.6 | 10 | 32200 | 25000 | 77.64% | 2.2 | 0 | 13 |  |  |  | No | R-454B | 2.9833 | Residential & Commercial | Ducted CEE Tier 1
212380561 | Central HP <5.4 tons | CARRIER | HRCU-A-CB (Split System: Heat Pump with Remote Outdoor Unit-Air-Source) | 25VNA424A*031* | ADP |  | V,C36H175P149 | 59MN7B060C17**14 | 23200 | 19 | 8.1 | 25200 | 19600 | 77.78% | 2.42 | 0 | 12.5 |  |  |  | No | R-410A | 1.9333 | Residential & Commercial | Ducted CEE Tier 1
212380602 | Central HP <5.4 tons | CARRIER | HRCU-A-CB (Split System: Heat Pump with Remote Outdoor Unit-Air-Source) | 25VNA424A*031* | ADP |  | V,C36H175P159 | 59TN6B080C17**14 | 23400 | 20 | 8.5 | 25000 | 19500 | 78% | 2.44 | 0 | 13 |  |  |  | No | R-410A | 1.95 | Residential & Commercial | Ducted CEE Tier 1
216453073 | Central HP <5.4 tons | TRANE | HRCU-A-CB (Split System: Heat Pump with Remote Outdoor Unit-Air-Source) | 5TWV0X24A1 |  |  | 5PX*B003AS3 | S8V2B080M4PDB | 21600 | 20.6 | 10 | 24200 | 18300 | 75.62% | 2.1 | 0 | 11.5 |  |  |  | No | R-454B | 1.8 | Residential & Commercial | Ducted CEE Tier 1
215869082 | Central HP <5.4 tons | TRANE | HRCU-A-CB (Split System: Heat Pump with Remote Outdoor Unit-Air-Source) | 5TWV8X24A1 |  |  | 5PX*B003AS3 | S9V2B060U4VSB+LRP | 21400 | 18.1 | 8.5 | 24400 | 18900 | 77.46% | 2.1 | 0 | 11.2 |  |  |  | No | R-454B | 1.7833 | Residential & Commercial | Ducted CEE Tier 1
214848938 | Central HP <5.4 tons | YORK | HRCU-A-CB (Split System: Heat Pump with Remote Outdoor Unit-Air-Source) | HH860E2S11 | ADP |  | H,YG48*60+TXV | Y91E080C16SMPS1 | 45000 | 18 | 8.5 | 45000 | 33400 | 74.22% | 2 | 0 | 11.7 |  |  |  | No | R-454B | 3.75 | Residential & Commercial | Ducted CEE Tier 1
215869112 | Central HP <5.4 tons | TRANE | HRCU-A-CB (Split System: Heat Pump with Remote Outdoor Unit-Air-Source) | 5TWV8X36A1 |  |  | 5TXCC007AS3 | S9V2C100U5VSB+LRP | 33000 | 18.1 | 8.5 | 33400 | 25600 | 76.65% | 2.1 | 0 | 10.5 |  |  |  | No | R-454B | 2.75 | Residential & Commercial | Ducted CEE Tier 1
216453117 | Central HP <5.4 tons | TRANE | HRCU-A-CB (Split System: Heat Pump with Remote Outdoor Unit-Air-Source) | 5TWV0X36A1 |  |  | 5TXCB004AS3 | S8V2B060M4PDB | 34000 | 19.2 | 9.7 | 31400 | 25000 | 79.62% | 2.1 | 0 | 12 |  |  |  | No | R-454B | 2.8333 | Residential & Commercial | Ducted CEE Tier 1
216453119 | Central HP <5.4 tons | TRANE | HRCU-A-CB (Split System: Heat Pump with Remote Outdoor Unit-Air-Source) | 5TWV0X36A1 |  |  | 5TXCB004AS3 | S8V2B080M4PDB | 34200 | 19 | 9.7 | 31800 | 25000 | 78.62% | 2.1 | 0 | 12 |  |  |  | No | R-454B | 2.85 | Residential & Commercial | Ducted CEE Tier 1
212552661 | Central HP <5.4 tons | DAY & NIGHT | HRCU-A-CB (Split System: Heat Pump with Remote Outdoor Unit-Air-Source) | CVH848GKA** | ADP |  | FG36948 | *96CTN1002122A* | 45000 | 17 | 8.5 | 45000 | 34800 | 77.33% | 2 | 0 | 10 |  |  |  | No | R-410A | 3.75 | Residential & Commercial | Ducted CEE Tier 1
212552662 | Central HP <5.4 tons | DAY & NIGHT | HRCU-A-CB (Split System: Heat Pump with Remote Outdoor Unit-Air-Source) | CVH848GKA** | ADP |  | FG36960 | *96CTN1002122A* | 45000 | 17 | 8.5 | 45000 | 34800 | 77.33% | 2 | 0 | 10 |  |  |  | No | R-410A | 3.75 | Residential & Commercial | Ducted CEE Tier 1
212552679 | Central HP <5.4 tons | DAY & NIGHT | HRCU-A-CB (Split System: Heat Pump with Remote Outdoor Unit-Air-Source) | CVH848GKA** | ADP |  | FG49960 | *97CMN1002122A* | 46000 | 17 | 8.5 | 44000 | 34600 | 78.64% | 2 | 0 | 10 |  |  |  | No | R-410A | 3.8333 | Residential & Commercial | Ducted CEE Tier 1
215933637 | Central HP <5.4 tons | AIRQUEST | HRCU-A-CB (Split System: Heat Pump with Remote Outdoor Unit-Air-Source) | H5H3V36*K*AAA* |  |  | ESH5X48M12A*+WALLCON | *97CMN0601714B* | 33400 | 19 | 9 | 34200 | 26200 | 76.61% | 1.96 | 0 | 10.5 |  |  |  | No | R-454B | 2.7833 | Residential & Commercial | Ducted CEE Tier 1
215932963 | Central HP <5.4 tons | TEMPSTAR | HRCU-A-CB (Split System: Heat Pump with Remote Outdoor Unit-Air-Source) | T5H3V36*K*AAA* |  |  | EA*5X61M24A*+WALLCON | *96CTN1202422B* | 34400 | 20.5 | 9.5 | 34200 | 26000 | 76.02% | 2.08 | 0 | 12 |  |  |  | No | R-454B | 2.8667 | Residential & Commercial | Ducted CEE Tier 1
213367338 | Central HP <5.4 tons | CARRIER | HRCU-A-CB (Split System: Heat Pump with Remote Outdoor Unit-Air-Source) | 38MURAQ18AB3* | ADP |  | H,PG31930 | 59TP6C060V17**16 | 16800 | 15.2 | 8.5 | 16800 | 19100 | 113.7% | 2.34 | 0 | 10 |  |  |  | No | R-410A | 1.4 | Residential & Commercial | Ducted CEE Tier 1
215932713 | Central HP <5.4 tons | TEMPSTAR | HRCU-A-CB (Split System: Heat Pump with Remote Outdoor Unit-Air-Source) | T5H3V36*K*AAA* |  |  | EA*5X61M21A*+WALLCON | *80CTL0702120B* | 34400 | 20.5 | 9 | 34400 | 26200 | 76.16% | 1.96 | 0 | 11.7 |  |  |  | No | R-454B | 2.8667 | Residential & Commercial | Ducted CEE Tier 1
215933063 | Central HP <5.4 tons | TEMPSTAR | HRCU-A-CB (Split System: Heat Pump with Remote Outdoor Unit-Air-Source) | T5H3V36*K*AAA* |  |  | ESH5X36M12A*+WALLCON | *80CTL0451712B* | 32800 | 18.5 | 9 | 35800 | 27600 | 77.09% | 1.88 | 0 | 10.5 |  |  |  | No | R-454B | 2.7333 | Residential & Commercial | Ducted CEE Tier 1
215933263 | Central HP <5.4 tons | TEMPSTAR | HRCU-A-CB (Split System: Heat Pump with Remote Outdoor Unit-Air-Source) | T5H3V36*K*AAA* |  |  | ESH5X36M12A*+WALLCON | *96CTN1002122B* | 33400 | 19 | 9 | 34800 | 26600 | 76.44% | 1.92 | 0 | 11 |  |  |  | No | R-454B | 2.7833 | Residential & Commercial | Ducted CEE Tier 1
213780344 | Central HP <5.4 tons | TEMPSTAR | HRCU-A-CB (Split System: Heat Pump with Remote Outdoor Unit-Air-Source) | TVH837GKA** |  |  | EHD4X60AAL+WALLCON | *80CTL0902120B* | 33000 | 16.5 | 8.1 | 32200 | 24800 | 77.02% | 2 | 0 | 11.5 |  |  |  | No | R-410A | 2.75 | Residential & Commercial | Ducted CEE Tier 1
215933687 | Central HP <5.4 tons | AIRQUEST | HRCU-A-CB (Split System: Heat Pump with Remote Outdoor Unit-Air-Source) | H5H3V36*K*AAA* |  |  | ESH5X48M12A*+WALLCON | *96CTN0401410B* | 32200 | 17.5 | 9 | 33800 | 26000 | 76.92% | 1.94 | 0 | 10.5 |  |  |  | No | R-454B | 2.6833 | Residential & Commercial | Ducted CEE Tier 1
215218907 | Central HP <5.4 tons | YORK | HRCU-A-CB (Split System: Heat Pump with Remote Outdoor Unit-Air-Source) | HMH72B341 | ADP |  | AD-33(P,U)*****9 | Y91E080B12SMPS1 | 33200 | 17 | 8.5 | 30400 | 22000 | 72.37% | 1.8 | 0 | 10 |  |  |  | No | R-410A | 2.7667 | Residential & Commercial | Ducted CEE Tier 1
215935494 | Central HP <5.4 tons | CARRIER | HRCU-A-CB (Split System: Heat Pump with Remote Outdoor Unit-Air-Source) | 27VNA336A*030* |  |  | CVAMA6124XMA*+UI | 59MN7C060C21**20 | 35800 | 21.5 | 8.5 | 38000 | 28600 | 75.26% | 2.06 | 0 | 12 |  |  |  | No | R-454B | 2.9833 | Residential & Commercial | Ducted CEE Tier 1
215935544 | Central HP <5.4 tons | CARRIER | HRCU-A-CB (Split System: Heat Pump with Remote Outdoor Unit-Air-Source) | 27VNA336A*030* |  |  | CVAVA3117XMA*+UI | 59MN7C060C17**14 | 34800 | 20.5 | 8.5 | 38000 | 27800 | 73.16% | 2.08 | 0 | 11.5 |  |  |  | No | R-454B | 2.9 | Residential & Commercial | Ducted CEE Tier 1
215935464 | Central HP <5.4 tons | CARRIER | HRCU-A-CB (Split System: Heat Pump with Remote Outdoor Unit-Air-Source) | 27VNA336A*030* |  |  | CVAMA6124XMA*+UI | 58TN*B110C21**20 | 36000 | 22.5 | 8.5 | 37600 | 28200 | 75% | 2.06 | 0 | 12.5 |  |  |  | No | R-454B | 3 | Residential & Commercial | Ducted CEE Tier 1
215939985 | Central HP <5.4 tons | BRYANT HEATING AND COOLING SYSTEMS | HRCU-A-CB (Split System: Heat Pump with Remote Outdoor Unit-Air-Source) | 293VAN036**AA* |  |  | CSAH*3612AM*+UI | 987TA60080C21*** | 33200 | 19 | 9 | 35000 | 26800 | 76.57% | 1.92 | 0 | 11 |  |  |  | No | R-454B | 2.7667 | Residential & Commercial | Ducted CEE Tier 1
215940085 | Central HP <5.4 tons | BRYANT HEATING AND COOLING SYSTEMS | HRCU-A-CB (Split System: Heat Pump with Remote Outdoor Unit-Air-Source) | 293VAN036**AA* |  |  | CSAH*4212AM*+UI | 987TA66120C24*** | 33600 | 19 | 9 | 34600 | 26600 | 76.88% | 1.94 | 0 | 11.5 |  |  |  | No | R-454B | 2.8 | Residential & Commercial | Ducted CEE Tier 1
215940105 | Central HP <5.4 tons | BRYANT HEATING AND COOLING SYSTEMS | HRCU-A-CB (Split System: Heat Pump with Remote Outdoor Unit-Air-Source) | 293VAN036**AA* |  |  | CSAH*4812AM*+UI | 83*CB36040C17*** | 33800 | 19.5 | 9 | 34600 | 26400 | 76.3% | 1.92 | 0 | 11.7 |  |  |  | No | R-454B | 2.8167 | Residential & Commercial | Ducted CEE Tier 1
215940305 | Central HP <5.4 tons | BRYANT HEATING AND COOLING SYSTEMS | HRCU-A-CB (Split System: Heat Pump with Remote Outdoor Unit-Air-Source) | 293VAN036**AA* |  |  | CVAMA4421XMA*+UI | 987TA60080C21*** | 35600 | 21.5 | 8.5 | 38000 | 28600 | 75.26% | 2.04 | 0 | 12 |  |  |  | No | R-454B | 2.9667 | Residential & Commercial | Ducted CEE Tier 1
215940405 | Central HP <5.4 tons | BRYANT HEATING AND COOLING SYSTEMS | HRCU-A-CB (Split System: Heat Pump with Remote Outdoor Unit-Air-Source) | 293VAN036**AA* |  |  | CVAMA6021XMA*+UI | 83*CB36040C17*** | 35600 | 22 | 8.5 | 38000 | 28600 | 75.26% | 2.02 | 0 | 12.5 |  |  |  | No | R-454B | 2.9667 | Residential & Commercial | Ducted CEE Tier 1
215934043 | Central HP <5.4 tons | TEMPSTAR | HRCU-A-CB (Split System: Heat Pump with Remote Outdoor Unit-Air-Source) | T5H3V48*K*AAA* |  |  | EA*5X48M21A*+WALLCON | *95CSU1002122B* | 44000 | 21 | 9.5 | 48000 | 36200 | 75.42% | 2 | 0 | 11 |  |  |  | No | R-454B | 3.6667 | Residential & Commercial | Ducted CEE Tier 1
215934093 | Central HP <5.4 tons | TEMPSTAR | HRCU-A-CB (Split System: Heat Pump with Remote Outdoor Unit-Air-Source) | T5H3V48*K*AAA* |  |  | EA*5X60M24A*+WALLCON | *80CSU1002120A* | 44500 | 21 | 9.5 | 48500 | 36400 | 75.05% | 2 | 0 | 11 |  |  |  | No | R-454B | 3.7083 | Residential & Commercial | Ducted CEE Tier 1
211239919 | Central HP <5.4 tons | CARRIER | HRCU-A-CB (Split System: Heat Pump with Remote Outdoor Unit-Air-Source) | 38MURAQ24AB3* |  |  | CAP**3717AL* | 58TP*A090V17**16 | 24200 | 17 | 8.5 | 25200 | 22000 | 87.3% | 1.82 | 0 | 10 |  |  |  | No | R-410A | 2.0167 | Residential & Commercial | Ducted CEE Tier 1
211239926 | Central HP <5.4 tons | CARRIER | HRCU-A-CB (Split System: Heat Pump with Remote Outdoor Unit-Air-Source) | 38MURAQ24AB3* |  |  | CAP**3717AL* | 59TP6B040V14**10 | 24200 | 16 | 8.5 | 25600 | 21800 | 85.16% | 1.8 | 0 | 10 |  |  |  | No | R-410A | 2.0167 | Residential & Commercial | Ducted CEE Tier 1
211239944 | Central HP <5.4 tons | CARRIER | HRCU-A-CB (Split System: Heat Pump with Remote Outdoor Unit-Air-Source) | 38MURAQ24AB3* |  |  | CAP**3717AL* | OVLAAB036098 | 23800 | 16.5 | 8.1 | 25200 | 22200 | 88.1% | 1.84 | 0 | 10 |  |  |  | No | R-410A | 1.9833 | Residential & Commercial | Ducted CEE Tier 1
214596002 | Central HP <5.4 tons | AIRQUEST | HRCU-A-C (Split System: Heat Pump with Remote Outdoor Unit with No Indoor Fan --Air Source) | DLCURAH18ABK | ADP |  | H,PG34936+TD |  | 18000 | 16 | 9.5 | 17400 | 14600 | 83.91% | 2.2 | 0 | 11.7 |  |  |  | No | R-410A | 1.5 | Residential & Commercial | Ducted CEE Tier 1
214596068 | Central HP <5.4 tons | AIRQUEST | HRCU-A-C (Split System: Heat Pump with Remote Outdoor Unit with No Indoor Fan --Air Source) | DLCURAH18ABK | ADP |  | H,PG36936+TD |  | 18000 | 16 | 9.5 | 17400 | 14600 | 83.91% | 2.2 | 0 | 11.7 |  |  |  | No | R-410A | 1.5 | Residential & Commercial | Ducted CEE Tier 1
211239994 | Central HP <5.4 tons | CARRIER | HRCU-A-CB (Split System: Heat Pump with Remote Outdoor Unit-Air-Source) | 38MURAQ24AB3* |  |  | CAP**3721AL* | OVLAAB036098 | 24000 | 16.5 | 8.1 | 25000 | 21600 | 86.4% | 1.8 | 0 | 10 |  |  |  | No | R-410A | 2 | Residential & Commercial | Ducted CEE Tier 1
211240044 | Central HP <5.4 tons | CARRIER | HRCU-A-CB (Split System: Heat Pump with Remote Outdoor Unit-Air-Source) | 38MURAQ24AB3* |  |  | CNPV*2417AL* | 59SC2D060E17**14 | 23800 | 16.5 | 8.5 | 26800 | 23200 | 86.57% | 1.92 | 0 | 10 |  |  |  | No | R-410A | 1.9833 | Residential & Commercial | Ducted CEE Tier 1
211240126 | Central HP <5.4 tons | CARRIER | HRCU-A-CB (Split System: Heat Pump with Remote Outdoor Unit-Air-Source) | 38MURAQ24AB3* |  |  | CNPV*3617AL* | 59SU5A060E17**16 | 24200 | 16.5 | 8.1 | 26200 | 22800 | 87.02% | 1.9 | 0 | 10.5 |  |  |  | No | R-410A | 2.0167 | Residential & Commercial | Ducted CEE Tier 1
211240137 | Central HP <5.4 tons | CARRIER | HRCU-A-CB (Split System: Heat Pump with Remote Outdoor Unit-Air-Source) | 38MURAQ24AB3* |  |  | CNPV*3617AL* | 59TP6B040V14**10 | 23400 | 16 | 8.1 | 25800 | 24000 | 93.02% | 2 | 0 | 10 |  |  |  | No | R-410A | 1.95 | Residential & Commercial | Ducted CEE Tier 1
215933193 | Central HP <5.4 tons | TEMPSTAR | HRCU-A-CB (Split System: Heat Pump with Remote Outdoor Unit-Air-Source) | T5H3V36*K*AAA* |  |  | ESH5X36M12A*+WALLCON | *97CMN0801714B* | 33000 | 18.5 | 9 | 35600 | 27200 | 76.4% | 1.92 | 0 | 10.5 |  |  |  | No | R-454B | 2.75 | Residential & Commercial | Ducted CEE Tier 1
215933493 | Central HP <5.4 tons | TEMPSTAR | HRCU-A-CB (Split System: Heat Pump with Remote Outdoor Unit-Air-Source) | T5H3V36*K*AAA* |  |  | ESH5X42M12A*+WALLCON | *96CTN1002122B* | 33600 | 19 | 9 | 34600 | 26600 | 76.88% | 1.94 | 0 | 11.5 |  |  |  | No | R-454B | 2.8 | Residential & Commercial | Ducted CEE Tier 1
215933793 | Central HP <5.4 tons | TEMPSTAR | HRCU-A-CB (Split System: Heat Pump with Remote Outdoor Unit-Air-Source) | T5H3V36*K*AAA* |  |  | ESH5X60M12A*+WALLCON | *80CTL0901716B* | 34200 | 19.5 | 9 | 34400 | 26200 | 76.16% | 1.94 | 0 | 11.7 |  |  |  | No | R-454B | 2.85 | Residential & Commercial | Ducted CEE Tier 1
211240160 | Central HP <5.4 tons | CARRIER | HRCU-A-CB (Split System: Heat Pump with Remote Outdoor Unit-Air-Source) | 38MURAQ24AB3* |  |  | CNPV*3621AL* | 59SP6A060V17**14 | 23400 | 16.5 | 8.1 | 25800 | 24000 | 93.02% | 2 | 0 | 10 |  |  |  | No | R-410A | 1.95 | Residential & Commercial | Ducted CEE Tier 1
211240187 | Central HP <5.4 tons | CARRIER | HRCU-A-CB (Split System: Heat Pump with Remote Outdoor Unit-Air-Source) | 38MURAQ24AB3* |  |  | CNPV*3621AL* | 59TP6B100V21**20 | 23800 | 16.5 | 8.1 | 26000 | 23400 | 90% | 1.94 | 0 | 10.5 |  |  |  | No | R-410A | 1.9833 | Residential & Commercial | Ducted CEE Tier 1
211240212 | Central HP <5.4 tons | CARRIER | HRCU-A-CB (Split System: Heat Pump with Remote Outdoor Unit-Air-Source) | 38MURAQ24AB3* |  |  | FX4DNF025L |  | 24000 | 17 | 8.5 | 26200 | 23400 | 89.31% | 1.94 | 0 | 10 |  |  |  | No | R-410A | 2 | Residential & Commercial | Ducted CEE Tier 1
211240219 | Central HP <5.4 tons | CARRIER | HRCU-A-CB (Split System: Heat Pump with Remote Outdoor Unit-Air-Source) | 38MURAQ24AB3* |  |  | FMA4X36**AL* |  | 25800 | 18 | 9 | 27600 | 21000 | 76.09% | 1.8 | 0 | 10.5 |  |  |  | No | R-410A | 2.15 | Residential & Commercial | Ducted CEE Tier 1
215932743 | Central HP <5.4 tons | TEMPSTAR | HRCU-A-CB (Split System: Heat Pump with Remote Outdoor Unit-Air-Source) | T5H3V36*K*AAA* |  |  | EA*5X61M21A*+WALLCON | *80CTL1102120B* | 34400 | 20.5 | 9.5 | 34200 | 26000 | 76.02% | 2.06 | 0 | 12 |  |  |  | No | R-454B | 2.8667 | Residential & Commercial | Ducted CEE Tier 1
211261652 | Central HP <5.4 tons | DAY & NIGHT | HRCU-A-CB (Split System: Heat Pump with Remote Outdoor Unit-Air-Source) | DLCURAH18ABK |  |  | EA*4X30L17A* | *95ESU0401712A* | 17800 | 16 | 8.5 | 18300 | 18500 | 101.1% | 2.22 | 0 | 10.5 |  |  |  | No | R-410A | 1.4833 | Residential & Commercial | Ducted CEE Tier 1
211261745 | Central HP <5.4 tons | DAY & NIGHT | HRCU-A-CB (Split System: Heat Pump with Remote Outdoor Unit-Air-Source) | DLCURAH18ABK |  |  | EA*4X30L17A* | *80ESU0401712A* | 18600 | 16.5 | 9 | 19000 | 18200 | 95.79% | 2.22 | 0 | 11 |  |  |  | No | R-410A | 1.55 | Residential & Commercial | Ducted CEE Tier 1
215290370 | Central HP <5.4 tons | AIRQUEST | HRCU-A-CB (Split System: Heat Pump with Remote Outdoor Unit-Air-Source) | DLCURAH18ABK | ADP |  | H,GE33936 | *96VTN0801716A* | 17400 | 16 | 8.5 | 16700 | 18800 | 112.6% | 2.3 | 0 | 10.5 |  |  |  | No | R-410A | 1.45 | Residential & Commercial | Ducted CEE Tier 1
215290395 | Central HP <5.4 tons | AIRQUEST | HRCU-A-CB (Split System: Heat Pump with Remote Outdoor Unit-Air-Source) | DLCURAH18ABK | ADP |  | H,GE24936 | *96VTN0801716B* | 17700 | 16 | 8.5 | 17100 | 18700 | 109.4% | 2.3 | 0 | 11 |  |  |  | No | R-410A | 1.475 | Residential & Commercial | Ducted CEE Tier 1
215290402 | Central HP <5.4 tons | AIRQUEST | HRCU-A-CB (Split System: Heat Pump with Remote Outdoor Unit-Air-Source) | DLCURAH18ABK | ADP |  | HE31930 | *96VTN0801716B* | 17100 | 15.2 | 8.5 | 17100 | 18700 | 109.4% | 2.3 | 0 | 10.5 |  |  |  | No | R-410A | 1.425 | Residential & Commercial | Ducted CEE Tier 1
215290420 | Central HP <5.4 tons | AIRQUEST | HRCU-A-CB (Split System: Heat Pump with Remote Outdoor Unit-Air-Source) | DLCURAH18ABK | ADP |  | H,GG36936 | *96VTN0801716B* | 17700 | 16 | 8.5 | 17100 | 18700 | 109.4% | 2.3 | 0 | 11 |  |  |  | No | R-410A | 1.475 | Residential & Commercial | Ducted CEE Tier 1
215934963 | Central HP <5.4 tons | TEMPSTAR | HRCU-A-CB (Split System: Heat Pump with Remote Outdoor Unit-Air-Source) | T5H3V36*K*AAA* |  |  | EVM5X48M21A*+WALLCON | *97CMN0601714B* | 34400 | 20.5 | 8.5 | 38000 | 27600 | 72.63% | 2.08 | 0 | 11 |  |  |  | No | R-454B | 2.8667 | Residential & Commercial | Ducted CEE Tier 1
211257765 | Central HP <5.4 tons | CARRIER | HRCU-A-CB (Split System: Heat Pump with Remote Outdoor Unit-Air-Source) | 38MURAQ18AB3* |  |  | CAP**2414AL* | 59SP6A060V14**12 | 17800 | 16 | 8.5 | 18800 | 19000 | 101.1% | 2.28 | 0 | 10.5 |  |  |  | No | R-410A | 1.4833 | Residential & Commercial | Ducted CEE Tier 1
211257776 | Central HP <5.4 tons | CARRIER | HRCU-A-CB (Split System: Heat Pump with Remote Outdoor Unit-Air-Source) | 38MURAQ18AB3* |  |  | CAP**2414AL* | 59SC2D060E14**12 | 18100 | 16 | 9 | 18900 | 18900 | 100% | 2.28 | 0 | 10.5 |  |  |  | No | R-410A | 1.5083 | Residential & Commercial | Ducted CEE Tier 1
211257794 | Central HP <5.4 tons | CARRIER | HRCU-A-CB (Split System: Heat Pump with Remote Outdoor Unit-Air-Source) | 38MURAQ18AB3* |  |  | CAP**2417AL* | 58SP*A070V17**16 | 17400 | 16 | 8.5 | 18300 | 19200 | 104.9% | 2.32 | 0 | 10.5 |  |  |  | No | R-410A | 1.45 | Residential & Commercial | Ducted CEE Tier 1
214848920 | Central HP <5.4 tons | YORK | HRCU-A-CB (Split System: Heat Pump with Remote Outdoor Unit-Air-Source) | HH836E2S11 | ADP |  | H,YG36*36+TXV | TM9E100C20MP12 | 33800 | 17 | 8.5 | 30400 | 25400 | 83.55% | 2 | 0 | 11 |  |  |  | No | R-454B | 2.8167 | Residential & Commercial | Ducted CEE Tier 1
214848923 | Central HP <5.4 tons | YORK | HRCU-A-CB (Split System: Heat Pump with Remote Outdoor Unit-Air-Source) | HH836E2S11 | ADP |  | H,YG36*36+TXV | TM9Y080C16MP11 | 32800 | 19 | 8.5 | 29400 | 23800 | 80.95% | 2 | 0 | 11 |  |  |  | No | R-454B | 2.7333 | Residential & Commercial | Ducted CEE Tier 1
211257801 | Central HP <5.4 tons | CARRIER | HRCU-A-CB (Split System: Heat Pump with Remote Outdoor Unit-Air-Source) | 38MURAQ18AB3* |  |  | CAP**2417AL* | 59TP6B040V17**12 | 17700 | 15.5 | 8.5 | 18700 | 19100 | 102.1% | 2.28 | 0 | 10.5 |  |  |  | No | R-410A | 1.475 | Residential & Commercial | Ducted CEE Tier 1
211257808 | Central HP <5.4 tons | CARRIER | HRCU-A-CB (Split System: Heat Pump with Remote Outdoor Unit-Air-Source) | 38MURAQ18AB3* |  |  | CAP**2417AL* | 59SC5B060E14**12 | 17800 | 16 | 8.5 | 18700 | 19000 | 101.6% | 2.28 | 0 | 10.5 |  |  |  | No | R-410A | 1.4833 | Residential & Commercial | Ducted CEE Tier 1
211257874 | Central HP <5.4 tons | CARRIER | HRCU-A-CB (Split System: Heat Pump with Remote Outdoor Unit-Air-Source) | 38MURAQ18AB3* |  |  | CAP**2517AL* | 58S(B,C)*A070E14**12 | 18200 | 16.5 | 8.5 | 17900 | 17500 | 97.77% | 2.12 | 0 | 11 |  |  |  | No | R-410A | 1.5167 | Residential & Commercial | Ducted CEE Tier 1
215933363 | Central HP <5.4 tons | TEMPSTAR | HRCU-A-CB (Split System: Heat Pump with Remote Outdoor Unit-Air-Source) | T5H3V36*K*AAA* |  |  | ESH5X42M12A*+WALLCON | *80CTL1352422B* | 33600 | 19.5 | 9 | 34600 | 26400 | 76.3% | 1.92 | 0 | 11.7 |  |  |  | No | R-454B | 2.8 | Residential & Commercial | Ducted CEE Tier 1
215933563 | Central HP <5.4 tons | TEMPSTAR | HRCU-A-CB (Split System: Heat Pump with Remote Outdoor Unit-Air-Source) | T5H3V36*K*AAA* |  |  | ESH5X48M12A*+WALLCON | *80CTL0701716B* | 33600 | 19 | 9 | 35000 | 26800 | 76.57% | 1.92 | 0 | 11 |  |  |  | No | R-454B | 2.8 | Residential & Commercial | Ducted CEE Tier 1
215933633 | Central HP <5.4 tons | TEMPSTAR | HRCU-A-CB (Split System: Heat Pump with Remote Outdoor Unit-Air-Source) | T5H3V36*K*AAA* |  |  | ESH5X48M12A*+WALLCON | *95CSU1002122B* | 33800 | 19.5 | 9 | 34600 | 26400 | 76.3% | 1.94 | 0 | 11.7 |  |  |  | No | R-454B | 2.8167 | Residential & Commercial | Ducted CEE Tier 1
211257892 | Central HP <5.4 tons | CARRIER | HRCU-A-CB (Split System: Heat Pump with Remote Outdoor Unit-Air-Source) | 38MURAQ18AB3* |  |  | CAP**3014AL* | 59SC5B026E14**10 | 18100 | 15.5 | 8.5 | 18800 | 18500 | 98.4% | 2.22 | 0 | 10.5 |  |  |  | No | R-410A | 1.5083 | Residential & Commercial | Ducted CEE Tier 1
211257908 | Central HP <5.4 tons | CARRIER | HRCU-A-CB (Split System: Heat Pump with Remote Outdoor Unit-Air-Source) | 38MURAQ18AB3* |  |  | CAP**3017AL* | 59SU5A040E17**12 | 17800 | 16 | 8.5 | 18300 | 18500 | 101.1% | 2.22 | 0 | 10.5 |  |  |  | No | R-410A | 1.4833 | Residential & Commercial | Ducted CEE Tier 1
211257933 | Central HP <5.4 tons | CARRIER | HRCU-A-CB (Split System: Heat Pump with Remote Outdoor Unit-Air-Source) | 38MURAQ18AB3* |  |  | CAP**3017AL* | 59TP6B060V17**14 | 17800 | 16 | 8.5 | 18400 | 18500 | 100.5% | 2.22 | 0 | 10.5 |  |  |  | No | R-410A | 1.4833 | Residential & Commercial | Ducted CEE Tier 1
215935083 | Central HP <5.4 tons | TEMPSTAR | HRCU-A-CB (Split System: Heat Pump with Remote Outdoor Unit-Air-Source) | T5H3V36*K*AAA* |  |  | EVM5X49M21A*+WALLCON | *95CSU1002122B* | 35600 | 22 | 8.5 | 38000 | 28400 | 74.74% | 2.04 | 0 | 12.5 |  |  |  | No | R-454B | 2.9667 | Residential & Commercial | Ducted CEE Tier 1
215935283 | Central HP <5.4 tons | TEMPSTAR | HRCU-A-CB (Split System: Heat Pump with Remote Outdoor Unit-Air-Source) | T5H3V36*K*AAA* |  |  | EVM5X60M21A*+WALLCON | *97CMN0801714B* | 35400 | 21.5 | 8.5 | 38500 | 29000 | 75.32% | 2.02 | 0 | 12 |  |  |  | No | R-454B | 2.95 | Residential & Commercial | Ducted CEE Tier 1
215935363 | Central HP <5.4 tons | TEMPSTAR | HRCU-A-CB (Split System: Heat Pump with Remote Outdoor Unit-Air-Source) | T5H3V36*K*AAA* |  |  | EVM5X60M24A*+WALLCON | *80CTL1102120B* | 35600 | 22 | 8.5 | 38000 | 28400 | 74.74% | 2.04 | 0 | 12.5 |  |  |  | No | R-454B | 2.9667 | Residential & Commercial | Ducted CEE Tier 1
215932773 | Central HP <5.4 tons | TEMPSTAR | HRCU-A-CB (Split System: Heat Pump with Remote Outdoor Unit-Air-Source) | T5H3V36*K*AAA* |  |  | EA*5X61M21A*+WALLCON | *95CSU1002122B* | 34400 | 20.5 | 9.5 | 34200 | 26000 | 76.02% | 2.08 | 0 | 12 |  |  |  | No | R-454B | 2.8667 | Residential & Commercial | Ducted CEE Tier 1
215933093 | Central HP <5.4 tons | TEMPSTAR | HRCU-A-CB (Split System: Heat Pump with Remote Outdoor Unit-Air-Source) | T5H3V36*K*AAA* |  |  | ESH5X36M12A*+WALLCON | *80CTL0702120B* | 33200 | 19 | 9 | 35000 | 26800 | 76.57% | 1.92 | 0 | 11 |  |  |  | No | R-454B | 2.7667 | Residential & Commercial | Ducted CEE Tier 1
215933293 | Central HP <5.4 tons | TEMPSTAR | HRCU-A-CB (Split System: Heat Pump with Remote Outdoor Unit-Air-Source) | T5H3V36*K*AAA* |  |  | ESH5X42M12A*+WALLCON | *80CSU1002120A* | 33600 | 19 | 9 | 35000 | 26600 | 76% | 1.92 | 0 | 11 |  |  |  | No | R-454B | 2.8 | Residential & Commercial | Ducted CEE Tier 1
215933213 | Central HP <5.4 tons | TEMPSTAR | HRCU-A-CB (Split System: Heat Pump with Remote Outdoor Unit-Air-Source) | T5H3V36*K*AAA* |  |  | ESH5X36M12A*+WALLCON | *97CMN1002122B* | 33400 | 19 | 9 | 34800 | 26600 | 76.44% | 1.92 | 0 | 11 |  |  |  | No | R-454B | 2.7833 | Residential & Commercial | Ducted CEE Tier 1
211257949 | Central HP <5.4 tons | CARRIER | HRCU-A-CB (Split System: Heat Pump with Remote Outdoor Unit-Air-Source) | 38MURAQ18AB3* |  |  | CNPV*1814AL* | 58SP*A045V14**12 | 17400 | 15.5 | 8.5 | 18600 | 19400 | 104.3% | 2.32 | 0 | 10.5 |  |  |  | No | R-410A | 1.45 | Residential & Commercial | Ducted CEE Tier 1
211258008 | Central HP <5.4 tons | CARRIER | HRCU-A-CB (Split System: Heat Pump with Remote Outdoor Unit-Air-Source) | 38MURAQ18AB3* |  |  | CNPV*2417AL* | 58TP*A070V14**12 | 17700 | 16 | 8.5 | 18500 | 18800 | 101.6% | 2.26 | 0 | 11 |  |  |  | No | R-410A | 1.475 | Residential & Commercial | Ducted CEE Tier 1
211258028 | Central HP <5.4 tons | CARRIER | HRCU-A-CB (Split System: Heat Pump with Remote Outdoor Unit-Air-Source) | 38MURAQ18AB3* |  |  | CNPV*2417AL* | 59SC2D060E17**14 | 17700 | 16 | 8.5 | 18500 | 18800 | 101.6% | 2.26 | 0 | 11 |  |  |  | No | R-410A | 1.475 | Residential & Commercial | Ducted CEE Tier 1
215933593 | Central HP <5.4 tons | TEMPSTAR | HRCU-A-CB (Split System: Heat Pump with Remote Outdoor Unit-Air-Source) | T5H3V36*K*AAA* |  |  | ESH5X48M12A*+WALLCON | *80CTL0902120B* | 33800 | 19.5 | 9 | 34600 | 26400 | 76.3% | 1.94 | 0 | 11.7 |  |  |  | No | R-454B | 2.8167 | Residential & Commercial | Ducted CEE Tier 1
212520155 | Central HP <5.4 tons | CARRIER | HRCU-A-CB (Split System: Heat Pump with Remote Outdoor Unit-Air-Source) | 38MURAQ18AB3* | ADP |  | H,PG9J936 | 58S(B,C)*A045E17**12 | 17900 | 16 | 8.5 | 16900 | 18100 | 107.1% | 2.22 | 0 | 10.5 |  |  |  | No | R-410A | 1.4917 | Residential & Commercial | Ducted CEE Tier 1
212520171 | Central HP <5.4 tons | CARRIER | HRCU-A-CB (Split System: Heat Pump with Remote Outdoor Unit-Air-Source) | 38MURAQ18AB3* | ADP |  | H,PG9J936 | 58SP*A045V17**16 | 17600 | 16 | 8.5 | 16900 | 18700 | 110.7% | 2.3 | 0 | 10.5 |  |  |  | No | R-410A | 1.4667 | Residential & Commercial | Ducted CEE Tier 1
215674165 | Central HP <5.4 tons | BRYANT HEATING AND COOLING SYSTEMS | HRCU-A-CB (Split System: Heat Pump with Remote Outdoor Unit-Air-Source) | 290VAN048**AA* |  |  | CAA**6024AM*+UI | 83*CA60100C21*** | 45000 | 17.5 | 9 | 47500 | 33600 | 70.74% | 2.06 | 0 | 10 |  |  |  | No | R-454B | 3.75 | Residential & Commercial | Ducted CEE Tier 1
214595934 | Central HP <5.4 tons | AIRQUEST | HRCU-A-C (Split System: Heat Pump with Remote Outdoor Unit with No Indoor Fan --Air Source) | DLCURAH24ABK | ADP |  | HG9J936+TD |  | 24000 | 16 | 9.5 | 23400 | 19600 | 83.76% | 1.95 | 0 | 10.5 |  |  |  | No | R-410A | 2 | Residential & Commercial | Ducted CEE Tier 1
215675544 | Central HP <5.4 tons | BRYANT HEATING AND COOLING SYSTEMS | HRCU-A-CB (Split System: Heat Pump with Remote Outdoor Unit-Air-Source) | 290VAN048**AA* |  |  | CVAMA4921XMA*+UI | 88*TB60070C21*** | 48000 | 19 | 9 | 50000 | 36800 | 73.6% | 2 | 0 | 10 |  |  |  | No | R-454B | 4 | Residential & Commercial | Ducted CEE Tier 1
215675594 | Central HP <5.4 tons | BRYANT HEATING AND COOLING SYSTEMS | HRCU-A-CB (Split System: Heat Pump with Remote Outdoor Unit-Air-Source) | 290VAN048**AA* |  |  | CVAMA4921XMA*+UI | 935CB66100C21*** | 48000 | 19 | 9 | 50000 | 36600 | 73.2% | 2.02 | 0 | 10 |  |  |  | No | R-454B | 4 | Residential & Commercial | Ducted CEE Tier 1
206788898 | Central HP <5.4 tons | CARRIER | HRCU-A-CB (Split System: Heat Pump with Remote Outdoor Unit-Air-Source) | 25VNA436A*031* |  |  | CSPH*6012AL*+UI | 58TN*A070C14**12 | 34400 | 19.5 | 9 | 34800 | 25400 | 72.99% | 2.02 | 12.5 | 12 |  |  |  | No | R-410A | 2.8667 | Residential & Commercial | Ducted CEE Tier 1
214624763 | Central HP <5.4 tons | CARRIER | HRCU-A-CB (Split System: Heat Pump with Remote Outdoor Unit-Air-Source) | 38MURAQ24AB3* | ADP |  | PL36H210P749 | 58SU*B040M17**12 | 23400 | 17 | 8.5 | 24200 | 22800 | 94.21% | 1.94 | 0 | 10 |  |  |  | No | R-410A | 1.95 | Residential & Commercial | Ducted CEE Tier 1
214625016 | Central HP <5.4 tons | CARRIER | HRCU-A-CB (Split System: Heat Pump with Remote Outdoor Unit-Air-Source) | 38MURAQ48AB3* | ADP |  | C60A***L199 | 58SU*B100M21**20 | 47000 | 15.2 | 8.1 | 48000 | 34000 | 70.83% | 1.92 | 0 | 10 |  |  |  | No | R-410A | 3.9167 | Residential & Commercial | Ducted CEE Tier 1
212969787 | Central HP <5.4 tons | BRYANT HEATING AND COOLING SYSTEMS | HRCU-A-CB (Split System: Heat Pump with Remote Outdoor Unit-Air-Source) | 38MURAQ24AB3* |  |  | CAP**3717AL* | 82*SB36045V14*** | 24200 | 17 | 8.5 | 25200 | 22000 | 87.3% | 1.84 | 0 | 10 |  |  |  | No | R-410A | 2.0167 | Residential & Commercial | Ducted CEE Tier 1
212971409 | Central HP <5.4 tons | BRYANT HEATING AND COOLING SYSTEMS | HRCU-A-CB (Split System: Heat Pump with Remote Outdoor Unit-Air-Source) | 38MURAQ24AB3* |  |  | CNPV*2414AL* | 82*TB36045V14*** | 23400 | 17 | 8.5 | 27000 | 24800 | 91.85% | 2.06 | 0 | 10 |  |  |  | No | R-410A | 1.95 | Residential & Commercial | Ducted CEE Tier 1
213782354 | Central HP <5.4 tons | TEMPSTAR | HRCU-A-CB (Split System: Heat Pump with Remote Outdoor Unit-Air-Source) | TVH837GKA2* |  |  | EHD4X60AAL+WALLCON | *96CTN1002122B* | 33000 | 16.5 | 8.1 | 32200 | 24800 | 77.02% | 2 | 0 | 11.5 |  |  |  | No | R-410A | 2.75 | Residential & Commercial | Ducted CEE Tier 1
213780974 | Central HP <5.4 tons | TEMPSTAR | HRCU-A-CB (Split System: Heat Pump with Remote Outdoor Unit-Air-Source) | TVH837GKA2* |  |  | EA*4X42L21A*+WALLCON | *80CTL0451712B* | 31600 | 16.5 | 8.1 | 33400 | 24800 | 74.25% | 1.84 | 0 | 10.5 |  |  |  | No | R-410A | 2.6333 | Residential & Commercial | Ducted CEE Tier 1
214849005 | Central HP <5.4 tons | YORK | HRCU-A-CB (Split System: Heat Pump with Remote Outdoor Unit-Air-Source) | HH860E2S11 | ADP |  | H,YG84*60+TXV-BLEED | Y91E080C16SMPS1 | 45000 | 18 | 8.5 | 45000 | 33400 | 74.22% | 2 | 0 | 11.7 |  |  |  | No | R-454B | 3.75 | Residential & Commercial | Ducted CEE Tier 1
210472829 | Central HP <5.4 tons | TEMPSTAR | HRCU-A-CB (Split System: Heat Pump with Remote Outdoor Unit-Air-Source) | TVH825GKA3* |  |  | EA*4X42L21A*+WALLCON | *95CSU0802120A* | 23800 | 16.5 | 8.1 | 21400 | 16600 | 77.57% | 1.96 | 0 | 11 |  |  |  | No | R-410A | 1.9833 | Residential & Commercial | Ducted CEE Tier 1
210472862 | Central HP <5.4 tons | TEMPSTAR | HRCU-A-CB (Split System: Heat Pump with Remote Outdoor Unit-Air-Source) | TVH825GKA3* |  |  | EA*4X42L21A*+WALLCON | *80CSU0601716A* | 23800 | 16.5 | 8.1 | 21400 | 16600 | 77.57% | 1.96 | 0 | 10.5 |  |  |  | No | R-410A | 1.9833 | Residential & Commercial | Ducted CEE Tier 1
210472895 | Central HP <5.4 tons | TEMPSTAR | HRCU-A-CB (Split System: Heat Pump with Remote Outdoor Unit-Air-Source) | TVH825GKA3* |  |  | EA*4X42L21A*+WALLCON | *80CTL0701716A* | 23800 | 16.5 | 8.1 | 21400 | 16600 | 77.57% | 1.96 | 0 | 11 |  |  |  | No | R-410A | 1.9833 | Residential & Commercial | Ducted CEE Tier 1
209095666 | Central HP <5.4 tons | LENNOX | HRCU-A-CB (Split System: Heat Pump with Remote Outdoor Unit-Air-Source) | LISC048060-200U432 |  |  | LIAH048-200U432-1 |  | 48000 | 17 | 9 | 48000 | 39000 | 81.25% | 1.8 | 11.5 | 11 |  |  |  | No | R-410A | 4 | Residential & Commercial | Ducted CEE Tier 1
215940255 | Central HP <5.4 tons | BRYANT HEATING AND COOLING SYSTEMS | HRCU-A-CB (Split System: Heat Pump with Remote Outdoor Unit-Air-Source) | 293VAN036**AA* |  |  | CVAMA4421XMA*+UI | 986TD60080C21*** | 35600 | 21.5 | 8.5 | 38000 | 28600 | 75.26% | 2.04 | 0 | 12 |  |  |  | No | R-454B | 2.9667 | Residential & Commercial | Ducted CEE Tier 1
215940605 | Central HP <5.4 tons | BRYANT HEATING AND COOLING SYSTEMS | HRCU-A-CB (Split System: Heat Pump with Remote Outdoor Unit-Air-Source) | 293VAN036**AA* |  |  | CVAVA3817XMA*+UI | 987TA42080C17*** | 35200 | 21 | 8.5 | 38500 | 29200 | 75.84% | 2.06 | 0 | 11.7 |  |  |  | No | R-454B | 2.9333 | Residential & Commercial | Ducted CEE Tier 1
215940655 | Central HP <5.4 tons | BRYANT HEATING AND COOLING SYSTEMS | HRCU-A-CB (Split System: Heat Pump with Remote Outdoor Unit-Air-Source) | 293VAN036**AA* |  |  | CVAVA4221XMA*+UI | 987TA42080C17*** | 34200 | 20.5 | 8.5 | 39000 | 28600 | 73.33% | 2.04 | 0 | 11.5 |  |  |  | No | R-454B | 2.85 | Residential & Commercial | Ducted CEE Tier 1
215940495 | Central HP <5.4 tons | BRYANT HEATING AND COOLING SYSTEMS | HRCU-A-CB (Split System: Heat Pump with Remote Outdoor Unit-Air-Source) | 293VAN036**AA* |  |  | CVAMA6024XMA*+UI | 987TA66120C24*** | 35600 | 22 | 8.5 | 38000 | 28400 | 74.74% | 2.04 | 0 | 12.5 |  |  |  | No | R-454B | 2.9667 | Residential & Commercial | Ducted CEE Tier 1
216453153 | Central HP <5.4 tons | TRANE | HRCU-A-CB (Split System: Heat Pump with Remote Outdoor Unit-Air-Source) | 5TWV0X48A1 |  |  | 5PX*C009AS3 | S8V2C100M5PDB | 45500 | 20 | 9.7 | 47000 | 33800 | 71.91% | 2.1 | 0 | 12 |  |  |  | No | R-454B | 3.7917 | Residential & Commercial | Ducted CEE Tier 1
206772959 | Central HP <5.4 tons | COMFORTMAKER | HRCU-A-CB (Split System: Heat Pump with Remote Outdoor Unit-Air-Source) | CVH837GKA2* |  |  | EHD4X48AAL+WALLCON | *97CMN1002122A* | 32600 | 17 | 8.1 | 33000 | 24800 | 75.15% | 1.98 | 12 | 11 |  |  |  | No | R-410A | 2.7167 | Residential & Commercial | Ducted CEE Tier 1
213369647 | Central HP <5.4 tons | GE Appliances | HRCU-A-C (Split System: Heat Pump with Remote Outdoor Unit with No Indoor Fan --Air Source) | AUH2436ZGDA* | ADP |  | *E7J924+TD |  | 22200 | 15.2 | 8.4 | 22400 | 21200 | 94.64% | 1.78 | 0 | 10.5 |  |  |  | No | R-410A | 1.85 | Residential & Commercial | Ducted CEE Tier 1
213369654 | Central HP <5.4 tons | GE Appliances | HRCU-A-C (Split System: Heat Pump with Remote Outdoor Unit with No Indoor Fan --Air Source) | AUH2436ZGDA* | ADP |  | *G9J936+TD |  | 22800 | 15.2 | 8.5 | 22400 | 21200 | 94.64% | 1.8 | 0 | 11 |  |  |  | No | R-410A | 1.9 | Residential & Commercial | Ducted CEE Tier 1
212869777 | Central HP <5.4 tons | GE Appliances | HRCU-A-C (Split System: Heat Pump with Remote Outdoor Unit with No Indoor Fan --Air Source) | AUH2436ZGDA* | ADP |  | HG33930+TD |  | 22400 | 15.2 | 8.4 | 22400 | 21200 | 94.64% | 1.78 | 0 | 10.5 |  |  |  | No | R-410A | 1.8667 | Residential & Commercial | Ducted CEE Tier 1
213351369 | Central HP <5.4 tons | GE Appliances | HRCU-A-C (Split System: Heat Pump with Remote Outdoor Unit with No Indoor Fan --Air Source) | AUH2436ZGDA* | ADP |  | HG33936 |  | 22400 | 15.2 | 8.4 | 22400 | 21200 | 94.64% | 1.78 | 0 | 10.5 |  |  |  | No | R-410A | 1.8667 | Residential & Commercial | Ducted CEE Tier 1
213076330 | Central HP <5.4 tons | HEIL | HRCU-A-CB (Split System: Heat Pump with Remote Outdoor Unit-Air-Source) | DLCURAH36ABK |  |  | EN(A,D,W)4X48L21** | *95MSU1002122A* | 36200 | 16.5 | 8.1 | 38500 | 35000 | 90.91% | 2.02 | 0 | 10.5 |  |  |  | No | R-410A | 3.0167 | Residential & Commercial | Ducted CEE Tier 1
213077251 | Central HP <5.4 tons | HEIL | HRCU-A-CB (Split System: Heat Pump with Remote Outdoor Unit-Air-Source) | DLCURAH36ABK |  |  | EA*4X48L24A* | *96VSN1202422B* | 36000 | 16.5 | 8.5 | 38000 | 34800 | 91.58% | 2.04 | 0 | 10 |  |  |  | No | R-410A | 3 | Residential & Commercial | Ducted CEE Tier 1
213077618 | Central HP <5.4 tons | HEIL | HRCU-A-CB (Split System: Heat Pump with Remote Outdoor Unit-Air-Source) | DLCURAH36ABK |  |  | EA*4X42L21A* | *96VTN1002120B* | 35400 | 16 | 8.1 | 38500 | 35000 | 90.91% | 1.88 | 0 | 10 |  |  |  | No | R-410A | 2.95 | Residential & Commercial | Ducted CEE Tier 1
213078286 | Central HP <5.4 tons | HEIL | HRCU-A-CB (Split System: Heat Pump with Remote Outdoor Unit-Air-Source) | DLCURAH36ABK |  |  | EA*4X37L17A* | *80MS(N,L)0901714A* | 36200 | 16 | 8.5 | 38500 | 35000 | 90.91% | 2.02 | 0 | 10 |  |  |  | No | R-410A | 3.0167 | Residential & Commercial | Ducted CEE Tier 1
216453115 | Central HP <5.4 tons | TRANE | HRCU-A-CB (Split System: Heat Pump with Remote Outdoor Unit-Air-Source) | 5TWV0X36A1 |  |  | 5PX*DD10AS3 | S8V2D120M5PCB | 35400 | 20.4 | 9.7 | 32200 | 24600 | 76.4% | 2.1 | 0 | 12.7 |  |  |  | No | R-454B | 2.95 | Residential & Commercial | Ducted CEE Tier 1
215865022 | Central HP <5.4 tons | AMERICAN STANDARD | HRCU-A-CB (Split System: Heat Pump with Remote Outdoor Unit-Air-Source) | 5A6V8X60A1 |  |  | 5PX*D010AS3 | S8V2C100M5PDB | 54000 | 18.1 | 8.5 | 55500 | 40000 | 72.07% | 2 | 0 | 10 |  |  |  | No | R-454B | 4.5 | Residential & Commercial | Ducted CEE Tier 1
215865024 | Central HP <5.4 tons | AMERICAN STANDARD | HRCU-A-CB (Split System: Heat Pump with Remote Outdoor Unit-Air-Source) | 5A6V8X60A1 |  |  | 5PX*D010AS3 | S8V2D120M5PCB | 54500 | 18.1 | 8.5 | 55500 | 40000 | 72.07% | 2 | 0 | 10 |  |  |  | No | R-454B | 4.5417 | Residential & Commercial | Ducted CEE Tier 1
215865072 | Central HP <5.4 tons | AMERICAN STANDARD | HRCU-A-CB (Split System: Heat Pump with Remote Outdoor Unit-Air-Source) | 5A6V8X60A1 |  |  | 5PX*C007AS3+P0V0C000M50SD+LRP |  | 53500 | 18.1 | 8.5 | 55500 | 39500 | 71.17% | 2 | 0 | 10 |  |  |  | No | R-454B | 4.4583 | Residential & Commercial | Ducted CEE Tier 1
213078504 | Central HP <5.4 tons | HEIL | HRCU-A-CB (Split System: Heat Pump with Remote Outdoor Unit-Air-Source) | DLCURAH36ABK |  |  | EA*4X37L21A* | *80MS(N,L)0902120A* | 37000 | 16 | 8.5 | 38500 | 35000 | 90.91% | 2.08 | 0 | 10 |  |  |  | No | R-410A | 3.0833 | Residential & Commercial | Ducted CEE Tier 1
213078537 | Central HP <5.4 tons | HEIL | HRCU-A-CB (Split System: Heat Pump with Remote Outdoor Unit-Air-Source) | DLCURAH36ABK |  |  | EA*4X43L21A* | *80MS(N,L)0902120A* | 37000 | 16 | 8.5 | 38500 | 35000 | 90.91% | 2.08 | 0 | 10 |  |  |  | No | R-410A | 3.0833 | Residential & Commercial | Ducted CEE Tier 1
213078570 | Central HP <5.4 tons | HEIL | HRCU-A-CB (Split System: Heat Pump with Remote Outdoor Unit-Air-Source) | DLCURAH36ABK |  |  | EN(A,D,W)4X48L21** | *80MS(N,L)0902120A* | 36000 | 16.5 | 8.1 | 38500 | 35000 | 90.91% | 2 | 0 | 10.5 |  |  |  | No | R-410A | 3 | Residential & Commercial | Ducted CEE Tier 1
213076746 | Central HP <5.4 tons | HEIL | HRCU-A-CB (Split System: Heat Pump with Remote Outdoor Unit-Air-Source) | DLCURAH36ABK |  |  | EA*4X37L21A* | *80VTL1102122B* | 36400 | 16 | 8.5 | 38000 | 34800 | 91.58% | 2.06 | 0 | 10 |  |  |  | No | R-410A | 3.0333 | Residential & Commercial | Ducted CEE Tier 1
213078670 | Central HP <5.4 tons | HEIL | HRCU-A-CB (Split System: Heat Pump with Remote Outdoor Unit-Air-Source) | DLCURAH36ABK |  |  | EA*4X48L21A* | *80MS(N,L)1102120A* | 36200 | 16.5 | 8.5 | 38000 | 34800 | 91.58% | 2.04 | 0 | 10 |  |  |  | No | R-410A | 3.0167 | Residential & Commercial | Ducted CEE Tier 1
213079370 | Central HP <5.4 tons | HEIL | HRCU-A-CB (Split System: Heat Pump with Remote Outdoor Unit-Air-Source) | DLCURAH36ABK |  |  | END4X42L17** | *92MSN0601412A* | 35600 | 15.5 | 8.1 | 38500 | 35200 | 91.43% | 1.94 | 0 | 10 |  |  |  | No | R-410A | 2.9667 | Residential & Commercial | Ducted CEE Tier 1
213079404 | Central HP <5.4 tons | HEIL | HRCU-A-CB (Split System: Heat Pump with Remote Outdoor Unit-Air-Source) | DLCURAH36ABK |  |  | EA*4X37L17A* | *92MSN0601714A* | 36000 | 15.5 | 8.5 | 38500 | 35000 | 90.91% | 2 | 0 | 10 |  |  |  | No | R-410A | 3 | Residential & Commercial | Ducted CEE Tier 1
207454980 | Central HP <5.4 tons | LENNOX | HRCU-A-CB (Split System: Heat Pump with Remote Outdoor Unit-Air-Source) | SL25XPV-024-230A** | ADP |  | LH23/37W9 | SLP99UH090XV48C* | 22200 | 21 | 9.4 | 19800 | 19600 | 98.99% | 1.9 | 14 | 14.5 |  |  |  | No | R-410A | 1.85 | Residential & Commercial | Ducted CEE Tier 1
207455289 | Central HP <5.4 tons | LENNOX | HRCU-A-CB (Split System: Heat Pump with Remote Outdoor Unit-Air-Source) | SL25XPV-024-230A** | ADP |  | L*35/36U9 | EL296UH070XV36B* | 22200 | 22 | 10 | 20000 | 20000 | 100% | 1.84 | 14 | 14 |  |  |  | No | R-410A | 1.85 | Residential & Commercial | Ducted CEE Tier 1
207455314 | Central HP <5.4 tons | LENNOX | HRCU-A-CB (Split System: Heat Pump with Remote Outdoor Unit-Air-Source) | SL25XPV-024-230A** | ADP |  | L*35/36S9 | SL280UH090V36B* | 22400 | 23 | 9.3 | 19800 | 20000 | 101% | 1.84 | 14 | 14.5 |  |  |  | No | R-410A | 1.8667 | Residential & Commercial | Ducted CEE Tier 1
213331899 | Central HP <5.4 tons | GREE | HRCU-A-CB (Split System: Heat Pump with Remote Outdoor Unit-Air-Source) | FLEXX36HP230V1AO | ADP |  | CP3005C+TXV+TD |  | 22400 | 15.2 | 8.25 | 22400 | 21200 | 94.64% | 1.76 | 0 | 10.5 |  |  |  | No | R-410A | 1.8667 | Residential & Commercial | Ducted CEE Tier 1
215941065 | Central HP <5.4 tons | BRYANT HEATING AND COOLING SYSTEMS | HRCU-A-CB (Split System: Heat Pump with Remote Outdoor Unit-Air-Source) | 293VAN048**AA* |  |  | CAA**6121AM*+UI | 987TA42080C17*** | 44500 | 20 | 9 | 49000 | 37600 | 76.73% | 2 | 0 | 11 |  |  |  | No | R-454B | 3.7083 | Residential & Commercial | Ducted CEE Tier 1
215941265 | Central HP <5.4 tons | BRYANT HEATING AND COOLING SYSTEMS | HRCU-A-CB (Split System: Heat Pump with Remote Outdoor Unit-Air-Source) | 293VAN048**AA* |  |  | CVAMA4821XMA*+UI | 986TD60080C21*** | 44500 | 19.5 | 8.1 | 52000 | 38500 | 74.04% | 1.9 | 0 | 10.5 |  |  |  | No | R-454B | 3.7083 | Residential & Commercial | Ducted CEE Tier 1
213270413 | Central HP <5.4 tons | GE Appliances | HRCU-A-C (Split System: Heat Pump with Remote Outdoor Unit with No Indoor Fan --Air Source) | AUH4860ZGDA* | ADP |  | PL60H210P529+TD |  | 47000 | 15.2 | 8.5 | 46000 | 33200 | 72.17% | 1.8 | 0 | 10 |  |  |  | No | R-410A | 3.9167 | Residential & Commercial | Ducted CEE Tier 1
215940545 | Central HP <5.4 tons | BRYANT HEATING AND COOLING SYSTEMS | HRCU-A-CB (Split System: Heat Pump with Remote Outdoor Unit-Air-Source) | 293VAN036**AA* |  |  | CVAVA3621XMA*+UI | 987TA42080C17*** | 34200 | 20.5 | 8.5 | 39000 | 28600 | 73.33% | 2.04 | 0 | 11.5 |  |  |  | No | R-454B | 2.85 | Residential & Commercial | Ducted CEE Tier 1
215940595 | Central HP <5.4 tons | BRYANT HEATING AND COOLING SYSTEMS | HRCU-A-CB (Split System: Heat Pump with Remote Outdoor Unit-Air-Source) | 293VAN036**AA* |  |  | CVAVA3817XMA*+UI | 987TA42060C17*** | 35200 | 20.5 | 8.5 | 39000 | 29400 | 75.38% | 2 | 0 | 11.5 |  |  |  | No | R-454B | 2.9333 | Residential & Commercial | Ducted CEE Tier 1
212394423 | Central HP <5.4 tons | LENNOX | HRCU-A-CB (Split System: Heat Pump with Remote Outdoor Unit-Air-Source) | EL22XPV-024-230A** | ADP |  | LH29/36X9 | SL297UH040NV36B* | 23800 | 21 | 8.5 | 22000 | 15400 | 70% | 1.92 | 0 | 13.5 |  |  |  | No | R-410A | 1.9833 | Residential & Commercial | Ducted CEE Tier 1
215940695 | Central HP <5.4 tons | BRYANT HEATING AND COOLING SYSTEMS | HRCU-A-CB (Split System: Heat Pump with Remote Outdoor Unit-Air-Source) | 293VAN036**AA* |  |  | CVAVA4224XMA*+UI | 987TA60080C21*** | 35400 | 21.5 | 8.5 | 38000 | 28600 | 75.26% | 2.04 | 0 | 12 |  |  |  | No | R-454B | 2.95 | Residential & Commercial | Ducted CEE Tier 1
215674365 | Central HP <5.4 tons | BRYANT HEATING AND COOLING SYSTEMS | HRCU-A-CB (Split System: Heat Pump with Remote Outdoor Unit-Air-Source) | 290VAN048**AA* |  |  | CAA**6121AM*+UI | 88*TB60090C21*** | 46000 | 18.5 | 9 | 47500 | 33600 | 70.74% | 2.06 | 0 | 10 |  |  |  | No | R-454B | 3.8333 | Residential & Commercial | Ducted CEE Tier 1
214243996 | Central HP <5.4 tons | BRYANT HEATING AND COOLING SYSTEMS | HRCU-A-CB (Split System: Heat Pump with Remote Outdoor Unit-Air-Source) | 284ANV024*0**B* |  |  | CNPV*3017AL*+UI | 987MC42060C17*** | 22800 | 19 | 9.5 | 26800 | 20200 | 75.37% | 2.34 | 0 | 12.5 |  |  |  | No | R-410A | 1.9 | Residential & Commercial | Ducted CEE Tier 1
214243998 | Central HP <5.4 tons | BRYANT HEATING AND COOLING SYSTEMS | HRCU-A-CB (Split System: Heat Pump with Remote Outdoor Unit-Air-Source) | 284ANV024*0**B* |  |  | CNPV*3017AL*+UI | 987MC42080C17*** | 23200 | 19.5 | 9.5 | 26800 | 20000 | 74.63% | 2.36 | 0 | 13 |  |  |  | No | R-410A | 1.9333 | Residential & Commercial | Ducted CEE Tier 1
214596015 | Central HP <5.4 tons | AIRQUEST | HRCU-A-C (Split System: Heat Pump with Remote Outdoor Unit with No Indoor Fan --Air Source) | DLCURAH24ABK | ADP |  | H,PG7J936+TD |  | 24000 | 16 | 9.5 | 23400 | 19600 | 83.76% | 1.95 | 0 | 10.5 |  |  |  | No | R-410A | 2 | Residential & Commercial | Ducted CEE Tier 1
212520172 | Central HP <5.4 tons | CARRIER | HRCU-A-CB (Split System: Heat Pump with Remote Outdoor Unit-Air-Source) | 38MURAQ18AB3* | ADP |  | H,PG24936 | 58SP*A070V17**16 | 17400 | 16 | 8.5 | 16700 | 18800 | 112.6% | 2.32 | 0 | 10.5 |  |  |  | No | R-410A | 1.45 | Residential & Commercial | Ducted CEE Tier 1
212520173 | Central HP <5.4 tons | CARRIER | HRCU-A-CB (Split System: Heat Pump with Remote Outdoor Unit-Air-Source) | 38MURAQ18AB3* | ADP |  | H,PG32936 | 58SP*A070V17**16 | 17100 | 16 | 8.5 | 16700 | 18800 | 112.6% | 2.32 | 0 | 10 |  |  |  | No | R-410A | 1.425 | Residential & Commercial | Ducted CEE Tier 1
212520174 | Central HP <5.4 tons | CARRIER | HRCU-A-CB (Split System: Heat Pump with Remote Outdoor Unit-Air-Source) | 38MURAQ18AB3* | ADP |  | H,PG34936 | 58SP*A070V17**16 | 17400 | 16 | 8.5 | 16700 | 18800 | 112.6% | 2.32 | 0 | 10.5 |  |  |  | No | R-410A | 1.45 | Residential & Commercial | Ducted CEE Tier 1
212498596 | Central HP <5.4 tons | BRYANT HEATING AND COOLING SYSTEMS | HRCU-A-CB (Split System: Heat Pump with Remote Outdoor Unit-Air-Source) | 38MURAQ18AB3* | ADP |  | CE2403A+TXV |  | 17700 | 17 | 8.7 | 17000 | 19400 | 114.1% | 2.32 | 0 | 11 |  |  |  | No | R-410A | 1.475 | Residential & Commercial | Ducted CEE Tier 1
206133339 | Central HP <5.4 tons | COMFORTMAKER | HRCU-A-CB (Split System: Heat Pump with Remote Outdoor Unit-Air-Source) | CVH825GKA2* |  |  | EA*4X30L17A*+WALLCON | *80CSU0401712A* | 23400 | 16.5 | 8.1 | 21600 | 16700 | 77.31% | 1.92 | 11 | 10.5 |  |  |  | No | R-410A | 1.95 | Residential & Commercial | Ducted CEE Tier 1
206133389 | Central HP <5.4 tons | COMFORTMAKER | HRCU-A-CB (Split System: Heat Pump with Remote Outdoor Unit-Air-Source) | CVH825GKA2* |  |  | EA*4X36L21A*+WALLCON | *80CSU0601716A* | 23600 | 16.5 | 8.1 | 21400 | 16600 | 77.57% | 1.94 | 11.5 | 10.5 |  |  |  | No | R-410A | 1.9667 | Residential & Commercial | Ducted CEE Tier 1
213779344 | Central HP <5.4 tons | TEMPSTAR | HRCU-A-CB (Split System: Heat Pump with Remote Outdoor Unit-Air-Source) | TVH837GKA** |  |  | EA*4X43L21A*+WALLCON | *96CTN0601714B* | 32800 | 17 | 8.1 | 33000 | 25400 | 76.97% | 1.96 | 0 | 11 |  |  |  | No | R-410A | 2.7333 | Residential & Commercial | Ducted CEE Tier 1
213079925 | Central HP <5.4 tons | HEIL | HRCU-A-CB (Split System: Heat Pump with Remote Outdoor Unit-Air-Source) | DLCURAH36ABK |  |  | EA*4X42L24A* | *92MSN1202420A* | 35800 | 16 | 8.1 | 38500 | 35200 | 91.43% | 1.9 | 0 | 10 |  |  |  | No | R-410A | 2.9833 | Residential & Commercial | Ducted CEE Tier 1
213080106 | Central HP <5.4 tons | HEIL | HRCU-A-CB (Split System: Heat Pump with Remote Outdoor Unit-Air-Source) | DLCURAH36ABK |  |  | END4X42L17** | *96MSN0801716A* | 35600 | 15.5 | 8.1 | 38500 | 35200 | 91.43% | 1.94 | 0 | 10 |  |  |  | No | R-410A | 2.9667 | Residential & Commercial | Ducted CEE Tier 1
211229471 | Central HP <5.4 tons | AIRQUEST | HRCU-A-CB (Split System: Heat Pump with Remote Outdoor Unit-Air-Source) | DLCURAH36ABK |  |  | EA*4X48L24A* | *92ESN1202420A* | 36200 | 16 | 8.5 | 38500 | 34600 | 89.87% | 2.08 | 0 | 10 |  |  |  | No | R-410A | 3.0167 | Residential & Commercial | Ducted CEE Tier 1
215932503 | Central HP <5.4 tons | TEMPSTAR | HRCU-A-CB (Split System: Heat Pump with Remote Outdoor Unit-Air-Source) | T5H3V36*K*AAA* |  |  | EA*5X48M21A*+WALLCON | *97CMN0802120B* | 33400 | 20 | 9.5 | 34600 | 26400 | 76.3% | 2.02 | 0 | 11.5 |  |  |  | No | R-454B | 2.7833 | Residential & Commercial | Ducted CEE Tier 1
215932603 | Central HP <5.4 tons | TEMPSTAR | HRCU-A-CB (Split System: Heat Pump with Remote Outdoor Unit-Air-Source) | T5H3V36*K*AAA* |  |  | EA*5X60M24A*+WALLCON | *97CMN0602120B* | 33800 | 20 | 9 | 34600 | 26400 | 76.3% | 1.92 | 0 | 11.5 |  |  |  | No | R-454B | 2.8167 | Residential & Commercial | Ducted CEE Tier 1
215932703 | Central HP <5.4 tons | TEMPSTAR | HRCU-A-CB (Split System: Heat Pump with Remote Outdoor Unit-Air-Source) | T5H3V36*K*AAA* |  |  | EA*5X61M21A*+WALLCON | *80CTL0701716B* | 34200 | 20 | 9 | 34800 | 26400 | 75.86% | 1.94 | 0 | 11.7 |  |  |  | No | R-454B | 2.85 | Residential & Commercial | Ducted CEE Tier 1
215933053 | Central HP <5.4 tons | TEMPSTAR | HRCU-A-CB (Split System: Heat Pump with Remote Outdoor Unit-Air-Source) | T5H3V36*K*AAA* |  |  | ESH5X36M12A*+WALLCON | *80CSU1002120A* | 33200 | 18.5 | 9 | 35000 | 26800 | 76.57% | 1.92 | 0 | 11 |  |  |  | No | R-454B | 2.7667 | Residential & Commercial | Ducted CEE Tier 1
215933413 | Central HP <5.4 tons | TEMPSTAR | HRCU-A-CB (Split System: Heat Pump with Remote Outdoor Unit-Air-Source) | T5H3V36*K*AAA* |  |  | ESH5X42M12A*+WALLCON | *97CMN0602120B* | 33400 | 18.5 | 9 | 35200 | 27000 | 76.7% | 1.92 | 0 | 11 |  |  |  | No | R-454B | 2.7833 | Residential & Commercial | Ducted CEE Tier 1
215933513 | Central HP <5.4 tons | TEMPSTAR | HRCU-A-CB (Split System: Heat Pump with Remote Outdoor Unit-Air-Source) | T5H3V36*K*AAA* |  |  | ESH5X48M12A*+WALLCON | *80CSU0401712A* | 33600 | 19.5 | 9 | 35000 | 26600 | 76% | 1.92 | 0 | 11.5 |  |  |  | No | R-454B | 2.8 | Residential & Commercial | Ducted CEE Tier 1
215933783 | Central HP <5.4 tons | TEMPSTAR | HRCU-A-CB (Split System: Heat Pump with Remote Outdoor Unit-Air-Source) | T5H3V36*K*AAA* |  |  | ESH5X60M12A*+WALLCON | *80CTL0702120B* | 34200 | 19.5 | 9 | 34400 | 26000 | 75.58% | 1.96 | 0 | 11.7 |  |  |  | No | R-454B | 2.85 | Residential & Commercial | Ducted CEE Tier 1
213367333 | Central HP <5.4 tons | CARRIER | HRCU-A-CB (Split System: Heat Pump with Remote Outdoor Unit-Air-Source) | 38MURAQ18AB3* | ADP |  | H,PG9J936 | 59TP6C040V14**10 | 17200 | 16 | 8.5 | 16600 | 19000 | 114.5% | 2.34 | 0 | 10 |  |  |  | No | R-410A | 1.4333 | Residential & Commercial | Ducted CEE Tier 1
215933523 | Central HP <5.4 tons | TEMPSTAR | HRCU-A-CB (Split System: Heat Pump with Remote Outdoor Unit-Air-Source) | T5H3V36*K*AAA* |  |  | ESH5X48M12A*+WALLCON | *80CSU0601716A* | 33600 | 19.5 | 9 | 34800 | 26600 | 76.44% | 1.92 | 0 | 11 |  |  |  | No | R-454B | 2.8 | Residential & Commercial | Ducted CEE Tier 1
215933723 | Central HP <5.4 tons | TEMPSTAR | HRCU-A-CB (Split System: Heat Pump with Remote Outdoor Unit-Air-Source) | T5H3V36*K*AAA* |  |  | ESH5X60M12A*+WALLCON | *80CSU0401712A* | 34200 | 20 | 9 | 34400 | 26200 | 76.16% | 1.94 | 0 | 11.7 |  |  |  | No | R-454B | 2.85 | Residential & Commercial | Ducted CEE Tier 1
215933773 | Central HP <5.4 tons | TEMPSTAR | HRCU-A-CB (Split System: Heat Pump with Remote Outdoor Unit-Air-Source) | T5H3V36*K*AAA* |  |  | ESH5X60M12A*+WALLCON | *80CTL0701716B* | 34000 | 19.5 | 9 | 34600 | 26400 | 76.3% | 1.94 | 0 | 11.5 |  |  |  | No | R-454B | 2.8333 | Residential & Commercial | Ducted CEE Tier 1
215933973 | Central HP <5.4 tons | TEMPSTAR | HRCU-A-CB (Split System: Heat Pump with Remote Outdoor Unit-Air-Source) | T5H3V36*K*AAA* |  |  | FCMA5B60L0D*+WALLCON |  | 35000 | 22 | 9.5 | 33400 | 25200 | 75.45% | 2.08 | 0 | 13 |  |  |  | No | R-454B | 2.9167 | Residential & Commercial | Ducted CEE Tier 1
212603253 | Central HP <5.4 tons | DAY & NIGHT | HRCU-A-CB (Split System: Heat Pump with Remote Outdoor Unit-Air-Source) | DLCURAH36ABK | ADP |  | PL36H210P299 | *80ES(N,L)1102120A* | 36200 | 16 | 8.1 | 36800 | 34400 | 93.48% | 2.02 | 0 | 10.5 |  |  |  | No | R-410A | 3.0167 | Residential & Commercial | Ducted CEE Tier 1
211230293 | Central HP <5.4 tons | AIRQUEST | HRCU-A-CB (Split System: Heat Pump with Remote Outdoor Unit-Air-Source) | DLCURAH36ABK |  |  | EN(A,D,W)4X48L21** | *95ESU1002122A* | 37400 | 15.5 | 8.5 | 39500 | 35000 | 88.61% | 2.08 | 0 | 10.5 |  |  |  | No | R-410A | 3.1167 | Residential & Commercial | Ducted CEE Tier 1
211230466 | Central HP <5.4 tons | AIRQUEST | HRCU-A-CB (Split System: Heat Pump with Remote Outdoor Unit-Air-Source) | DLCURAH36ABK |  |  | EN(A,D)4X48L24** | *80ES(N,L)1102420A* | 36000 | 16.5 | 8.1 | 38500 | 34800 | 90.39% | 2.02 | 0 | 10.5 |  |  |  | No | R-410A | 3 | Residential & Commercial | Ducted CEE Tier 1
213270407 | Central HP <5.4 tons | GE Appliances | HRCU-A-C (Split System: Heat Pump with Remote Outdoor Unit with No Indoor Fan --Air Source) | AUH2436ZGDA* | ADP |  | PL36H***P219+TD |  | 22600 | 15.2 | 8.5 | 22400 | 21200 | 94.64% | 1.8 | 0 | 10.5 |  |  |  | No | R-410A | 1.8833 | Residential & Commercial | Ducted CEE Tier 1
211226944 | Central HP <5.4 tons | AIRQUEST | HRCU-A-CB (Split System: Heat Pump with Remote Outdoor Unit-Air-Source) | DLCURAH36ABK |  |  | EA*4X37L21A* | *80VTL0701716A* | 36200 | 16 | 8.5 | 38500 | 34800 | 90.39% | 2.08 | 0 | 10 |  |  |  | No | R-410A | 3.0167 | Residential & Commercial | Ducted CEE Tier 1
215940745 | Central HP <5.4 tons | BRYANT HEATING AND COOLING SYSTEMS | HRCU-A-CB (Split System: Heat Pump with Remote Outdoor Unit-Air-Source) | 293VAN036**AA* |  |  | CVAVA4824XMA*+UI | 987TA66100C21*** | 35000 | 21.5 | 8.5 | 38000 | 28200 | 74.21% | 2.02 | 0 | 12 |  |  |  | No | R-454B | 2.9167 | Residential & Commercial | Ducted CEE Tier 1
215940895 | Central HP <5.4 tons | BRYANT HEATING AND COOLING SYSTEMS | HRCU-A-CB (Split System: Heat Pump with Remote Outdoor Unit-Air-Source) | 293VAN036**AA* |  |  | CVAVA6024XMA*+UI | 987TA66100C21*** | 35600 | 22 | 8.5 | 38000 | 28400 | 74.74% | 2.04 | 0 | 12.5 |  |  |  | No | R-454B | 2.9667 | Residential & Commercial | Ducted CEE Tier 1
215942501 | Central HP <5.4 tons | BRYANT HEATING AND COOLING SYSTEMS | HRCU-A-CB (Split System: Heat Pump with Remote Outdoor Unit-Air-Source) | 293VAN036**AA* |  |  | CVAVA6121XMA*+UI | 88*TB60110C21*** | 36000 | 22 | 8.5 | 37400 | 28200 | 75.4% | 2.04 | 0 | 12.5 |  |  |  | No | R-454B | 3 | Residential & Commercial | Ducted CEE Tier 1
216453103 | Central HP <5.4 tons | TRANE | HRCU-A-CB (Split System: Heat Pump with Remote Outdoor Unit-Air-Source) | 5TWV0X36A1 |  |  | 5PX*B006AS3 | S8V2B060M4PCB | 35200 | 20 | 9.4 | 32200 | 25000 | 77.64% | 2.1 | 0 | 12.5 |  |  |  | No | R-454B | 2.9333 | Residential & Commercial | Ducted CEE Tier 1
216453121 | Central HP <5.4 tons | TRANE | HRCU-A-CB (Split System: Heat Pump with Remote Outdoor Unit-Air-Source) | 5TWV0X36A1 |  |  | 5TXCB004AS3 | S8V2B080M4PCB | 34200 | 19 | 9.7 | 31800 | 25000 | 78.62% | 2.1 | 0 | 12 |  |  |  | No | R-454B | 2.85 | Residential & Commercial | Ducted CEE Tier 1
216453123 | Central HP <5.4 tons | TRANE | HRCU-A-CB (Split System: Heat Pump with Remote Outdoor Unit-Air-Source) | 5TWV0X36A1 |  |  | 5TXCB004AS3 | S8V2B060M4PCB | 34000 | 19.2 | 9.7 | 31400 | 25000 | 79.62% | 2.1 | 0 | 12 |  |  |  | No | R-454B | 2.8333 | Residential & Commercial | Ducted CEE Tier 1
216453137 | Central HP <5.4 tons | TRANE | HRCU-A-CB (Split System: Heat Pump with Remote Outdoor Unit-Air-Source) | 5TWV0X36A1 |  |  | 5TXCD010AS3 | S8V2D120M5PDB | 36200 | 20.8 | 10 | 32000 | 24600 | 76.88% | 2.2 | 0 | 13 |  |  |  | No | R-454B | 3.0167 | Residential & Commercial | Ducted CEE Tier 1
211260088 | Central HP <5.4 tons | DAY & NIGHT | HRCU-A-CB (Split System: Heat Pump with Remote Outdoor Unit-Air-Source) | DLCURAH18ABK |  |  | EA*4X24L14A* | *96VSN0401410A* | 17300 | 16 | 8.5 | 18300 | 19200 | 104.9% | 2.3 | 0 | 10.5 |  |  |  | No | R-410A | 1.4417 | Residential & Commercial | Ducted CEE Tier 1
211227144 | Central HP <5.4 tons | AIRQUEST | HRCU-A-CB (Split System: Heat Pump with Remote Outdoor Unit-Air-Source) | DLCURAH36ABK |  |  | EA*4X37L21A* | *95ESU1002120A* | 36600 | 16 | 8.5 | 38500 | 34800 | 90.39% | 2.1 | 0 | 10 |  |  |  | No | R-410A | 3.05 | Residential & Commercial | Ducted CEE Tier 1
211227194 | Central HP <5.4 tons | AIRQUEST | HRCU-A-CB (Split System: Heat Pump with Remote Outdoor Unit-Air-Source) | DLCURAH36ABK |  |  | EA*4X37L21A* | *96VTN1002120A* | 36600 | 15.5 | 8.5 | 38500 | 34800 | 90.39% | 2.1 | 0 | 10 |  |  |  | No | R-410A | 3.05 | Residential & Commercial | Ducted CEE Tier 1
213841918 | Central HP <5.4 tons | GE Appliances | HRCU-A-CB (Split System: Heat Pump with Remote Outdoor Unit-Air-Source) | AUH2436ZGDA* | ADP |  | SK7930+TD |  | 21400 | 15.2 | 8.25 | 22400 | 21200 | 94.64% | 1.76 | 0 | 10.5 |  |  |  | No | R-410A | 1.7833 | Residential & Commercial | Ducted CEE Tier 1
213270402 | Central HP <5.4 tons | GE Appliances | HRCU-A-C (Split System: Heat Pump with Remote Outdoor Unit with No Indoor Fan --Air Source) | AUH2436ZGDA* | ADP |  | V36H142P429+TD |  | 22200 | 15.2 | 8.35 | 22400 | 21200 | 94.64% | 1.78 | 0 | 10.5 |  |  |  | No | R-410A | 1.85 | Residential & Commercial | Ducted CEE Tier 1
213270403 | Central HP <5.4 tons | GE Appliances | HRCU-A-C (Split System: Heat Pump with Remote Outdoor Unit with No Indoor Fan --Air Source) | AUH2436ZGDA* | ADP |  | PL36H175P149+TD |  | 22800 | 15.2 | 8.5 | 22400 | 21200 | 94.64% | 1.8 | 0 | 11 |  |  |  | No | R-410A | 1.9 | Residential & Commercial | Ducted CEE Tier 1
206773369 | Central HP <5.4 tons | COMFORTMAKER | HRCU-A-CB (Split System: Heat Pump with Remote Outdoor Unit-Air-Source) | CVH837GKA2* |  |  | EHD4X48AAL+WALLCON | *80CSU0601716A* | 32600 | 16.5 | 8.1 | 33200 | 25000 | 75.3% | 1.96 | 11.5 | 11 |  |  |  | No | R-410A | 2.7167 | Residential & Commercial | Ducted CEE Tier 1
213779214 | Central HP <5.4 tons | TEMPSTAR | HRCU-A-CB (Split System: Heat Pump with Remote Outdoor Unit-Air-Source) | TVH837GKA** |  |  | EA*4X42L24A*+WALLCON | *97CMN1002122B* | 31800 | 17 | 8.1 | 33000 | 24200 | 73.33% | 1.88 | 0 | 11 |  |  |  | No | R-410A | 2.65 | Residential & Commercial | Ducted CEE Tier 1
213780384 | Central HP <5.4 tons | TEMPSTAR | HRCU-A-CB (Split System: Heat Pump with Remote Outdoor Unit-Air-Source) | TVH837GKA** |  |  | EHD4X60AAL+WALLCON | *97CMN0601714B* | 32800 | 16 | 8.1 | 32400 | 25200 | 77.78% | 1.96 | 0 | 11 |  |  |  | No | R-410A | 2.7333 | Residential & Commercial | Ducted CEE Tier 1
214630531 | Central HP <5.4 tons | CARRIER | HRCU-A-CB (Split System: Heat Pump with Remote Outdoor Unit-Air-Source) | 25VNA837A*031* | ADP |  | PL36H210P299 | 59MN7B060C21**20 | 32200 | 17 | 8.5 | 30800 | 24800 | 80.52% | 1.98 | 0 | 11.5 |  |  |  | No | R-410A | 2.6833 | Residential & Commercial | Ducted CEE Tier 1
213164375 | Central HP <5.4 tons | YORK | HRCU-A-CB (Split System: Heat Pump with Remote Outdoor Unit-Air-Source) | HMH72B341 | ADP |  | CX361B935+AEF48BXP* |  | 34000 | 18 | 8.7 | 31600 | 22800 | 72.15% | 2 | 0 | 10.5 |  |  |  | No | R-410A | 2.8333 | Residential & Commercial | Ducted CEE Tier 1
211230132 | Central HP <5.4 tons | AIRQUEST | HRCU-A-CB (Split System: Heat Pump with Remote Outdoor Unit-Air-Source) | DLCURAH36ABK |  |  | EN(A,D,W)4X48L21** | *92ESN0802120A* | 35800 | 16.5 | 8.1 | 38500 | 34800 | 90.39% | 2.02 | 0 | 10.5 |  |  |  | No | R-410A | 2.9833 | Residential & Commercial | Ducted CEE Tier 1
211230568 | Central HP <5.4 tons | AIRQUEST | HRCU-A-CB (Split System: Heat Pump with Remote Outdoor Unit-Air-Source) | DLCURAH36ABK |  |  | EN(A,D)4X48L24** | *80VTL1102122A* | 37000 | 16 | 8.1 | 39500 | 35000 | 88.61% | 2.06 | 0 | 10.5 |  |  |  | No | R-410A | 3.0833 | Residential & Commercial | Ducted CEE Tier 1
213372161 | Central HP <5.4 tons | KENMORE | HRCU-A-C (Split System: Heat Pump with Remote Outdoor Unit with No Indoor Fan --Air Source) | DLCURAH36ABK |  |  | DLFULAH36XCX + CI |  | 35000 | 15.2 | 10 | 39000 | 32000 | 82.05% | 2 | 10.2 | 10 |  |  |  | No | R-410A | 2.9167 | Residential & Commercial | Ducted CEE Tier 1
211259705 | Central HP <5.4 tons | AIRQUEST | HRCU-A-CB (Split System: Heat Pump with Remote Outdoor Unit-Air-Source) | DLCURAH18ABK |  |  | EA*4X19L17A* | *80VSL0451716A* | 18100 | 16 | 8.5 | 18100 | 17700 | 97.79% | 2.14 | 0 | 10.5 |  |  |  | No | R-410A | 1.5083 | Residential & Commercial | Ducted CEE Tier 1
211259746 | Central HP <5.4 tons | AIRQUEST | HRCU-A-CB (Split System: Heat Pump with Remote Outdoor Unit-Air-Source) | DLCURAH18ABK |  |  | EA*4X19L17A* | *80VTL0451412A* | 18100 | 16.5 | 8.5 | 18000 | 17600 | 97.78% | 2.14 | 0 | 11 |  |  |  | No | R-410A | 1.5083 | Residential & Commercial | Ducted CEE Tier 1
215289567 | Central HP <5.4 tons | AIRQUEST | HRCU-A-CB (Split System: Heat Pump with Remote Outdoor Unit-Air-Source) | DLCURAH18ABK | ADP |  | HE31930 | *92MSN0401712A* | 16500 | 15.2 | 8.1 | 16700 | 18900 | 113.2% | 2.3 | 0 | 10 |  |  |  | No | R-410A | 1.375 | Residential & Commercial | Ducted CEE Tier 1
215289631 | Central HP <5.4 tons | AIRQUEST | HRCU-A-CB (Split System: Heat Pump with Remote Outdoor Unit-Air-Source) | DLCURAH18ABK | ADP |  | H,GG30924 | *92MSN0601412A* | 16000 | 16 | 8.1 | 16400 | 18300 | 111.6% | 2.24 | 0 | 10 |  |  |  | No | R-410A | 1.3333 | Residential & Commercial | Ducted CEE Tier 1
215289640 | Central HP <5.4 tons | AIRQUEST | HRCU-A-CB (Split System: Heat Pump with Remote Outdoor Unit-Air-Source) | DLCURAH18ABK | ADP |  | H,GE8J936 | *92MSN0601412A* | 17500 | 16 | 8.5 | 16900 | 18800 | 111.2% | 2.3 | 0 | 11 |  |  |  | No | R-410A | 1.4583 | Residential & Commercial | Ducted CEE Tier 1
215289658 | Central HP <5.4 tons | AIRQUEST | HRCU-A-CB (Split System: Heat Pump with Remote Outdoor Unit-Air-Source) | DLCURAH18ABK | ADP |  | H,GG32930 | *92MSN0601714A* | 16900 | 16 | 8.1 | 16700 | 18200 | 109% | 2.24 | 0 | 10.5 |  |  |  | No | R-410A | 1.4083 | Residential & Commercial | Ducted CEE Tier 1
215289742 | Central HP <5.4 tons | AIRQUEST | HRCU-A-CB (Split System: Heat Pump with Remote Outdoor Unit-Air-Source) | DLCURAH18ABK | ADP |  | H,GG31930 | *96MSN0261410A* | 16600 | 19 | 8.1 | 16700 | 18800 | 112.6% | 2.3 | 0 | 10 |  |  |  | No | R-410A | 1.3833 | Residential & Commercial | Ducted CEE Tier 1
215289751 | Central HP <5.4 tons | AIRQUEST | HRCU-A-CB (Split System: Heat Pump with Remote Outdoor Unit-Air-Source) | DLCURAH18ABK | ADP |  | HG32936 | *96MSN0261410A* | 16900 | 20 | 8.1 | 16700 | 18800 | 112.6% | 2.3 | 0 | 10 |  |  |  | No | R-410A | 1.4083 | Residential & Commercial | Ducted CEE Tier 1
213772437 | Central HP <5.4 tons | HEIL | HRCU-A-CB (Split System: Heat Pump with Remote Outdoor Unit-Air-Source) | HVH825GKA2* |  |  | EHD4X48AAL+WALLCON | *80CTL0701412B* | 24400 | 17 | 8.1 | 21200 | 16600 | 78.3% | 2.02 | 0 | 11 |  |  |  | No | R-410A | 2.0333 | Residential & Commercial | Ducted CEE Tier 1
213772487 | Central HP <5.4 tons | HEIL | HRCU-A-CB (Split System: Heat Pump with Remote Outdoor Unit-Air-Source) | HVH825GKA2* |  |  | EHD4X48AAL+WALLCON | *80CTL1352422B* | 24200 | 16 | 8.1 | 21200 | 16600 | 78.3% | 2.02 | 0 | 11 |  |  |  | No | R-410A | 2.0167 | Residential & Commercial | Ducted CEE Tier 1
206773504 | Central HP <5.4 tons | COMFORTMAKER | HRCU-A-CB (Split System: Heat Pump with Remote Outdoor Unit-Air-Source) | CVH837GKA2* |  |  | EA*4X48L21A*+WALLCON | *95CSU0802120A* | 32400 | 17.5 | 8.5 | 32600 | 25000 | 76.69% | 1.98 | 12 | 11.5 |  |  |  | No | R-410A | 2.7 | Residential & Commercial | Ducted CEE Tier 1
211227896 | Central HP <5.4 tons | AIRQUEST | HRCU-A-CB (Split System: Heat Pump with Remote Outdoor Unit-Air-Source) | DLCURAH36ABK |  |  | EA*4X42L24A* | *80ESU0802120A | 37000 | 15.5 | 8.5 | 40000 | 35200 | 88% | 1.96 | 0 | 10 |  |  |  | No | R-410A | 3.0833 | Residential & Commercial | Ducted CEE Tier 1
216453101 | Central HP <5.4 tons | TRANE | HRCU-A-CB (Split System: Heat Pump with Remote Outdoor Unit-Air-Source) | 5TWV0X36A1 |  |  | 5PX*B006AS3 | S8V2B080M4PCB | 35400 | 20 | 9.7 | 32600 | 25200 | 77.3% | 2.1 | 0 | 12.5 |  |  |  | No | R-454B | 2.95 | Residential & Commercial | Ducted CEE Tier 1
216453135 | Central HP <5.4 tons | TRANE | HRCU-A-CB (Split System: Heat Pump with Remote Outdoor Unit-Air-Source) | 5TWV0X36A1 |  |  | 5TXCD008AS3 | S8V2D120M5PCB | 35800 | 20.6 | 10 | 32200 | 25000 | 77.64% | 2.2 | 0 | 13 |  |  |  | No | R-454B | 2.9833 | Residential & Commercial | Ducted CEE Tier 1
215869102 | Central HP <5.4 tons | TRANE | HRCU-A-CB (Split System: Heat Pump with Remote Outdoor Unit-Air-Source) | 5TWV8X36A1 |  |  | 5TXCB004AS3 | S9V2B060U4VSB+LRP | 31800 | 18.1 | 8.5 | 33000 | 25400 | 76.97% | 2 | 0 | 10 |  |  |  | No | R-454B | 2.65 | Residential & Commercial | Ducted CEE Tier 1
215934073 | Central HP <5.4 tons | TEMPSTAR | HRCU-A-CB (Split System: Heat Pump with Remote Outdoor Unit-Air-Source) | T5H3V48*K*AAA* |  |  | EA*5X48M21A*+WALLCON | *97CMN0802120B* | 43500 | 20.5 | 9.5 | 48000 | 36600 | 76.25% | 2 | 0 | 10.5 |  |  |  | No | R-454B | 3.625 | Residential & Commercial | Ducted CEE Tier 1
215319044 | Central HP <5.4 tons | KENMORE | HRCU-A-CB (Split System: Heat Pump with Remote Outdoor Unit-Air-Source) | D5CSHAH18AAK |  |  | D5FSAAH18XBK |  | 18000 | 18.2 | 10.1 | 19500 | 18000 | 92.31% | 2.2 | 0 | 12 |  |  |  | No | R-454B | 1.5 | Residential & Commercial | Ducted CEE Tier 1
215932643 | Central HP <5.4 tons | TEMPSTAR | HRCU-A-CB (Split System: Heat Pump with Remote Outdoor Unit-Air-Source) | T5H3V36*K*AAA* |  |  | EA*5X60M24A*+WALLCON | *96CTN1002122B* | 34000 | 20.5 | 9.5 | 34000 | 25800 | 75.88% | 2.06 | 0 | 12 |  |  |  | No | R-454B | 2.8333 | Residential & Commercial | Ducted CEE Tier 1
215932843 | Central HP <5.4 tons | TEMPSTAR | HRCU-A-CB (Split System: Heat Pump with Remote Outdoor Unit-Air-Source) | T5H3V36*K*AAA* |  |  | EA*5X61M21A*+WALLCON | *96CTN1002122B* | 34400 | 20.5 | 9.5 | 34200 | 26000 | 76.02% | 2.06 | 0 | 12 |  |  |  | No | R-454B | 2.8667 | Residential & Commercial | Ducted CEE Tier 1
215933043 | Central HP <5.4 tons | TEMPSTAR | HRCU-A-CB (Split System: Heat Pump with Remote Outdoor Unit-Air-Source) | T5H3V36*K*AAA* |  |  | ESH5X36M12A*+WALLCON | *80CSU0601716A* | 33200 | 19 | 9 | 34800 | 26800 | 77.01% | 1.92 | 0 | 11 |  |  |  | No | R-454B | 2.7667 | Residential & Commercial | Ducted CEE Tier 1
215933343 | Central HP <5.4 tons | TEMPSTAR | HRCU-A-CB (Split System: Heat Pump with Remote Outdoor Unit-Air-Source) | T5H3V36*K*AAA* |  |  | ESH5X42M12A*+WALLCON | *80CTL0901716B* | 33600 | 19 | 9 | 34800 | 26600 | 76.44% | 1.92 | 0 | 11 |  |  |  | No | R-454B | 2.8 | Residential & Commercial | Ducted CEE Tier 1
215933283 | Central HP <5.4 tons | TEMPSTAR | HRCU-A-CB (Split System: Heat Pump with Remote Outdoor Unit-Air-Source) | T5H3V36*K*AAA* |  |  | ESH5X42M12A*+WALLCON | *80CSU0601716A* | 33400 | 19.5 | 9 | 34800 | 26600 | 76.44% | 1.94 | 0 | 11 |  |  |  | No | R-454B | 2.7833 | Residential & Commercial | Ducted CEE Tier 1
215933303 | Central HP <5.4 tons | TEMPSTAR | HRCU-A-CB (Split System: Heat Pump with Remote Outdoor Unit-Air-Source) | T5H3V36*K*AAA* |  |  | ESH5X42M12A*+WALLCON | *80CTL0451712B* | 33200 | 18.5 | 9 | 35600 | 27400 | 76.97% | 1.9 | 0 | 10.5 |  |  |  | No | R-454B | 2.7667 | Residential & Commercial | Ducted CEE Tier 1
215933483 | Central HP <5.4 tons | TEMPSTAR | HRCU-A-CB (Split System: Heat Pump with Remote Outdoor Unit-Air-Source) | T5H3V36*K*AAA* |  |  | ESH5X42M12A*+WALLCON | *96CTN0801714B* | 33400 | 19 | 9 | 35000 | 26800 | 76.57% | 1.9 | 0 | 11 |  |  |  | No | R-454B | 2.7833 | Residential & Commercial | Ducted CEE Tier 1
214630462 | Central HP <5.4 tons | CARRIER | HRCU-A-CB (Split System: Heat Pump with Remote Outdoor Unit-Air-Source) | 25VNA837A*030* | ADP |  | PL36H210P299 | 59CU5A080C21**20 | 32400 | 18 | 8.1 | 30600 | 24200 | 79.08% | 1.98 | 0 | 11.7 |  |  |  | No | R-410A | 2.7 | Residential & Commercial | Ducted CEE Tier 1
214630466 | Central HP <5.4 tons | CARRIER | HRCU-A-CB (Split System: Heat Pump with Remote Outdoor Unit-Air-Source) | 25VNA837A*030* | ADP |  | C36A***L539 | 59CU5A100C21**22 | 32400 | 18 | 8.1 | 30600 | 24200 | 79.08% | 1.98 | 0 | 11.7 |  |  |  | No | R-410A | 2.7 | Residential & Commercial | Ducted CEE Tier 1
214630412 | Central HP <5.4 tons | CARRIER | HRCU-A-CB (Split System: Heat Pump with Remote Outdoor Unit-Air-Source) | 25VNA825A*032* | ADP |  | PL36H210P749 | 59MN7C060C17**14 | 23400 | 16 | 8.1 | 20000 | 16300 | 81.5% | 1.94 | 0 | 11 |  |  |  | No | R-410A | 1.95 | Residential & Commercial | Ducted CEE Tier 1
214630415 | Central HP <5.4 tons | CARRIER | HRCU-A-CB (Split System: Heat Pump with Remote Outdoor Unit-Air-Source) | 25VNA825A*032* | ADP |  | PL36H210P299 | 59TN6B060C17**14 | 24400 | 16 | 8.1 | 19600 | 16300 | 83.16% | 2.02 | 0 | 11 |  |  |  | No | R-410A | 2.0333 | Residential & Commercial | Ducted CEE Tier 1
213771387 | Central HP <5.4 tons | HEIL | HRCU-A-CB (Split System: Heat Pump with Remote Outdoor Unit-Air-Source) | HVH825GKA2* |  |  | EA*4X42L24A*+WALLCON | *80CTL1352422B* | 23800 | 16.5 | 8.1 | 21400 | 16600 | 77.57% | 1.96 | 0 | 11 |  |  |  | No | R-410A | 1.9833 | Residential & Commercial | Ducted CEE Tier 1
213771437 | Central HP <5.4 tons | HEIL | HRCU-A-CB (Split System: Heat Pump with Remote Outdoor Unit-Air-Source) | HVH825GKA2* |  |  | EA*4X43L21A*+WALLCON | *80CTL0451712B* | 24200 | 16.5 | 8.1 | 21200 | 16700 | 78.77% | 2.02 | 0 | 10.5 |  |  |  | No | R-410A | 2.0167 | Residential & Commercial | Ducted CEE Tier 1
215318975 | Central HP <5.4 tons | HEIL | HRCU-A-CB (Split System: Heat Pump with Remote Outdoor Unit-Air-Source) | D5CUHAH36AAK |  |  | D5FUAAH36XAK |  | 36000 | 17.4 | 10.3 | 37000 | 39000 | 105.4% | 1.9 | 0 | 11.7 |  |  |  | No | R-454B | 3 | Residential & Commercial | Ducted CEE Tier 1
213771433 | Central HP <5.4 tons | KENMORE | HRCU-A-CB (Split System: Heat Pump with Remote Outdoor Unit-Air-Source) | (C,H,T)VH825GKA2* |  |  | EA*4X42L24A*+WALLCON | *96CTN1202422B* | 23800 | 17 | 8.1 | 21400 | 16600 | 77.57% | 1.96 | 0 | 11 |  |  |  | No | R-410A | 1.9833 | Residential & Commercial | Ducted CEE Tier 1
211228130 | Central HP <5.4 tons | AIRQUEST | HRCU-A-CB (Split System: Heat Pump with Remote Outdoor Unit-Air-Source) | DLCURAH36ABK |  |  | EA*4X42L24A* | *96VTN1002122A* | 35400 | 16.5 | 8.1 | 38500 | 35000 | 90.91% | 1.88 | 0 | 10 |  |  |  | No | R-410A | 2.95 | Residential & Commercial | Ducted CEE Tier 1
215289774 | Central HP <5.4 tons | AIRQUEST | HRCU-A-CB (Split System: Heat Pump with Remote Outdoor Unit-Air-Source) | DLCURAH18ABK | ADP |  | HG8J936 | *96MSN0261410A* | 17200 | 20 | 8.1 | 16700 | 18800 | 112.6% | 2.3 | 0 | 10.5 |  |  |  | No | R-410A | 1.4333 | Residential & Commercial | Ducted CEE Tier 1
215289783 | Central HP <5.4 tons | AIRQUEST | HRCU-A-CB (Split System: Heat Pump with Remote Outdoor Unit-Air-Source) | DLCURAH18ABK | ADP |  | H,GE23936 | *96MSN0401410A* | 17200 | 16 | 8.5 | 16900 | 19100 | 113% | 2.34 | 0 | 10 |  |  |  | No | R-410A | 1.4333 | Residential & Commercial | Ducted CEE Tier 1
215289785 | Central HP <5.4 tons | AIRQUEST | HRCU-A-CB (Split System: Heat Pump with Remote Outdoor Unit-Air-Source) | DLCURAH18ABK | ADP |  | H,GE24936 | *96MSN0401410A* | 17400 | 16 | 8.5 | 16900 | 19100 | 113% | 2.34 | 0 | 10.5 |  |  |  | No | R-410A | 1.45 | Residential & Commercial | Ducted CEE Tier 1
215289801 | Central HP <5.4 tons | AIRQUEST | HRCU-A-CB (Split System: Heat Pump with Remote Outdoor Unit-Air-Source) | DLCURAH18ABK | ADP |  | HG33936 | *96MSN0401410A* | 17400 | 16 | 8.5 | 16900 | 19100 | 113% | 2.34 | 0 | 10.5 |  |  |  | No | R-410A | 1.45 | Residential & Commercial | Ducted CEE Tier 1
215289808 | Central HP <5.4 tons | AIRQUEST | HRCU-A-CB (Split System: Heat Pump with Remote Outdoor Unit-Air-Source) | DLCURAH18ABK | ADP |  | H,GG35936 | *96MSN0401410A* | 17500 | 16 | 8.1 | 16600 | 18300 | 110.2% | 2.24 | 0 | 11 |  |  |  | No | R-410A | 1.4583 | Residential & Commercial | Ducted CEE Tier 1
215289810 | Central HP <5.4 tons | AIRQUEST | HRCU-A-CB (Split System: Heat Pump with Remote Outdoor Unit-Air-Source) | DLCURAH18ABK | ADP |  | H,GG36936 | *96MSN0401410A* | 17600 | 16 | 8.1 | 16600 | 18300 | 110.2% | 2.24 | 0 | 11 |  |  |  | No | R-410A | 1.4667 | Residential & Commercial | Ducted CEE Tier 1
215289867 | Central HP <5.4 tons | AIRQUEST | HRCU-A-CB (Split System: Heat Pump with Remote Outdoor Unit-Air-Source) | DLCURAH18ABK | ADP |  | H,GG9J936 | *96MSN0401712A* | 17500 | 15.2 | 8.5 | 17100 | 18800 | 109.9% | 2.3 | 0 | 10.5 |  |  |  | No | R-410A | 1.4583 | Residential & Commercial | Ducted CEE Tier 1
215289876 | Central HP <5.4 tons | AIRQUEST | HRCU-A-CB (Split System: Heat Pump with Remote Outdoor Unit-Air-Source) | DLCURAH18ABK | ADP |  | H,GG31924 | *96MSN0601412A* | 17100 | 16 | 8.5 | 17000 | 19400 | 114.1% | 2.38 | 0 | 10 |  |  |  | No | R-410A | 1.425 | Residential & Commercial | Ducted CEE Tier 1
212578268 | Central HP <5.4 tons | CARRIER | HRCU-A-CB (Split System: Heat Pump with Remote Outdoor Unit-Air-Source) | 25VNA837A*031* | ADP |  | H,PG53936 | 59TN6B120C24**22 | 32800 | 18 | 8.5 | 30200 | 24400 | 80.79% | 2 | 0 | 11.7 |  |  |  | No | R-410A | 2.7333 | Residential & Commercial | Ducted CEE Tier 1
215933503 | Central HP <5.4 tons | TEMPSTAR | HRCU-A-CB (Split System: Heat Pump with Remote Outdoor Unit-Air-Source) | T5H3V36*K*AAA* |  |  | ESH5X42M12A*+WALLCON | *96CTN1202422B* | 33600 | 19 | 9 | 34600 | 26600 | 76.88% | 1.94 | 0 | 11.5 |  |  |  | No | R-454B | 2.8 | Residential & Commercial | Ducted CEE Tier 1
215933663 | Central HP <5.4 tons | TEMPSTAR | HRCU-A-CB (Split System: Heat Pump with Remote Outdoor Unit-Air-Source) | T5H3V36*K*AAA* |  |  | ESH5X48M12A*+WALLCON | *97CMN0801714B* | 33400 | 19 | 9 | 35200 | 27000 | 76.7% | 1.92 | 0 | 11 |  |  |  | No | R-454B | 2.7833 | Residential & Commercial | Ducted CEE Tier 1
215933833 | Central HP <5.4 tons | TEMPSTAR | HRCU-A-CB (Split System: Heat Pump with Remote Outdoor Unit-Air-Source) | T5H3V36*K*AAA* |  |  | ESH5X60M12A*+WALLCON | *95CSU0601716B* | 34000 | 19 | 9 | 34800 | 26400 | 75.86% | 1.92 | 0 | 11 |  |  |  | No | R-454B | 2.8333 | Residential & Commercial | Ducted CEE Tier 1
215934633 | Central HP <5.4 tons | TEMPSTAR | HRCU-A-CB (Split System: Heat Pump with Remote Outdoor Unit-Air-Source) | T5H3V36*K*AAA* |  |  | EVM5X25M17A*+WALLCON | *97CMN0601714B* | 34000 | 20 | 8.1 | 38000 | 27200 | 71.58% | 2 | 0 | 11 |  |  |  | No | R-454B | 2.8333 | Residential & Commercial | Ducted CEE Tier 1
215934783 | Central HP <5.4 tons | TEMPSTAR | HRCU-A-CB (Split System: Heat Pump with Remote Outdoor Unit-Air-Source) | T5H3V36*K*AAA* |  |  | EVM5X44M21A*+WALLCON | *80CSU0401712A* | 35600 | 22 | 8.5 | 38000 | 28800 | 75.79% | 2.02 | 0 | 12 |  |  |  | No | R-454B | 2.9667 | Residential & Commercial | Ducted CEE Tier 1
215933123 | Central HP <5.4 tons | TEMPSTAR | HRCU-A-CB (Split System: Heat Pump with Remote Outdoor Unit-Air-Source) | T5H3V36*K*AAA* |  |  | ESH5X36M12A*+WALLCON | *80CTL1102120B* | 33400 | 19 | 9 | 34800 | 26600 | 76.44% | 1.92 | 0 | 11.5 |  |  |  | No | R-454B | 2.7833 | Residential & Commercial | Ducted CEE Tier 1
212552549 | Central HP <5.4 tons | DAY & NIGHT | HRCU-A-CB (Split System: Heat Pump with Remote Outdoor Unit-Air-Source) | CVH837GKA** | ADP |  | V,G36H175P159 | *80CTL0701716A* | 32000 | 17 | 8.5 | 31000 | 30000 | 96.77% | 2 | 0 | 11 |  |  |  | No | R-410A | 2.6667 | Residential & Commercial | Ducted CEE Tier 1
212603130 | Central HP <5.4 tons | DAY & NIGHT | HRCU-A-CB (Split System: Heat Pump with Remote Outdoor Unit-Air-Source) | DLCURAH24ABK | ADP |  | PL36H175P159 | *80ESU0601716A | 25000 | 17 | 8.5 | 25000 | 21400 | 85.6% | 1.82 | 0 | 10.5 |  |  |  | No | R-410A | 2.0833 | Residential & Commercial | Ducted CEE Tier 1
212603162 | Central HP <5.4 tons | DAY & NIGHT | HRCU-A-CB (Split System: Heat Pump with Remote Outdoor Unit-Air-Source) | DLCURAH24ABK | ADP |  | PL36H175P159 | *80VTL0701716A* | 24200 | 17 | 8.1 | 24600 | 22600 | 91.87% | 1.9 | 0 | 10.5 |  |  |  | No | R-410A | 2.0167 | Residential & Commercial | Ducted CEE Tier 1
212603180 | Central HP <5.4 tons | DAY & NIGHT | HRCU-A-CB (Split System: Heat Pump with Remote Outdoor Unit-Air-Source) | DLCURAH24ABK | ADP |  | FG81936 | *92ESN0801716A* | 24600 | 17 | 8.5 | 24000 | 21000 | 87.5% | 1.8 | 0 | 10.5 |  |  |  | No | R-410A | 2.05 | Residential & Commercial | Ducted CEE Tier 1
212603187 | Central HP <5.4 tons | DAY & NIGHT | HRCU-A-CB (Split System: Heat Pump with Remote Outdoor Unit-Air-Source) | DLCURAH24ABK | ADP |  | FG33936 | *95ESN0801716A* | 24800 | 15.2 | 8.5 | 25200 | 21600 | 85.71% | 1.8 | 0 | 10 |  |  |  | No | R-410A | 2.0667 | Residential & Commercial | Ducted CEE Tier 1
212603205 | Central HP <5.4 tons | DAY & NIGHT | HRCU-A-CB (Split System: Heat Pump with Remote Outdoor Unit-Air-Source) | DLCURAH24ABK | ADP |  | FG80936 | *96VSN0401410A* | 23400 | 16 | 8.5 | 24000 | 23400 | 97.5% | 1.96 | 0 | 10 |  |  |  | No | R-410A | 1.95 | Residential & Commercial | Ducted CEE Tier 1
215319045 | Central HP <5.4 tons | KENMORE | HRCU-A-CB (Split System: Heat Pump with Remote Outdoor Unit-Air-Source) | D5CSHAH24AAK |  |  | D5FSAAH24XBK |  | 23000 | 18.8 | 10 | 26000 | 23600 | 90.77% | 2.16 | 0 | 12 |  |  |  | No | R-454B | 1.9167 | Residential & Commercial | Ducted CEE Tier 1
211240938 | Central HP <5.4 tons | DAY & NIGHT | HRCU-A-CB (Split System: Heat Pump with Remote Outdoor Unit-Air-Source) | DLCURAH24ABK |  |  | EA*4X25L17A* | *80ESU0401712A* | 24600 | 17.5 | 8.5 | 25400 | 21200 | 83.46% | 1.8 | 0 | 10.5 |  |  |  | No | R-410A | 2.05 | Residential & Commercial | Ducted CEE Tier 1
211241036 | Central HP <5.4 tons | DAY & NIGHT | HRCU-A-CB (Split System: Heat Pump with Remote Outdoor Unit-Air-Source) | DLCURAH24ABK |  |  | EA*4X25L17A* | *96VTN0601412A* | 24000 | 16.5 | 8.1 | 25200 | 21600 | 85.71% | 1.82 | 0 | 10 |  |  |  | No | R-410A | 2 | Residential & Commercial | Ducted CEE Tier 1
211241170 | Central HP <5.4 tons | DAY & NIGHT | HRCU-A-CB (Split System: Heat Pump with Remote Outdoor Unit-Air-Source) | DLCURAH24ABK |  |  | EA*4X25L17A* | *92ESN0401410A* | 24800 | 15.5 | 8.5 | 26000 | 21200 | 81.54% | 1.76 | 0 | 10 |  |  |  | No | R-410A | 2.0667 | Residential & Commercial | Ducted CEE Tier 1
211241313 | Central HP <5.4 tons | DAY & NIGHT | HRCU-A-CB (Split System: Heat Pump with Remote Outdoor Unit-Air-Source) | DLCURAH24ABK |  |  | EA*4X30L14A* | *96VTN0601412A* | 23400 | 16.5 | 8.5 | 25800 | 24200 | 93.8% | 2 | 0 | 10 |  |  |  | No | R-410A | 1.95 | Residential & Commercial | Ducted CEE Tier 1
211241379 | Central HP <5.4 tons | DAY & NIGHT | HRCU-A-CB (Split System: Heat Pump with Remote Outdoor Unit-Air-Source) | DLCURAH24ABK |  |  | EA*4X30L17A* | *80VSL0451412A* | 23400 | 16.5 | 8.5 | 25800 | 24400 | 94.57% | 2.02 | 0 | 10 |  |  |  | No | R-410A | 1.95 | Residential & Commercial | Ducted CEE Tier 1
215935734 | Central HP <5.4 tons | CARRIER | HRCU-A-CB (Split System: Heat Pump with Remote Outdoor Unit-Air-Source) | 27VNA336A*030* |  |  | CVAVA3621XMA*+UI | 59MN7C080C21**20 | 34400 | 20.5 | 8.5 | 38500 | 28200 | 73.25% | 2.04 | 0 | 11.7 |  |  |  | No | R-454B | 2.8667 | Residential & Commercial | Ducted CEE Tier 1
215935984 | Central HP <5.4 tons | CARRIER | HRCU-A-CB (Split System: Heat Pump with Remote Outdoor Unit-Air-Source) | 27VNA336A*030* |  |  | CVAVA4221XMA*+UI | 58TN*B070C17**16 | 34200 | 20.5 | 8.5 | 39000 | 28400 | 72.82% | 2.02 | 0 | 11.5 |  |  |  | No | R-454B | 2.85 | Residential & Commercial | Ducted CEE Tier 1
215936084 | Central HP <5.4 tons | CARRIER | HRCU-A-CB (Split System: Heat Pump with Remote Outdoor Unit-Air-Source) | 27VNA336A*030* |  |  | CVAVA4221XMA*+UI | 59MN7C080C17**14 | 34200 | 20.5 | 8.5 | 39000 | 28600 | 73.33% | 2.02 | 0 | 11.5 |  |  |  | No | R-454B | 2.85 | Residential & Commercial | Ducted CEE Tier 1
212552644 | Central HP <5.4 tons | DAY & NIGHT | HRCU-A-CB (Split System: Heat Pump with Remote Outdoor Unit-Air-Source) | CVH848GKA** | ADP |  | FG84960 | *95CSU0802120A* | 46000 | 17 | 8.5 | 44000 | 34600 | 78.64% | 2 | 0 | 10 |  |  |  | No | R-410A | 3.8333 | Residential & Commercial | Ducted CEE Tier 1
212552646 | Central HP <5.4 tons | DAY & NIGHT | HRCU-A-CB (Split System: Heat Pump with Remote Outdoor Unit-Air-Source) | CVH848GKA** | ADP |  | PL48H210P299 | *95CSU1002122A* | 46000 | 17 | 8.5 | 44000 | 34400 | 78.18% | 2 | 0 | 10 |  |  |  | No | R-410A | 3.8333 | Residential & Commercial | Ducted CEE Tier 1
212552680 | Central HP <5.4 tons | DAY & NIGHT | HRCU-A-CB (Split System: Heat Pump with Remote Outdoor Unit-Air-Source) | CVH848GKA** | ADP |  | FG84948 | *97CMN1002122A* | 46000 | 17 | 8.5 | 44000 | 34600 | 78.64% | 2 | 0 | 10 |  |  |  | No | R-410A | 3.8333 | Residential & Commercial | Ducted CEE Tier 1
213607804 | Central HP <5.4 tons | HEIL | HRCU-A-CB (Split System: Heat Pump with Remote Outdoor Unit-Air-Source) | DLCURAH48ABK |  |  | FTMA4B60L0D* |  | 48500 | 17 | 8.5 | 48500 | 34000 | 70.1% | 2.02 | 0 | 10 |  |  |  | No | R-410A | 4.0417 | Residential & Commercial | Ducted CEE Tier 1
215319038 | Central HP <5.4 tons | KENMORE | HRCU-A-CB (Split System: Heat Pump with Remote Outdoor Unit-Air-Source) | D5CURAH36AAK |  |  | D5FUAAH36XAK |  | 36000 | 16.2 | 8.7 | 36000 | 27000 | 75% | 2 | 0 | 10 |  |  |  | No | R-454B | 3 | Residential & Commercial | Ducted CEE Tier 1
210472928 | Central HP <5.4 tons | TEMPSTAR | HRCU-A-CB (Split System: Heat Pump with Remote Outdoor Unit-Air-Source) | TVH825GKA3* |  |  | EA*4X42L21A*+WALLCON | *97CMN0601714A* | 23600 | 16 | 8.1 | 21600 | 16800 | 77.78% | 1.94 | 0 | 10.5 |  |  |  | No | R-410A | 1.9667 | Residential & Commercial | Ducted CEE Tier 1
210473280 | Central HP <5.4 tons | TEMPSTAR | HRCU-A-CB (Split System: Heat Pump with Remote Outdoor Unit-Air-Source) | TVH825GKA3* |  |  | EA*4X48L21A*+WALLCON | *95CSU0802120A* | 24200 | 17 | 8.1 | 21000 | 16500 | 78.57% | 2.02 | 0 | 11 |  |  |  | No | R-410A | 2.0167 | Residential & Commercial | Ducted CEE Tier 1
212555752 | Central HP <5.4 tons | DAY & NIGHT | HRCU-A-CB (Split System: Heat Pump with Remote Outdoor Unit-Air-Source) | CVH848GKA2* | ADP |  | FG49960 | *96CTN1002122A* | 45500 | 17 | 8.5 | 43500 | 34400 | 79.08% | 2 | 0 | 10 |  |  |  | No | R-410A | 3.7917 | Residential & Commercial | Ducted CEE Tier 1
212555754 | Central HP <5.4 tons | DAY & NIGHT | HRCU-A-CB (Split System: Heat Pump with Remote Outdoor Unit-Air-Source) | CVH848GKA2* | ADP |  | FG49960 | *96CTN1202422A* | 45500 | 17 | 8.1 | 44500 | 31400 | 70.56% | 2.24 | 0 | 10.5 |  |  |  | No | R-410A | 3.7917 | Residential & Commercial | Ducted CEE Tier 1
212380538 | Central HP <5.4 tons | CARRIER | HRCU-A-CB (Split System: Heat Pump with Remote Outdoor Unit-Air-Source) | 25VNA424A*031* | ADP |  | PL36H175P159 | 58TN*A070C17**16 | 23400 | 20 | 8.5 | 25000 | 19400 | 77.6% | 2.46 | 0 | 13.5 |  |  |  | No | R-410A | 1.95 | Residential & Commercial | Ducted CEE Tier 1
216453083 | Central HP <5.4 tons | TRANE | HRCU-A-CB (Split System: Heat Pump with Remote Outdoor Unit-Air-Source) | 5TWV0X24A1 |  |  | 5PX*BD06AS3 | S8V2B080M4PDB | 22000 | 21.4 | 10 | 23400 | 18100 | 77.35% | 2.2 | 0 | 11.7 |  |  |  | No | R-454B | 1.8333 | Residential & Commercial | Ducted CEE Tier 1
212380586 | Central HP <5.4 tons | CARRIER | HRCU-A-CB (Split System: Heat Pump with Remote Outdoor Unit-Air-Source) | 25VNA424A*031* | ADP |  | C36A***L129 | 59TN6B060C17**14 | 23000 | 20 | 8.1 | 25000 | 19600 | 78.4% | 2.4 | 0 | 13 |  |  |  | No | R-410A | 1.9167 | Residential & Commercial | Ducted CEE Tier 1
212380593 | Central HP <5.4 tons | CARRIER | HRCU-A-CB (Split System: Heat Pump with Remote Outdoor Unit-Air-Source) | 25VNA424A*031* | ADP |  | V,C36H175P139 | 59TN6B060C17**14 | 23400 | 20 | 8.1 | 25000 | 19500 | 78% | 2.44 | 0 | 13 |  |  |  | No | R-410A | 1.95 | Residential & Commercial | Ducted CEE Tier 1
211241397 | Central HP <5.4 tons | DAY & NIGHT | HRCU-A-CB (Split System: Heat Pump with Remote Outdoor Unit-Air-Source) | DLCURAH24ABK |  |  | EA*4X30L17A* | *96VSN0601714A* | 23400 | 16.5 | 8.5 | 25800 | 24200 | 93.8% | 2.02 | 0 | 10 |  |  |  | No | R-410A | 1.95 | Residential & Commercial | Ducted CEE Tier 1
211241665 | Central HP <5.4 tons | DAY & NIGHT | HRCU-A-CB (Split System: Heat Pump with Remote Outdoor Unit-Air-Source) | DLCURAH24ABK |  |  | EA*4X30L17A* | *80ES(N,L)0701712A* | 24400 | 16.5 | 8.5 | 26400 | 22800 | 86.36% | 1.88 | 0 | 10 |  |  |  | No | R-410A | 2.0333 | Residential & Commercial | Ducted CEE Tier 1
211245275 | Central HP <5.4 tons | AIRQUEST | HRCU-A-CB (Split System: Heat Pump with Remote Outdoor Unit-Air-Source) | DLCURAH24ABK |  |  | EN(A,D,W)4X36L17** | OMV112K14A | 24000 | 16 | 8.1 | 26400 | 23000 | 87.12% | 1.88 | 0 | 10 |  |  |  | No | R-410A | 2 | Residential & Commercial | Ducted CEE Tier 1
211245566 | Central HP <5.4 tons | AIRQUEST | HRCU-A-CB (Split System: Heat Pump with Remote Outdoor Unit-Air-Source) | DLCURAH24ABK |  |  | EN(A,D)4X36L21** | *96VTN1002120A* | 23800 | 16.5 | 8.1 | 26000 | 23400 | 90% | 1.94 | 0 | 10.5 |  |  |  | No | R-410A | 1.9833 | Residential & Commercial | Ducted CEE Tier 1
211245950 | Central HP <5.4 tons | AIRQUEST | HRCU-A-CB (Split System: Heat Pump with Remote Outdoor Unit-Air-Source) | DLCURAH24ABK |  |  | FM(C,U)4Z30**AL* |  | 24200 | 18 | 9 | 26600 | 23000 | 86.47% | 1.92 | 0 | 10.5 |  |  |  | No | R-410A | 2.0167 | Residential & Commercial | Ducted CEE Tier 1
204298680 | Central HP <5.4 tons | COMFORTMAKER | HRCU-A-CB (Split System: Heat Pump with Remote Outdoor Unit-Air-Source) | CVH837GKA** |  |  | EA*4X36L21A*+WALLCON | *80CTL0902120A* | 31600 | 17 | 8.1 | 33200 | 24200 | 72.89% | 1.86 | 11 | 11 |  |  |  | No | R-410A | 2.6333 | Residential & Commercial | Ducted CEE Tier 1
212555704 | Central HP <5.4 tons | DAY & NIGHT | HRCU-A-CB (Split System: Heat Pump with Remote Outdoor Unit-Air-Source) | CVH825GKA3* | ADP |  | FG82936 | *80CTL0701412A* | 24400 | 17 | 8.1 | 19600 | 17800 | 90.82% | 2.22 | 0 | 11 |  |  |  | No | R-410A | 2.0333 | Residential & Commercial | Ducted CEE Tier 1
206135657 | Central HP <5.4 tons | COMFORTMAKER | HRCU-A-CB (Split System: Heat Pump with Remote Outdoor Unit-Air-Source) | CVH837GKA** |  |  | EA*4X37L21A*+WALLCON | *80CSU0401712A* | 32800 | 17.5 | 8.5 | 33000 | 25200 | 76.36% | 1.98 | 12 | 11 |  |  |  | No | R-410A | 2.7333 | Residential & Commercial | Ducted CEE Tier 1
206135737 | Central HP <5.4 tons | COMFORTMAKER | HRCU-A-CB (Split System: Heat Pump with Remote Outdoor Unit-Air-Source) | CVH837GKA** |  |  | EA*4X43L21A*+WALLCON | *80CSU0601716A* | 32800 | 17 | 8.5 | 33000 | 25200 | 76.36% | 1.96 | 12 | 11 |  |  |  | No | R-410A | 2.7333 | Residential & Commercial | Ducted CEE Tier 1
206135757 | Central HP <5.4 tons | COMFORTMAKER | HRCU-A-CB (Split System: Heat Pump with Remote Outdoor Unit-Air-Source) | CVH837GKA** |  |  | EA*4X43L21A*+WALLCON | *80CSU1002120A* | 32800 | 17 | 8.5 | 33000 | 25200 | 76.36% | 1.98 | 12 | 11 |  |  |  | No | R-410A | 2.7333 | Residential & Commercial | Ducted CEE Tier 1
206136289 | Central HP <5.4 tons | COMFORTMAKER | HRCU-A-CB (Split System: Heat Pump with Remote Outdoor Unit-Air-Source) | CVH837GKA** |  |  | EN(A,D,W)4X48L21**+WALLCON | *95CSU1002122A* | 32400 | 17.5 | 8.1 | 32800 | 24600 | 75% | 1.98 | 12 | 11.7 |  |  |  | No | R-410A | 2.7 | Residential & Commercial | Ducted CEE Tier 1
206136355 | Central HP <5.4 tons | COMFORTMAKER | HRCU-A-CB (Split System: Heat Pump with Remote Outdoor Unit-Air-Source) | CVH837GKA** |  |  | EHD4X48AAL+WALLCON | *95CSU0802120A* | 32600 | 17 | 8.1 | 33000 | 24800 | 75.15% | 1.98 | 11.5 | 11 |  |  |  | No | R-410A | 2.7167 | Residential & Commercial | Ducted CEE Tier 1
211241482 | Central HP <5.4 tons | DAY & NIGHT | HRCU-A-CB (Split System: Heat Pump with Remote Outdoor Unit-Air-Source) | DLCURAH24ABK |  |  | EA*4X30L17A* | *80VSL0451716A* | 24200 | 16.5 | 8.5 | 26400 | 23000 | 87.12% | 1.9 | 0 | 10 |  |  |  | No | R-410A | 2.0167 | Residential & Commercial | Ducted CEE Tier 1
211241766 | Central HP <5.4 tons | DAY & NIGHT | HRCU-A-CB (Split System: Heat Pump with Remote Outdoor Unit-Air-Source) | DLCURAH24ABK |  |  | EA*4X30L17A* | *80ES(N,L)0701412A* | 24200 | 16.5 | 8.5 | 26400 | 22800 | 86.36% | 1.88 | 0 | 10 |  |  |  | No | R-410A | 2.0167 | Residential & Commercial | Ducted CEE Tier 1
216440158 | Central HP <5.4 tons | TRANE | HRCU-A-CB (Split System: Heat Pump with Remote Outdoor Unit-Air-Source) | 5TWV0X36A1 |  |  | 5TXCB006AS3 | S9V2B040D3VSB+LRP | 32600 | 17.6 | 9.4 | 31800 | 23800 | 74.84% | 2.1 | 0 | 11.7 |  |  |  | No | R-454B | 2.7167 | Residential & Commercial | Ducted CEE Tier 1
216440222 | Central HP <5.4 tons | TRANE | HRCU-A-CB (Split System: Heat Pump with Remote Outdoor Unit-Air-Source) | 5TWV0X36A1 |  |  | 5TXCC009AS3 | S9V2C080U5PSC+LRP | 34800 | 20 | 9.4 | 32400 | 23800 | 73.46% | 2.1 | 0 | 12.7 |  |  |  | No | R-454B | 2.9 | Residential & Commercial | Ducted CEE Tier 1
212383366 | Central HP <5.4 tons | AIRQUEST | HRCU-A-CB (Split System: Heat Pump with Remote Outdoor Unit-Air-Source) | DLCURAH36ABK |  |  | EA*4X36L21A* | *80ESU0802120A | 36600 | 15.2 | 8.1 | 40000 | 35400 | 88.5% | 1.88 | 0 | 10 |  |  |  | No | R-410A | 3.05 | Residential & Commercial | Ducted CEE Tier 1
215289899 | Central HP <5.4 tons | AIRQUEST | HRCU-A-CB (Split System: Heat Pump with Remote Outdoor Unit-Air-Source) | DLCURAH18ABK | ADP |  | HG35936 | *96MSN0601412A* | 17400 | 16 | 8.5 | 16500 | 18300 | 110.9% | 2.26 | 0 | 10.5 |  |  |  | No | R-410A | 1.45 | Residential & Commercial | Ducted CEE Tier 1
211261374 | Central HP <5.4 tons | DAY & NIGHT | HRCU-A-CB (Split System: Heat Pump with Remote Outdoor Unit-Air-Source) | DLCURAH18ABK |  |  | EA*4X30L14A* | *96VTN0401410A* | 17500 | 16 | 8.5 | 18100 | 18600 | 102.8% | 2.24 | 0 | 10.5 |  |  |  | No | R-410A | 1.4583 | Residential & Commercial | Ducted CEE Tier 1
211261525 | Central HP <5.4 tons | DAY & NIGHT | HRCU-A-CB (Split System: Heat Pump with Remote Outdoor Unit-Air-Source) | DLCURAH18ABK |  |  | EA*4X30L17A* | *80VSL0451412A* | 17900 | 16 | 8.5 | 18400 | 18500 | 100.5% | 2.22 | 0 | 10.5 |  |  |  | No | R-410A | 1.4917 | Residential & Commercial | Ducted CEE Tier 1
215289935 | Central HP <5.4 tons | AIRQUEST | HRCU-A-CB (Split System: Heat Pump with Remote Outdoor Unit-Air-Source) | DLCURAH18ABK | ADP |  | H,GG33936 | *96MSN0601716A* | 17100 | 16 | 8.5 | 16500 | 19000 | 115.2% | 2.32 | 0 | 10.5 |  |  |  | No | R-410A | 1.425 | Residential & Commercial | Ducted CEE Tier 1
215289960 | Central HP <5.4 tons | AIRQUEST | HRCU-A-CB (Split System: Heat Pump with Remote Outdoor Unit-Air-Source) | DLCURAH18ABK | ADP |  | H,GG80936 | *96MSN0601716A* | 17200 | 16 | 8.5 | 16500 | 19000 | 115.2% | 2.32 | 0 | 10.5 |  |  |  | No | R-410A | 1.4333 | Residential & Commercial | Ducted CEE Tier 1
215289967 | Central HP <5.4 tons | AIRQUEST | HRCU-A-CB (Split System: Heat Pump with Remote Outdoor Unit-Air-Source) | DLCURAH18ABK | ADP |  | H,GG31930 | *96MSN0801716A* | 17200 | 16 | 8.5 | 17000 | 19000 | 111.8% | 2.32 | 0 | 10 |  |  |  | No | R-410A | 1.4333 | Residential & Commercial | Ducted CEE Tier 1
206765550 | Central HP <5.4 tons | COMFORTMAKER | HRCU-A-CB (Split System: Heat Pump with Remote Outdoor Unit-Air-Source) | CVH825GKA3* |  |  | EA*4X25L17A*+WALLCON | *80CTL0701412A* | 24400 | 17.5 | 8.5 | 21200 | 16600 | 78.3% | 2.02 | 11 | 11.5 |  |  |  | No | R-410A | 2.0333 | Residential & Commercial | Ducted CEE Tier 1
212603103 | Central HP <5.4 tons | DAY & NIGHT | HRCU-A-CB (Split System: Heat Pump with Remote Outdoor Unit-Air-Source) | DLCURAH24ABK | ADP |  | FG80936 | *80ES(N,L)0701712A* | 23400 | 17 | 8.5 | 24000 | 23200 | 96.67% | 1.98 | 0 | 10 |  |  |  | No | R-410A | 1.95 | Residential & Commercial | Ducted CEE Tier 1
212603144 | Central HP <5.4 tons | DAY & NIGHT | HRCU-A-CB (Split System: Heat Pump with Remote Outdoor Unit-Air-Source) | DLCURAH24ABK | ADP |  | FG35936 | *80VSL0451716A* | 23400 | 17 | 8.5 | 24000 | 23200 | 96.67% | 1.96 | 0 | 10 |  |  |  | No | R-410A | 1.95 | Residential & Commercial | Ducted CEE Tier 1
212603155 | Central HP <5.4 tons | DAY & NIGHT | HRCU-A-CB (Split System: Heat Pump with Remote Outdoor Unit-Air-Source) | DLCURAH24ABK | ADP |  | FG80936 | *80VSL0701716A* | 24000 | 17 | 8.5 | 24400 | 22400 | 91.8% | 1.9 | 0 | 10 |  |  |  | No | R-410A | 2 | Residential & Commercial | Ducted CEE Tier 1
212603178 | Central HP <5.4 tons | DAY & NIGHT | HRCU-A-CB (Split System: Heat Pump with Remote Outdoor Unit-Air-Source) | DLCURAH24ABK | ADP |  | FG35936 | *92ESN0801716A* | 24200 | 17 | 8.1 | 24600 | 22400 | 91.06% | 1.88 | 0 | 10.5 |  |  |  | No | R-410A | 2.0167 | Residential & Commercial | Ducted CEE Tier 1
212603221 | Central HP <5.4 tons | DAY & NIGHT | HRCU-A-CB (Split System: Heat Pump with Remote Outdoor Unit-Air-Source) | DLCURAH24ABK | ADP |  | FG80936 | *96VTN0601412A* | 23600 | 16 | 8.5 | 24200 | 23000 | 95.04% | 1.94 | 0 | 10 |  |  |  | No | R-410A | 1.9667 | Residential & Commercial | Ducted CEE Tier 1
211245338 | Central HP <5.4 tons | AIRQUEST | HRCU-A-CB (Split System: Heat Pump with Remote Outdoor Unit-Air-Source) | DLCURAH24ABK |  |  | EN(A,D)4X36L21** | *96VSN0401712A* | 23400 | 16 | 8.1 | 25800 | 24000 | 93.02% | 1.98 | 0 | 10 |  |  |  | No | R-410A | 1.95 | Residential & Commercial | Ducted CEE Tier 1
211245586 | Central HP <5.4 tons | AIRQUEST | HRCU-A-CB (Split System: Heat Pump with Remote Outdoor Unit-Air-Source) | DLCURAH24ABK |  |  | EN(A,D)4X36L21** | *80ES(N,L)0451712A* | 24000 | 16.5 | 8.1 | 26200 | 23000 | 87.79% | 1.9 | 0 | 10.5 |  |  |  | No | R-410A | 2 | Residential & Commercial | Ducted CEE Tier 1
215675644 | Central HP <5.4 tons | BRYANT HEATING AND COOLING SYSTEMS | HRCU-A-CB (Split System: Heat Pump with Remote Outdoor Unit-Air-Source) | 290VAN048**AA* |  |  | CVAMA4921XMA*+UI | 986TD42080C17*** | 48000 | 18.5 | 9 | 50000 | 36200 | 72.4% | 2.02 | 0 | 10 |  |  |  | No | R-454B | 4 | Residential & Commercial | Ducted CEE Tier 1
215676044 | Central HP <5.4 tons | BRYANT HEATING AND COOLING SYSTEMS | HRCU-A-CB (Split System: Heat Pump with Remote Outdoor Unit-Air-Source) | 290VAN048**AA* |  |  | CVAMA6124XMA*+UI | 987MC60080C21*** | 48500 | 19 | 9.5 | 50000 | 36800 | 73.6% | 2.12 | 0 | 10.5 |  |  |  | No | R-454B | 4.0417 | Residential & Commercial | Ducted CEE Tier 1
215676314 | Central HP <5.4 tons | BRYANT HEATING AND COOLING SYSTEMS | HRCU-A-CB (Split System: Heat Pump with Remote Outdoor Unit-Air-Source) | 290VAN048**AA* |  |  | CVAVA4924XMA*+UI | 88*TB60110C21*** | 48000 | 19 | 9 | 50000 | 36400 | 72.8% | 2 | 0 | 10.5 |  |  |  | No | R-454B | 4 | Residential & Commercial | Ducted CEE Tier 1
215675894 | Central HP <5.4 tons | BRYANT HEATING AND COOLING SYSTEMS | HRCU-A-CB (Split System: Heat Pump with Remote Outdoor Unit-Air-Source) | 290VAN048**AA* |  |  | CVAMA6024XMA*+UI | 88*TB66135C24*** | 48000 | 19 | 9 | 50000 | 36400 | 72.8% | 2 | 0 | 10.5 |  |  |  | No | R-454B | 4 | Residential & Commercial | Ducted CEE Tier 1
215289983 | Central HP <5.4 tons | AIRQUEST | HRCU-A-CB (Split System: Heat Pump with Remote Outdoor Unit-Air-Source) | DLCURAH18ABK | ADP |  | HE33936 | *96MSN0801716A* | 17500 | 16 | 8.5 | 17000 | 18700 | 110% | 2.3 | 0 | 11 |  |  |  | No | R-410A | 1.4583 | Residential & Commercial | Ducted CEE Tier 1
215290017 | Central HP <5.4 tons | AIRQUEST | HRCU-A-CB (Split System: Heat Pump with Remote Outdoor Unit-Air-Source) | DLCURAH18ABK | ADP |  | H,GG32930 | *96VTN0401410A* | 17100 | 16 | 8.5 | 16700 | 18800 | 112.6% | 2.3 | 0 | 10 |  |  |  | No | R-410A | 1.425 | Residential & Commercial | Ducted CEE Tier 1
215290051 | Central HP <5.4 tons | AIRQUEST | HRCU-A-CB (Split System: Heat Pump with Remote Outdoor Unit-Air-Source) | DLCURAH18ABK | ADP |  | H,GE24936 | *96VTN0401410B* | 17200 | 16 | 8.5 | 16600 | 19000 | 114.5% | 2.34 | 0 | 10 |  |  |  | No | R-410A | 1.4333 | Residential & Commercial | Ducted CEE Tier 1
215290099 | Central HP <5.4 tons | AIRQUEST | HRCU-A-CB (Split System: Heat Pump with Remote Outdoor Unit-Air-Source) | DLCURAH18ABK | ADP |  | H,GE31924 | *96VTN0401712A* | 17200 | 15.2 | 8.5 | 17100 | 18700 | 109.4% | 2.28 | 0 | 10 |  |  |  | No | R-410A | 1.4333 | Residential & Commercial | Ducted CEE Tier 1
215290101 | Central HP <5.4 tons | AIRQUEST | HRCU-A-CB (Split System: Heat Pump with Remote Outdoor Unit-Air-Source) | DLCURAH18ABK | ADP |  | HE31924 | *96VTN0401712A* | 17200 | 15.2 | 8.5 | 17100 | 18700 | 109.4% | 2.28 | 0 | 10 |  |  |  | No | R-410A | 1.4333 | Residential & Commercial | Ducted CEE Tier 1
215290117 | Central HP <5.4 tons | AIRQUEST | HRCU-A-CB (Split System: Heat Pump with Remote Outdoor Unit-Air-Source) | DLCURAH18ABK | ADP |  | HE34936 | *96VTN0401712A* | 17700 | 15.2 | 8.5 | 17100 | 18400 | 107.6% | 2.26 | 0 | 10.5 |  |  |  | No | R-410A | 1.475 | Residential & Commercial | Ducted CEE Tier 1
215290126 | Central HP <5.4 tons | AIRQUEST | HRCU-A-CB (Split System: Heat Pump with Remote Outdoor Unit-Air-Source) | DLCURAH18ABK | ADP |  | HE7J936 | *96VTN0401712A* | 17600 | 15.2 | 8.5 | 17100 | 18700 | 109.4% | 2.28 | 0 | 10.5 |  |  |  | No | R-410A | 1.4667 | Residential & Commercial | Ducted CEE Tier 1
216440242 | Central HP <5.4 tons | TRANE | HRCU-A-CB (Split System: Heat Pump with Remote Outdoor Unit-Air-Source) | 5TWV0X48A1 |  |  | 5PX*C007AS3 | S9V2C080U5VSB+LRP | 44000 | 20 | 9.7 | 46500 | 33200 | 71.4% | 2.1 | 0 | 12 |  |  |  | No | R-454B | 3.6667 | Residential & Commercial | Ducted CEE Tier 1
215933173 | Central HP <5.4 tons | TEMPSTAR | HRCU-A-CB (Split System: Heat Pump with Remote Outdoor Unit-Air-Source) | T5H3V36*K*AAA* |  |  | ESH5X36M12A*+WALLCON | *97CMN0601714B* | 33000 | 18.5 | 9 | 34400 | 26200 | 76.16% | 1.92 | 0 | 10.5 |  |  |  | No | R-454B | 2.75 | Residential & Commercial | Ducted CEE Tier 1
215933223 | Central HP <5.4 tons | TEMPSTAR | HRCU-A-CB (Split System: Heat Pump with Remote Outdoor Unit-Air-Source) | T5H3V36*K*AAA* |  |  | ESH5X36M12A*+WALLCON | *97CMN1202422B* | 33200 | 19 | 9 | 35000 | 26800 | 76.57% | 1.92 | 0 | 11 |  |  |  | No | R-454B | 2.7667 | Residential & Commercial | Ducted CEE Tier 1
211257749 | Central HP <5.4 tons | CARRIER | HRCU-A-CB (Split System: Heat Pump with Remote Outdoor Unit-Air-Source) | 38MURAQ18AB3* |  |  | CAP**1917AL* | 58S(B,C)*A045E17**12 | 19100 | 16 | 9 | 19100 | 17400 | 91.1% | 2.14 | 0 | 11 |  |  |  | No | R-410A | 1.5917 | Residential & Commercial | Ducted CEE Tier 1
211257783 | Central HP <5.4 tons | CARRIER | HRCU-A-CB (Split System: Heat Pump with Remote Outdoor Unit-Air-Source) | 38MURAQ18AB3* |  |  | CAP**2417AL* | 59SP6A040V14**10 | 17400 | 16 | 8.5 | 18300 | 19200 | 104.9% | 2.3 | 0 | 10.5 |  |  |  | No | R-410A | 1.45 | Residential & Commercial | Ducted CEE Tier 1
213772407 | Central HP <5.4 tons | HEIL | HRCU-A-CB (Split System: Heat Pump with Remote Outdoor Unit-Air-Source) | HVH825GKA2* |  |  | EHD4X42AAL+WALLCON | *96CTN1002122B* | 24200 | 16 | 8.1 | 21400 | 16600 | 77.57% | 2 | 0 | 10.5 |  |  |  | No | R-410A | 2.0167 | Residential & Commercial | Ducted CEE Tier 1
213772527 | Central HP <5.4 tons | HEIL | HRCU-A-CB (Split System: Heat Pump with Remote Outdoor Unit-Air-Source) | HVH825GKA2* |  |  | EHD4X48AAL+WALLCON | *97CMN1002122B* | 24200 | 16 | 8.1 | 21200 | 16600 | 78.3% | 2.02 | 0 | 11 |  |  |  | No | R-410A | 2.0167 | Residential & Commercial | Ducted CEE Tier 1
213770987 | Central HP <5.4 tons | HEIL | HRCU-A-CB (Split System: Heat Pump with Remote Outdoor Unit-Air-Source) | HVH825GKA2* |  |  | EA*4X36L21A*+WALLCON | *97CMN1002122B* | 23600 | 16.5 | 8.1 | 21400 | 16600 | 77.57% | 1.94 | 0 | 11 |  |  |  | No | R-410A | 1.9667 | Residential & Commercial | Ducted CEE Tier 1
213771137 | Central HP <5.4 tons | HEIL | HRCU-A-CB (Split System: Heat Pump with Remote Outdoor Unit-Air-Source) | HVH825GKA2* |  |  | EA*4X37L21A*+WALLCON | *80CTL0701716B* | 24400 | 17 | 8.5 | 21200 | 16600 | 78.3% | 2.02 | 0 | 11 |  |  |  | No | R-410A | 2.0333 | Residential & Commercial | Ducted CEE Tier 1
213772557 | Central HP <5.4 tons | HEIL | HRCU-A-CB (Split System: Heat Pump with Remote Outdoor Unit-Air-Source) | HVH825GKA2* |  |  | EHD4X48AAL+WALLCON | *96CTN0601714B* | 24200 | 16 | 8.1 | 21400 | 16700 | 78.04% | 2 | 0 | 10.5 |  |  |  | No | R-410A | 2.0167 | Residential & Commercial | Ducted CEE Tier 1
213772577 | Central HP <5.4 tons | HEIL | HRCU-A-CB (Split System: Heat Pump with Remote Outdoor Unit-Air-Source) | HVH825GKA2* |  |  | EHD4X48AAL+WALLCON | *96CTN1002122B* | 24200 | 16 | 8.1 | 21200 | 16600 | 78.3% | 2.02 | 0 | 11 |  |  |  | No | R-410A | 2.0167 | Residential & Commercial | Ducted CEE Tier 1
207455063 | Central HP <5.4 tons | LENNOX | HRCU-A-CB (Split System: Heat Pump with Remote Outdoor Unit-Air-Source) | SL25XPV-036-230A** | ADP |  | L*23/37Z9 | EL296UH110XV48C* | 33600 | 22 | 8.7 | 32800 | 26400 | 80.49% | 1.82 | 14 | 13 |  |  |  | No | R-410A | 2.8 | Residential & Commercial | Ducted CEE Tier 1
211227711 | Central HP <5.4 tons | AIRQUEST | HRCU-A-CB (Split System: Heat Pump with Remote Outdoor Unit-Air-Source) | DLCURAH36ABK |  |  | EA*4X42L21A* | *96VTN1002122A* | 35400 | 16.5 | 8.1 | 38500 | 35000 | 90.91% | 1.88 | 0 | 10 |  |  |  | No | R-410A | 2.95 | Residential & Commercial | Ducted CEE Tier 1
207455120 | Central HP <5.4 tons | LENNOX | HRCU-A-CB (Split System: Heat Pump with Remote Outdoor Unit-Air-Source) | SL25XPV-036-230A** | ADP |  | LH35/38X9 | SL280UH080NV60C* | 34000 | 21 | 8.8 | 33800 | 27000 | 79.88% | 1.82 | 14 | 13.5 |  |  |  | No | R-410A | 2.8333 | Residential & Commercial | Ducted CEE Tier 1
207455145 | Central HP <5.4 tons | LENNOX | HRCU-A-CB (Split System: Heat Pump with Remote Outdoor Unit-Air-Source) | SL25XPV-036-230A** | ADP |  | LH35/38F9 | SL280UH090V60C* | 34000 | 21 | 8.8 | 33800 | 27000 | 79.88% | 1.84 | 14 | 13.5 |  |  |  | No | R-410A | 2.8333 | Residential & Commercial | Ducted CEE Tier 1
207455170 | Central HP <5.4 tons | LENNOX | HRCU-A-CB (Split System: Heat Pump with Remote Outdoor Unit-Air-Source) | SL25XPV-036-230A** | ADP |  | L*35/36U9 | SL280UH100NV60C* | 34000 | 21 | 8.8 | 33600 | 27000 | 80.36% | 1.82 | 14 | 13.5 |  |  |  | No | R-410A | 2.8333 | Residential & Commercial | Ducted CEE Tier 1
207455179 | Central HP <5.4 tons | LENNOX | HRCU-A-CB (Split System: Heat Pump with Remote Outdoor Unit-Air-Source) | SL25XPV-036-230A** | ADP |  | L*35/36S9 | SL280UH110V60C* | 34000 | 21 | 8.8 | 33800 | 27000 | 79.88% | 1.84 | 14 | 13.5 |  |  |  | No | R-410A | 2.8333 | Residential & Commercial | Ducted CEE Tier 1
207455211 | Central HP <5.4 tons | LENNOX | HRCU-A-CB (Split System: Heat Pump with Remote Outdoor Unit-Air-Source) | SL25XPV-036-230A** | ADP |  | L*35/36S9 | SL297UH080NV48C* | 34000 | 22 | 8.8 | 33800 | 27000 | 79.88% | 1.82 | 14 | 13 |  |  |  | No | R-410A | 2.8333 | Residential & Commercial | Ducted CEE Tier 1
207455272 | Central HP <5.4 tons | LENNOX | HRCU-A-CB (Split System: Heat Pump with Remote Outdoor Unit-Air-Source) | SL25XPV-036-230A** | ADP |  | LH35/38F9 | SLP99UH110XV60C* | 34000 | 21 | 8.8 | 34000 | 27000 | 79.41% | 1.82 | 14 | 13.5 |  |  |  | No | R-410A | 2.8333 | Residential & Commercial | Ducted CEE Tier 1
211257810 | Central HP <5.4 tons | CARRIER | HRCU-A-CB (Split System: Heat Pump with Remote Outdoor Unit-Air-Source) | 38MURAQ18AB3* |  |  | CAP**2417AL* | 59TP6B060V14**12 | 17900 | 16 | 8.5 | 18800 | 19000 | 101.1% | 2.28 | 0 | 10.5 |  |  |  | No | R-410A | 1.4917 | Residential & Commercial | Ducted CEE Tier 1
211257851 | Central HP <5.4 tons | CARRIER | HRCU-A-CB (Split System: Heat Pump with Remote Outdoor Unit-Air-Source) | 38MURAQ18AB3* |  |  | CAP**2517AL* | 58TP*A090V17**16 | 18100 | 16.5 | 8.5 | 18000 | 17500 | 97.22% | 2.12 | 0 | 11 |  |  |  | No | R-410A | 1.5083 | Residential & Commercial | Ducted CEE Tier 1
211257917 | Central HP <5.4 tons | CARRIER | HRCU-A-CB (Split System: Heat Pump with Remote Outdoor Unit-Air-Source) | 38MURAQ18AB3* |  |  | CAP**3017AL* | 58TP*A045V14**12 | 17800 | 16.5 | 8.5 | 18300 | 18500 | 101.1% | 2.22 | 0 | 10.5 |  |  |  | No | R-410A | 1.4833 | Residential & Commercial | Ducted CEE Tier 1
211257924 | Central HP <5.4 tons | CARRIER | HRCU-A-CB (Split System: Heat Pump with Remote Outdoor Unit-Air-Source) | 38MURAQ18AB3* |  |  | CAP**3017AL* | 58TP*A070V17**16 | 17500 | 16.5 | 8.5 | 17900 | 18600 | 103.9% | 2.24 | 0 | 10.5 |  |  |  | No | R-410A | 1.4583 | Residential & Commercial | Ducted CEE Tier 1
211257942 | Central HP <5.4 tons | CARRIER | HRCU-A-CB (Split System: Heat Pump with Remote Outdoor Unit-Air-Source) | 38MURAQ18AB3* |  |  | CAP**3017AL* | 59SC2D040E17**12 | 17900 | 15.5 | 8.5 | 18600 | 18500 | 99.46% | 2.22 | 0 | 10.5 |  |  |  | No | R-410A | 1.4917 | Residential & Commercial | Ducted CEE Tier 1
211258101 | Central HP <5.4 tons | CARRIER | HRCU-A-CB (Split System: Heat Pump with Remote Outdoor Unit-Air-Source) | 38MURAQ18AB3* |  |  | CNPV*3017AL* | 58SU*A060E17**16 | 18700 | 16.5 | 8.5 | 19200 | 18200 | 94.79% | 2.2 | 0 | 11 |  |  |  | No | R-410A | 1.5583 | Residential & Commercial | Ducted CEE Tier 1
211227877 | Central HP <5.4 tons | AIRQUEST | HRCU-A-CB (Split System: Heat Pump with Remote Outdoor Unit-Air-Source) | DLCURAH36ABK |  |  | EA*4X42L24A* | *80VSL0902420A* | 35200 | 16 | 8.1 | 38500 | 35000 | 90.91% | 1.88 | 0 | 10 |  |  |  | No | R-410A | 2.9333 | Residential & Commercial | Ducted CEE Tier 1
213372160 | Central HP <5.4 tons | KENMORE | HRCU-A-C (Split System: Heat Pump with Remote Outdoor Unit with No Indoor Fan --Air Source) | DLCURAH36ABK |  |  | DLFULAH36XBX + CI |  | 35000 | 15.5 | 8.6 | 38000 | 31600 | 83.16% | 1.85 | 0 | 10 |  |  |  | No | R-410A | 2.9167 | Residential & Commercial | Ducted CEE Tier 1
215290151 | Central HP <5.4 tons | AIRQUEST | HRCU-A-CB (Split System: Heat Pump with Remote Outdoor Unit-Air-Source) | DLCURAH18ABK | ADP |  | HE32936 | *96VTN0401712B* | 16900 | 16 | 8.5 | 16600 | 19000 | 114.5% | 2.34 | 0 | 10 |  |  |  | No | R-410A | 1.4083 | Residential & Commercial | Ducted CEE Tier 1
213772847 | Central HP <5.4 tons | HEIL | HRCU-A-CB (Split System: Heat Pump with Remote Outdoor Unit-Air-Source) | HVH825GKA3* |  |  | EA*4X30L17A*+WALLCON | *80CTL0701412B* | 23600 | 16.5 | 8.1 | 21600 | 16700 | 77.31% | 1.9 | 0 | 10.5 |  |  |  | No | R-410A | 1.9667 | Residential & Commercial | Ducted CEE Tier 1
215319036 | Central HP <5.4 tons | KENMORE | HRCU-A-CB (Split System: Heat Pump with Remote Outdoor Unit-Air-Source) | D5CURAH24AAK |  |  | D5FUAAH24XAK |  | 24000 | 18.2 | 9.7 | 26000 | 21600 | 83.08% | 1.87 | 0 | 11 |  |  |  | No | R-454B | 2 | Residential & Commercial | Ducted CEE Tier 1
215319051 | Central HP <5.4 tons | KENMORE | HRCU-A-CB (Split System: Heat Pump with Remote Outdoor Unit-Air-Source) | D5CLHAH58AAK |  |  | D5FLAAH60XAK |  | 54000 | 15.4 | 9.2 | 59000 | 53000 | 89.83% | 2 | 0 | 10 |  |  |  | No | R-454B | 4.5 | Residential & Commercial | Ducted CEE Tier 1
213367340 | Central HP <5.4 tons | CARRIER | HRCU-A-CB (Split System: Heat Pump with Remote Outdoor Unit-Air-Source) | 38MURAQ18AB3* | ADP |  | H,PG31930 | 59TP6C080V17**16 | 17100 | 15.2 | 8.5 | 17100 | 18700 | 109.4% | 2.3 | 0 | 10.5 |  |  |  | No | R-410A | 1.425 | Residential & Commercial | Ducted CEE Tier 1
215934883 | Central HP <5.4 tons | TEMPSTAR | HRCU-A-CB (Split System: Heat Pump with Remote Outdoor Unit-Air-Source) | T5H3V36*K*AAA* |  |  | EVM5X44M21A*+WALLCON | *95CSU0802120B* | 35600 | 21.5 | 8.5 | 38000 | 28600 | 75.26% | 2.04 | 0 | 12 |  |  |  | No | R-454B | 2.9667 | Residential & Commercial | Ducted CEE Tier 1
215935033 | Central HP <5.4 tons | TEMPSTAR | HRCU-A-CB (Split System: Heat Pump with Remote Outdoor Unit-Air-Source) | T5H3V36*K*AAA* |  |  | EVM5X49M21A*+WALLCON | *80CTL0901716B* | 35600 | 22 | 8.5 | 38000 | 28600 | 75.26% | 2.02 | 0 | 12 |  |  |  | No | R-454B | 2.9667 | Residential & Commercial | Ducted CEE Tier 1
215935103 | Central HP <5.4 tons | TEMPSTAR | HRCU-A-CB (Split System: Heat Pump with Remote Outdoor Unit-Air-Source) | T5H3V36*K*AAA* |  |  | EVM5X49M21A*+WALLCON | *97CMN0801714B* | 35400 | 21.5 | 8.5 | 38500 | 29000 | 75.32% | 2.02 | 0 | 12 |  |  |  | No | R-454B | 2.95 | Residential & Commercial | Ducted CEE Tier 1
215935153 | Central HP <5.4 tons | TEMPSTAR | HRCU-A-CB (Split System: Heat Pump with Remote Outdoor Unit-Air-Source) | T5H3V36*K*AAA* |  |  | EVM5X60M21A*+WALLCON | *80CSU0401712A* | 35600 | 22 | 8.5 | 38000 | 28800 | 75.79% | 2.02 | 0 | 12 |  |  |  | No | R-454B | 2.9667 | Residential & Commercial | Ducted CEE Tier 1
215319049 | Central HP <5.4 tons | KENMORE | HRCU-A-CB (Split System: Heat Pump with Remote Outdoor Unit-Air-Source) | D5CLHAH36AAK |  |  | D5FLAAH36XAK |  | 36000 | 17.3 | 9.5 | 38000 | 38000 | 100% | 2.06 | 0 | 11.7 |  |  |  | No | R-454B | 3 | Residential & Commercial | Ducted CEE Tier 1
215679344 | Central HP <5.4 tons | BRYANT HEATING AND COOLING SYSTEMS | HRCU-A-CB (Split System: Heat Pump with Remote Outdoor Unit-Air-Source) | 290VAN036**AA* |  |  | CAA**4221AM*+UI | 986TD60080C21*** | 33200 | 17.5 | 9 | 35800 | 25600 | 71.51% | 1.86 | 0 | 10 |  |  |  | No | R-454B | 2.7667 | Residential & Commercial | Ducted CEE Tier 1
207764675 | Central HP <5.4 tons | GE Appliances | HRCU-A-CB (Split System: Heat Pump with Remote Outdoor Unit-Air-Source) | AUH2436ZGDA* | ADP |  | F,PE*G34925 |  | 23600 | 16.8 | 9 | 22400 | 21600 | 96.43% | 1.8 | 12 | 11.7 |  |  |  | No | R-410A | 1.9667 | Residential & Commercial | Ducted CEE Tier 1
213164338 | Central HP <5.4 tons | ACD | HRCU-A-C (Split System: Heat Pump with Remote Outdoor Unit with No Indoor Fan --Air Source) | FXD-ACD36 |  |  | GCAT24F/NAA |  | 23000 | 15.2 | 8.5 | 24000 | 21600 | 90% | 1.8 | 0 | 11 |  |  |  | No | R-410A | 1.9167 | Residential & Commercial | Ducted CEE Tier 1
215934037 | Central HP <5.4 tons | AIRQUEST | HRCU-A-CB (Split System: Heat Pump with Remote Outdoor Unit-Air-Source) | H5H3V48*K*AAA* |  |  | EA*5X48M21A*+WALLCON | *95CSU1002122B* | 44000 | 21 | 9.5 | 48000 | 36200 | 75.42% | 2 | 0 | 11 |  |  |  | No | R-454B | 3.6667 | Residential & Commercial | Ducted CEE Tier 1
215934187 | Central HP <5.4 tons | AIRQUEST | HRCU-A-CB (Split System: Heat Pump with Remote Outdoor Unit-Air-Source) | H5H3V48*K*AAA* |  |  | EA*5X61M21A*+WALLCON | *80CTL0902120B* | 45500 | 21.5 | 9.5 | 48500 | 36600 | 75.46% | 2 | 0 | 11.5 |  |  |  | No | R-454B | 3.7917 | Residential & Commercial | Ducted CEE Tier 1
215934287 | Central HP <5.4 tons | AIRQUEST | HRCU-A-CB (Split System: Heat Pump with Remote Outdoor Unit-Air-Source) | H5H3V48*K*AAA* |  |  | EA*5X61M21A*+WALLCON | *96CTN1002122B* | 45500 | 21 | 9.5 | 48500 | 36800 | 75.88% | 2 | 0 | 11 |  |  |  | No | R-454B | 3.7917 | Residential & Commercial | Ducted CEE Tier 1
215319027 | Central HP <5.4 tons | KENMORE | HRCU-A-CB (Split System: Heat Pump with Remote Outdoor Unit-Air-Source) | D5CUHAH18AAK |  |  | D5FUAAH18XAK |  | 18000 | 19 | 9.8 | 19000 | 18000 | 94.74% | 2 | 0 | 12.5 |  |  |  | No | R-454B | 1.5 | Residential & Commercial | Ducted CEE Tier 1
215742034 | Central HP <5.4 tons | AMERICAN STANDARD | HRCU-A-CB (Split System: Heat Pump with Remote Outdoor Unit-Air-Source) | 4A6V7X48A1 | ADP |  | H,TG49948 | S9V2C100U4VSB+LRP | 46500 | 17 | 8.5 | 38500 | 28000 | 72.73% | 1.8 | 0 | 11.7 |  |  |  | No | R-410A | 3.875 | Residential & Commercial | Ducted CEE Tier 1
215742035 | Central HP <5.4 tons | AMERICAN STANDARD | HRCU-A-CB (Split System: Heat Pump with Remote Outdoor Unit-Air-Source) | 4A6V7X48A1 | ADP |  | H,TG49960 | S9V2C100U4VSB+LRP | 46500 | 17 | 8.5 | 38500 | 28000 | 72.73% | 1.8 | 0 | 11.7 |  |  |  | No | R-410A | 3.875 | Residential & Commercial | Ducted CEE Tier 1
215290153 | Central HP <5.4 tons | AIRQUEST | HRCU-A-CB (Split System: Heat Pump with Remote Outdoor Unit-Air-Source) | DLCURAH18ABK | ADP |  | HG33936 | *96VTN0401712B* | 17100 | 16 | 8.5 | 16600 | 19000 | 114.5% | 2.34 | 0 | 10.5 |  |  |  | No | R-410A | 1.425 | Residential & Commercial | Ducted CEE Tier 1
215290160 | Central HP <5.4 tons | AIRQUEST | HRCU-A-CB (Split System: Heat Pump with Remote Outdoor Unit-Air-Source) | DLCURAH18ABK | ADP |  | H,GG35936 | *96VTN0401712B* | 17300 | 16 | 8.5 | 16400 | 18400 | 112.2% | 2.24 | 0 | 10.5 |  |  |  | No | R-410A | 1.4417 | Residential & Commercial | Ducted CEE Tier 1
215290178 | Central HP <5.4 tons | AIRQUEST | HRCU-A-CB (Split System: Heat Pump with Remote Outdoor Unit-Air-Source) | DLCURAH18ABK | ADP |  | HG80936 | *96VTN0401712B* | 17200 | 16 | 8.5 | 16600 | 19000 | 114.5% | 2.34 | 0 | 10.5 |  |  |  | No | R-410A | 1.4333 | Residential & Commercial | Ducted CEE Tier 1
215290183 | Central HP <5.4 tons | AIRQUEST | HRCU-A-CB (Split System: Heat Pump with Remote Outdoor Unit-Air-Source) | DLCURAH18ABK | ADP |  | H,GG31924 | *96VTN0601412A* | 17500 | 16 | 8.5 | 17200 | 18600 | 108.1% | 2.28 | 0 | 10 |  |  |  | No | R-410A | 1.4583 | Residential & Commercial | Ducted CEE Tier 1
215290253 | Central HP <5.4 tons | AIRQUEST | HRCU-A-CB (Split System: Heat Pump with Remote Outdoor Unit-Air-Source) | DLCURAH18ABK | ADP |  | HG7J936 | *96VTN0601412B* | 17300 | 16 | 8.5 | 16900 | 19400 | 114.8% | 2.38 | 0 | 10.5 |  |  |  | No | R-410A | 1.4417 | Residential & Commercial | Ducted CEE Tier 1
215290317 | Central HP <5.4 tons | AIRQUEST | HRCU-A-CB (Split System: Heat Pump with Remote Outdoor Unit-Air-Source) | DLCURAH18ABK | ADP |  | H,GG32930 | *96VTN0601716B* | 17100 | 16 | 8.5 | 16800 | 19100 | 113.7% | 2.34 | 0 | 10 |  |  |  | No | R-410A | 1.425 | Residential & Commercial | Ducted CEE Tier 1
215290319 | Central HP <5.4 tons | AIRQUEST | HRCU-A-CB (Split System: Heat Pump with Remote Outdoor Unit-Air-Source) | DLCURAH18ABK | ADP |  | HG32924 | *96VTN0601716B* | 17100 | 16 | 8.5 | 16800 | 19100 | 113.7% | 2.34 | 0 | 10 |  |  |  | No | R-410A | 1.425 | Residential & Commercial | Ducted CEE Tier 1
215290408 | Central HP <5.4 tons | AIRQUEST | HRCU-A-CB (Split System: Heat Pump with Remote Outdoor Unit-Air-Source) | DLCURAH18ABK | ADP |  | H,GE32936 | *96VTN0801716B* | 17400 | 16 | 8.5 | 17100 | 18700 | 109.4% | 2.3 | 0 | 10.5 |  |  |  | No | R-410A | 1.45 | Residential & Commercial | Ducted CEE Tier 1
213773587 | Central HP <5.4 tons | HEIL | HRCU-A-CB (Split System: Heat Pump with Remote Outdoor Unit-Air-Source) | HVH825GKA3* |  |  | EA*4X43L21A*+WALLCON | *80CTL0901716B* | 24200 | 17 | 8.1 | 21000 | 16600 | 79.05% | 2.02 | 0 | 11 |  |  |  | No | R-410A | 2.0167 | Residential & Commercial | Ducted CEE Tier 1
213773787 | Central HP <5.4 tons | HEIL | HRCU-A-CB (Split System: Heat Pump with Remote Outdoor Unit-Air-Source) | HVH825GKA3* |  |  | EA*4X48L21A*+WALLCON | *96CTN0801714B* | 24000 | 16.5 | 8.1 | 21000 | 16600 | 79.05% | 2 | 0 | 11 |  |  |  | No | R-410A | 2 | Residential & Commercial | Ducted CEE Tier 1
213779017 | Central HP <5.4 tons | HEIL | HRCU-A-CB (Split System: Heat Pump with Remote Outdoor Unit-Air-Source) | HVH837GKA** |  |  | EA*4X37L21A*+WALLCON | *97CMN1002122B* | 33000 | 17 | 8.5 | 32600 | 25000 | 76.69% | 1.98 | 0 | 11.5 |  |  |  | No | R-410A | 2.75 | Residential & Commercial | Ducted CEE Tier 1
213779087 | Central HP <5.4 tons | HEIL | HRCU-A-CB (Split System: Heat Pump with Remote Outdoor Unit-Air-Source) | HVH837GKA** |  |  | EA*4X42L21A*+WALLCON | *80CTL0902120B* | 31800 | 17 | 8.1 | 32800 | 24200 | 73.78% | 1.88 | 0 | 11 |  |  |  | No | R-410A | 2.65 | Residential & Commercial | Ducted CEE Tier 1
215289562 | Central HP <5.4 tons | AIRQUEST | HRCU-A-CB (Split System: Heat Pump with Remote Outdoor Unit-Air-Source) | DLCURAH18ABK | ADP |  | H,GG31930 | *92MSN0401712A* | 16500 | 15.2 | 8.1 | 16700 | 18900 | 113.2% | 2.3 | 0 | 10 |  |  |  | No | R-410A | 1.375 | Residential & Commercial | Ducted CEE Tier 1
215289580 | Central HP <5.4 tons | AIRQUEST | HRCU-A-CB (Split System: Heat Pump with Remote Outdoor Unit-Air-Source) | DLCURAH18ABK | ADP |  | HG34936 | *92MSN0401712A* | 17200 | 15.2 | 8.1 | 16700 | 18900 | 113.2% | 2.3 | 0 | 10.5 |  |  |  | No | R-410A | 1.4333 | Residential & Commercial | Ducted CEE Tier 1
215289597 | Central HP <5.4 tons | AIRQUEST | HRCU-A-CB (Split System: Heat Pump with Remote Outdoor Unit-Air-Source) | DLCURAH18ABK | ADP |  | H,GG9J936 | *92MSN0401712A* | 17200 | 15.2 | 8.1 | 16700 | 18900 | 113.2% | 2.3 | 0 | 10.5 |  |  |  | No | R-410A | 1.4333 | Residential & Commercial | Ducted CEE Tier 1
215289611 | Central HP <5.4 tons | AIRQUEST | HRCU-A-CB (Split System: Heat Pump with Remote Outdoor Unit-Air-Source) | DLCURAH18ABK | ADP |  | HE31924 | *92MSN0601412A* | 17100 | 16 | 8.5 | 16900 | 19000 | 112.4% | 2.34 | 0 | 10 |  |  |  | No | R-410A | 1.425 | Residential & Commercial | Ducted CEE Tier 1
215289645 | Central HP <5.4 tons | AIRQUEST | HRCU-A-CB (Split System: Heat Pump with Remote Outdoor Unit-Air-Source) | DLCURAH18ABK | ADP |  | H,GG80936 | *92MSN0601412A* | 17500 | 16 | 8.5 | 16900 | 18800 | 111.2% | 2.3 | 0 | 11 |  |  |  | No | R-410A | 1.4583 | Residential & Commercial | Ducted CEE Tier 1
215289647 | Central HP <5.4 tons | AIRQUEST | HRCU-A-CB (Split System: Heat Pump with Remote Outdoor Unit-Air-Source) | DLCURAH18ABK | ADP |  | H,GE22936 | *92MSN0601714A* | 16900 | 16 | 8.5 | 16900 | 19000 | 112.4% | 2.34 | 0 | 10 |  |  |  | No | R-410A | 1.4083 | Residential & Commercial | Ducted CEE Tier 1
215289663 | Central HP <5.4 tons | AIRQUEST | HRCU-A-CB (Split System: Heat Pump with Remote Outdoor Unit-Air-Source) | DLCURAH18ABK | ADP |  | H,GE32936 | *92MSN0601714A* | 16900 | 16 | 8.1 | 16700 | 18200 | 109% | 2.24 | 0 | 10.5 |  |  |  | No | R-410A | 1.4083 | Residential & Commercial | Ducted CEE Tier 1
215935203 | Central HP <5.4 tons | TEMPSTAR | HRCU-A-CB (Split System: Heat Pump with Remote Outdoor Unit-Air-Source) | T5H3V36*K*AAA* |  |  | EVM5X60M21A*+WALLCON | *80CTL0702120B* | 35600 | 21.5 | 8.5 | 38000 | 28600 | 75.26% | 2.02 | 0 | 12 |  |  |  | No | R-454B | 2.9667 | Residential & Commercial | Ducted CEE Tier 1
207826604 | Central HP <5.4 tons | KENMORE | HRCU-A-CB (Split System: Heat Pump with Remote Outdoor Unit-Air-Source) | DLCSRBH24AAK |  |  | DLFSABH24XBK |  | 23000 | 18.4 | 9.3 | 26000 | 21200 | 81.54% | 1.9 | 12.5 | 11.7 |  |  |  | No | R-410A | 1.9167 | Residential & Commercial | Ducted CEE Tier 1
215935383 | Central HP <5.4 tons | TEMPSTAR | HRCU-A-CB (Split System: Heat Pump with Remote Outdoor Unit-Air-Source) | T5H3V36*K*AAA* |  |  | EVM5X60M24A*+WALLCON | *95CSU0802120B* | 35400 | 21.5 | 8.5 | 38000 | 28600 | 75.26% | 2.04 | 0 | 12 |  |  |  | No | R-454B | 2.95 | Residential & Commercial | Ducted CEE Tier 1
215932573 | Central HP <5.4 tons | TEMPSTAR | HRCU-A-CB (Split System: Heat Pump with Remote Outdoor Unit-Air-Source) | T5H3V36*K*AAA* |  |  | EA*5X60M24A*+WALLCON | *80CTL1352422B* | 34000 | 20.5 | 9.5 | 34000 | 25800 | 75.88% | 2.06 | 0 | 12 |  |  |  | No | R-454B | 2.8333 | Residential & Commercial | Ducted CEE Tier 1
215932623 | Central HP <5.4 tons | TEMPSTAR | HRCU-A-CB (Split System: Heat Pump with Remote Outdoor Unit-Air-Source) | T5H3V36*K*AAA* |  |  | EA*5X60M24A*+WALLCON | *97CMN1002122B* | 34000 | 20.5 | 9.5 | 34000 | 25800 | 75.88% | 2.06 | 0 | 12 |  |  |  | No | R-454B | 2.8333 | Residential & Commercial | Ducted CEE Tier 1
215932823 | Central HP <5.4 tons | TEMPSTAR | HRCU-A-CB (Split System: Heat Pump with Remote Outdoor Unit-Air-Source) | T5H3V36*K*AAA* |  |  | EA*5X61M21A*+WALLCON | *96CTN0601714B* | 34000 | 20 | 9.4 | 33800 | 25600 | 75.74% | 2.05 | 0 | 11 |  |  |  | No | R-454B | 2.8333 | Residential & Commercial | Ducted CEE Tier 1
215289680 | Central HP <5.4 tons | AIRQUEST | HRCU-A-CB (Split System: Heat Pump with Remote Outdoor Unit-Air-Source) | DLCURAH18ABK | ADP |  | HG7J936 | *92MSN0601714A* | 17000 | 16 | 8.1 | 16700 | 18200 | 109% | 2.24 | 0 | 10.5 |  |  |  | No | R-410A | 1.4167 | Residential & Commercial | Ducted CEE Tier 1
215289694 | Central HP <5.4 tons | AIRQUEST | HRCU-A-CB (Split System: Heat Pump with Remote Outdoor Unit-Air-Source) | DLCURAH18ABK | ADP |  | H,GG24936 | *92MSN0801716A* | 17700 | 16 | 8.5 | 17100 | 18700 | 109.4% | 2.3 | 0 | 11 |  |  |  | No | R-410A | 1.475 | Residential & Commercial | Ducted CEE Tier 1
215289695 | Central HP <5.4 tons | AIRQUEST | HRCU-A-CB (Split System: Heat Pump with Remote Outdoor Unit-Air-Source) | DLCURAH18ABK | ADP |  | H,GE24936 | *92MSN0801716A* | 17700 | 16 | 8.5 | 17100 | 18700 | 109.4% | 2.3 | 0 | 11 |  |  |  | No | R-410A | 1.475 | Residential & Commercial | Ducted CEE Tier 1
215289697 | Central HP <5.4 tons | AIRQUEST | HRCU-A-CB (Split System: Heat Pump with Remote Outdoor Unit-Air-Source) | DLCURAH18ABK | ADP |  | H,GG31930 | *92MSN0801716A* | 17100 | 16 | 8.5 | 17100 | 18700 | 109.4% | 2.3 | 0 | 10.5 |  |  |  | No | R-410A | 1.425 | Residential & Commercial | Ducted CEE Tier 1
215289713 | Central HP <5.4 tons | AIRQUEST | HRCU-A-CB (Split System: Heat Pump with Remote Outdoor Unit-Air-Source) | DLCURAH18ABK | ADP |  | HE33936 | *92MSN0801716A* | 17600 | 16 | 8.5 | 17100 | 18700 | 109.4% | 2.3 | 0 | 11 |  |  |  | No | R-410A | 1.4667 | Residential & Commercial | Ducted CEE Tier 1
215289730 | Central HP <5.4 tons | AIRQUEST | HRCU-A-CB (Split System: Heat Pump with Remote Outdoor Unit-Air-Source) | DLCURAH18ABK | ADP |  | H,GE8J936 | *92MSN0801716A* | 17700 | 16 | 8.5 | 17100 | 18700 | 109.4% | 2.3 | 0 | 11 |  |  |  | No | R-410A | 1.475 | Residential & Commercial | Ducted CEE Tier 1
215289744 | Central HP <5.4 tons | AIRQUEST | HRCU-A-CB (Split System: Heat Pump with Remote Outdoor Unit-Air-Source) | DLCURAH18ABK | ADP |  | H,GE31924 | *96MSN0261410A* | 16600 | 19 | 8.1 | 16700 | 18800 | 112.6% | 2.3 | 0 | 10 |  |  |  | No | R-410A | 1.3833 | Residential & Commercial | Ducted CEE Tier 1
215289778 | Central HP <5.4 tons | AIRQUEST | HRCU-A-CB (Split System: Heat Pump with Remote Outdoor Unit-Air-Source) | DLCURAH18ABK | ADP |  | HG9J936 | *96MSN0261410A* | 17300 | 20 | 8.1 | 16700 | 18800 | 112.6% | 2.3 | 0 | 10.5 |  |  |  | No | R-410A | 1.4417 | Residential & Commercial | Ducted CEE Tier 1
211245906 | Central HP <5.4 tons | AIRQUEST | HRCU-A-CB (Split System: Heat Pump with Remote Outdoor Unit-Air-Source) | DLCURAH24ABK |  |  | FMA4X36**AL* |  | 25800 | 18 | 9 | 27600 | 21000 | 76.09% | 1.8 | 0 | 10.5 |  |  |  | No | R-410A | 2.15 | Residential & Commercial | Ducted CEE Tier 1
215869142 | Central HP <5.4 tons | TRANE | HRCU-A-CB (Split System: Heat Pump with Remote Outdoor Unit-Air-Source) | 5TWV8X60A1 |  |  | 5TXCC007AS3 | S9V2C080U5VSB+LRP | 53000 | 18.1 | 8.5 | 56000 | 40000 | 71.43% | 2 | 0 | 10 |  |  |  | No | R-454B | 4.4167 | Residential & Commercial | Ducted CEE Tier 1
212603214 | Central HP <5.4 tons | DAY & NIGHT | HRCU-A-CB (Split System: Heat Pump with Remote Outdoor Unit-Air-Source) | DLCURAH24ABK | ADP |  | V,G36H175P159 | *96VSN0801716A* | 24200 | 16 | 8.1 | 24600 | 22600 | 91.87% | 1.9 | 0 | 10.5 |  |  |  | No | R-410A | 2.0167 | Residential & Commercial | Ducted CEE Tier 1
213781694 | Central HP <5.4 tons | TEMPSTAR | HRCU-A-CB (Split System: Heat Pump with Remote Outdoor Unit-Air-Source) | TVH837GKA2* |  |  | EA*4X61L24A*+WALLCON | *97CMN1002122B* | 33200 | 17.5 | 8.5 | 32000 | 24800 | 77.5% | 2 | 0 | 11.7 |  |  |  | No | R-410A | 2.7667 | Residential & Commercial | Ducted CEE Tier 1
215289794 | Central HP <5.4 tons | AIRQUEST | HRCU-A-CB (Split System: Heat Pump with Remote Outdoor Unit-Air-Source) | DLCURAH18ABK | ADP |  | H,GG32936 | *96MSN0401410A* | 17100 | 16 | 8.5 | 16900 | 19100 | 113% | 2.34 | 0 | 10 |  |  |  | No | R-410A | 1.425 | Residential & Commercial | Ducted CEE Tier 1
215289795 | Central HP <5.4 tons | AIRQUEST | HRCU-A-CB (Split System: Heat Pump with Remote Outdoor Unit-Air-Source) | DLCURAH18ABK | ADP |  | HG32924 | *96MSN0401410A* | 17100 | 16 | 8.5 | 16900 | 19100 | 113% | 2.34 | 0 | 10 |  |  |  | No | R-410A | 1.425 | Residential & Commercial | Ducted CEE Tier 1
215289813 | Central HP <5.4 tons | AIRQUEST | HRCU-A-CB (Split System: Heat Pump with Remote Outdoor Unit-Air-Source) | DLCURAH18ABK | ADP |  | HE30924 | *96MSN0401410A* | 16600 | 15.2 | 8.5 | 16900 | 19400 | 114.8% | 2.38 | 0 | 10 |  |  |  | No | R-410A | 1.3833 | Residential & Commercial | Ducted CEE Tier 1
215289828 | Central HP <5.4 tons | AIRQUEST | HRCU-A-CB (Split System: Heat Pump with Remote Outdoor Unit-Air-Source) | DLCURAH18ABK | ADP |  | H,GE23936 | *96MSN0401712A* | 17200 | 15.2 | 8.5 | 17100 | 18800 | 109.9% | 2.3 | 0 | 10 |  |  |  | No | R-410A | 1.4333 | Residential & Commercial | Ducted CEE Tier 1
215289863 | Central HP <5.4 tons | AIRQUEST | HRCU-A-CB (Split System: Heat Pump with Remote Outdoor Unit-Air-Source) | DLCURAH18ABK | ADP |  | HE7J936 | *96MSN0401712A* | 17200 | 15.2 | 8.5 | 17100 | 18800 | 109.9% | 2.3 | 0 | 10 |  |  |  | No | R-410A | 1.4333 | Residential & Commercial | Ducted CEE Tier 1
215289896 | Central HP <5.4 tons | AIRQUEST | HRCU-A-CB (Split System: Heat Pump with Remote Outdoor Unit-Air-Source) | DLCURAH18ABK | ADP |  | H,GE34936 | *96MSN0601412A* | 17400 | 16 | 8.5 | 17000 | 19400 | 114.1% | 2.38 | 0 | 10.5 |  |  |  | No | R-410A | 1.45 | Residential & Commercial | Ducted CEE Tier 1
215289897 | Central HP <5.4 tons | AIRQUEST | HRCU-A-CB (Split System: Heat Pump with Remote Outdoor Unit-Air-Source) | DLCURAH18ABK | ADP |  | HE34936 | *96MSN0601412A* | 17400 | 16 | 8.5 | 17000 | 19400 | 114.1% | 2.38 | 0 | 10.5 |  |  |  | No | R-410A | 1.45 | Residential & Commercial | Ducted CEE Tier 1
215290012 | Central HP <5.4 tons | AIRQUEST | HRCU-A-CB (Split System: Heat Pump with Remote Outdoor Unit-Air-Source) | DLCURAH18ABK | ADP |  | H,GG31930 | *96VTN0401410A* | 16800 | 15.2 | 8.5 | 16700 | 18800 | 112.6% | 2.3 | 0 | 10 |  |  |  | No | R-410A | 1.4 | Residential & Commercial | Ducted CEE Tier 1
213781994 | Central HP <5.4 tons | TEMPSTAR | HRCU-A-CB (Split System: Heat Pump with Remote Outdoor Unit-Air-Source) | TVH837GKA2* |  |  | EHD4X42AAL+WALLCON | *97CMN1002122B* | 32600 | 16.5 | 8.1 | 33000 | 24600 | 74.55% | 1.94 | 0 | 11 |  |  |  | No | R-410A | 2.7167 | Residential & Commercial | Ducted CEE Tier 1
213782294 | Central HP <5.4 tons | TEMPSTAR | HRCU-A-CB (Split System: Heat Pump with Remote Outdoor Unit-Air-Source) | TVH837GKA2* |  |  | EHD4X60AAL+WALLCON | *97CMN0601714B* | 32800 | 16 | 8.1 | 32400 | 25200 | 77.78% | 1.96 | 0 | 11 |  |  |  | No | R-410A | 2.7333 | Residential & Commercial | Ducted CEE Tier 1
215289565 | Central HP <5.4 tons | AIRQUEST | HRCU-A-CB (Split System: Heat Pump with Remote Outdoor Unit-Air-Source) | DLCURAH18ABK | ADP |  | H,GE31930 | *92MSN0401712A* | 16500 | 15.2 | 8.1 | 16700 | 18900 | 113.2% | 2.3 | 0 | 10 |  |  |  | No | R-410A | 1.375 | Residential & Commercial | Ducted CEE Tier 1
215289574 | Central HP <5.4 tons | AIRQUEST | HRCU-A-CB (Split System: Heat Pump with Remote Outdoor Unit-Air-Source) | DLCURAH18ABK | ADP |  | HE32936 | *92MSN0401712A* | 16500 | 15.2 | 8.5 | 16500 | 18400 | 111.5% | 2.24 | 0 | 10 |  |  |  | No | R-410A | 1.375 | Residential & Commercial | Ducted CEE Tier 1
215290013 | Central HP <5.4 tons | AIRQUEST | HRCU-A-CB (Split System: Heat Pump with Remote Outdoor Unit-Air-Source) | DLCURAH18ABK | ADP |  | H,GE31924 | *96VTN0401410A* | 16800 | 15.2 | 8.5 | 16700 | 18800 | 112.6% | 2.3 | 0 | 10 |  |  |  | No | R-410A | 1.4 | Residential & Commercial | Ducted CEE Tier 1
215290014 | Central HP <5.4 tons | AIRQUEST | HRCU-A-CB (Split System: Heat Pump with Remote Outdoor Unit-Air-Source) | DLCURAH18ABK | ADP |  | H,GE31930 | *96VTN0401410A* | 16800 | 15.2 | 8.5 | 16700 | 18800 | 112.6% | 2.3 | 0 | 10 |  |  |  | No | R-410A | 1.4 | Residential & Commercial | Ducted CEE Tier 1
215290047 | Central HP <5.4 tons | AIRQUEST | HRCU-A-CB (Split System: Heat Pump with Remote Outdoor Unit-Air-Source) | DLCURAH18ABK | ADP |  | HG80936 | *96VTN0401410A* | 17400 | 16 | 8.5 | 16500 | 18200 | 110.3% | 2.24 | 0 | 10.5 |  |  |  | No | R-410A | 1.45 | Residential & Commercial | Ducted CEE Tier 1
214596070 | Central HP <5.4 tons | AIRQUEST | HRCU-A-C (Split System: Heat Pump with Remote Outdoor Unit with No Indoor Fan --Air Source) | DLCURAH18ABK | ADP |  | H,PG9J936+TD |  | 18000 | 16 | 9.5 | 17400 | 14600 | 83.91% | 2.2 | 0 | 11.7 |  |  |  | No | R-410A | 1.5 | Residential & Commercial | Ducted CEE Tier 1
214596071 | Central HP <5.4 tons | AIRQUEST | HRCU-A-C (Split System: Heat Pump with Remote Outdoor Unit with No Indoor Fan --Air Source) | DLCURAH24ABK | ADP |  | H,PG21930+TD |  | 23000 | 16 | 8.8 | 23000 | 19600 | 85.22% | 1.84 | 0 | 10 |  |  |  | No | R-410A | 1.9167 | Residential & Commercial | Ducted CEE Tier 1
215290131 | Central HP <5.4 tons | AIRQUEST | HRCU-A-CB (Split System: Heat Pump with Remote Outdoor Unit-Air-Source) | DLCURAH18ABK | ADP |  | H,GE9J936 | *96VTN0401712A* | 17800 | 15.2 | 8.5 | 16900 | 18100 | 107.1% | 2.22 | 0 | 10.5 |  |  |  | No | R-410A | 1.4833 | Residential & Commercial | Ducted CEE Tier 1
215290145 | Central HP <5.4 tons | AIRQUEST | HRCU-A-CB (Split System: Heat Pump with Remote Outdoor Unit-Air-Source) | DLCURAH18ABK | ADP |  | H,GG32930 | *96VTN0401712B* | 16900 | 16 | 8.5 | 16600 | 19000 | 114.5% | 2.34 | 0 | 10 |  |  |  | No | R-410A | 1.4083 | Residential & Commercial | Ducted CEE Tier 1
215290179 | Central HP <5.4 tons | AIRQUEST | HRCU-A-CB (Split System: Heat Pump with Remote Outdoor Unit-Air-Source) | DLCURAH18ABK | ADP |  | H,GE22936 | *96VTN0601412A* | 17200 | 15.2 | 8.5 | 17200 | 18300 | 106.4% | 2.26 | 0 | 10.5 |  |  |  | No | R-410A | 1.4333 | Residential & Commercial | Ducted CEE Tier 1
213772617 | Central HP <5.4 tons | HEIL | HRCU-A-CB (Split System: Heat Pump with Remote Outdoor Unit-Air-Source) | HVH825GKA3* |  |  | EA*4X24L17A*+WALLCON | *80CTL0451712B* | 23200 | 16 | 8.1 | 22000 | 16900 | 76.82% | 1.88 | 0 | 10 |  |  |  | No | R-410A | 1.9333 | Residential & Commercial | Ducted CEE Tier 1
213772667 | Central HP <5.4 tons | HEIL | HRCU-A-CB (Split System: Heat Pump with Remote Outdoor Unit-Air-Source) | HVH825GKA3* |  |  | EA*4X24L17A*+WALLCON | *97CMN0601714B* | 23000 | 16 | 8.1 | 22000 | 16900 | 76.82% | 1.88 | 0 | 10 |  |  |  | No | R-410A | 1.9167 | Residential & Commercial | Ducted CEE Tier 1
212989504 | Central HP <5.4 tons | AIRQUEST | HRCU-A-CB (Split System: Heat Pump with Remote Outdoor Unit-Air-Source) | DLCURAH36ABK |  |  | EA*4X48L24A* | *95MSU0802120A* | 35600 | 16.5 | 8.5 | 37800 | 34600 | 91.53% | 2.02 | 0 | 10 |  |  |  | No | R-410A | 2.9667 | Residential & Commercial | Ducted CEE Tier 1
211228380 | Central HP <5.4 tons | DAY & NIGHT | HRCU-A-CB (Split System: Heat Pump with Remote Outdoor Unit-Air-Source) | DLCURAH36ABK |  |  | EA*4X43L21A* | *80VTL0701716A* | 36200 | 16 | 8.5 | 38500 | 34800 | 90.39% | 2.08 | 0 | 10 |  |  |  | No | R-410A | 3.0167 | Residential & Commercial | Ducted CEE Tier 1
212603095 | Central HP <5.4 tons | DAY & NIGHT | HRCU-A-CB (Split System: Heat Pump with Remote Outdoor Unit-Air-Source) | DLCURAH18ABK | ADP |  | FG80936 | *96VSN0601412A* | 18000 | 16 | 8.5 | 17000 | 18000 | 105.9% | 2.22 | 0 | 11 |  |  |  | No | R-410A | 1.5 | Residential & Commercial | Ducted CEE Tier 1
215289592 | Central HP <5.4 tons | AIRQUEST | HRCU-A-CB (Split System: Heat Pump with Remote Outdoor Unit-Air-Source) | DLCURAH18ABK | ADP |  | H,GE7J936 | *92MSN0401712A* | 16600 | 15.2 | 8.5 | 16500 | 18400 | 111.5% | 2.24 | 0 | 10 |  |  |  | No | R-410A | 1.3833 | Residential & Commercial | Ducted CEE Tier 1
215289615 | Central HP <5.4 tons | AIRQUEST | HRCU-A-CB (Split System: Heat Pump with Remote Outdoor Unit-Air-Source) | DLCURAH18ABK | ADP |  | HG32924 | *92MSN0601412A* | 17200 | 16 | 8.5 | 16900 | 19400 | 114.8% | 2.38 | 0 | 10.5 |  |  |  | No | R-410A | 1.4333 | Residential & Commercial | Ducted CEE Tier 1
215289624 | Central HP <5.4 tons | AIRQUEST | HRCU-A-CB (Split System: Heat Pump with Remote Outdoor Unit-Air-Source) | DLCURAH18ABK | ADP |  | H,GG34936 | *92MSN0601412A* | 17500 | 16 | 8.5 | 16900 | 18800 | 111.2% | 2.3 | 0 | 11 |  |  |  | No | R-410A | 1.4583 | Residential & Commercial | Ducted CEE Tier 1
215674315 | Central HP <5.4 tons | BRYANT HEATING AND COOLING SYSTEMS | HRCU-A-CB (Split System: Heat Pump with Remote Outdoor Unit-Air-Source) | 290VAN048**AA* |  |  | CAA**6121AM*+UI | 83*CA60100C21*** | 46000 | 17.5 | 9 | 48000 | 33800 | 70.42% | 2.06 | 0 | 10 |  |  |  | No | R-454B | 3.8333 | Residential & Commercial | Ducted CEE Tier 1
215319034 | Central HP <5.4 tons | KENMORE | HRCU-A-CB (Split System: Heat Pump with Remote Outdoor Unit-Air-Source) | D5CUHAH60AAK |  |  | D5FUHAH60XAK |  | 54000 | 17.5 | 9.5 | 55000 | 54000 | 98.18% | 1.9 | 0 | 12 |  |  |  | No | R-454B | 4.5 | Residential & Commercial | Ducted CEE Tier 1
212552653 | Central HP <5.4 tons | DAY & NIGHT | HRCU-A-CB (Split System: Heat Pump with Remote Outdoor Unit-Air-Source) | CVH848GKA** | ADP |  | FG49960 | *95CSU1002122A* | 45500 | 17 | 8.5 | 44000 | 34400 | 78.18% | 2 | 0 | 10.5 |  |  |  | No | R-410A | 3.7917 | Residential & Commercial | Ducted CEE Tier 1
212552669 | Central HP <5.4 tons | DAY & NIGHT | HRCU-A-CB (Split System: Heat Pump with Remote Outdoor Unit-Air-Source) | CVH848GKA** | ADP |  | FG49960 | *96CTN1202422A* | 45500 | 17 | 8.5 | 44500 | 34400 | 77.3% | 2 | 0 | 10.5 |  |  |  | No | R-410A | 3.7917 | Residential & Commercial | Ducted CEE Tier 1
215934837 | Central HP <5.4 tons | AIRQUEST | HRCU-A-CB (Split System: Heat Pump with Remote Outdoor Unit-Air-Source) | H5H3V36*K*AAA* |  |  | EVM5X44M21A*+WALLCON | *80CTL0901716B* | 35600 | 22 | 8.5 | 38000 | 28600 | 75.26% | 2.02 | 0 | 12 |  |  |  | No | R-454B | 2.9667 | Residential & Commercial | Ducted CEE Tier 1
213772357 | Central HP <5.4 tons | HEIL | HRCU-A-CB (Split System: Heat Pump with Remote Outdoor Unit-Air-Source) | HVH825GKA2* |  |  | EHD4X42AAL+WALLCON | *97CMN1002122B* | 24200 | 16 | 8.1 | 21400 | 16600 | 77.57% | 2 | 0 | 10.5 |  |  |  | No | R-410A | 2.0167 | Residential & Commercial | Ducted CEE Tier 1
214101698 | Central HP <5.4 tons | CONCORD | HRCU-A-CB (Split System: Heat Pump with Remote Outdoor Unit-Air-Source) | 4HP18V36P | ADP |  | H,A,DD06936 | 97G2DF045BE12 | 23600 | 17 | 8.35 | 22400 | 16300 | 72.77% | 2.12 | 0 | 12 |  |  |  | No | R-410A | 1.9667 | Residential & Commercial | Ducted CEE Tier 1
214101699 | Central HP <5.4 tons | CONCORD | HRCU-A-CB (Split System: Heat Pump with Remote Outdoor Unit-Air-Source) | 4HP18V36P | ADP |  | H,A,DD15936 | 97G2DF045BE12 | 24000 | 18 | 8.5 | 22400 | 16300 | 72.77% | 2.16 | 0 | 12 |  |  |  | No | R-410A | 2 | Residential & Commercial | Ducted CEE Tier 1
213771577 | Central HP <5.4 tons | HEIL | HRCU-A-CB (Split System: Heat Pump with Remote Outdoor Unit-Air-Source) | HVH825GKA2* |  |  | EA*4X48L21A*+WALLCON | *80CTL0901716B* | 24200 | 17 | 8.1 | 20800 | 16500 | 79.33% | 2.02 | 0 | 11 |  |  |  | No | R-410A | 2.0167 | Residential & Commercial | Ducted CEE Tier 1
215289633 | Central HP <5.4 tons | AIRQUEST | HRCU-A-CB (Split System: Heat Pump with Remote Outdoor Unit-Air-Source) | DLCURAH18ABK | ADP |  | HE30924 | *92MSN0601412A* | 16000 | 16 | 8.1 | 16400 | 18300 | 111.6% | 2.24 | 0 | 10 |  |  |  | No | R-410A | 1.3333 | Residential & Commercial | Ducted CEE Tier 1
213774497 | Central HP <5.4 tons | HEIL | HRCU-A-CB (Split System: Heat Pump with Remote Outdoor Unit-Air-Source) | HVH825GKA3* |  |  | EHD4X42AAL+WALLCON | *97CMN1202422B* | 24200 | 16 | 8.1 | 21400 | 16600 | 77.57% | 2 | 0 | 10.5 |  |  |  | No | R-410A | 2.0167 | Residential & Commercial | Ducted CEE Tier 1
211245994 | Central HP <5.4 tons | CARRIER | HRCU-A-CB (Split System: Heat Pump with Remote Outdoor Unit-Air-Source) | 38MURAQ24AB3* |  |  | CAP**2517AL* | GG96VTAA48080B | 24800 | 17 | 8.5 | 25600 | 21200 | 82.81% | 1.78 | 0 | 10.5 |  |  |  | No | R-410A | 2.0667 | Residential & Commercial | Ducted CEE Tier 1
213779187 | Central HP <5.4 tons | HEIL | HRCU-A-CB (Split System: Heat Pump with Remote Outdoor Unit-Air-Source) | HVH837GKA** |  |  | EA*4X42L24A*+WALLCON | *80CTL1102120B* | 31800 | 17 | 8.1 | 32800 | 24200 | 73.78% | 1.88 | 0 | 11 |  |  |  | No | R-410A | 2.65 | Residential & Commercial | Ducted CEE Tier 1
215319030 | Central HP <5.4 tons | KENMORE | HRCU-A-CB (Split System: Heat Pump with Remote Outdoor Unit-Air-Source) | D5CUHAH30AAK |  |  | D5FUAAH30XAK |  | 30000 | 16.9 | 10 | 34000 | 32600 | 95.88% | 1.96 | 0 | 11.7 |  |  |  | No | R-454B | 2.5 | Residential & Commercial | Ducted CEE Tier 1
212987495 | Central HP <5.4 tons | CARRIER | HRCU-A-CB (Split System: Heat Pump with Remote Outdoor Unit-Air-Source) | 38MURAQ18AB3* |  |  | CAP**1917AL* | 59SC6A080M17**16 | 18200 | 16.5 | 8.5 | 18100 | 17700 | 97.79% | 2.14 | 0 | 11 |  |  |  | No | R-410A | 1.5167 | Residential & Commercial | Ducted CEE Tier 1
216453125 | Central HP <5.4 tons | TRANE | HRCU-A-CB (Split System: Heat Pump with Remote Outdoor Unit-Air-Source) | 5TWV0X36A1 |  |  | 5TXCB006AS3 | S8V2B060M4PCB | 35200 | 20 | 9.7 | 32400 | 25000 | 77.16% | 2.1 | 0 | 12.5 |  |  |  | No | R-454B | 2.9333 | Residential & Commercial | Ducted CEE Tier 1
215679284 | Central HP <5.4 tons | BRYANT HEATING AND COOLING SYSTEMS | HRCU-A-CB (Split System: Heat Pump with Remote Outdoor Unit-Air-Source) | 290VAN036**AA* |  |  | CAA**3721AM*+UI | 83*CB36040C17*** | 34600 | 17.5 | 9 | 35200 | 25000 | 71.02% | 1.9 | 0 | 10 |  |  |  | No | R-454B | 2.8833 | Residential & Commercial | Ducted CEE Tier 1
216439318 | Central HP <5.4 tons | TRANE | HRCU-A-CB (Split System: Heat Pump with Remote Outdoor Unit-Air-Source) | 5TWV0X48A1 |  |  | 5TEMCD06AV41+TDR |  | 47000 | 20 | 9.4 | 45500 | 34800 | 76.48% | 2.22 | 0 | 12 |  |  |  | No | R-454B | 3.9167 | Residential & Commercial | Ducted CEE Tier 1
212380595 | Central HP <5.4 tons | CARRIER | HRCU-A-CB (Split System: Heat Pump with Remote Outdoor Unit-Air-Source) | 25VNA424A*031* | ADP |  | V,C36H175P459 | 59TN6B060C17**14 | 24000 | 20 | 8.5 | 25000 | 19500 | 78% | 2.5 | 0 | 13 |  |  |  | No | R-410A | 2 | Residential & Commercial | Ducted CEE Tier 1
209852099 | Central HP <5.4 tons | KENMORE | HRCU-A-CB (Split System: Heat Pump with Remote Outdoor Unit-Air-Source) | DLCURAH30ABK |  |  | DLFUAAH30XAK |  | 30000 | 16.2 | 8.9 | 33000 | 24000 | 72.73% | 1.8 | 11 | 10 |  |  |  | No | R-410A | 2.5 | Residential & Commercial | Ducted CEE Tier 1
214596017 | Central HP <5.4 tons | AIRQUEST | HRCU-A-C (Split System: Heat Pump with Remote Outdoor Unit with No Indoor Fan --Air Source) | DLCURAH30ABK | ADP |  | H,PG1K936+TD |  | 30000 | 15.2 | 9.7 | 31400 | 26600 | 84.71% | 1.85 | 0 | 10.5 |  |  |  | No | R-410A | 2.5 | Residential & Commercial | Ducted CEE Tier 1
214596023 | Central HP <5.4 tons | AIRQUEST | HRCU-A-C (Split System: Heat Pump with Remote Outdoor Unit with No Indoor Fan --Air Source) | DLCURAH30ABK | ADP |  | H,PG35936+TD |  | 30000 | 15.2 | 9.6 | 31400 | 26600 | 84.71% | 1.84 | 0 | 10.5 |  |  |  | No | R-410A | 2.5 | Residential & Commercial | Ducted CEE Tier 1
213780717 | Central HP <5.4 tons | HEIL | HRCU-A-CB (Split System: Heat Pump with Remote Outdoor Unit-Air-Source) | HVH837GKA2* |  |  | EA*4X36L17A*+WALLCON | *96CTN0801714B* | 31400 | 16.5 | 8.1 | 33200 | 24400 | 73.49% | 1.82 | 0 | 10.5 |  |  |  | No | R-410A | 2.6167 | Residential & Commercial | Ducted CEE Tier 1
213780787 | Central HP <5.4 tons | HEIL | HRCU-A-CB (Split System: Heat Pump with Remote Outdoor Unit-Air-Source) | HVH837GKA2* |  |  | EA*4X36L21A*+WALLCON | *97CMN0601714B* | 31200 | 16.5 | 8.1 | 33200 | 24600 | 74.1% | 1.82 | 0 | 10.5 |  |  |  | No | R-410A | 2.6 | Residential & Commercial | Ducted CEE Tier 1
211239650 | Central HP <5.4 tons | CARRIER | HRCU-A-CB (Split System: Heat Pump with Remote Outdoor Unit-Air-Source) | 38MURAQ24AB3* |  |  | CAP**2414AL* | 58TP*A045V14**12 | 23800 | 16.5 | 8.5 | 26800 | 24000 | 89.55% | 1.98 | 0 | 10 |  |  |  | No | R-410A | 1.9833 | Residential & Commercial | Ducted CEE Tier 1
215290196 | Central HP <5.4 tons | AIRQUEST | HRCU-A-CB (Split System: Heat Pump with Remote Outdoor Unit-Air-Source) | DLCURAH18ABK | ADP |  | H,GG33936 | *96VTN0601412A* | 17900 | 16 | 8.5 | 17200 | 18600 | 108.1% | 2.28 | 0 | 10.5 |  |  |  | No | R-410A | 1.4917 | Residential & Commercial | Ducted CEE Tier 1
215290230 | Central HP <5.4 tons | AIRQUEST | HRCU-A-CB (Split System: Heat Pump with Remote Outdoor Unit-Air-Source) | DLCURAH18ABK | ADP |  | HE31930 | *96VTN0601412B* | 17000 | 16 | 8.5 | 16900 | 19400 | 114.8% | 2.38 | 0 | 10 |  |  |  | No | R-410A | 1.4167 | Residential & Commercial | Ducted CEE Tier 1
215290247 | Central HP <5.4 tons | AIRQUEST | HRCU-A-CB (Split System: Heat Pump with Remote Outdoor Unit-Air-Source) | DLCURAH18ABK | ADP |  | HG35936 | *96VTN0601412B* | 17500 | 16 | 8.5 | 16900 | 18800 | 111.2% | 2.3 | 0 | 10.5 |  |  |  | No | R-410A | 1.4583 | Residential & Commercial | Ducted CEE Tier 1
215290248 | Central HP <5.4 tons | AIRQUEST | HRCU-A-CB (Split System: Heat Pump with Remote Outdoor Unit-Air-Source) | DLCURAH18ABK | ADP |  | H,GG36936 | *96VTN0601412B* | 17500 | 16 | 8.1 | 16400 | 18300 | 111.6% | 2.24 | 0 | 11 |  |  |  | No | R-410A | 1.4583 | Residential & Commercial | Ducted CEE Tier 1
213774557 | Central HP <5.4 tons | HEIL | HRCU-A-CB (Split System: Heat Pump with Remote Outdoor Unit-Air-Source) | HVH825GKA3* |  |  | EHD4X48AAL+WALLCON | *80CTL0451712B* | 24200 | 16 | 8.1 | 21400 | 16700 | 78.04% | 2 | 0 | 10.5 |  |  |  | No | R-410A | 2.0167 | Residential & Commercial | Ducted CEE Tier 1
213774607 | Central HP <5.4 tons | HEIL | HRCU-A-CB (Split System: Heat Pump with Remote Outdoor Unit-Air-Source) | HVH825GKA3* |  |  | EHD4X48AAL+WALLCON | *80CTL1102120B* | 24200 | 16 | 8.1 | 21200 | 16600 | 78.3% | 2.02 | 0 | 10.5 |  |  |  | No | R-410A | 2.0167 | Residential & Commercial | Ducted CEE Tier 1
213311589 | Central HP <5.4 tons | CARRIER | HRCU-A-CB (Split System: Heat Pump with Remote Outdoor Unit-Air-Source) | 38MURAQ24AB3* | ADP |  | V36H175P159+CBPE4B* |  | 24200 | 18 | 9 | 25000 | 22600 | 90.4% | 1.92 | 0 | 10.5 |  |  |  | No | R-410A | 2.0167 | Residential & Commercial | Ducted CEE Tier 1
211228579 | Central HP <5.4 tons | DAY & NIGHT | HRCU-A-CB (Split System: Heat Pump with Remote Outdoor Unit-Air-Source) | DLCURAH36ABK |  |  | EA*4X43L21A* | *95ESU0601716A* | 36800 | 15.5 | 8.5 | 38500 | 34800 | 90.39% | 2.1 | 0 | 10 |  |  |  | No | R-410A | 3.0667 | Residential & Commercial | Ducted CEE Tier 1
215941465 | Central HP <5.4 tons | BRYANT HEATING AND COOLING SYSTEMS | HRCU-A-CB (Split System: Heat Pump with Remote Outdoor Unit-Air-Source) | 293VAN048**AA* |  |  | CVAMA6024XMA*+UI | 987TA66100C21*** | 45500 | 20.5 | 8.1 | 52500 | 38000 | 72.38% | 1.9 | 0 | 11.5 |  |  |  | No | R-454B | 3.7917 | Residential & Commercial | Ducted CEE Tier 1
214389253 | Central HP <5.4 tons | BRYANT HEATING AND COOLING SYSTEMS | HRCU-A-CB (Split System: Heat Pump with Remote Outdoor Unit-Air-Source) | 284ANV036*0**B* |  |  | CNPV*4217AL*+UI | 88*TB36045C17*** | 33200 | 18.5 | 9 | 37600 | 26600 | 70.74% | 1.98 | 0 | 11.5 |  |  |  | No | R-410A | 2.7667 | Residential & Commercial | Ducted CEE Tier 1
215674415 | Central HP <5.4 tons | BRYANT HEATING AND COOLING SYSTEMS | HRCU-A-CB (Split System: Heat Pump with Remote Outdoor Unit-Air-Source) | 290VAN048**AA* |  |  | CAA**6121AM*+UI | 987MC60080C21*** | 46000 | 18 | 9 | 48000 | 33800 | 70.42% | 2.08 | 0 | 10 |  |  |  | No | R-454B | 3.8333 | Residential & Commercial | Ducted CEE Tier 1
215674533 | Central HP <5.4 tons | BRYANT HEATING AND COOLING SYSTEMS | HRCU-A-CB (Split System: Heat Pump with Remote Outdoor Unit-Air-Source) | 290VAN048**AA* |  |  | CAA**6124AM*+UI | 935CB66100C21*** | 46000 | 18 | 9 | 47500 | 33600 | 70.74% | 2.08 | 0 | 10 |  |  |  | No | R-454B | 3.8333 | Residential & Commercial | Ducted CEE Tier 1
212577447 | Central HP <5.4 tons | CARRIER | HRCU-A-CB (Split System: Heat Pump with Remote Outdoor Unit-Air-Source) | 25VNA848A*031* | ADP |  | C60A***L169 | 58TN*A090C21**20 | 44500 | 17 | 8.5 | 44500 | 32200 | 72.36% | 2.24 | 0 | 10 |  |  |  | No | R-410A | 3.7083 | Residential & Commercial | Ducted CEE Tier 1
213372156 | Central HP <5.4 tons | KENMORE | HRCU-A-C (Split System: Heat Pump with Remote Outdoor Unit with No Indoor Fan --Air Source) | DLCURAH18ABK |  |  | DLFULAH24XBX + CI |  | 18000 | 16.1 | 9.5 | 19000 | 15000 | 78.95% | 2.2 | 11.6 | 11.7 |  |  |  | No | R-410A | 1.5 | Residential & Commercial | Ducted CEE Tier 1
209852092 | Central HP <5.4 tons | KENMORE | HRCU-A-CB (Split System: Heat Pump with Remote Outdoor Unit-Air-Source) | DLCURAH24ABK |  |  | DLFUAAH24XAK |  | 24000 | 17.4 | 10 | 24000 | 22600 | 94.17% | 1.91 | 12.5 | 11.7 |  |  |  | No | R-410A | 2 | Residential & Commercial | Ducted CEE Tier 1
215933683 | Central HP <5.4 tons | TEMPSTAR | HRCU-A-CB (Split System: Heat Pump with Remote Outdoor Unit-Air-Source) | T5H3V36*K*AAA* |  |  | ESH5X48M12A*+WALLCON | *97CMN1202422B* | 33800 | 19.5 | 9 | 35000 | 26600 | 76% | 1.92 | 0 | 11.5 |  |  |  | No | R-454B | 2.8167 | Residential & Commercial | Ducted CEE Tier 1
215933813 | Central HP <5.4 tons | TEMPSTAR | HRCU-A-CB (Split System: Heat Pump with Remote Outdoor Unit-Air-Source) | T5H3V36*K*AAA* |  |  | ESH5X60M12A*+WALLCON | *80CTL1102120B* | 34200 | 19.5 | 9 | 34400 | 26000 | 75.58% | 1.96 | 0 | 11.7 |  |  |  | No | R-454B | 2.85 | Residential & Commercial | Ducted CEE Tier 1
215934953 | Central HP <5.4 tons | TEMPSTAR | HRCU-A-CB (Split System: Heat Pump with Remote Outdoor Unit-Air-Source) | T5H3V36*K*AAA* |  |  | EVM5X44M21A*+WALLCON | *96CTN1002122B* | 35600 | 22 | 8.5 | 38000 | 28600 | 75.26% | 2.02 | 0 | 12.5 |  |  |  | No | R-454B | 2.9667 | Residential & Commercial | Ducted CEE Tier 1
211240502 | Central HP <5.4 tons | DAY & NIGHT | HRCU-A-CB (Split System: Heat Pump with Remote Outdoor Unit-Air-Source) | DLCURAH24ABK |  |  | EA*4X24L17A* | *80ESU0401712A* | 23600 | 17 | 8.5 | 26600 | 24600 | 92.48% | 2.04 | 0 | 10 |  |  |  | No | R-410A | 1.9667 | Residential & Commercial | Ducted CEE Tier 1
211240513 | Central HP <5.4 tons | DAY & NIGHT | HRCU-A-CB (Split System: Heat Pump with Remote Outdoor Unit-Air-Source) | DLCURAH24ABK |  |  | EA*4X24L17A* | *80VTL0451412A* | 24000 | 16.5 | 8.5 | 26800 | 24000 | 89.55% | 1.98 | 0 | 10 |  |  |  | No | R-410A | 2 | Residential & Commercial | Ducted CEE Tier 1
215869132 | Central HP <5.4 tons | TRANE | HRCU-A-CB (Split System: Heat Pump with Remote Outdoor Unit-Air-Source) | 5TWV8X60A1 |  |  | 5PX*D008AS3 | S9V2C080U5VSB+LRP | 53000 | 18.1 | 8.5 | 56000 | 40000 | 71.43% | 2 | 0 | 10 |  |  |  | No | R-454B | 4.4167 | Residential & Commercial | Ducted CEE Tier 1
215869134 | Central HP <5.4 tons | TRANE | HRCU-A-CB (Split System: Heat Pump with Remote Outdoor Unit-Air-Source) | 5TWV8X60A1 |  |  | 5PX*D008AS3 | S9V2C100U5VSB+LRP | 53000 | 18.1 | 8.5 | 56000 | 40000 | 71.43% | 2 | 0 | 10 |  |  |  | No | R-454B | 4.4167 | Residential & Commercial | Ducted CEE Tier 1
204298640 | Central HP <5.4 tons | COMFORTMAKER | HRCU-A-CB (Split System: Heat Pump with Remote Outdoor Unit-Air-Source) | CVH837GKA** |  |  | EA*4X36L17A*+WALLCON | *80CTL0901716A* | 31600 | 17.5 | 8.1 | 33200 | 24200 | 72.89% | 1.86 | 11 | 11 |  |  |  | No | R-410A | 2.6333 | Residential & Commercial | Ducted CEE Tier 1
204298660 | Central HP <5.4 tons | COMFORTMAKER | HRCU-A-CB (Split System: Heat Pump with Remote Outdoor Unit-Air-Source) | CVH837GKA** |  |  | EA*4X36L21A*+WALLCON | *80CTL0701716A* | 31400 | 17 | 8.1 | 33400 | 24400 | 73.05% | 1.84 | 11.5 | 11 |  |  |  | No | R-410A | 2.6167 | Residential & Commercial | Ducted CEE Tier 1
216440020 | Central HP <5.4 tons | TRANE | HRCU-A-CB (Split System: Heat Pump with Remote Outdoor Unit-Air-Source) | 5TWV0X36A1 |  |  | 5PX*B004AS3 | S9V2B060U4VSB+LRP | 33400 | 18.2 | 9.4 | 32000 | 24000 | 75% | 2.1 | 0 | 12 |  |  |  | No | R-454B | 2.7833 | Residential & Commercial | Ducted CEE Tier 1
207454904 | Central HP <5.4 tons | LENNOX | HRCU-A-CB (Split System: Heat Pump with Remote Outdoor Unit-Air-Source) | SL25XPV-024-230A** | ADP |  | LH29/36F9 | SL297UH060NV36B* | 22000 | 21 | 9.75 | 20000 | 20000 | 100% | 1.8 | 14 | 14 |  |  |  | No | R-410A | 1.8333 | Residential & Commercial | Ducted CEE Tier 1
207454911 | Central HP <5.4 tons | LENNOX | HRCU-A-CB (Split System: Heat Pump with Remote Outdoor Unit-Air-Source) | SL25XPV-024-230A** | ADP |  | L*35/36S9 | SL297UH060NV36B* | 22200 | 22 | 9.9 | 20000 | 20000 | 100% | 1.82 | 14 | 14 |  |  |  | No | R-410A | 1.85 | Residential & Commercial | Ducted CEE Tier 1
207455290 | Central HP <5.4 tons | LENNOX | HRCU-A-CB (Split System: Heat Pump with Remote Outdoor Unit-Air-Source) | SL25XPV-024-230A** | ADP |  | L*35/36S9 | EL296UH070XV36B* | 22200 | 22 | 10 | 20000 | 20000 | 100% | 1.84 | 14 | 14 |  |  |  | No | R-410A | 1.85 | Residential & Commercial | Ducted CEE Tier 1
211228754 | Central HP <5.4 tons | DAY & NIGHT | HRCU-A-CB (Split System: Heat Pump with Remote Outdoor Unit-Air-Source) | DLCURAH36ABK |  |  | EA*4X48L21A* | *80ES(N,L)0701712A* | 36000 | 15.5 | 8.5 | 38500 | 34800 | 90.39% | 2.06 | 0 | 10 |  |  |  | No | R-410A | 3 | Residential & Commercial | Ducted CEE Tier 1
211229040 | Central HP <5.4 tons | DAY & NIGHT | HRCU-A-CB (Split System: Heat Pump with Remote Outdoor Unit-Air-Source) | DLCURAH36ABK |  |  | EA*4X48L21A* | *95ESN0802120A* | 36600 | 15.5 | 8.5 | 38500 | 34800 | 90.39% | 2.08 | 0 | 10 |  |  |  | No | R-410A | 3.05 | Residential & Commercial | Ducted CEE Tier 1
213778967 | Central HP <5.4 tons | HEIL | HRCU-A-CB (Split System: Heat Pump with Remote Outdoor Unit-Air-Source) | HVH837GKA** |  |  | EA*4X37L21A*+WALLCON | *80CTL0902120B* | 32800 | 17 | 8.5 | 33000 | 25000 | 75.76% | 1.98 | 0 | 11 |  |  |  | No | R-410A | 2.7333 | Residential & Commercial | Ducted CEE Tier 1
211246003 | Central HP <5.4 tons | CARRIER | HRCU-A-CB (Split System: Heat Pump with Remote Outdoor Unit-Air-Source) | 38MURAQ24AB3* |  |  | CAP**3617AL* | GG96VTAA42060B | 24000 | 16.5 | 8.5 | 26000 | 22800 | 87.69% | 1.88 | 0 | 10 |  |  |  | No | R-410A | 2 | Residential & Commercial | Ducted CEE Tier 1
211246010 | Central HP <5.4 tons | CARRIER | HRCU-A-CB (Split System: Heat Pump with Remote Outdoor Unit-Air-Source) | 38MURAQ24AB3* |  |  | CAP**3721AL* | GG96VTAA60100C | 24200 | 17 | 8.1 | 25000 | 21400 | 85.6% | 1.8 | 0 | 10 |  |  |  | No | R-410A | 2.0167 | Residential & Commercial | Ducted CEE Tier 1
211246017 | Central HP <5.4 tons | CARRIER | HRCU-A-CB (Split System: Heat Pump with Remote Outdoor Unit-Air-Source) | 38MURAQ24AB3* |  |  | CNPV*3014AL* | GG96VTAA30040A | 23600 | 15.5 | 8.1 | 26200 | 23600 | 90.08% | 1.92 | 0 | 10 |  |  |  | No | R-410A | 1.9667 | Residential & Commercial | Ducted CEE Tier 1
211246019 | Central HP <5.4 tons | CARRIER | HRCU-A-CB (Split System: Heat Pump with Remote Outdoor Unit-Air-Source) | 38MURAQ24AB3* |  |  | CNPV*3017AL* | GG96VTAA30040A | 23400 | 16 | 8.1 | 25800 | 24000 | 93.02% | 2 | 0 | 10 |  |  |  | No | R-410A | 1.95 | Residential & Commercial | Ducted CEE Tier 1
211240213 | Central HP <5.4 tons | CARRIER | HRCU-A-CB (Split System: Heat Pump with Remote Outdoor Unit-Air-Source) | 38MURAQ24AB3* |  |  | FX4DNF031L |  | 24200 | 16.5 | 8.5 | 26000 | 22600 | 86.92% | 1.86 | 0 | 10 |  |  |  | No | R-410A | 2.0167 | Residential & Commercial | Ducted CEE Tier 1
213772857 | Central HP <5.4 tons | HEIL | HRCU-A-CB (Split System: Heat Pump with Remote Outdoor Unit-Air-Source) | HVH825GKA3* |  |  | EA*4X30L17A*+WALLCON | *80CTL0701716B* | 23400 | 16.5 | 8.1 | 21600 | 16700 | 77.31% | 1.9 | 0 | 10.5 |  |  |  | No | R-410A | 1.95 | Residential & Commercial | Ducted CEE Tier 1
215290262 | Central HP <5.4 tons | AIRQUEST | HRCU-A-CB (Split System: Heat Pump with Remote Outdoor Unit-Air-Source) | DLCURAH18ABK | ADP |  | H,GE9J936 | *96VTN0601412B* | 17500 | 16 | 8.5 | 16900 | 18800 | 111.2% | 2.3 | 0 | 10.5 |  |  |  | No | R-410A | 1.4583 | Residential & Commercial | Ducted CEE Tier 1
215290297 | Central HP <5.4 tons | AIRQUEST | HRCU-A-CB (Split System: Heat Pump with Remote Outdoor Unit-Air-Source) | DLCURAH18ABK | ADP |  | H,GE7J936 | *96VTN0601714A* | 17200 | 16 | 8.5 | 16800 | 18100 | 107.7% | 2.22 | 0 | 10 |  |  |  | No | R-410A | 1.4333 | Residential & Commercial | Ducted CEE Tier 1
215290312 | Central HP <5.4 tons | AIRQUEST | HRCU-A-CB (Split System: Heat Pump with Remote Outdoor Unit-Air-Source) | DLCURAH18ABK | ADP |  | HG31930 | *96VTN0601716B* | 16800 | 15.2 | 8.5 | 16800 | 19100 | 113.7% | 2.34 | 0 | 10 |  |  |  | No | R-410A | 1.4 | Residential & Commercial | Ducted CEE Tier 1
215290329 | Central HP <5.4 tons | AIRQUEST | HRCU-A-CB (Split System: Heat Pump with Remote Outdoor Unit-Air-Source) | DLCURAH18ABK | ADP |  | HG34936 | *96VTN0601716B* | 17400 | 16 | 8.5 | 16800 | 19100 | 113.7% | 2.34 | 0 | 10.5 |  |  |  | No | R-410A | 1.45 | Residential & Commercial | Ducted CEE Tier 1
215290427 | Central HP <5.4 tons | AIRQUEST | HRCU-A-CB (Split System: Heat Pump with Remote Outdoor Unit-Air-Source) | DLCURAH18ABK | ADP |  | H,GE7J936 | *96VTN0801716B* | 17500 | 16 | 8.5 | 17100 | 18700 | 109.4% | 2.3 | 0 | 10.5 |  |  |  | No | R-410A | 1.4583 | Residential & Commercial | Ducted CEE Tier 1
213492142 | Central HP <5.4 tons | DIYCOOL | HRCU-A-C (Split System: Heat Pump with Remote Outdoor Unit with No Indoor Fan --Air Source) | ACIQ-36-HPC |  |  | ACIQ-36-ACL-17 |  | 35000 | 15.2 | 8.5 | 36000 | 30000 | 83.33% | 1.8 | 0 | 10 |  |  |  | No | R-410A | 2.9167 | Residential & Commercial | Ducted CEE Tier 1
215319042 | Central HP <5.4 tons | KENMORE | HRCU-A-CB (Split System: Heat Pump with Remote Outdoor Unit-Air-Source) | D5CUHAH30AAK |  |  | D5FUHAH36XAK |  | 30000 | 17.2 | 10.8 | 33000 | 33200 | 100.6% | 1.97 | 0 | 12.1 |  |  |  | No | R-454B | 2.5 | Residential & Commercial | Ducted CEE Tier 1
215289642 | Central HP <5.4 tons | AIRQUEST | HRCU-A-CB (Split System: Heat Pump with Remote Outdoor Unit-Air-Source) | DLCURAH18ABK | ADP |  | H,GG9J936 | *92MSN0601412A* | 17500 | 16 | 8.5 | 16900 | 18800 | 111.2% | 2.3 | 0 | 11 |  |  |  | No | R-410A | 1.4583 | Residential & Commercial | Ducted CEE Tier 1
215289656 | Central HP <5.4 tons | AIRQUEST | HRCU-A-CB (Split System: Heat Pump with Remote Outdoor Unit-Air-Source) | DLCURAH18ABK | ADP |  | HE31924 | *92MSN0601714A* | 16900 | 16 | 8.5 | 16900 | 19000 | 112.4% | 2.34 | 0 | 10 |  |  |  | No | R-410A | 1.4083 | Residential & Commercial | Ducted CEE Tier 1
215289665 | Central HP <5.4 tons | AIRQUEST | HRCU-A-CB (Split System: Heat Pump with Remote Outdoor Unit-Air-Source) | DLCURAH18ABK | ADP |  | H,GG33936 | *92MSN0601714A* | 17500 | 16 | 8.5 | 16900 | 19000 | 112.4% | 2.34 | 0 | 10.5 |  |  |  | No | R-410A | 1.4583 | Residential & Commercial | Ducted CEE Tier 1
215289667 | Central HP <5.4 tons | AIRQUEST | HRCU-A-CB (Split System: Heat Pump with Remote Outdoor Unit-Air-Source) | DLCURAH18ABK | ADP |  | H,GE33936 | *92MSN0601714A* | 17500 | 16 | 8.5 | 16900 | 19000 | 112.4% | 2.34 | 0 | 10.5 |  |  |  | No | R-410A | 1.4583 | Residential & Commercial | Ducted CEE Tier 1
213778747 | Central HP <5.4 tons | HEIL | HRCU-A-CB (Split System: Heat Pump with Remote Outdoor Unit-Air-Source) | HVH837GKA** |  |  | EA*4X36L17A*+WALLCON | *80CTL0701716B* | 31400 | 16.5 | 8.1 | 33400 | 24400 | 73.05% | 1.82 | 0 | 10.5 |  |  |  | No | R-410A | 2.6167 | Residential & Commercial | Ducted CEE Tier 1
213779147 | Central HP <5.4 tons | HEIL | HRCU-A-CB (Split System: Heat Pump with Remote Outdoor Unit-Air-Source) | HVH837GKA** |  |  | EA*4X42L21A*+WALLCON | *96CTN0601714B* | 31600 | 16.5 | 8.1 | 33200 | 24600 | 74.1% | 1.86 | 0 | 10.5 |  |  |  | No | R-410A | 2.6333 | Residential & Commercial | Ducted CEE Tier 1
213779397 | Central HP <5.4 tons | HEIL | HRCU-A-CB (Split System: Heat Pump with Remote Outdoor Unit-Air-Source) | HVH837GKA** |  |  | EA*4X48L21A*+WALLCON | *80CTL0902120B* | 32200 | 17 | 8.1 | 32600 | 24800 | 76.07% | 1.98 | 0 | 11 |  |  |  | No | R-410A | 2.6833 | Residential & Commercial | Ducted CEE Tier 1
213779417 | Central HP <5.4 tons | HEIL | HRCU-A-CB (Split System: Heat Pump with Remote Outdoor Unit-Air-Source) | HVH837GKA** |  |  | EA*4X48L21A*+WALLCON | *95CSU0601716B* | 32200 | 17 | 8.1 | 32600 | 25000 | 76.69% | 1.94 | 0 | 11 |  |  |  | No | R-410A | 2.6833 | Residential & Commercial | Ducted CEE Tier 1
213773027 | Central HP <5.4 tons | HEIL | HRCU-A-CB (Split System: Heat Pump with Remote Outdoor Unit-Air-Source) | HVH825GKA3* |  |  | EA*4X36L17A*+WALLCON | *96CTN0801714B* | 23600 | 16.5 | 8.1 | 21600 | 16700 | 77.31% | 1.92 | 0 | 10.5 |  |  |  | No | R-410A | 1.9667 | Residential & Commercial | Ducted CEE Tier 1
213773327 | Central HP <5.4 tons | HEIL | HRCU-A-CB (Split System: Heat Pump with Remote Outdoor Unit-Air-Source) | HVH825GKA3* |  |  | EA*4X37L21A*+WALLCON | *97CMN0801714B* | 24400 | 16.5 | 8.1 | 21200 | 16600 | 78.3% | 2.02 | 0 | 11 |  |  |  | No | R-410A | 2.0333 | Residential & Commercial | Ducted CEE Tier 1
213773377 | Central HP <5.4 tons | HEIL | HRCU-A-CB (Split System: Heat Pump with Remote Outdoor Unit-Air-Source) | HVH825GKA3* |  |  | EA*4X42L21A*+WALLCON | *80CTL0451712B* | 23600 | 16.5 | 8.1 | 21600 | 16700 | 77.31% | 1.94 | 0 | 10.5 |  |  |  | No | R-410A | 1.9667 | Residential & Commercial | Ducted CEE Tier 1
215289685 | Central HP <5.4 tons | AIRQUEST | HRCU-A-CB (Split System: Heat Pump with Remote Outdoor Unit-Air-Source) | DLCURAH18ABK | ADP |  | H,GE8J936 | *92MSN0601714A* | 17500 | 16 | 8.5 | 16900 | 19000 | 112.4% | 2.34 | 0 | 10.5 |  |  |  | No | R-410A | 1.4583 | Residential & Commercial | Ducted CEE Tier 1
215289690 | Central HP <5.4 tons | AIRQUEST | HRCU-A-CB (Split System: Heat Pump with Remote Outdoor Unit-Air-Source) | DLCURAH18ABK | ADP |  | H,GG80936 | *92MSN0601714A* | 17600 | 16 | 8.1 | 16700 | 18200 | 109% | 2.24 | 0 | 11 |  |  |  | No | R-410A | 1.4667 | Residential & Commercial | Ducted CEE Tier 1
215289692 | Central HP <5.4 tons | AIRQUEST | HRCU-A-CB (Split System: Heat Pump with Remote Outdoor Unit-Air-Source) | DLCURAH18ABK | ADP |  | H,GE22936 | *92MSN0801716A* | 17000 | 16 | 8.5 | 17100 | 18700 | 109.4% | 2.3 | 0 | 10.5 |  |  |  | No | R-410A | 1.4167 | Residential & Commercial | Ducted CEE Tier 1
215289710 | Central HP <5.4 tons | AIRQUEST | HRCU-A-CB (Split System: Heat Pump with Remote Outdoor Unit-Air-Source) | DLCURAH18ABK | ADP |  | H,GG33936 | *92MSN0801716A* | 17600 | 16 | 8.5 | 17100 | 18700 | 109.4% | 2.3 | 0 | 11 |  |  |  | No | R-410A | 1.4667 | Residential & Commercial | Ducted CEE Tier 1
211239657 | Central HP <5.4 tons | CARRIER | HRCU-A-CB (Split System: Heat Pump with Remote Outdoor Unit-Air-Source) | 38MURAQ24AB3* |  |  | CAP**2414AL* | 58S(B,C)*A045E14**12 | 24200 | 16 | 8.5 | 27200 | 23400 | 86.03% | 1.9 | 0 | 10 |  |  |  | No | R-410A | 2.0167 | Residential & Commercial | Ducted CEE Tier 1
211239668 | Central HP <5.4 tons | CARRIER | HRCU-A-CB (Split System: Heat Pump with Remote Outdoor Unit-Air-Source) | 38MURAQ24AB3* |  |  | CAP**2417AL* | 59SU5A040E17**12 | 23400 | 16.5 | 8.5 | 26400 | 25200 | 95.45% | 2.1 | 0 | 10 |  |  |  | No | R-410A | 1.95 | Residential & Commercial | Ducted CEE Tier 1
211257719 | Central HP <5.4 tons | CARRIER | HRCU-A-CB (Split System: Heat Pump with Remote Outdoor Unit-Air-Source) | 38MURAQ18AB3* |  |  | CAP**1917AL* | 59SP6A060V14**12 | 18400 | 16 | 8.5 | 18400 | 17600 | 95.65% | 2.12 | 0 | 11 |  |  |  | No | R-410A | 1.5333 | Residential & Commercial | Ducted CEE Tier 1
211257770 | Central HP <5.4 tons | CARRIER | HRCU-A-CB (Split System: Heat Pump with Remote Outdoor Unit-Air-Source) | 38MURAQ18AB3* |  |  | CAP**2414AL* | 59SC5B060E14**12 | 17800 | 16 | 8.5 | 18700 | 19000 | 101.6% | 2.28 | 0 | 10.5 |  |  |  | No | R-410A | 1.4833 | Residential & Commercial | Ducted CEE Tier 1
215935253 | Central HP <5.4 tons | TEMPSTAR | HRCU-A-CB (Split System: Heat Pump with Remote Outdoor Unit-Air-Source) | T5H3V36*K*AAA* |  |  | EVM5X60M21A*+WALLCON | *95CSU0802120B* | 35600 | 21.5 | 8.5 | 38000 | 28600 | 75.26% | 2.04 | 0 | 12 |  |  |  | No | R-454B | 2.9667 | Residential & Commercial | Ducted CEE Tier 1
215932893 | Central HP <5.4 tons | TEMPSTAR | HRCU-A-CB (Split System: Heat Pump with Remote Outdoor Unit-Air-Source) | T5H3V36*K*AAA* |  |  | EA*5X61M24A*+WALLCON | *95CSU0802120B* | 34400 | 20.5 | 9.5 | 34400 | 26000 | 75.58% | 2.06 | 0 | 12 |  |  |  | No | R-454B | 2.8667 | Residential & Commercial | Ducted CEE Tier 1
211239693 | Central HP <5.4 tons | CARRIER | HRCU-A-CB (Split System: Heat Pump with Remote Outdoor Unit-Air-Source) | 38MURAQ24AB3* |  |  | CAP**2417AL* | 59SC2D060E14**12 | 23200 | 16.5 | 8.5 | 26400 | 25800 | 97.73% | 2.18 | 0 | 10 |  |  |  | No | R-410A | 1.9333 | Residential & Commercial | Ducted CEE Tier 1
211239716 | Central HP <5.4 tons | CARRIER | HRCU-A-CB (Split System: Heat Pump with Remote Outdoor Unit-Air-Source) | 38MURAQ24AB3* |  |  | CAP**2517AL* | 58SP*A045V17**16 | 24800 | 16.5 | 8.5 | 25600 | 21200 | 82.81% | 1.78 | 0 | 10 |  |  |  | No | R-410A | 2.0667 | Residential & Commercial | Ducted CEE Tier 1
215289715 | Central HP <5.4 tons | AIRQUEST | HRCU-A-CB (Split System: Heat Pump with Remote Outdoor Unit-Air-Source) | DLCURAH18ABK | ADP |  | HG34936 | *92MSN0801716A* | 17700 | 16 | 8.5 | 17100 | 18700 | 109.4% | 2.3 | 0 | 11 |  |  |  | No | R-410A | 1.475 | Residential & Commercial | Ducted CEE Tier 1
215289760 | Central HP <5.4 tons | AIRQUEST | HRCU-A-CB (Split System: Heat Pump with Remote Outdoor Unit-Air-Source) | DLCURAH18ABK | ADP |  | HG34936 | *96MSN0261410A* | 17300 | 20 | 8.1 | 16700 | 18800 | 112.6% | 2.3 | 0 | 10.5 |  |  |  | No | R-410A | 1.4417 | Residential & Commercial | Ducted CEE Tier 1
215289765 | Central HP <5.4 tons | AIRQUEST | HRCU-A-CB (Split System: Heat Pump with Remote Outdoor Unit-Air-Source) | DLCURAH18ABK | ADP |  | H,GG36936 | *96MSN0261410A* | 17300 | 20 | 8.1 | 16700 | 18800 | 112.6% | 2.3 | 0 | 10.5 |  |  |  | No | R-410A | 1.4417 | Residential & Commercial | Ducted CEE Tier 1
215289817 | Central HP <5.4 tons | AIRQUEST | HRCU-A-CB (Split System: Heat Pump with Remote Outdoor Unit-Air-Source) | DLCURAH18ABK | ADP |  | H,GE7J936 | *96MSN0401410A* | 17200 | 16 | 8.5 | 16900 | 19100 | 113% | 2.34 | 0 | 10 |  |  |  | No | R-410A | 1.4333 | Residential & Commercial | Ducted CEE Tier 1
213772707 | Central HP <5.4 tons | HEIL | HRCU-A-CB (Split System: Heat Pump with Remote Outdoor Unit-Air-Source) | HVH825GKA3* |  |  | EA*4X24L17A*+WALLCON | *96CTN0801714B* | 23200 | 16 | 8.1 | 22200 | 16800 | 75.68% | 1.88 | 0 | 10.5 |  |  |  | No | R-410A | 1.9333 | Residential & Commercial | Ducted CEE Tier 1
213772737 | Central HP <5.4 tons | HEIL | HRCU-A-CB (Split System: Heat Pump with Remote Outdoor Unit-Air-Source) | HVH825GKA3* |  |  | EA*4X25L17A*+WALLCON | *80CTL0701716B* | 24400 | 16.5 | 8.1 | 21200 | 16700 | 78.77% | 2 | 0 | 10.5 |  |  |  | No | R-410A | 2.0333 | Residential & Commercial | Ducted CEE Tier 1
209852098 | Central HP <5.4 tons | KENMORE | HRCU-A-CB (Split System: Heat Pump with Remote Outdoor Unit-Air-Source) | DLCURAH36ABK |  |  | DLFUAAH36XAK |  | 36000 | 16 | 9.5 | 40000 | 34400 | 86% | 1.97 | 10.5 | 10 |  |  |  | No | R-410A | 3 | Residential & Commercial | Ducted CEE Tier 1
213772887 | Central HP <5.4 tons | HEIL | HRCU-A-CB (Split System: Heat Pump with Remote Outdoor Unit-Air-Source) | HVH825GKA3* |  |  | EA*4X30L17A*+WALLCON | *97CMN0601714B* | 23200 | 16 | 8.1 | 21600 | 16800 | 77.78% | 1.9 | 0 | 10.5 |  |  |  | No | R-410A | 1.9333 | Residential & Commercial | Ducted CEE Tier 1
212520271 | Central HP <5.4 tons | CARRIER | HRCU-A-CB (Split System: Heat Pump with Remote Outdoor Unit-Air-Source) | 38MURAQ24AB3* | ADP |  | H,PG9J936 | 58TP*A045V14**12 | 24200 | 16 | 8.1 | 24600 | 22400 | 91.06% | 1.88 | 0 | 10.5 |  |  |  | No | R-410A | 2.0167 | Residential & Commercial | Ducted CEE Tier 1
211239734 | Central HP <5.4 tons | CARRIER | HRCU-A-CB (Split System: Heat Pump with Remote Outdoor Unit-Air-Source) | 38MURAQ24AB3* |  |  | CAP**2517AL* | 58S(B,C)*A045E17**12 | 24800 | 17 | 8.5 | 25600 | 21200 | 82.81% | 1.78 | 0 | 10.5 |  |  |  | No | R-410A | 2.0667 | Residential & Commercial | Ducted CEE Tier 1
211239736 | Central HP <5.4 tons | CARRIER | HRCU-A-CB (Split System: Heat Pump with Remote Outdoor Unit-Air-Source) | 38MURAQ24AB3* |  |  | CAP**2517AL* | 58S(B,C)*A090E17**14 | 25200 | 17 | 8.5 | 25800 | 20800 | 80.62% | 1.76 | 0 | 10.5 |  |  |  | No | R-410A | 2.1 | Residential & Commercial | Ducted CEE Tier 1
211239743 | Central HP <5.4 tons | CARRIER | HRCU-A-CB (Split System: Heat Pump with Remote Outdoor Unit-Air-Source) | 38MURAQ24AB3* |  |  | CAP**2517AL* | 59SC2D040E17**12 | 24200 | 16 | 8.1 | 25400 | 21600 | 85.04% | 1.78 | 0 | 10 |  |  |  | No | R-410A | 2.0167 | Residential & Commercial | Ducted CEE Tier 1
211239750 | Central HP <5.4 tons | CARRIER | HRCU-A-CB (Split System: Heat Pump with Remote Outdoor Unit-Air-Source) | 38MURAQ24AB3* |  |  | CAP**3014AL* | 59SP6A040V14**10 | 23600 | 15.5 | 8.5 | 26200 | 23600 | 90.08% | 1.94 | 0 | 10 |  |  |  | No | R-410A | 1.9667 | Residential & Commercial | Ducted CEE Tier 1
215289824 | Central HP <5.4 tons | AIRQUEST | HRCU-A-CB (Split System: Heat Pump with Remote Outdoor Unit-Air-Source) | DLCURAH18ABK | ADP |  | H,GE9J936 | *96MSN0401410A* | 17400 | 16 | 8.5 | 16900 | 19100 | 113% | 2.34 | 0 | 10.5 |  |  |  | No | R-410A | 1.45 | Residential & Commercial | Ducted CEE Tier 1
215289851 | Central HP <5.4 tons | AIRQUEST | HRCU-A-CB (Split System: Heat Pump with Remote Outdoor Unit-Air-Source) | DLCURAH18ABK | ADP |  | H,GE34936 | *96MSN0401712A* | 17500 | 15.2 | 8.5 | 17100 | 18800 | 109.9% | 2.3 | 0 | 10.5 |  |  |  | No | R-410A | 1.4583 | Residential & Commercial | Ducted CEE Tier 1
215289865 | Central HP <5.4 tons | AIRQUEST | HRCU-A-CB (Split System: Heat Pump with Remote Outdoor Unit-Air-Source) | DLCURAH18ABK | ADP |  | H,GE8J936 | *96MSN0401712A* | 17500 | 15.2 | 8.5 | 17100 | 18800 | 109.9% | 2.3 | 0 | 10.5 |  |  |  | No | R-410A | 1.4583 | Residential & Commercial | Ducted CEE Tier 1
215289874 | Central HP <5.4 tons | AIRQUEST | HRCU-A-CB (Split System: Heat Pump with Remote Outdoor Unit-Air-Source) | DLCURAH18ABK | ADP |  | H,GG24936 | *96MSN0601412A* | 17400 | 16 | 8.5 | 17000 | 19400 | 114.1% | 2.38 | 0 | 10.5 |  |  |  | No | R-410A | 1.45 | Residential & Commercial | Ducted CEE Tier 1
211239791 | Central HP <5.4 tons | CARRIER | HRCU-A-CB (Split System: Heat Pump with Remote Outdoor Unit-Air-Source) | 38MURAQ24AB3* |  |  | CAP**3017AL* | 58S(B,C)*A045E14**12 | 24600 | 16 | 8.5 | 26600 | 22600 | 84.96% | 1.84 | 0 | 10 |  |  |  | No | R-410A | 2.05 | Residential & Commercial | Ducted CEE Tier 1
211239834 | Central HP <5.4 tons | CARRIER | HRCU-A-CB (Split System: Heat Pump with Remote Outdoor Unit-Air-Source) | 38MURAQ24AB3* |  |  | CAP**3617AL* | 59TP6B060V17**14 | 24000 | 16.5 | 8.5 | 26000 | 22800 | 87.69% | 1.88 | 0 | 10 |  |  |  | No | R-410A | 2 | Residential & Commercial | Ducted CEE Tier 1
211239836 | Central HP <5.4 tons | CARRIER | HRCU-A-CB (Split System: Heat Pump with Remote Outdoor Unit-Air-Source) | 38MURAQ24AB3* |  |  | CAP**3617AL* | 58S(B,C)*A045E17**12 | 24200 | 16.5 | 8.5 | 26200 | 22600 | 86.26% | 1.88 | 0 | 10 |  |  |  | No | R-410A | 2.0167 | Residential & Commercial | Ducted CEE Tier 1
213779337 | Central HP <5.4 tons | HEIL | HRCU-A-CB (Split System: Heat Pump with Remote Outdoor Unit-Air-Source) | HVH837GKA** |  |  | EA*4X43L21A*+WALLCON | *96CTN0601714B* | 32800 | 17 | 8.1 | 33000 | 25400 | 76.97% | 1.96 | 0 | 11 |  |  |  | No | R-410A | 2.7333 | Residential & Commercial | Ducted CEE Tier 1
215289892 | Central HP <5.4 tons | AIRQUEST | HRCU-A-CB (Split System: Heat Pump with Remote Outdoor Unit-Air-Source) | DLCURAH18ABK | ADP |  | H,GE33936 | *96MSN0601412A* | 17400 | 16 | 8.5 | 17000 | 19400 | 114.1% | 2.38 | 0 | 10.5 |  |  |  | No | R-410A | 1.45 | Residential & Commercial | Ducted CEE Tier 1
215289894 | Central HP <5.4 tons | AIRQUEST | HRCU-A-CB (Split System: Heat Pump with Remote Outdoor Unit-Air-Source) | DLCURAH18ABK | ADP |  | H,GG34936 | *96MSN0601412A* | 17400 | 16 | 8.5 | 17000 | 19400 | 114.1% | 2.38 | 0 | 10.5 |  |  |  | No | R-410A | 1.45 | Residential & Commercial | Ducted CEE Tier 1
215289917 | Central HP <5.4 tons | AIRQUEST | HRCU-A-CB (Split System: Heat Pump with Remote Outdoor Unit-Air-Source) | DLCURAH18ABK | ADP |  | H,GE22936 | *96MSN0601716A* | 16800 | 15.2 | 8.5 | 16900 | 18600 | 110.1% | 2.28 | 0 | 10 |  |  |  | No | R-410A | 1.4 | Residential & Commercial | Ducted CEE Tier 1
215289924 | Central HP <5.4 tons | AIRQUEST | HRCU-A-CB (Split System: Heat Pump with Remote Outdoor Unit-Air-Source) | DLCURAH18ABK | ADP |  | H,GE31924 | *96MSN0601716A* | 16900 | 15.2 | 8.5 | 16900 | 18600 | 110.1% | 2.28 | 0 | 10 |  |  |  | No | R-410A | 1.4083 | Residential & Commercial | Ducted CEE Tier 1
215289994 | Central HP <5.4 tons | AIRQUEST | HRCU-A-CB (Split System: Heat Pump with Remote Outdoor Unit-Air-Source) | DLCURAH18ABK | ADP |  | HG7J924 | *96MSN0801716A* | 17600 | 16 | 8.5 | 17000 | 19000 | 111.8% | 2.32 | 0 | 10.5 |  |  |  | No | R-410A | 1.4667 | Residential & Commercial | Ducted CEE Tier 1
215290019 | Central HP <5.4 tons | AIRQUEST | HRCU-A-CB (Split System: Heat Pump with Remote Outdoor Unit-Air-Source) | DLCURAH18ABK | ADP |  | HG32924 | *96VTN0401410A* | 17100 | 16 | 8.5 | 16700 | 18800 | 112.6% | 2.3 | 0 | 10 |  |  |  | No | R-410A | 1.425 | Residential & Commercial | Ducted CEE Tier 1
215932923 | Central HP <5.4 tons | TEMPSTAR | HRCU-A-CB (Split System: Heat Pump with Remote Outdoor Unit-Air-Source) | T5H3V36*K*AAA* |  |  | EA*5X61M24A*+WALLCON | *97CMN0802120B* | 34400 | 20.5 | 9.5 | 34400 | 26000 | 75.58% | 2.06 | 0 | 12 |  |  |  | No | R-454B | 2.8667 | Residential & Commercial | Ducted CEE Tier 1
215932943 | Central HP <5.4 tons | TEMPSTAR | HRCU-A-CB (Split System: Heat Pump with Remote Outdoor Unit-Air-Source) | T5H3V36*K*AAA* |  |  | EA*5X61M24A*+WALLCON | *97CMN1202422B* | 34400 | 20.5 | 9.5 | 34400 | 26000 | 75.58% | 2.06 | 0 | 12 |  |  |  | No | R-454B | 2.8667 | Residential & Commercial | Ducted CEE Tier 1
215933543 | Central HP <5.4 tons | TEMPSTAR | HRCU-A-CB (Split System: Heat Pump with Remote Outdoor Unit-Air-Source) | T5H3V36*K*AAA* |  |  | ESH5X48M12A*+WALLCON | *80CTL0451712B* | 33400 | 18.5 | 9 | 35600 | 27400 | 76.97% | 1.9 | 0 | 10.5 |  |  |  | No | R-454B | 2.7833 | Residential & Commercial | Ducted CEE Tier 1
215933693 | Central HP <5.4 tons | TEMPSTAR | HRCU-A-CB (Split System: Heat Pump with Remote Outdoor Unit-Air-Source) | T5H3V36*K*AAA* |  |  | ESH5X48M12A*+WALLCON | *96CTN0401410B* | 32200 | 17.5 | 9 | 33800 | 26000 | 76.92% | 1.94 | 0 | 10.5 |  |  |  | No | R-454B | 2.6833 | Residential & Commercial | Ducted CEE Tier 1
215932753 | Central HP <5.4 tons | TEMPSTAR | HRCU-A-CB (Split System: Heat Pump with Remote Outdoor Unit-Air-Source) | T5H3V36*K*AAA* |  |  | EA*5X61M21A*+WALLCON | *95CSU0601716B* | 34200 | 20 | 9 | 34800 | 26600 | 76.44% | 1.92 | 0 | 11.5 |  |  |  | No | R-454B | 2.85 | Residential & Commercial | Ducted CEE Tier 1
215290069 | Central HP <5.4 tons | AIRQUEST | HRCU-A-CB (Split System: Heat Pump with Remote Outdoor Unit-Air-Source) | DLCURAH18ABK | ADP |  | HE33936 | *96VTN0401410B* | 17100 | 16 | 8.5 | 16600 | 19000 | 114.5% | 2.34 | 0 | 10 |  |  |  | No | R-410A | 1.425 | Residential & Commercial | Ducted CEE Tier 1
215290076 | Central HP <5.4 tons | AIRQUEST | HRCU-A-CB (Split System: Heat Pump with Remote Outdoor Unit-Air-Source) | DLCURAH18ABK | ADP |  | H,GG36936 | *96VTN0401410B* | 17300 | 16 | 8.5 | 16500 | 18500 | 112.1% | 2.26 | 0 | 10.5 |  |  |  | No | R-410A | 1.4417 | Residential & Commercial | Ducted CEE Tier 1
215290092 | Central HP <5.4 tons | AIRQUEST | HRCU-A-CB (Split System: Heat Pump with Remote Outdoor Unit-Air-Source) | DLCURAH18ABK | ADP |  | HG80936 | *96VTN0401410B* | 17200 | 16 | 8.5 | 16600 | 19000 | 114.5% | 2.34 | 0 | 10 |  |  |  | No | R-410A | 1.4333 | Residential & Commercial | Ducted CEE Tier 1
215290110 | Central HP <5.4 tons | AIRQUEST | HRCU-A-CB (Split System: Heat Pump with Remote Outdoor Unit-Air-Source) | DLCURAH18ABK | ADP |  | H,GG33936 | *96VTN0401712A* | 17700 | 15.2 | 8.5 | 17100 | 18700 | 109.4% | 2.28 | 0 | 10.5 |  |  |  | No | R-410A | 1.475 | Residential & Commercial | Ducted CEE Tier 1
215290124 | Central HP <5.4 tons | AIRQUEST | HRCU-A-CB (Split System: Heat Pump with Remote Outdoor Unit-Air-Source) | DLCURAH18ABK | ADP |  | H,GE7J924 | *96VTN0401712A* | 17600 | 15.2 | 8.5 | 17100 | 18700 | 109.4% | 2.28 | 0 | 10.5 |  |  |  | No | R-410A | 1.4667 | Residential & Commercial | Ducted CEE Tier 1
215290128 | Central HP <5.4 tons | AIRQUEST | HRCU-A-CB (Split System: Heat Pump with Remote Outdoor Unit-Air-Source) | DLCURAH18ABK | ADP |  | H,GE8J936 | *96VTN0401712A* | 17700 | 15.2 | 8.5 | 17100 | 18700 | 109.4% | 2.28 | 0 | 10.5 |  |  |  | No | R-410A | 1.475 | Residential & Commercial | Ducted CEE Tier 1
215290158 | Central HP <5.4 tons | AIRQUEST | HRCU-A-CB (Split System: Heat Pump with Remote Outdoor Unit-Air-Source) | DLCURAH18ABK | ADP |  | H,GE34936 | *96VTN0401712B* | 17200 | 16 | 8.5 | 16600 | 19000 | 114.5% | 2.34 | 0 | 10.5 |  |  |  | No | R-410A | 1.4333 | Residential & Commercial | Ducted CEE Tier 1
215290167 | Central HP <5.4 tons | AIRQUEST | HRCU-A-CB (Split System: Heat Pump with Remote Outdoor Unit-Air-Source) | DLCURAH18ABK | ADP |  | HG7J936 | *96VTN0401712B* | 16900 | 16 | 8.5 | 16600 | 19000 | 114.5% | 2.34 | 0 | 10 |  |  |  | No | R-410A | 1.4083 | Residential & Commercial | Ducted CEE Tier 1
211257732 | Central HP <5.4 tons | CARRIER | HRCU-A-CB (Split System: Heat Pump with Remote Outdoor Unit-Air-Source) | 38MURAQ18AB3* |  |  | CAP**1917AL* | 58TP*A070V14**12 | 18200 | 16.5 | 8.5 | 18100 | 17600 | 97.24% | 2.14 | 0 | 11 |  |  |  | No | R-410A | 1.5167 | Residential & Commercial | Ducted CEE Tier 1
211257734 | Central HP <5.4 tons | CARRIER | HRCU-A-CB (Split System: Heat Pump with Remote Outdoor Unit-Air-Source) | 38MURAQ18AB3* |  |  | CAP**1917AL* | 59TP6B040V17**12 | 18200 | 15.5 | 8.5 | 18300 | 17600 | 96.17% | 2.12 | 0 | 10.5 |  |  |  | No | R-410A | 1.5167 | Residential & Commercial | Ducted CEE Tier 1
211257741 | Central HP <5.4 tons | CARRIER | HRCU-A-CB (Split System: Heat Pump with Remote Outdoor Unit-Air-Source) | 38MURAQ18AB3* |  |  | CAP**1917AL* | 59SC5B060E14**12 | 18400 | 16.5 | 8.5 | 18300 | 17600 | 96.17% | 2.14 | 0 | 11 |  |  |  | No | R-410A | 1.5333 | Residential & Commercial | Ducted CEE Tier 1
211257743 | Central HP <5.4 tons | CARRIER | HRCU-A-CB (Split System: Heat Pump with Remote Outdoor Unit-Air-Source) | 38MURAQ18AB3* |  |  | CAP**1917AL* | 59TP6B060V14**12 | 18400 | 16 | 8.5 | 18400 | 17600 | 95.65% | 2.12 | 0 | 11 |  |  |  | No | R-410A | 1.5333 | Residential & Commercial | Ducted CEE Tier 1
211257752 | Central HP <5.4 tons | CARRIER | HRCU-A-CB (Split System: Heat Pump with Remote Outdoor Unit-Air-Source) | 38MURAQ18AB3* |  |  | CAP**1917AL* | 59SC2D060E17**14 | 18200 | 16.5 | 8.5 | 18100 | 17600 | 97.24% | 2.14 | 0 | 11 |  |  |  | No | R-410A | 1.5167 | Residential & Commercial | Ducted CEE Tier 1
211257766 | Central HP <5.4 tons | CARRIER | HRCU-A-CB (Split System: Heat Pump with Remote Outdoor Unit-Air-Source) | 38MURAQ18AB3* |  |  | CAP**2414AL* | 58TP*A045V14**12 | 17600 | 16 | 8.5 | 18400 | 19100 | 103.8% | 2.3 | 0 | 10.5 |  |  |  | No | R-410A | 1.4667 | Residential & Commercial | Ducted CEE Tier 1
211257818 | Central HP <5.4 tons | CARRIER | HRCU-A-CB (Split System: Heat Pump with Remote Outdoor Unit-Air-Source) | 38MURAQ18AB3* |  |  | CAP**2417AL* | 59SC2D060E14**12 | 18100 | 16 | 9 | 19000 | 18800 | 98.95% | 2.28 | 0 | 10.5 |  |  |  | No | R-410A | 1.5083 | Residential & Commercial | Ducted CEE Tier 1
215290192 | Central HP <5.4 tons | AIRQUEST | HRCU-A-CB (Split System: Heat Pump with Remote Outdoor Unit-Air-Source) | DLCURAH18ABK | ADP |  | HG32936 | *96VTN0601412A* | 17700 | 16 | 8.5 | 17200 | 18600 | 108.1% | 2.28 | 0 | 10 |  |  |  | No | R-410A | 1.475 | Residential & Commercial | Ducted CEE Tier 1
213772627 | Central HP <5.4 tons | HEIL | HRCU-A-CB (Split System: Heat Pump with Remote Outdoor Unit-Air-Source) | HVH825GKA3* |  |  | EA*4X24L17A*+WALLCON | *80CTL0701412B* | 23400 | 16.5 | 8.1 | 22000 | 16800 | 76.36% | 1.88 | 0 | 10.5 |  |  |  | No | R-410A | 1.95 | Residential & Commercial | Ducted CEE Tier 1
213779367 | Central HP <5.4 tons | HEIL | HRCU-A-CB (Split System: Heat Pump with Remote Outdoor Unit-Air-Source) | HVH837GKA** |  |  | EA*4X48L21A*+WALLCON | *80CTL0451712B* | 32000 | 16.5 | 8.1 | 32800 | 25200 | 76.83% | 1.92 | 0 | 10.5 |  |  |  | No | R-410A | 2.6667 | Residential & Commercial | Ducted CEE Tier 1
211239843 | Central HP <5.4 tons | CARRIER | HRCU-A-CB (Split System: Heat Pump with Remote Outdoor Unit-Air-Source) | 38MURAQ24AB3* |  |  | CAP**3617AL* | 59SC5B080E17**16 | 24800 | 15.5 | 8.5 | 26800 | 22000 | 82.09% | 1.8 | 0 | 10 |  |  |  | No | R-410A | 2.0667 | Residential & Commercial | Ducted CEE Tier 1
211239868 | Central HP <5.4 tons | CARRIER | HRCU-A-CB (Split System: Heat Pump with Remote Outdoor Unit-Air-Source) | 38MURAQ24AB3* |  |  | CAP**3621AL* | 58SP*A070V21**20 | 24800 | 16.5 | 8.5 | 26600 | 22000 | 82.71% | 1.82 | 0 | 10 |  |  |  | No | R-410A | 2.0667 | Residential & Commercial | Ducted CEE Tier 1
211239875 | Central HP <5.4 tons | CARRIER | HRCU-A-CB (Split System: Heat Pump with Remote Outdoor Unit-Air-Source) | 38MURAQ24AB3* |  |  | CAP**3621AL* | 59SC5B080E21**20 | 24800 | 16.5 | 8.5 | 26600 | 22000 | 82.71% | 1.82 | 0 | 10 |  |  |  | No | R-410A | 2.0667 | Residential & Commercial | Ducted CEE Tier 1
211239909 | Central HP <5.4 tons | CARRIER | HRCU-A-CB (Split System: Heat Pump with Remote Outdoor Unit-Air-Source) | 38MURAQ24AB3* |  |  | CAP**3717AL* | 59SU5A040E17**12 | 24000 | 17 | 8.5 | 25200 | 22000 | 87.3% | 1.84 | 0 | 10 |  |  |  | No | R-410A | 2 | Residential & Commercial | Ducted CEE Tier 1
211239950 | Central HP <5.4 tons | CARRIER | HRCU-A-CB (Split System: Heat Pump with Remote Outdoor Unit-Air-Source) | 38MURAQ24AB3* |  |  | CAP**3721AL* | 59SP6A080V21**20 | 24600 | 17 | 8.5 | 25200 | 21000 | 83.33% | 1.78 | 0 | 10.5 |  |  |  | No | R-410A | 2.05 | Residential & Commercial | Ducted CEE Tier 1
211239984 | Central HP <5.4 tons | CARRIER | HRCU-A-CB (Split System: Heat Pump with Remote Outdoor Unit-Air-Source) | 38MURAQ24AB3* |  |  | CAP**3721AL* | 59SC2D060E17**14 | 25000 | 17 | 8.5 | 25600 | 20800 | 81.25% | 1.76 | 0 | 10.5 |  |  |  | No | R-410A | 2.0833 | Residential & Commercial | Ducted CEE Tier 1
211239993 | Central HP <5.4 tons | CARRIER | HRCU-A-CB (Split System: Heat Pump with Remote Outdoor Unit-Air-Source) | 38MURAQ24AB3* |  |  | CAP**3721AL* | OVMAAB036098 | 24400 | 17 | 8.5 | 25200 | 21200 | 84.13% | 1.78 | 0 | 10 |  |  |  | No | R-410A | 2.0333 | Residential & Commercial | Ducted CEE Tier 1
206771086 | Central HP <5.4 tons | COMFORTMAKER | HRCU-A-CB (Split System: Heat Pump with Remote Outdoor Unit-Air-Source) | CVH837GKA2* |  |  | EA*4X36L21A*+WALLCON | *96CTN0801714A* | 31400 | 17 | 8.1 | 33400 | 24400 | 73.05% | 1.84 | 11 | 11 |  |  |  | No | R-410A | 2.6167 | Residential & Commercial | Ducted CEE Tier 1
212985039 | Central HP <5.4 tons | CARRIER | HRCU-A-CB (Split System: Heat Pump with Remote Outdoor Unit-Air-Source) | 38MURAQ24AB3* |  |  | CAP**3721AL* | 59SC2E080M21**20 | 24800 | 17.5 | 8.5 | 25600 | 21400 | 83.59% | 1.8 | 0 | 10.5 |  |  |  | No | R-410A | 2.0667 | Residential & Commercial | Ducted CEE Tier 1
212985773 | Central HP <5.4 tons | CARRIER | HRCU-A-CB (Split System: Heat Pump with Remote Outdoor Unit-Air-Source) | 38MURAQ24AB3* |  |  | CAP**2517AL* | 59SC6A026M14**10 | 24200 | 16.5 | 8.5 | 25200 | 21600 | 85.71% | 1.82 | 0 | 10 |  |  |  | No | R-410A | 2.0167 | Residential & Commercial | Ducted CEE Tier 1
212986259 | Central HP <5.4 tons | CARRIER | HRCU-A-CB (Split System: Heat Pump with Remote Outdoor Unit-Air-Source) | 38MURAQ24AB3* |  |  | CNPV*3617AL* | 59SC6A040M14**10 | 23400 | 16 | 8.1 | 26400 | 24400 | 92.42% | 2.02 | 0 | 10 |  |  |  | No | R-410A | 1.95 | Residential & Commercial | Ducted CEE Tier 1
211239995 | Central HP <5.4 tons | CARRIER | HRCU-A-CB (Split System: Heat Pump with Remote Outdoor Unit-Air-Source) | 38MURAQ24AB3* |  |  | CAP**3721AL* | OVMAAB042112 | 25000 | 16 | 8.5 | 25600 | 21000 | 82.03% | 1.76 | 0 | 10 |  |  |  | No | R-410A | 2.0833 | Residential & Commercial | Ducted CEE Tier 1
211240052 | Central HP <5.4 tons | CARRIER | HRCU-A-CB (Split System: Heat Pump with Remote Outdoor Unit-Air-Source) | 38MURAQ24AB3* |  |  | CNPV*2417AL* | OVMAAB036098 | 23400 | 16 | 8.5 | 26600 | 24000 | 90.23% | 1.98 | 0 | 10 |  |  |  | No | R-410A | 1.95 | Residential & Commercial | Ducted CEE Tier 1
211240093 | Central HP <5.4 tons | CARRIER | HRCU-A-CB (Split System: Heat Pump with Remote Outdoor Unit-Air-Source) | 38MURAQ24AB3* |  |  | CNPV*3017AL* | 59TP6B040V14**10 | 23400 | 16 | 8.1 | 25800 | 24000 | 93.02% | 2 | 0 | 10 |  |  |  | No | R-410A | 1.95 | Residential & Commercial | Ducted CEE Tier 1
211240120 | Central HP <5.4 tons | CARRIER | HRCU-A-CB (Split System: Heat Pump with Remote Outdoor Unit-Air-Source) | 38MURAQ24AB3* |  |  | CNPV*3617AL* | 59SU5A040E17**12 | 23600 | 16.5 | 8.1 | 25800 | 23600 | 91.47% | 1.96 | 0 | 10 |  |  |  | No | R-410A | 1.9667 | Residential & Commercial | Ducted CEE Tier 1
213772987 | Central HP <5.4 tons | HEIL | HRCU-A-CB (Split System: Heat Pump with Remote Outdoor Unit-Air-Source) | HVH825GKA3* |  |  | EA*4X36L17A*+WALLCON | *97CMN0601714B* | 23400 | 16 | 8.1 | 21600 | 16700 | 77.31% | 1.92 | 0 | 10.5 |  |  |  | No | R-410A | 1.95 | Residential & Commercial | Ducted CEE Tier 1
213773387 | Central HP <5.4 tons | HEIL | HRCU-A-CB (Split System: Heat Pump with Remote Outdoor Unit-Air-Source) | HVH825GKA3* |  |  | EA*4X42L21A*+WALLCON | *80CTL0701716B* | 23800 | 16.5 | 8.1 | 21400 | 16600 | 77.57% | 1.94 | 0 | 10.5 |  |  |  | No | R-410A | 1.9833 | Residential & Commercial | Ducted CEE Tier 1
213773537 | Central HP <5.4 tons | HEIL | HRCU-A-CB (Split System: Heat Pump with Remote Outdoor Unit-Air-Source) | HVH825GKA3* |  |  | EA*4X42L24A*+WALLCON | *97CMN1202422B* | 23800 | 16.5 | 8.1 | 21400 | 16600 | 77.57% | 1.96 | 0 | 10.5 |  |  |  | No | R-410A | 1.9833 | Residential & Commercial | Ducted CEE Tier 1
211240154 | Central HP <5.4 tons | CARRIER | HRCU-A-CB (Split System: Heat Pump with Remote Outdoor Unit-Air-Source) | 38MURAQ24AB3* |  |  | CNPV*3617AL* | OVMAAB036098 | 23600 | 16.5 | 8.1 | 26000 | 23600 | 90.77% | 1.96 | 0 | 10 |  |  |  | No | R-410A | 1.9667 | Residential & Commercial | Ducted CEE Tier 1
211240186 | Central HP <5.4 tons | CARRIER | HRCU-A-CB (Split System: Heat Pump with Remote Outdoor Unit-Air-Source) | 38MURAQ24AB3* |  |  | CNPV*3621AL* | 59TP6B080V21**20 | 23600 | 17 | 8.1 | 25800 | 23800 | 92.25% | 1.98 | 0 | 10.5 |  |  |  | No | R-410A | 1.9667 | Residential & Commercial | Ducted CEE Tier 1
213780187 | Central HP <5.4 tons | HEIL | HRCU-A-CB (Split System: Heat Pump with Remote Outdoor Unit-Air-Source) | HVH837GKA** |  |  | EHD4X48AAL+WALLCON | *80CTL1102120B* | 32600 | 16.5 | 8.1 | 32800 | 24800 | 75.61% | 1.96 | 0 | 11 |  |  |  | No | R-410A | 2.7167 | Residential & Commercial | Ducted CEE Tier 1
211206841 | Central HP <5.4 tons | JOHNSON CONTROLS | HRCU-A-CB (Split System: Heat Pump with Remote Outdoor Unit-Air-Source) | HL20B2421 |  |  | XAMB24DE1N1+CC | TP9C060B12MP13 | 22600 | 17 | 8.5 | 23800 | 18500 | 77.73% | 1.92 | 0 | 12 |  |  |  | No | R-410A | 1.8833 | Residential & Commercial | Ducted CEE Tier 1
213780287 | Central HP <5.4 tons | HEIL | HRCU-A-CB (Split System: Heat Pump with Remote Outdoor Unit-Air-Source) | HVH837GKA** |  |  | EHD4X48AAL+WALLCON | *96CTN1202422B* | 32600 | 16.5 | 8.1 | 33000 | 24800 | 75.15% | 1.96 | 0 | 11 |  |  |  | No | R-410A | 2.7167 | Residential & Commercial | Ducted CEE Tier 1
215290381 | Central HP <5.4 tons | AIRQUEST | HRCU-A-CB (Split System: Heat Pump with Remote Outdoor Unit-Air-Source) | DLCURAH18ABK | ADP |  | HG7J924 | *96VTN0801716A* | 17200 | 16 | 8.5 | 16700 | 18800 | 112.6% | 2.3 | 0 | 10 |  |  |  | No | R-410A | 1.4333 | Residential & Commercial | Ducted CEE Tier 1
215290397 | Central HP <5.4 tons | AIRQUEST | HRCU-A-CB (Split System: Heat Pump with Remote Outdoor Unit-Air-Source) | DLCURAH18ABK | ADP |  | H,GG31930 | *96VTN0801716B* | 17100 | 15.2 | 8.5 | 17100 | 18700 | 109.4% | 2.3 | 0 | 10.5 |  |  |  | No | R-410A | 1.425 | Residential & Commercial | Ducted CEE Tier 1
213773457 | Central HP <5.4 tons | HEIL | HRCU-A-CB (Split System: Heat Pump with Remote Outdoor Unit-Air-Source) | HVH825GKA3* |  |  | EA*4X42L21A*+WALLCON | *97CMN1002122B* | 23800 | 16.5 | 8.1 | 21400 | 16600 | 77.57% | 1.96 | 0 | 11 |  |  |  | No | R-410A | 1.9833 | Residential & Commercial | Ducted CEE Tier 1
211260537 | Central HP <5.4 tons | DAY & NIGHT | HRCU-A-CB (Split System: Heat Pump with Remote Outdoor Unit-Air-Source) | DLCURAH18ABK |  |  | EA*4X24L17A* | *80ES(N,L)0451412A* | 18000 | 16 | 8.5 | 18900 | 18900 | 100% | 2.28 | 0 | 10.5 |  |  |  | No | R-410A | 1.5 | Residential & Commercial | Ducted CEE Tier 1
211241733 | Central HP <5.4 tons | DAY & NIGHT | HRCU-A-CB (Split System: Heat Pump with Remote Outdoor Unit-Air-Source) | DLCURAH24ABK |  |  | EA*4X30L17A* | *95ESN0801716A* | 24600 | 15.5 | 8.5 | 27000 | 22400 | 82.96% | 1.82 | 0 | 10 |  |  |  | No | R-410A | 2.05 | Residential & Commercial | Ducted CEE Tier 1
211241797 | Central HP <5.4 tons | DAY & NIGHT | HRCU-A-CB (Split System: Heat Pump with Remote Outdoor Unit-Air-Source) | DLCURAH24ABK |  |  | EA*4X30L17A* | OLV098A12* | 23200 | 16.5 | 8.5 | 25800 | 24400 | 94.57% | 2.02 | 0 | 10 |  |  |  | No | R-410A | 1.9333 | Residential & Commercial | Ducted CEE Tier 1
211241806 | Central HP <5.4 tons | DAY & NIGHT | HRCU-A-CB (Split System: Heat Pump with Remote Outdoor Unit-Air-Source) | DLCURAH24ABK |  |  | EA*4X30L17A* | OMV112K14A | 24000 | 16 | 8.5 | 26400 | 23000 | 87.12% | 1.9 | 0 | 10 |  |  |  | No | R-410A | 2 | Residential & Commercial | Ducted CEE Tier 1
213780807 | Central HP <5.4 tons | HEIL | HRCU-A-CB (Split System: Heat Pump with Remote Outdoor Unit-Air-Source) | HVH837GKA2* |  |  | EA*4X36L21A*+WALLCON | *97CMN1002122B* | 31600 | 17 | 8.1 | 32800 | 24200 | 73.78% | 1.86 | 0 | 11 |  |  |  | No | R-410A | 2.6333 | Residential & Commercial | Ducted CEE Tier 1
213780857 | Central HP <5.4 tons | HEIL | HRCU-A-CB (Split System: Heat Pump with Remote Outdoor Unit-Air-Source) | HVH837GKA2* |  |  | EA*4X37L21A*+WALLCON | *80CTL0701716B* | 32800 | 17 | 8.5 | 33000 | 25200 | 76.36% | 1.96 | 0 | 11 |  |  |  | No | R-410A | 2.7333 | Residential & Commercial | Ducted CEE Tier 1
213780957 | Central HP <5.4 tons | HEIL | HRCU-A-CB (Split System: Heat Pump with Remote Outdoor Unit-Air-Source) | HVH837GKA2* |  |  | EA*4X37L21A*+WALLCON | *96CTN1002122B* | 33000 | 17 | 8.5 | 32600 | 25000 | 76.69% | 1.98 | 0 | 11.5 |  |  |  | No | R-410A | 2.75 | Residential & Commercial | Ducted CEE Tier 1
213781107 | Central HP <5.4 tons | HEIL | HRCU-A-CB (Split System: Heat Pump with Remote Outdoor Unit-Air-Source) | HVH837GKA2* |  |  | EA*4X42L24A*+WALLCON | *80CTL1352422B* | 31800 | 17 | 8.1 | 33000 | 24200 | 73.33% | 1.88 | 0 | 11 |  |  |  | No | R-410A | 2.65 | Residential & Commercial | Ducted CEE Tier 1
211260655 | Central HP <5.4 tons | DAY & NIGHT | HRCU-A-CB (Split System: Heat Pump with Remote Outdoor Unit-Air-Source) | DLCURAH18ABK |  |  | EA*4X24L17A* | OMV098J12* | 18200 | 16 | 9 | 19200 | 18800 | 97.92% | 2.26 | 0 | 10.5 |  |  |  | No | R-410A | 1.5167 | Residential & Commercial | Ducted CEE Tier 1
213773827 | Central HP <5.4 tons | HEIL | HRCU-A-CB (Split System: Heat Pump with Remote Outdoor Unit-Air-Source) | HVH825GKA3* |  |  | EA*4X48L24A*+WALLCON | *80CTL1352422B* | 24200 | 17 | 8.1 | 21000 | 16500 | 78.57% | 2.02 | 0 | 11 |  |  |  | No | R-410A | 2.0167 | Residential & Commercial | Ducted CEE Tier 1
213774647 | Central HP <5.4 tons | HEIL | HRCU-A-CB (Split System: Heat Pump with Remote Outdoor Unit-Air-Source) | HVH825GKA3* |  |  | EHD4X48AAL+WALLCON | *97CMN0801714B* | 24200 | 16 | 8.1 | 21400 | 16600 | 77.57% | 2 | 0 | 10.5 |  |  |  | No | R-410A | 2.0167 | Residential & Commercial | Ducted CEE Tier 1
213774697 | Central HP <5.4 tons | HEIL | HRCU-A-CB (Split System: Heat Pump with Remote Outdoor Unit-Air-Source) | HVH825GKA3* |  |  | EHD4X48AAL+WALLCON | *96CTN0801714B* | 24200 | 16 | 8.1 | 21400 | 16600 | 77.57% | 2 | 0 | 10.5 |  |  |  | No | R-410A | 2.0167 | Residential & Commercial | Ducted CEE Tier 1
211239649 | Central HP <5.4 tons | CARRIER | HRCU-A-CB (Split System: Heat Pump with Remote Outdoor Unit-Air-Source) | 38MURAQ24AB3* |  |  | CAP**2414AL* | 59SP6A060V14**12 | 23200 | 16 | 8.5 | 26400 | 25600 | 96.97% | 2.14 | 0 | 10 |  |  |  | No | R-410A | 1.9333 | Residential & Commercial | Ducted CEE Tier 1
215289578 | Central HP <5.4 tons | AIRQUEST | HRCU-A-CB (Split System: Heat Pump with Remote Outdoor Unit-Air-Source) | DLCURAH18ABK | ADP |  | HE33936 | *92MSN0401712A* | 17100 | 15.2 | 8.5 | 16700 | 19000 | 113.8% | 2.32 | 0 | 10 |  |  |  | No | R-410A | 1.425 | Residential & Commercial | Ducted CEE Tier 1
215289594 | Central HP <5.4 tons | AIRQUEST | HRCU-A-CB (Split System: Heat Pump with Remote Outdoor Unit-Air-Source) | DLCURAH18ABK | ADP |  | HG8J936 | *92MSN0401712A* | 17100 | 15.2 | 8.1 | 16700 | 18900 | 113.2% | 2.3 | 0 | 10.5 |  |  |  | No | R-410A | 1.425 | Residential & Commercial | Ducted CEE Tier 1
211239685 | Central HP <5.4 tons | CARRIER | HRCU-A-CB (Split System: Heat Pump with Remote Outdoor Unit-Air-Source) | 38MURAQ24AB3* |  |  | CAP**2417AL* | 59TP6B040V14**10 | 23400 | 15.5 | 8.5 | 26800 | 24800 | 92.54% | 2.04 | 0 | 10 |  |  |  | No | R-410A | 1.95 | Residential & Commercial | Ducted CEE Tier 1
211239708 | Central HP <5.4 tons | CARRIER | HRCU-A-CB (Split System: Heat Pump with Remote Outdoor Unit-Air-Source) | 38MURAQ24AB3* |  |  | CAP**2517AL* | 59SP6A040V14**10 | 24400 | 16 | 8.5 | 25600 | 21400 | 83.59% | 1.78 | 0 | 10 |  |  |  | No | R-410A | 2.0333 | Residential & Commercial | Ducted CEE Tier 1
211239717 | Central HP <5.4 tons | CARRIER | HRCU-A-CB (Split System: Heat Pump with Remote Outdoor Unit-Air-Source) | 38MURAQ24AB3* |  |  | CAP**2517AL* | 58SP*A070V17**16 | 24400 | 17 | 8.5 | 25400 | 21400 | 84.25% | 1.8 | 0 | 10 |  |  |  | No | R-410A | 2.0333 | Residential & Commercial | Ducted CEE Tier 1
215289610 | Central HP <5.4 tons | AIRQUEST | HRCU-A-CB (Split System: Heat Pump with Remote Outdoor Unit-Air-Source) | DLCURAH18ABK | ADP |  | H,GE31930 | *92MSN0601412A* | 17100 | 16 | 8.5 | 16900 | 19000 | 112.4% | 2.34 | 0 | 10 |  |  |  | No | R-410A | 1.425 | Residential & Commercial | Ducted CEE Tier 1
215289613 | Central HP <5.4 tons | AIRQUEST | HRCU-A-CB (Split System: Heat Pump with Remote Outdoor Unit-Air-Source) | DLCURAH18ABK | ADP |  | H,GG32930 | *92MSN0601412A* | 17200 | 16 | 8.5 | 16900 | 19400 | 114.8% | 2.38 | 0 | 10.5 |  |  |  | No | R-410A | 1.4333 | Residential & Commercial | Ducted CEE Tier 1
215289627 | Central HP <5.4 tons | AIRQUEST | HRCU-A-CB (Split System: Heat Pump with Remote Outdoor Unit-Air-Source) | DLCURAH18ABK | ADP |  | HE34936 | *92MSN0601412A* | 17500 | 16 | 8.5 | 16900 | 18800 | 111.2% | 2.3 | 0 | 11 |  |  |  | No | R-410A | 1.4583 | Residential & Commercial | Ducted CEE Tier 1
215289731 | Central HP <5.4 tons | AIRQUEST | HRCU-A-CB (Split System: Heat Pump with Remote Outdoor Unit-Air-Source) | DLCURAH18ABK | ADP |  | HE8J936 | *92MSN0801716A* | 17700 | 16 | 8.5 | 17100 | 18700 | 109.4% | 2.3 | 0 | 11 |  |  |  | No | R-410A | 1.475 | Residential & Commercial | Ducted CEE Tier 1
215289745 | Central HP <5.4 tons | AIRQUEST | HRCU-A-CB (Split System: Heat Pump with Remote Outdoor Unit-Air-Source) | DLCURAH18ABK | ADP |  | H,GE31930 | *96MSN0261410A* | 16600 | 19 | 8.1 | 16700 | 18800 | 112.6% | 2.3 | 0 | 10 |  |  |  | No | R-410A | 1.3833 | Residential & Commercial | Ducted CEE Tier 1
215289780 | Central HP <5.4 tons | AIRQUEST | HRCU-A-CB (Split System: Heat Pump with Remote Outdoor Unit-Air-Source) | DLCURAH18ABK | ADP |  | H,GG80936 | *96MSN0261410A* | 17300 | 20 | 8.1 | 16700 | 18800 | 112.6% | 2.3 | 0 | 10.5 |  |  |  | No | R-410A | 1.4417 | Residential & Commercial | Ducted CEE Tier 1
215289797 | Central HP <5.4 tons | AIRQUEST | HRCU-A-CB (Split System: Heat Pump with Remote Outdoor Unit-Air-Source) | DLCURAH18ABK | ADP |  | H,GE32930 | *96MSN0401410A* | 17100 | 16 | 8.5 | 16900 | 19100 | 113% | 2.34 | 0 | 10 |  |  |  | No | R-410A | 1.425 | Residential & Commercial | Ducted CEE Tier 1
215289861 | Central HP <5.4 tons | AIRQUEST | HRCU-A-CB (Split System: Heat Pump with Remote Outdoor Unit-Air-Source) | DLCURAH18ABK | ADP |  | H,GE7J924 | *96MSN0401712A* | 17200 | 15.2 | 8.5 | 17100 | 18800 | 109.9% | 2.3 | 0 | 10 |  |  |  | No | R-410A | 1.4333 | Residential & Commercial | Ducted CEE Tier 1
213773577 | Central HP <5.4 tons | HEIL | HRCU-A-CB (Split System: Heat Pump with Remote Outdoor Unit-Air-Source) | HVH825GKA3* |  |  | EA*4X43L21A*+WALLCON | *80CTL0701716B* | 24400 | 17 | 8.1 | 21200 | 16600 | 78.3% | 2.02 | 0 | 11 |  |  |  | No | R-410A | 2.0333 | Residential & Commercial | Ducted CEE Tier 1
213773727 | Central HP <5.4 tons | HEIL | HRCU-A-CB (Split System: Heat Pump with Remote Outdoor Unit-Air-Source) | HVH825GKA3* |  |  | EA*4X48L21A*+WALLCON | *80CTL1102120B* | 24000 | 17 | 8.1 | 21000 | 16500 | 78.57% | 2.02 | 0 | 11 |  |  |  | No | R-410A | 2 | Residential & Commercial | Ducted CEE Tier 1
213773747 | Central HP <5.4 tons | HEIL | HRCU-A-CB (Split System: Heat Pump with Remote Outdoor Unit-Air-Source) | HVH825GKA3* |  |  | EA*4X48L21A*+WALLCON | *97CMN0601714B* | 24000 | 16.5 | 8.1 | 21000 | 16600 | 79.05% | 2 | 0 | 10.5 |  |  |  | No | R-410A | 2 | Residential & Commercial | Ducted CEE Tier 1
215289862 | Central HP <5.4 tons | AIRQUEST | HRCU-A-CB (Split System: Heat Pump with Remote Outdoor Unit-Air-Source) | DLCURAH18ABK | ADP |  | H,GE7J936 | *96MSN0401712A* | 17200 | 15.2 | 8.5 | 17100 | 18800 | 109.9% | 2.3 | 0 | 10 |  |  |  | No | R-410A | 1.4333 | Residential & Commercial | Ducted CEE Tier 1
215289895 | Central HP <5.4 tons | AIRQUEST | HRCU-A-CB (Split System: Heat Pump with Remote Outdoor Unit-Air-Source) | DLCURAH18ABK | ADP |  | HG34936 | *96MSN0601412A* | 17400 | 16 | 8.5 | 17000 | 19400 | 114.1% | 2.38 | 0 | 10.5 |  |  |  | No | R-410A | 1.45 | Residential & Commercial | Ducted CEE Tier 1
215289898 | Central HP <5.4 tons | AIRQUEST | HRCU-A-CB (Split System: Heat Pump with Remote Outdoor Unit-Air-Source) | DLCURAH18ABK | ADP |  | H,GG35936 | *96MSN0601412A* | 17400 | 16 | 8.5 | 16500 | 18300 | 110.9% | 2.26 | 0 | 10.5 |  |  |  | No | R-410A | 1.45 | Residential & Commercial | Ducted CEE Tier 1
215289912 | Central HP <5.4 tons | AIRQUEST | HRCU-A-CB (Split System: Heat Pump with Remote Outdoor Unit-Air-Source) | DLCURAH18ABK | ADP |  | H,GG9J936 | *96MSN0601412A* | 17400 | 16 | 8.5 | 17000 | 19400 | 114.1% | 2.38 | 0 | 10.5 |  |  |  | No | R-410A | 1.45 | Residential & Commercial | Ducted CEE Tier 1
215289948 | Central HP <5.4 tons | AIRQUEST | HRCU-A-CB (Split System: Heat Pump with Remote Outdoor Unit-Air-Source) | DLCURAH18ABK | ADP |  | HE30924 | *96MSN0601716A* | 16600 | 15.2 | 8.5 | 16900 | 18600 | 110.1% | 2.28 | 0 | 10 |  |  |  | No | R-410A | 1.3833 | Residential & Commercial | Ducted CEE Tier 1
215289961 | Central HP <5.4 tons | AIRQUEST | HRCU-A-CB (Split System: Heat Pump with Remote Outdoor Unit-Air-Source) | DLCURAH18ABK | ADP |  | HG80936 | *96MSN0601716A* | 17200 | 16 | 8.5 | 16500 | 19000 | 115.2% | 2.32 | 0 | 10.5 |  |  |  | No | R-410A | 1.4333 | Residential & Commercial | Ducted CEE Tier 1
215289980 | Central HP <5.4 tons | AIRQUEST | HRCU-A-CB (Split System: Heat Pump with Remote Outdoor Unit-Air-Source) | DLCURAH18ABK | ADP |  | H,GG33936 | *96MSN0801716A* | 17500 | 16 | 8.5 | 17000 | 18700 | 110% | 2.3 | 0 | 11 |  |  |  | No | R-410A | 1.4583 | Residential & Commercial | Ducted CEE Tier 1
215290028 | Central HP <5.4 tons | AIRQUEST | HRCU-A-CB (Split System: Heat Pump with Remote Outdoor Unit-Air-Source) | DLCURAH18ABK | ADP |  | H,GG34936 | *96VTN0401410A* | 17400 | 16 | 8.5 | 16700 | 18800 | 112.6% | 2.3 | 0 | 10.5 |  |  |  | No | R-410A | 1.45 | Residential & Commercial | Ducted CEE Tier 1
215290029 | Central HP <5.4 tons | AIRQUEST | HRCU-A-CB (Split System: Heat Pump with Remote Outdoor Unit-Air-Source) | DLCURAH18ABK | ADP |  | HG34936 | *96VTN0401410A* | 17400 | 16 | 8.5 | 16700 | 18800 | 112.6% | 2.3 | 0 | 10.5 |  |  |  | No | R-410A | 1.45 | Residential & Commercial | Ducted CEE Tier 1
215290030 | Central HP <5.4 tons | AIRQUEST | HRCU-A-CB (Split System: Heat Pump with Remote Outdoor Unit-Air-Source) | DLCURAH18ABK | ADP |  | H,GE34936 | *96VTN0401410A* | 17400 | 16 | 8.5 | 16700 | 18800 | 112.6% | 2.3 | 0 | 10.5 |  |  |  | No | R-410A | 1.45 | Residential & Commercial | Ducted CEE Tier 1
215290045 | Central HP <5.4 tons | AIRQUEST | HRCU-A-CB (Split System: Heat Pump with Remote Outdoor Unit-Air-Source) | DLCURAH18ABK | ADP |  | H,GE9J936 | *96VTN0401410A* | 17400 | 16 | 8.5 | 16700 | 18800 | 112.6% | 2.3 | 0 | 10.5 |  |  |  | No | R-410A | 1.45 | Residential & Commercial | Ducted CEE Tier 1
215290046 | Central HP <5.4 tons | AIRQUEST | HRCU-A-CB (Split System: Heat Pump with Remote Outdoor Unit-Air-Source) | DLCURAH18ABK | ADP |  | H,GG80936 | *96VTN0401410A* | 17400 | 16 | 8.5 | 16500 | 18200 | 110.3% | 2.24 | 0 | 10.5 |  |  |  | No | R-410A | 1.45 | Residential & Commercial | Ducted CEE Tier 1
215290097 | Central HP <5.4 tons | AIRQUEST | HRCU-A-CB (Split System: Heat Pump with Remote Outdoor Unit-Air-Source) | DLCURAH18ABK | ADP |  | H,GG31924 | *96VTN0401712A* | 17200 | 15.2 | 8.5 | 17100 | 18700 | 109.4% | 2.28 | 0 | 10 |  |  |  | No | R-410A | 1.4333 | Residential & Commercial | Ducted CEE Tier 1
211227184 | Central HP <5.4 tons | AIRQUEST | HRCU-A-CB (Split System: Heat Pump with Remote Outdoor Unit-Air-Source) | DLCURAH36ABK |  |  | EA*4X37L21A* | *96VTN0802120A* | 37000 | 15.5 | 8.5 | 38500 | 35000 | 90.91% | 2.1 | 0 | 10 |  |  |  | No | R-410A | 3.0833 | Residential & Commercial | Ducted CEE Tier 1
211227368 | Central HP <5.4 tons | AIRQUEST | HRCU-A-CB (Split System: Heat Pump with Remote Outdoor Unit-Air-Source) | DLCURAH36ABK |  |  | EA*4X42L21A* | *80ES(N,L)1102120A* | 35400 | 16 | 8.1 | 38500 | 35000 | 90.91% | 1.88 | 0 | 10 |  |  |  | No | R-410A | 2.95 | Residential & Commercial | Ducted CEE Tier 1
211227427 | Central HP <5.4 tons | AIRQUEST | HRCU-A-CB (Split System: Heat Pump with Remote Outdoor Unit-Air-Source) | DLCURAH36ABK |  |  | EA*4X42L21A* | *80ESU0601716A | 35000 | 16.5 | 8.1 | 38500 | 35000 | 90.91% | 1.86 | 0 | 10 |  |  |  | No | R-410A | 2.9167 | Residential & Commercial | Ducted CEE Tier 1
215290114 | Central HP <5.4 tons | AIRQUEST | HRCU-A-CB (Split System: Heat Pump with Remote Outdoor Unit-Air-Source) | DLCURAH18ABK | ADP |  | H,GG34936 | *96VTN0401712A* | 17700 | 15.2 | 8.5 | 17100 | 18400 | 107.6% | 2.26 | 0 | 10.5 |  |  |  | No | R-410A | 1.475 | Residential & Commercial | Ducted CEE Tier 1
215290146 | Central HP <5.4 tons | AIRQUEST | HRCU-A-CB (Split System: Heat Pump with Remote Outdoor Unit-Air-Source) | DLCURAH18ABK | ADP |  | H,GG32936 | *96VTN0401712B* | 16900 | 16 | 8.5 | 16600 | 19000 | 114.5% | 2.34 | 0 | 10 |  |  |  | No | R-410A | 1.4083 | Residential & Commercial | Ducted CEE Tier 1
215290165 | Central HP <5.4 tons | AIRQUEST | HRCU-A-CB (Split System: Heat Pump with Remote Outdoor Unit-Air-Source) | DLCURAH18ABK | ADP |  | HE30924 | *96VTN0401712B* | 16600 | 15.2 | 8.5 | 17000 | 18800 | 110.6% | 2.3 | 0 | 10 |  |  |  | No | R-410A | 1.3833 | Residential & Commercial | Ducted CEE Tier 1
215290214 | Central HP <5.4 tons | AIRQUEST | HRCU-A-CB (Split System: Heat Pump with Remote Outdoor Unit-Air-Source) | DLCURAH18ABK | ADP |  | H,GE8J936 | *96VTN0601412A* | 17900 | 16 | 8.5 | 17200 | 18600 | 108.1% | 2.28 | 0 | 10.5 |  |  |  | No | R-410A | 1.4917 | Residential & Commercial | Ducted CEE Tier 1
215290215 | Central HP <5.4 tons | AIRQUEST | HRCU-A-CB (Split System: Heat Pump with Remote Outdoor Unit-Air-Source) | DLCURAH18ABK | ADP |  | HE8J936 | *96VTN0601412A* | 17900 | 16 | 8.5 | 17200 | 18600 | 108.1% | 2.28 | 0 | 10.5 |  |  |  | No | R-410A | 1.4917 | Residential & Commercial | Ducted CEE Tier 1
215290231 | Central HP <5.4 tons | AIRQUEST | HRCU-A-CB (Split System: Heat Pump with Remote Outdoor Unit-Air-Source) | DLCURAH18ABK | ADP |  | H,GG32930 | *96VTN0601412B* | 17200 | 16 | 8.5 | 16900 | 19400 | 114.8% | 2.38 | 0 | 10.5 |  |  |  | No | R-410A | 1.4333 | Residential & Commercial | Ducted CEE Tier 1
215290263 | Central HP <5.4 tons | AIRQUEST | HRCU-A-CB (Split System: Heat Pump with Remote Outdoor Unit-Air-Source) | DLCURAH18ABK | ADP |  | H,GG80936 | *96VTN0601412B* | 17500 | 16 | 8.5 | 16900 | 18800 | 111.2% | 2.3 | 0 | 10.5 |  |  |  | No | R-410A | 1.4583 | Residential & Commercial | Ducted CEE Tier 1
215290265 | Central HP <5.4 tons | AIRQUEST | HRCU-A-CB (Split System: Heat Pump with Remote Outdoor Unit-Air-Source) | DLCURAH18ABK | ADP |  | H,GE22936 | *96VTN0601714A* | 17000 | 15.2 | 8.5 | 17000 | 18700 | 110% | 2.3 | 0 | 10 |  |  |  | No | R-410A | 1.4167 | Residential & Commercial | Ducted CEE Tier 1
212552627 | Central HP <5.4 tons | DAY & NIGHT | HRCU-A-CB (Split System: Heat Pump with Remote Outdoor Unit-Air-Source) | CVH848GKA** | ADP |  | FG84948 | *80CTL1102120A* | 46000 | 17 | 8.5 | 44000 | 34600 | 78.64% | 2 | 0 | 10 |  |  |  | No | R-410A | 3.8333 | Residential & Commercial | Ducted CEE Tier 1
212552628 | Central HP <5.4 tons | DAY & NIGHT | HRCU-A-CB (Split System: Heat Pump with Remote Outdoor Unit-Air-Source) | CVH848GKA** | ADP |  | FG84960 | *80CTL1102120A* | 46000 | 17 | 8.5 | 44000 | 34600 | 78.64% | 2 | 0 | 10 |  |  |  | No | R-410A | 3.8333 | Residential & Commercial | Ducted CEE Tier 1
215935534 | Central HP <5.4 tons | CARRIER | HRCU-A-CB (Split System: Heat Pump with Remote Outdoor Unit-Air-Source) | 27VNA336A*030* |  |  | CVAVA3017XMA*+UI | 59TN6C060C17**14 | 34000 | 20 | 8.1 | 38000 | 27200 | 71.58% | 2 | 0 | 11 |  |  |  | No | R-454B | 2.8333 | Residential & Commercial | Ducted CEE Tier 1
215935584 | Central HP <5.4 tons | CARRIER | HRCU-A-CB (Split System: Heat Pump with Remote Outdoor Unit-Air-Source) | 27VNA336A*030* |  |  | CVAVA3621XMA*+UI | 58CU*A040C17**12 | 34400 | 21 | 8.5 | 38500 | 28400 | 73.77% | 2.04 | 0 | 11.7 |  |  |  | No | R-454B | 2.8667 | Residential & Commercial | Ducted CEE Tier 1
215290330 | Central HP <5.4 tons | AIRQUEST | HRCU-A-CB (Split System: Heat Pump with Remote Outdoor Unit-Air-Source) | DLCURAH18ABK | ADP |  | H,GE34936 | *96VTN0601716B* | 17400 | 16 | 8.5 | 16800 | 19100 | 113.7% | 2.34 | 0 | 10.5 |  |  |  | No | R-410A | 1.45 | Residential & Commercial | Ducted CEE Tier 1
211239742 | Central HP <5.4 tons | CARRIER | HRCU-A-CB (Split System: Heat Pump with Remote Outdoor Unit-Air-Source) | 38MURAQ24AB3* |  |  | CAP**2517AL* | 59SC2D040E14**10 | 24800 | 15.5 | 8.5 | 26000 | 21200 | 81.54% | 1.76 | 0 | 10 |  |  |  | No | R-410A | 2.0667 | Residential & Commercial | Ducted CEE Tier 1
211259950 | Central HP <5.4 tons | AIRQUEST | HRCU-A-CB (Split System: Heat Pump with Remote Outdoor Unit-Air-Source) | DLCURAH18ABK |  |  | EA*4X19L17A* | *92ESN0601714A* | 18200 | 16.5 | 8.5 | 18100 | 17600 | 97.24% | 2.14 | 0 | 11 |  |  |  | No | R-410A | 1.5167 | Residential & Commercial | Ducted CEE Tier 1
211260307 | Central HP <5.4 tons | AIRQUEST | HRCU-A-CB (Split System: Heat Pump with Remote Outdoor Unit-Air-Source) | DLCURAH18ABK |  |  | EA*4X24L17A* | *96VSN0801716A* | 17400 | 16 | 8.5 | 18300 | 19200 | 104.9% | 2.3 | 0 | 10.5 |  |  |  | No | R-410A | 1.45 | Residential & Commercial | Ducted CEE Tier 1
211239760 | Central HP <5.4 tons | CARRIER | HRCU-A-CB (Split System: Heat Pump with Remote Outdoor Unit-Air-Source) | 38MURAQ24AB3* |  |  | CAP**3014AL* | 59SC2D060E14**12 | 23400 | 16.5 | 8.5 | 25800 | 24400 | 94.57% | 2.02 | 0 | 10 |  |  |  | No | R-410A | 1.95 | Residential & Commercial | Ducted CEE Tier 1
215290331 | Central HP <5.4 tons | AIRQUEST | HRCU-A-CB (Split System: Heat Pump with Remote Outdoor Unit-Air-Source) | DLCURAH18ABK | ADP |  | HE34936 | *96VTN0601716B* | 17400 | 16 | 8.5 | 16800 | 19100 | 113.7% | 2.34 | 0 | 10.5 |  |  |  | No | R-410A | 1.45 | Residential & Commercial | Ducted CEE Tier 1
215290347 | Central HP <5.4 tons | AIRQUEST | HRCU-A-CB (Split System: Heat Pump with Remote Outdoor Unit-Air-Source) | DLCURAH18ABK | ADP |  | HG9J936 | *96VTN0601716B* | 17400 | 16 | 8.5 | 16800 | 19100 | 113.7% | 2.34 | 0 | 10.5 |  |  |  | No | R-410A | 1.45 | Residential & Commercial | Ducted CEE Tier 1
215290366 | Central HP <5.4 tons | AIRQUEST | HRCU-A-CB (Split System: Heat Pump with Remote Outdoor Unit-Air-Source) | DLCURAH18ABK | ADP |  | H,GE32936 | *96VTN0801716A* | 17100 | 16 | 8.5 | 16700 | 18800 | 112.6% | 2.3 | 0 | 10 |  |  |  | No | R-410A | 1.425 | Residential & Commercial | Ducted CEE Tier 1
215678424 | Central HP <5.4 tons | BRYANT HEATING AND COOLING SYSTEMS | HRCU-A-CB (Split System: Heat Pump with Remote Outdoor Unit-Air-Source) | 290VAN024**AA* |  |  | CAA**3721AM*+UI | 987TA66100C21*** | 24000 | 17.5 | 9 | 23200 | 16300 | 70.26% | 2.02 | 0 | 10.5 |  |  |  | No | R-454B | 2 | Residential & Commercial | Ducted CEE Tier 1
211227543 | Central HP <5.4 tons | AIRQUEST | HRCU-A-CB (Split System: Heat Pump with Remote Outdoor Unit-Air-Source) | DLCURAH36ABK |  |  | EA*4X42L21A* | *92ESN1002120A* | 35200 | 16.5 | 8.1 | 38500 | 35000 | 90.91% | 1.88 | 0 | 10 |  |  |  | No | R-410A | 2.9333 | Residential & Commercial | Ducted CEE Tier 1
211227652 | Central HP <5.4 tons | AIRQUEST | HRCU-A-CB (Split System: Heat Pump with Remote Outdoor Unit-Air-Source) | DLCURAH36ABK |  |  | EA*4X42L21A* | *95ESU1002120A* | 35800 | 16 | 8.1 | 38500 | 35000 | 90.91% | 1.9 | 0 | 10 |  |  |  | No | R-410A | 2.9833 | Residential & Commercial | Ducted CEE Tier 1
211227802 | Central HP <5.4 tons | AIRQUEST | HRCU-A-CB (Split System: Heat Pump with Remote Outdoor Unit-Air-Source) | DLCURAH36ABK |  |  | EA*4X42L24A* | *80ES(N,L)0902420A* | 35400 | 16 | 8.1 | 38500 | 35000 | 90.91% | 1.88 | 0 | 10 |  |  |  | No | R-410A | 2.95 | Residential & Commercial | Ducted CEE Tier 1
207497901 | Central HP <5.4 tons | ACD | HRCU-A-CB (Split System: Heat Pump with Remote Outdoor Unit-Air-Source) | FXD-ACD36 |  |  | AH224 |  | 24000 | 17 | 9 | 24000 | 22000 | 91.67% | 1.8 | 12.5 | 12 |  |  |  | No | R-410A | 2 | Residential & Commercial | Ducted CEE Tier 1
209852091 | Central HP <5.4 tons | KENMORE | HRCU-A-CB (Split System: Heat Pump with Remote Outdoor Unit-Air-Source) | DLCURAH18ABK |  |  | DLFUAAH18XAK |  | 18000 | 18 | 9.3 | 19000 | 16500 | 86.84% | 2.04 | 12.5 | 12.4 |  |  |  | No | R-410A | 1.5 | Residential & Commercial | Ducted CEE Tier 1
213492147 | Central HP <5.4 tons | DIYCOOL | HRCU-A-C (Split System: Heat Pump with Remote Outdoor Unit with No Indoor Fan --Air Source) | ACIQ-24-HPB |  |  | ACIQ-24-ACL-14 |  | 24000 | 16.1 | 9.8 | 25000 | 20000 | 80% | 2 | 0 | 10.7 |  |  |  | No | R-410A | 2 | Residential & Commercial | Ducted CEE Tier 1
215414569 | Central HP <5.4 tons | YORK | HRCU-A-CB (Split System: Heat Pump with Remote Outdoor Unit-Air-Source) | HMH72B341 | ADP |  | F,PE*G32(1,2)36+TXV |  | 32600 | 17 | 8.35 | 31400 | 22800 | 72.61% | 2.02 | 0 | 10 |  |  |  | No | R-410A | 2.7167 | Residential & Commercial | Ducted CEE Tier 1
206765883 | Central HP <5.4 tons | COMFORTMAKER | HRCU-A-CB (Split System: Heat Pump with Remote Outdoor Unit-Air-Source) | CVH825GKA3* |  |  | EA*4X37L17A*+WALLCON | *96CTN0801714A* | 24200 | 16.5 | 8.1 | 21400 | 16700 | 78.04% | 1.98 | 11.5 | 11 |  |  |  | No | R-410A | 2.0167 | Residential & Commercial | Ducted CEE Tier 1
213369657 | Central HP <5.4 tons | GE Appliances | HRCU-A-C (Split System: Heat Pump with Remote Outdoor Unit with No Indoor Fan --Air Source) | AUH4860ZGDA* | ADP |  | *E50948+TD |  | 47000 | 15.2 | 8.4 | 46000 | 33200 | 72.17% | 1.78 | 0 | 10 |  |  |  | No | R-410A | 3.9167 | Residential & Commercial | Ducted CEE Tier 1
213352480 | Central HP <5.4 tons | GE Appliances | HRCU-A-CB (Split System: Heat Pump with Remote Outdoor Unit-Air-Source) | AUH4860ZGDA* | ADP |  | HG52960+AEFE5* |  | 54000 | 15.5 | 9 | 52000 | 40500 | 77.88% | 1.8 | 0 | 10 |  |  |  | No | R-410A | 4.5 | Residential & Commercial | Ducted CEE Tier 1
213367406 | Central HP <5.4 tons | CARRIER | HRCU-A-CB (Split System: Heat Pump with Remote Outdoor Unit-Air-Source) | 38MURAQ36AB3* | ADP |  | H,PG9J936 | 59TP6C100V21**20 | 35400 | 16 | 8.1 | 36800 | 34600 | 94.02% | 1.88 | 0 | 10 |  |  |  | No | R-410A | 2.95 | Residential & Commercial | Ducted CEE Tier 1
212970457 | Central HP <5.4 tons | BRYANT HEATING AND COOLING SYSTEMS | HRCU-A-CB (Split System: Heat Pump with Remote Outdoor Unit-Air-Source) | 38MURAQ36AB3* |  |  | CNPV*4217AL* | 82*SB48070V17*** | 35600 | 15.5 | 8.1 | 38500 | 35000 | 90.91% | 1.94 | 0 | 10 |  |  |  | No | R-410A | 2.9667 | Residential & Commercial | Ducted CEE Tier 1
206765604 | Central HP <5.4 tons | COMFORTMAKER | HRCU-A-CB (Split System: Heat Pump with Remote Outdoor Unit-Air-Source) | CVH825GKA3* |  |  | EA*4X30L17A*+WALLCON | *96CTN0801714A* | 23400 | 16.5 | 8.1 | 21600 | 16800 | 77.78% | 1.9 | 11 | 10.5 |  |  |  | No | R-410A | 1.95 | Residential & Commercial | Ducted CEE Tier 1
210470439 | Central HP <5.4 tons | TEMPSTAR | HRCU-A-CB (Split System: Heat Pump with Remote Outdoor Unit-Air-Source) | TVH837GKA2* |  |  | EA*4X61L21A*+WALLCON | *80CTL0701716A* | 33200 | 17.5 | 8.5 | 32200 | 25000 | 77.64% | 1.98 | 0 | 11.7 |  |  |  | No | R-410A | 2.7667 | Residential & Commercial | Ducted CEE Tier 1
215934113 | Central HP <5.4 tons | TEMPSTAR | HRCU-A-CB (Split System: Heat Pump with Remote Outdoor Unit-Air-Source) | T5H3V48*K*AAA* |  |  | EA*5X60M24A*+WALLCON | *80CTL1102120B* | 45000 | 21.5 | 9.5 | 48000 | 36200 | 75.42% | 2 | 0 | 11 |  |  |  | No | R-454B | 3.75 | Residential & Commercial | Ducted CEE Tier 1
215934143 | Central HP <5.4 tons | TEMPSTAR | HRCU-A-CB (Split System: Heat Pump with Remote Outdoor Unit-Air-Source) | T5H3V48*K*AAA* |  |  | EA*5X61M21A*+WALLCON | *80CSU1002120A* | 45000 | 21 | 9.5 | 48500 | 37000 | 76.29% | 2 | 0 | 11 |  |  |  | No | R-454B | 3.75 | Residential & Commercial | Ducted CEE Tier 1
214574167 | Central HP <5.4 tons | TEMPSTAR | HRCU-A-CB (Split System: Heat Pump with Remote Outdoor Unit-Air-Source) | TVH837GKA2* |  |  | EA*4X61L24A*+WALLCON | *95CSU0802120B* | 33200 | 17.5 | 8.5 | 32000 | 24800 | 77.5% | 2 | 0 | 11.5 |  |  |  | No | R-410A | 2.7667 | Residential & Commercial | Ducted CEE Tier 1
214574387 | Central HP <5.4 tons | TEMPSTAR | HRCU-A-CB (Split System: Heat Pump with Remote Outdoor Unit-Air-Source) | TVH837GKA2* |  |  | EHD4X48AAL+WALLCON | *96CTN0802120B* | 32600 | 17.5 | 8.5 | 32600 | 24800 | 76.07% | 1.98 | 0 | 11 |  |  |  | No | R-410A | 2.7167 | Residential & Commercial | Ducted CEE Tier 1
216453089 | Central HP <5.4 tons | TRANE | HRCU-A-CB (Split System: Heat Pump with Remote Outdoor Unit-Air-Source) | 5TWV0X36A1 |  |  | 5PX*B004AS3 | S8V2B080M4PDB | 34200 | 19 | 9.7 | 31800 | 25000 | 78.62% | 2.1 | 0 | 12 |  |  |  | No | R-454B | 2.85 | Residential & Commercial | Ducted CEE Tier 1
216453139 | Central HP <5.4 tons | TRANE | HRCU-A-CB (Split System: Heat Pump with Remote Outdoor Unit-Air-Source) | 5TWV0X36A1 |  |  | 5TXCD010AS3 | S8V2D120M5PCB | 36200 | 20.8 | 10 | 32000 | 24600 | 76.88% | 2.2 | 0 | 13 |  |  |  | No | R-454B | 3.0167 | Residential & Commercial | Ducted CEE Tier 1
213270411 | Central HP <5.4 tons | GE Appliances | HRCU-A-C (Split System: Heat Pump with Remote Outdoor Unit with No Indoor Fan --Air Source) | AUH2436ZGDA* | ADP |  | V30H175P139+TD |  | 22600 | 15.2 | 8.5 | 22400 | 21200 | 94.64% | 1.8 | 0 | 10.5 |  |  |  | No | R-410A | 1.8833 | Residential & Commercial | Ducted CEE Tier 1
212869781 | Central HP <5.4 tons | GE Appliances | HRCU-A-C (Split System: Heat Pump with Remote Outdoor Unit with No Indoor Fan --Air Source) | AUH2436ZGDA* | ADP |  | HG8J930+TD |  | 22600 | 15.2 | 8.5 | 22400 | 21200 | 94.64% | 1.8 | 0 | 10.5 |  |  |  | No | R-410A | 1.8833 | Residential & Commercial | Ducted CEE Tier 1
211230734 | Central HP <5.4 tons | DAY & NIGHT | HRCU-A-CB (Split System: Heat Pump with Remote Outdoor Unit-Air-Source) | DLCURAH36ABK |  |  | EN(A,D)4X48L24** | *95ESU1002120A* | 36400 | 16 | 8.1 | 38500 | 34800 | 90.39% | 2.04 | 0 | 10.5 |  |  |  | No | R-410A | 3.0333 | Residential & Commercial | Ducted CEE Tier 1
214574497 | Central HP <5.4 tons | TEMPSTAR | HRCU-A-CB (Split System: Heat Pump with Remote Outdoor Unit-Air-Source) | TVH837GKA2* |  |  | EN(A,D)4X36L21**+WALLCON | *97CMN0802120B* | 31400 | 17 | 8.1 | 33200 | 24200 | 72.89% | 1.82 | 0 | 11 |  |  |  | No | R-410A | 2.6167 | Residential & Commercial | Ducted CEE Tier 1
214574717 | Central HP <5.4 tons | TEMPSTAR | HRCU-A-CB (Split System: Heat Pump with Remote Outdoor Unit-Air-Source) | TVH837GKA2* |  |  | EN(A,D,W)4X60L24**+WALLCON | *95CSU1002122B* | 32800 | 19 | 8.5 | 32200 | 24600 | 76.4% | 1.98 | 0 | 12 |  |  |  | No | R-410A | 2.7333 | Residential & Commercial | Ducted CEE Tier 1
206133359 | Central HP <5.4 tons | COMFORTMAKER | HRCU-A-CB (Split System: Heat Pump with Remote Outdoor Unit-Air-Source) | CVH825GKA2* |  |  | EA*4X36L17A*+WALLCON | *80CSU0401712A* | 23600 | 16.5 | 8.1 | 21400 | 16600 | 77.57% | 1.94 | 11 | 10.5 |  |  |  | No | R-410A | 1.9667 | Residential & Commercial | Ducted CEE Tier 1
215933983 | Central HP <5.4 tons | TEMPSTAR | HRCU-A-CB (Split System: Heat Pump with Remote Outdoor Unit-Air-Source) | T5H3V48*K*AAA* |  |  | EA*5X48M21A*+WALLCON | *80CSU1002120A* | 43500 | 20.5 | 9.5 | 48000 | 36600 | 76.25% | 2 | 0 | 10.5 |  |  |  | No | R-454B | 3.625 | Residential & Commercial | Ducted CEE Tier 1
215934033 | Central HP <5.4 tons | TEMPSTAR | HRCU-A-CB (Split System: Heat Pump with Remote Outdoor Unit-Air-Source) | T5H3V48*K*AAA* |  |  | EA*5X48M21A*+WALLCON | *95CSU0802120B* | 43500 | 20.5 | 9 | 48000 | 36600 | 76.25% | 2 | 0 | 10.5 |  |  |  | No | R-454B | 3.625 | Residential & Commercial | Ducted CEE Tier 1
215934083 | Central HP <5.4 tons | TEMPSTAR | HRCU-A-CB (Split System: Heat Pump with Remote Outdoor Unit-Air-Source) | T5H3V48*K*AAA* |  |  | EA*5X48M21A*+WALLCON | *96CTN0801714B* | 42500 | 20 | 9 | 48500 | 35200 | 72.58% | 2 | 0 | 11 |  |  |  | No | R-454B | 3.5417 | Residential & Commercial | Ducted CEE Tier 1
215934133 | Central HP <5.4 tons | TEMPSTAR | HRCU-A-CB (Split System: Heat Pump with Remote Outdoor Unit-Air-Source) | T5H3V48*K*AAA* |  |  | EA*5X60M24A*+WALLCON | *95CSU0802120B* | 44500 | 21 | 9.5 | 48500 | 36600 | 75.46% | 2 | 0 | 11 |  |  |  | No | R-454B | 3.7083 | Residential & Commercial | Ducted CEE Tier 1
215934183 | Central HP <5.4 tons | TEMPSTAR | HRCU-A-CB (Split System: Heat Pump with Remote Outdoor Unit-Air-Source) | T5H3V48*K*AAA* |  |  | EA*5X61M21A*+WALLCON | *80CTL0901716B* | 44500 | 21 | 9.5 | 48500 | 36000 | 74.23% | 2 | 0 | 11.5 |  |  |  | No | R-454B | 3.7083 | Residential & Commercial | Ducted CEE Tier 1
213781207 | Central HP <5.4 tons | HEIL | HRCU-A-CB (Split System: Heat Pump with Remote Outdoor Unit-Air-Source) | HVH837GKA2* |  |  | EA*4X43L21A*+WALLCON | *95CSU0601716B* | 32800 | 17 | 8.5 | 33000 | 25200 | 76.36% | 1.96 | 0 | 11 |  |  |  | No | R-410A | 2.7333 | Residential & Commercial | Ducted CEE Tier 1
211245895 | Central HP <5.4 tons | AIRQUEST | HRCU-A-CB (Split System: Heat Pump with Remote Outdoor Unit-Air-Source) | DLCURAH24ABK |  |  | FMA4X30**AL* |  | 25800 | 18 | 9 | 27600 | 21000 | 76.09% | 1.8 | 0 | 10.5 |  |  |  | No | R-410A | 2.15 | Residential & Commercial | Ducted CEE Tier 1
211245982 | Central HP <5.4 tons | AIRQUEST | HRCU-A-CB (Split System: Heat Pump with Remote Outdoor Unit-Air-Source) | DLCURAH24ABK |  |  | FVM4X36***L |  | 24400 | 17.5 | 8.5 | 26000 | 22400 | 86.15% | 1.88 | 0 | 10.5 |  |  |  | No | R-410A | 2.0333 | Residential & Commercial | Ducted CEE Tier 1
206135777 | Central HP <5.4 tons | COMFORTMAKER | HRCU-A-CB (Split System: Heat Pump with Remote Outdoor Unit-Air-Source) | CVH837GKA** |  |  | EA*4X48L21A*+WALLCON | *80CSU0601716A* | 32200 | 17 | 8.1 | 32600 | 25000 | 76.69% | 1.96 | 12 | 11 |  |  |  | No | R-410A | 2.6833 | Residential & Commercial | Ducted CEE Tier 1
211257907 | Central HP <5.4 tons | CARRIER | HRCU-A-CB (Split System: Heat Pump with Remote Outdoor Unit-Air-Source) | 38MURAQ18AB3* |  |  | CAP**3017AL* | 59SP6A080V17**16 | 17600 | 16 | 8.5 | 18100 | 18600 | 102.8% | 2.24 | 0 | 10.5 |  |  |  | No | R-410A | 1.4667 | Residential & Commercial | Ducted CEE Tier 1
211257936 | Central HP <5.4 tons | CARRIER | HRCU-A-CB (Split System: Heat Pump with Remote Outdoor Unit-Air-Source) | 38MURAQ18AB3* |  |  | CAP**3017AL* | 58S(B,C)*A045E17**12 | 18000 | 16 | 8.5 | 18500 | 18500 | 100% | 2.22 | 0 | 10.5 |  |  |  | No | R-410A | 1.5 | Residential & Commercial | Ducted CEE Tier 1
211257961 | Central HP <5.4 tons | CARRIER | HRCU-A-CB (Split System: Heat Pump with Remote Outdoor Unit-Air-Source) | 38MURAQ18AB3* |  |  | CNPV*1814AL* | 59TP6B060V14**12 | 17600 | 15.5 | 8.5 | 18700 | 19300 | 103.2% | 2.32 | 0 | 10.5 |  |  |  | No | R-410A | 1.4667 | Residential & Commercial | Ducted CEE Tier 1
211257984 | Central HP <5.4 tons | CARRIER | HRCU-A-CB (Split System: Heat Pump with Remote Outdoor Unit-Air-Source) | 38MURAQ18AB3* |  |  | CNPV*2414AL* | 59SC2D060E14**12 | 18100 | 16 | 8.5 | 19000 | 18600 | 97.89% | 2.24 | 0 | 11 |  |  |  | No | R-410A | 1.5083 | Residential & Commercial | Ducted CEE Tier 1
212985873 | Central HP <5.4 tons | CARRIER | HRCU-A-CB (Split System: Heat Pump with Remote Outdoor Unit-Air-Source) | 38MURAQ18AB3* |  |  | CAP**1917AL* | 59SC6A026M14**10 | 17800 | 16.5 | 8.1 | 17800 | 17900 | 100.6% | 2.16 | 0 | 10.5 |  |  |  | No | R-410A | 1.4833 | Residential & Commercial | Ducted CEE Tier 1
212985923 | Central HP <5.4 tons | CARRIER | HRCU-A-CB (Split System: Heat Pump with Remote Outdoor Unit-Air-Source) | 38MURAQ18AB3* |  |  | CAP**3017AL* | 59SC6A026M14**10 | 17500 | 16 | 8.5 | 18100 | 18800 | 103.9% | 2.26 | 0 | 10.5 |  |  |  | No | R-410A | 1.4583 | Residential & Commercial | Ducted CEE Tier 1
212985973 | Central HP <5.4 tons | CARRIER | HRCU-A-CB (Split System: Heat Pump with Remote Outdoor Unit-Air-Source) | 38MURAQ18AB3* |  |  | CNPV*3017AL* | 59SC6A026M14**10 | 17500 | 16 | 8.1 | 18200 | 18800 | 103.3% | 2.26 | 0 | 11 |  |  |  | No | R-410A | 1.4583 | Residential & Commercial | Ducted CEE Tier 1
215290379 | Central HP <5.4 tons | AIRQUEST | HRCU-A-CB (Split System: Heat Pump with Remote Outdoor Unit-Air-Source) | DLCURAH18ABK | ADP |  | H,GE30924 | *96VTN0801716A* | 16600 | 15.2 | 8.5 | 16700 | 18800 | 112.6% | 2.3 | 0 | 10 |  |  |  | No | R-410A | 1.3833 | Residential & Commercial | Ducted CEE Tier 1
215290380 | Central HP <5.4 tons | AIRQUEST | HRCU-A-CB (Split System: Heat Pump with Remote Outdoor Unit-Air-Source) | DLCURAH18ABK | ADP |  | HE30924 | *96VTN0801716A* | 16600 | 15.2 | 8.5 | 16700 | 18800 | 112.6% | 2.3 | 0 | 10 |  |  |  | No | R-410A | 1.3833 | Residential & Commercial | Ducted CEE Tier 1
215290414 | Central HP <5.4 tons | AIRQUEST | HRCU-A-CB (Split System: Heat Pump with Remote Outdoor Unit-Air-Source) | DLCURAH18ABK | ADP |  | H,GG34936 | *96VTN0801716B* | 17700 | 16 | 8.5 | 17100 | 18700 | 109.4% | 2.3 | 0 | 11 |  |  |  | No | R-410A | 1.475 | Residential & Commercial | Ducted CEE Tier 1
215290416 | Central HP <5.4 tons | AIRQUEST | HRCU-A-CB (Split System: Heat Pump with Remote Outdoor Unit-Air-Source) | DLCURAH18ABK | ADP |  | H,GE34936 | *96VTN0801716B* | 17700 | 16 | 8.5 | 17100 | 18700 | 109.4% | 2.3 | 0 | 11 |  |  |  | No | R-410A | 1.475 | Residential & Commercial | Ducted CEE Tier 1
215290429 | Central HP <5.4 tons | AIRQUEST | HRCU-A-CB (Split System: Heat Pump with Remote Outdoor Unit-Air-Source) | DLCURAH18ABK | ADP |  | HG8J936 | *96VTN0801716B* | 17700 | 16 | 8.5 | 17100 | 18700 | 109.4% | 2.3 | 0 | 11 |  |  |  | No | R-410A | 1.475 | Residential & Commercial | Ducted CEE Tier 1
206133439 | Central HP <5.4 tons | COMFORTMAKER | HRCU-A-CB (Split System: Heat Pump with Remote Outdoor Unit-Air-Source) | CVH825GKA2* |  |  | EA*4X37L21A*+WALLCON | *80CSU0401712A* | 24400 | 17 | 8.5 | 21200 | 16600 | 78.3% | 2.04 | 11.5 | 11 |  |  |  | No | R-410A | 2.0333 | Residential & Commercial | Ducted CEE Tier 1
215290194 | Central HP <5.4 tons | AIRQUEST | HRCU-A-CB (Split System: Heat Pump with Remote Outdoor Unit-Air-Source) | DLCURAH18ABK | ADP |  | H,GE32936 | *96VTN0601412A* | 17700 | 16 | 8.5 | 17200 | 18600 | 108.1% | 2.28 | 0 | 10 |  |  |  | No | R-410A | 1.475 | Residential & Commercial | Ducted CEE Tier 1
213772727 | Central HP <5.4 tons | HEIL | HRCU-A-CB (Split System: Heat Pump with Remote Outdoor Unit-Air-Source) | HVH825GKA3* |  |  | EA*4X25L17A*+WALLCON | *80CTL0701412B* | 24400 | 16.5 | 8.1 | 21200 | 16600 | 78.3% | 2 | 0 | 11 |  |  |  | No | R-410A | 2.0333 | Residential & Commercial | Ducted CEE Tier 1
215932833 | Central HP <5.4 tons | TEMPSTAR | HRCU-A-CB (Split System: Heat Pump with Remote Outdoor Unit-Air-Source) | T5H3V36*K*AAA* |  |  | EA*5X61M21A*+WALLCON | *96CTN0801714B* | 34200 | 20 | 9 | 34600 | 26400 | 76.3% | 1.94 | 0 | 11.5 |  |  |  | No | R-454B | 2.85 | Residential & Commercial | Ducted CEE Tier 1
213367337 | Central HP <5.4 tons | CARRIER | HRCU-A-CB (Split System: Heat Pump with Remote Outdoor Unit-Air-Source) | 38MURAQ18AB3* | ADP |  | H,PG9J936 | 59TP6C060V14**12 | 17500 | 16 | 8.5 | 16900 | 18800 | 111.2% | 2.3 | 0 | 10.5 |  |  |  | No | R-410A | 1.4583 | Residential & Commercial | Ducted CEE Tier 1
215933083 | Central HP <5.4 tons | TEMPSTAR | HRCU-A-CB (Split System: Heat Pump with Remote Outdoor Unit-Air-Source) | T5H3V36*K*AAA* |  |  | ESH5X36M12A*+WALLCON | *80CTL0701716B* | 33200 | 18.5 | 9 | 35200 | 27000 | 76.7% | 1.92 | 0 | 11 |  |  |  | No | R-454B | 2.7667 | Residential & Commercial | Ducted CEE Tier 1
215933133 | Central HP <5.4 tons | TEMPSTAR | HRCU-A-CB (Split System: Heat Pump with Remote Outdoor Unit-Air-Source) | T5H3V36*K*AAA* |  |  | ESH5X36M12A*+WALLCON | *80CTL1352422B* | 33400 | 19 | 9 | 34800 | 26600 | 76.44% | 1.92 | 0 | 11.5 |  |  |  | No | R-454B | 2.7833 | Residential & Commercial | Ducted CEE Tier 1
214389269 | Central HP <5.4 tons | BRYANT HEATING AND COOLING SYSTEMS | HRCU-A-CB (Split System: Heat Pump with Remote Outdoor Unit-Air-Source) | 284ANV036*0**B* |  |  | CNPV*4217AL*+UI | 986TD42080C17*** | 33000 | 19 | 9 | 37400 | 26400 | 70.59% | 1.98 | 0 | 11.7 |  |  |  | No | R-410A | 2.75 | Residential & Commercial | Ducted CEE Tier 1
214389279 | Central HP <5.4 tons | BRYANT HEATING AND COOLING SYSTEMS | HRCU-A-CB (Split System: Heat Pump with Remote Outdoor Unit-Air-Source) | 284ANV036*0**B* |  |  | CNPV*4821AL*+UI | 88*TB36045C17*** | 33200 | 18.5 | 9 | 37000 | 26200 | 70.81% | 2 | 0 | 11.7 |  |  |  | No | R-410A | 2.7667 | Residential & Commercial | Ducted CEE Tier 1
214389311 | Central HP <5.4 tons | BRYANT HEATING AND COOLING SYSTEMS | HRCU-A-CB (Split System: Heat Pump with Remote Outdoor Unit-Air-Source) | 284ANV036*0**B* |  |  | CNPV*4824AL*+UI | 987MC66120C24*** | 33800 | 19.5 | 9 | 36600 | 26000 | 71.04% | 2.02 | 0 | 12 |  |  |  | No | R-410A | 2.8167 | Residential & Commercial | Ducted CEE Tier 1
211206923 | Central HP <5.4 tons | JOHNSON CONTROLS | HRCU-A-CB (Split System: Heat Pump with Remote Outdoor Unit-Air-Source) | HL20B4821 |  |  | XAMC48HE3N1+CC | TP9C100C20MP13 | 43500 | 19 | 9 | 44500 | 36400 | 81.8% | 2.14 | 0 | 11.7 |  |  |  | No | R-410A | 3.625 | Residential & Commercial | Ducted CEE Tier 1
213433257 | Central HP <5.4 tons | DIYCOOL | HRCU-A-CB (Split System: Heat Pump with Remote Outdoor Unit-Air-Source) | ACIQ-24-EHPB |  |  | ACIQ-24-AHB |  | 24000 | 17 | 9.2 | 26000 | 19400 | 74.62% | 2.1 | 11.3 | 10.5 |  |  |  | No | R-410A | 2 | Residential & Commercial | Ducted CEE Tier 1
215940955 | Central HP <5.4 tons | BRYANT HEATING AND COOLING SYSTEMS | HRCU-A-CB (Split System: Heat Pump with Remote Outdoor Unit-Air-Source) | 293VAN048**AA* |  |  | CAA**4821AM*+UI | 83*CB48060C17*** | 43500 | 21 | 9.5 | 48000 | 36600 | 76.25% | 1.9 | 0 | 11 |  |  |  | No | R-454B | 3.625 | Residential & Commercial | Ducted CEE Tier 1
212381000 | Central HP <5.4 tons | CARRIER | HRCU-A-CB (Split System: Heat Pump with Remote Outdoor Unit-Air-Source) | 25VNA448A*031* | ADP |  | PL60H210P179 | 59TN6B100C21**22 | 44500 | 21 | 8.5 | 44000 | 35800 | 81.36% | 2.34 | 0 | 12 |  |  |  | No | R-410A | 3.7083 | Residential & Commercial | Ducted CEE Tier 1
215290242 | Central HP <5.4 tons | AIRQUEST | HRCU-A-CB (Split System: Heat Pump with Remote Outdoor Unit-Air-Source) | DLCURAH18ABK | ADP |  | H,GG34936 | *96VTN0601412B* | 17500 | 16 | 8.5 | 16900 | 18800 | 111.2% | 2.3 | 0 | 10.5 |  |  |  | No | R-410A | 1.4583 | Residential & Commercial | Ducted CEE Tier 1
215290308 | Central HP <5.4 tons | AIRQUEST | HRCU-A-CB (Split System: Heat Pump with Remote Outdoor Unit-Air-Source) | DLCURAH18ABK | ADP |  | H,GG24936 | *96VTN0601716B* | 17400 | 16 | 8.5 | 16800 | 19100 | 113.7% | 2.34 | 0 | 10.5 |  |  |  | No | R-410A | 1.45 | Residential & Commercial | Ducted CEE Tier 1
215290328 | Central HP <5.4 tons | AIRQUEST | HRCU-A-CB (Split System: Heat Pump with Remote Outdoor Unit-Air-Source) | DLCURAH18ABK | ADP |  | H,GG34936 | *96VTN0601716B* | 17400 | 16 | 8.5 | 16800 | 19100 | 113.7% | 2.34 | 0 | 10.5 |  |  |  | No | R-410A | 1.45 | Residential & Commercial | Ducted CEE Tier 1
216453091 | Central HP <5.4 tons | TRANE | HRCU-A-CB (Split System: Heat Pump with Remote Outdoor Unit-Air-Source) | 5TWV0X36A1 |  |  | 5PX*B004AS3 | S8V2B060M4PCB | 34000 | 19.2 | 9.7 | 31400 | 25000 | 79.62% | 2.1 | 0 | 12 |  |  |  | No | R-454B | 2.8333 | Residential & Commercial | Ducted CEE Tier 1
216453111 | Central HP <5.4 tons | TRANE | HRCU-A-CB (Split System: Heat Pump with Remote Outdoor Unit-Air-Source) | 5TWV0X36A1 |  |  | 5PX*D010AS3 | S8V2D120M5PCB | 36200 | 21 | 10 | 32000 | 24600 | 76.88% | 2.2 | 0 | 13 |  |  |  | No | R-454B | 3.0167 | Residential & Commercial | Ducted CEE Tier 1
215290387 | Central HP <5.4 tons | AIRQUEST | HRCU-A-CB (Split System: Heat Pump with Remote Outdoor Unit-Air-Source) | DLCURAH18ABK | ADP |  | HE8J936 | *96VTN0801716A* | 17400 | 16 | 8.5 | 16700 | 18800 | 112.6% | 2.3 | 0 | 10.5 |  |  |  | No | R-410A | 1.45 | Residential & Commercial | Ducted CEE Tier 1
215290394 | Central HP <5.4 tons | AIRQUEST | HRCU-A-CB (Split System: Heat Pump with Remote Outdoor Unit-Air-Source) | DLCURAH18ABK | ADP |  | H,GG24936 | *96VTN0801716B* | 17700 | 16 | 8.5 | 17100 | 18700 | 109.4% | 2.3 | 0 | 11 |  |  |  | No | R-410A | 1.475 | Residential & Commercial | Ducted CEE Tier 1
213773127 | Central HP <5.4 tons | HEIL | HRCU-A-CB (Split System: Heat Pump with Remote Outdoor Unit-Air-Source) | HVH825GKA3* |  |  | EA*4X36L21A*+WALLCON | *96CTN0601714B* | 23400 | 16.5 | 8.1 | 21600 | 16700 | 77.31% | 1.92 | 0 | 10.5 |  |  |  | No | R-410A | 1.95 | Residential & Commercial | Ducted CEE Tier 1
215290428 | Central HP <5.4 tons | AIRQUEST | HRCU-A-CB (Split System: Heat Pump with Remote Outdoor Unit-Air-Source) | DLCURAH18ABK | ADP |  | HE7J936 | *96VTN0801716B* | 17500 | 16 | 8.5 | 17100 | 18700 | 109.4% | 2.3 | 0 | 10.5 |  |  |  | No | R-410A | 1.4583 | Residential & Commercial | Ducted CEE Tier 1
216453141 | Central HP <5.4 tons | TRANE | HRCU-A-CB (Split System: Heat Pump with Remote Outdoor Unit-Air-Source) | 5TWV0X48A1 |  |  | 5PX*B006AS3 | S8V2B080M4PDB | 44000 | 19.2 | 9.4 | 47000 | 33400 | 71.06% | 2.1 | 0 | 11.7 |  |  |  | No | R-454B | 3.6667 | Residential & Commercial | Ducted CEE Tier 1
213773147 | Central HP <5.4 tons | HEIL | HRCU-A-CB (Split System: Heat Pump with Remote Outdoor Unit-Air-Source) | HVH825GKA3* |  |  | EA*4X36L21A*+WALLCON | *96CTN1002122B* | 23600 | 16.5 | 8.1 | 21400 | 16600 | 77.57% | 1.94 | 0 | 10.5 |  |  |  | No | R-410A | 1.9667 | Residential & Commercial | Ducted CEE Tier 1
213773317 | Central HP <5.4 tons | HEIL | HRCU-A-CB (Split System: Heat Pump with Remote Outdoor Unit-Air-Source) | HVH825GKA3* |  |  | EA*4X37L21A*+WALLCON | *97CMN0601714B* | 24200 | 16 | 8.1 | 21200 | 16700 | 78.77% | 2 | 0 | 10.5 |  |  |  | No | R-410A | 2.0167 | Residential & Commercial | Ducted CEE Tier 1
213773367 | Central HP <5.4 tons | HEIL | HRCU-A-CB (Split System: Heat Pump with Remote Outdoor Unit-Air-Source) | HVH825GKA3* |  |  | EA*4X37L21A*+WALLCON | *96CTN1002122B* | 24400 | 16.5 | 8.5 | 21200 | 16600 | 78.3% | 2.02 | 0 | 11 |  |  |  | No | R-410A | 2.0333 | Residential & Commercial | Ducted CEE Tier 1
213773617 | Central HP <5.4 tons | HEIL | HRCU-A-CB (Split System: Heat Pump with Remote Outdoor Unit-Air-Source) | HVH825GKA3* |  |  | EA*4X43L21A*+WALLCON | *95CSU0601716B* | 24400 | 16.5 | 8.1 | 21200 | 16600 | 78.3% | 2.02 | 0 | 10.5 |  |  |  | No | R-410A | 2.0333 | Residential & Commercial | Ducted CEE Tier 1
213773717 | Central HP <5.4 tons | HEIL | HRCU-A-CB (Split System: Heat Pump with Remote Outdoor Unit-Air-Source) | HVH825GKA3* |  |  | EA*4X48L21A*+WALLCON | *80CTL0902120B* | 24000 | 17 | 8.1 | 21000 | 16500 | 78.57% | 2.02 | 0 | 11 |  |  |  | No | R-410A | 2 | Residential & Commercial | Ducted CEE Tier 1
213773817 | Central HP <5.4 tons | HEIL | HRCU-A-CB (Split System: Heat Pump with Remote Outdoor Unit-Air-Source) | HVH825GKA3* |  |  | EA*4X48L24A*+WALLCON | *80CTL1102120B* | 24200 | 17 | 8.1 | 21000 | 16500 | 78.57% | 2.02 | 0 | 11 |  |  |  | No | R-410A | 2.0167 | Residential & Commercial | Ducted CEE Tier 1
216439952 | Central HP <5.4 tons | TRANE | HRCU-A-CB (Split System: Heat Pump with Remote Outdoor Unit-Air-Source) | 5TWV0X24A1 |  |  | 5PX*B003AS3+P0V0A000M30SD+LRP |  | 20400 | 20 | 9.4 | 23800 | 17600 | 73.95% | 2.1 | 0 | 11.7 |  |  |  | No | R-454B | 1.7 | Residential & Commercial | Ducted CEE Tier 1
216439954 | Central HP <5.4 tons | TRANE | HRCU-A-CB (Split System: Heat Pump with Remote Outdoor Unit-Air-Source) | 5TWV0X24A1 |  |  | 5PX*B003AS3 | S9V2B060U4VSB+LRP | 20400 | 18.8 | 9.4 | 23800 | 17600 | 73.95% | 2.1 | 0 | 11.7 |  |  |  | No | R-454B | 1.7 | Residential & Commercial | Ducted CEE Tier 1
216439970 | Central HP <5.4 tons | TRANE | HRCU-A-CB (Split System: Heat Pump with Remote Outdoor Unit-Air-Source) | 5TWV0X24A1 |  |  | 5PX*BD06AS3 | S9V2B040D3VSB+LRP | 21000 | 19.6 | 9.4 | 23200 | 17300 | 74.57% | 2.1 | 0 | 12 |  |  |  | No | R-454B | 1.75 | Residential & Commercial | Ducted CEE Tier 1
216439986 | Central HP <5.4 tons | TRANE | HRCU-A-CB (Split System: Heat Pump with Remote Outdoor Unit-Air-Source) | 5TWV0X24A1 |  |  | 5TXCB003AS3+P0V0A000M30SD+LRP |  | 20400 | 20 | 9.4 | 23800 | 17600 | 73.95% | 2.1 | 0 | 11.7 |  |  |  | No | R-454B | 1.7 | Residential & Commercial | Ducted CEE Tier 1
213492149 | Central HP <5.4 tons | DIYCOOL | HRCU-A-C (Split System: Heat Pump with Remote Outdoor Unit with No Indoor Fan --Air Source) | ACIQ-30-HPB |  |  | ACIQ-36-ACL-17 |  | 29000 | 15.2 | 8.5 | 31000 | 22600 | 72.9% | 1.8 | 0 | 10 |  |  |  | No | R-410A | 2.4167 | Residential & Commercial | Ducted CEE Tier 1
213780824 | Central HP <5.4 tons | TEMPSTAR | HRCU-A-CB (Split System: Heat Pump with Remote Outdoor Unit-Air-Source) | TVH837GKA2* |  |  | EA*4X36L21A*+WALLCON | *96CTN0601714B* | 31400 | 16.5 | 8.1 | 33200 | 24400 | 73.49% | 1.82 | 0 | 10.5 |  |  |  | No | R-410A | 2.6167 | Residential & Commercial | Ducted CEE Tier 1
215869108 | Central HP <5.4 tons | TRANE | HRCU-A-CB (Split System: Heat Pump with Remote Outdoor Unit-Air-Source) | 5TWV8X36A1 |  |  | 5TXCC005AS3 | S9V2C100U5VSB+LRP | 31800 | 18.1 | 8.5 | 32800 | 25600 | 78.05% | 2.1 | 0 | 10 |  |  |  | No | R-454B | 2.65 | Residential & Commercial | Ducted CEE Tier 1
212971875 | Central HP <5.4 tons | BRYANT HEATING AND COOLING SYSTEMS | HRCU-A-CB (Split System: Heat Pump with Remote Outdoor Unit-Air-Source) | 38MURAQ36AB3* |  |  | CAP**4821AL* | 82*TB48070V17*** | 35600 | 16 | 8.5 | 37800 | 34800 | 92.06% | 2.02 | 0 | 10 |  |  |  | No | R-410A | 2.9667 | Residential & Commercial | Ducted CEE Tier 1
211230944 | Central HP <5.4 tons | CARRIER | HRCU-A-CB (Split System: Heat Pump with Remote Outdoor Unit-Air-Source) | 38MURAQ36AB3* |  |  | CAP**4221AL* | GG96VTAA60100C | 35400 | 16.5 | 8.1 | 38500 | 35000 | 90.91% | 1.88 | 0 | 10 |  |  |  | No | R-410A | 2.95 | Residential & Commercial | Ducted CEE Tier 1
213076461 | Central HP <5.4 tons | CARRIER | HRCU-A-CB (Split System: Heat Pump with Remote Outdoor Unit-Air-Source) | 38MURAQ36AB3* |  |  | CNPV*4217AL* | 58TP*B070V14**12 | 35400 | 16 | 8.1 | 38500 | 35000 | 90.91% | 1.94 | 0 | 10 |  |  |  | No | R-410A | 2.95 | Residential & Commercial | Ducted CEE Tier 1
213076650 | Central HP <5.4 tons | CARRIER | HRCU-A-CB (Split System: Heat Pump with Remote Outdoor Unit-Air-Source) | 38MURAQ36AB3* |  |  | CAP**4221AL* | 58TP*B090V21**20 | 35200 | 16 | 8.1 | 38500 | 35000 | 90.91% | 1.88 | 0 | 10 |  |  |  | No | R-410A | 2.9333 | Residential & Commercial | Ducted CEE Tier 1
213492143 | Central HP <5.4 tons | DIYCOOL | HRCU-A-C (Split System: Heat Pump with Remote Outdoor Unit with No Indoor Fan --Air Source) | ACIQ-36-HPC |  |  | ACIQ-36-ACL |  | 35000 | 15.2 | 8.5 | 36000 | 30000 | 83.33% | 1.8 | 0 | 10 |  |  |  | No | R-410A | 2.9167 | Residential & Commercial | Ducted CEE Tier 1
216013785 | Central HP <5.4 tons | YORK | HRCU-A-CB (Split System: Heat Pump with Remote Outdoor Unit-Air-Source) | HH836E2S11 | ADP |  | V,Y36H175P38*+TXV-BLEED | Y81E080B12SMPS1 | 32800 | 18 | 8.5 | 28400 | 24400 | 85.92% | 2 | 0 | 11.7 |  |  |  | No | R-454B | 2.7333 | Residential & Commercial | Ducted CEE Tier 1
211229970 | Central HP <5.4 tons | AIRQUEST | HRCU-A-CB (Split System: Heat Pump with Remote Outdoor Unit-Air-Source) | DLCURAH36ABK |  |  | EN(A,D,W)4X48L21** | *80ES(N,L)1102120A* | 36200 | 16.5 | 8.1 | 38500 | 34800 | 90.39% | 2.02 | 0 | 10.5 |  |  |  | No | R-410A | 3.0167 | Residential & Commercial | Ducted CEE Tier 1
215323730 | Central HP <5.4 tons | KENMORE | HRCU-A-CB (Split System: Heat Pump with Remote Outdoor Unit-Air-Source) | D5CUHAH36AAK |  |  | D5FUHAH36XAK |  | 36000 | 18 | 10 | 37000 | 37400 | 101.1% | 1.9 | 0 | 12 |  |  |  | No | R-454B | 3 | Residential & Commercial | Ducted CEE Tier 1
216440036 | Central HP <5.4 tons | TRANE | HRCU-A-CB (Split System: Heat Pump with Remote Outdoor Unit-Air-Source) | 5TWV0X36A1 |  |  | 5PX*B006AS3 | S9V2B060U3VSB+LRP | 34400 | 19.2 | 9.4 | 32600 | 24200 | 74.23% | 2.1 | 0 | 12.5 |  |  |  | No | R-454B | 2.8667 | Residential & Commercial | Ducted CEE Tier 1
216440086 | Central HP <5.4 tons | TRANE | HRCU-A-CB (Split System: Heat Pump with Remote Outdoor Unit-Air-Source) | 5TWV0X36A1 |  |  | 5PX*C007AS3 | S9V2C100D4VSB+LRP | 32000 | 17.6 | 9.4 | 31600 | 23600 | 74.68% | 2.1 | 0 | 12 |  |  |  | No | R-454B | 2.6667 | Residential & Commercial | Ducted CEE Tier 1
216013797 | Central HP <5.4 tons | YORK | HRCU-A-CB (Split System: Heat Pump with Remote Outdoor Unit-Air-Source) | HH860E2S11 | ADP |  | V,Y60H210P19*+TXV-BLEED | Y91E080C16SMPS1 | 45000 | 18 | 8.5 | 45000 | 33400 | 74.22% | 2 | 0 | 11.7 |  |  |  | No | R-454B | 3.75 | Residential & Commercial | Ducted CEE Tier 1
214848936 | Central HP <5.4 tons | YORK | HRCU-A-CB (Split System: Heat Pump with Remote Outdoor Unit-Air-Source) | HH860E2S11 | ADP |  | H,YG48*60+TXV | TM9Y100C20MP11 | 52500 | 17 | 8.5 | 52500 | 39000 | 74.29% | 2 | 0 | 11 |  |  |  | No | R-454B | 4.375 | Residential & Commercial | Ducted CEE Tier 1
212555739 | Central HP <5.4 tons | DAY & NIGHT | HRCU-A-CB (Split System: Heat Pump with Remote Outdoor Unit-Air-Source) | CVH848GKA2* | ADP |  | V,G60H210P299 | *80CSU0802120A* | 45000 | 18 | 8.1 | 44000 | 31400 | 71.36% | 2.26 | 0 | 10 |  |  |  | No | R-410A | 3.75 | Residential & Commercial | Ducted CEE Tier 1
216439944 | Central HP <5.4 tons | TRANE | HRCU-A-CB (Split System: Heat Pump with Remote Outdoor Unit-Air-Source) | 5TWV0X24A1 |  |  | 5PX*B003AS3 | S9V2B040U3VSB+LRP | 20600 | 19 | 9.4 | 23800 | 17600 | 73.95% | 2.1 | 0 | 11.7 |  |  |  | No | R-454B | 1.7167 | Residential & Commercial | Ducted CEE Tier 1
216013794 | Central HP <5.4 tons | YORK | HRCU-A-CB (Split System: Heat Pump with Remote Outdoor Unit-Air-Source) | HH860E2S11 | ADP |  | V,Y60H210P19*+TXV-BLEED | Y81E100C20SMPS1 | 53000 | 19 | 8.5 | 51500 | 38000 | 73.79% | 2 | 0 | 11.7 |  |  |  | No | R-454B | 4.4167 | Residential & Commercial | Ducted CEE Tier 1
212380568 | Central HP <5.4 tons | CARRIER | HRCU-A-CB (Split System: Heat Pump with Remote Outdoor Unit-Air-Source) | 25VNA424A*031* | ADP |  | V,C36H175P459 | 59MN7B060C17**14 | 23200 | 19 | 8.1 | 25200 | 19600 | 77.78% | 2.42 | 0 | 12.5 |  |  |  | No | R-410A | 1.9333 | Residential & Commercial | Ducted CEE Tier 1
211228984 | Central HP <5.4 tons | AIRQUEST | HRCU-A-CB (Split System: Heat Pump with Remote Outdoor Unit-Air-Source) | DLCURAH36ABK |  |  | EA*4X48L21A* | *92ESN0802120A* | 35600 | 16.5 | 8.5 | 37800 | 34600 | 91.53% | 2.04 | 0 | 10 |  |  |  | No | R-410A | 2.9667 | Residential & Commercial | Ducted CEE Tier 1
211257993 | Central HP <5.4 tons | CARRIER | HRCU-A-CB (Split System: Heat Pump with Remote Outdoor Unit-Air-Source) | 38MURAQ18AB3* |  |  | CNPV*2417AL* | 59SP6A040V17**12 | 17700 | 15.5 | 8.5 | 18700 | 18800 | 100.5% | 2.26 | 0 | 10.5 |  |  |  | No | R-410A | 1.475 | Residential & Commercial | Ducted CEE Tier 1
215933323 | Central HP <5.4 tons | TEMPSTAR | HRCU-A-CB (Split System: Heat Pump with Remote Outdoor Unit-Air-Source) | T5H3V36*K*AAA* |  |  | ESH5X42M12A*+WALLCON | *80CTL0701716B* | 33400 | 19 | 9 | 35200 | 26800 | 76.14% | 1.9 | 0 | 11 |  |  |  | No | R-454B | 2.7833 | Residential & Commercial | Ducted CEE Tier 1
215933423 | Central HP <5.4 tons | TEMPSTAR | HRCU-A-CB (Split System: Heat Pump with Remote Outdoor Unit-Air-Source) | T5H3V36*K*AAA* |  |  | ESH5X42M12A*+WALLCON | *97CMN0801714B* | 33400 | 18.5 | 9 | 35400 | 27000 | 76.27% | 1.92 | 0 | 11 |  |  |  | No | R-454B | 2.7833 | Residential & Commercial | Ducted CEE Tier 1
213774537 | Central HP <5.4 tons | HEIL | HRCU-A-CB (Split System: Heat Pump with Remote Outdoor Unit-Air-Source) | HVH825GKA3* |  |  | EHD4X42AAL+WALLCON | *96CTN1002122B* | 24200 | 16 | 8.1 | 21400 | 16600 | 77.57% | 2 | 0 | 10.5 |  |  |  | No | R-410A | 2.0167 | Residential & Commercial | Ducted CEE Tier 1
213774617 | Central HP <5.4 tons | HEIL | HRCU-A-CB (Split System: Heat Pump with Remote Outdoor Unit-Air-Source) | HVH825GKA3* |  |  | EHD4X48AAL+WALLCON | *80CTL1352422B* | 24200 | 16 | 8.1 | 21200 | 16600 | 78.3% | 2 | 0 | 10.5 |  |  |  | No | R-410A | 2.0167 | Residential & Commercial | Ducted CEE Tier 1
213774667 | Central HP <5.4 tons | HEIL | HRCU-A-CB (Split System: Heat Pump with Remote Outdoor Unit-Air-Source) | HVH825GKA3* |  |  | EHD4X48AAL+WALLCON | *97CMN1202422B* | 24200 | 16 | 8.1 | 21200 | 16600 | 78.3% | 2 | 0 | 10.5 |  |  |  | No | R-410A | 2.0167 | Residential & Commercial | Ducted CEE Tier 1
213774687 | Central HP <5.4 tons | HEIL | HRCU-A-CB (Split System: Heat Pump with Remote Outdoor Unit-Air-Source) | HVH825GKA3* |  |  | EHD4X48AAL+WALLCON | *96CTN0601714B* | 24200 | 16 | 8.1 | 21400 | 16600 | 77.57% | 2 | 0 | 10.5 |  |  |  | No | R-410A | 2.0167 | Residential & Commercial | Ducted CEE Tier 1
213779197 | Central HP <5.4 tons | HEIL | HRCU-A-CB (Split System: Heat Pump with Remote Outdoor Unit-Air-Source) | HVH837GKA** |  |  | EA*4X42L24A*+WALLCON | *80CTL1352422B* | 31800 | 17 | 8.1 | 33000 | 24200 | 73.33% | 1.88 | 0 | 11 |  |  |  | No | R-410A | 2.65 | Residential & Commercial | Ducted CEE Tier 1
213779247 | Central HP <5.4 tons | HEIL | HRCU-A-CB (Split System: Heat Pump with Remote Outdoor Unit-Air-Source) | HVH837GKA** |  |  | EA*4X43L21A*+WALLCON | *80CTL0451712B* | 32600 | 16.5 | 8.1 | 33200 | 25400 | 76.51% | 1.94 | 0 | 10.5 |  |  |  | No | R-410A | 2.7167 | Residential & Commercial | Ducted CEE Tier 1
213779297 | Central HP <5.4 tons | HEIL | HRCU-A-CB (Split System: Heat Pump with Remote Outdoor Unit-Air-Source) | HVH837GKA** |  |  | EA*4X43L21A*+WALLCON | *95CSU0601716B* | 32800 | 17 | 8.5 | 33000 | 25200 | 76.36% | 1.96 | 0 | 11 |  |  |  | No | R-410A | 2.7333 | Residential & Commercial | Ducted CEE Tier 1
211240469 | Central HP <5.4 tons | AIRQUEST | HRCU-A-CB (Split System: Heat Pump with Remote Outdoor Unit-Air-Source) | DLCURAH24ABK |  |  | EA*4X24L17A* | *80VSL0451716A* | 23800 | 16 | 8.5 | 26800 | 24000 | 89.55% | 1.98 | 0 | 10 |  |  |  | No | R-410A | 1.9833 | Residential & Commercial | Ducted CEE Tier 1
211240510 | Central HP <5.4 tons | AIRQUEST | HRCU-A-CB (Split System: Heat Pump with Remote Outdoor Unit-Air-Source) | DLCURAH24ABK |  |  | EA*4X24L17A* | *80VTL0451412A* | 24000 | 16.5 | 8.5 | 26800 | 24000 | 89.55% | 1.98 | 0 | 10 |  |  |  | No | R-410A | 2 | Residential & Commercial | Ducted CEE Tier 1
206136199 | Central HP <5.4 tons | COMFORTMAKER | HRCU-A-CB (Split System: Heat Pump with Remote Outdoor Unit-Air-Source) | CVH837GKA** |  |  | EA*4X48L24A*+WALLCON | *95CSU1002122A* | 32400 | 17.5 | 8.5 | 32400 | 24800 | 76.54% | 2 | 12 | 11.5 |  |  |  | No | R-410A | 2.7 | Residential & Commercial | Ducted CEE Tier 1
211240544 | Central HP <5.4 tons | AIRQUEST | HRCU-A-CB (Split System: Heat Pump with Remote Outdoor Unit-Air-Source) | DLCURAH24ABK |  |  | EA*4X24L17A* | *80VTL0701716A* | 23800 | 16.5 | 8.5 | 26800 | 24000 | 89.55% | 2 | 0 | 10 |  |  |  | No | R-410A | 1.9833 | Residential & Commercial | Ducted CEE Tier 1
211240914 | Central HP <5.4 tons | AIRQUEST | HRCU-A-CB (Split System: Heat Pump with Remote Outdoor Unit-Air-Source) | DLCURAH24ABK |  |  | EA*4X25L17A* | *80VSL0701716A* | 24400 | 17 | 8.5 | 25400 | 21400 | 84.25% | 1.8 | 0 | 10 |  |  |  | No | R-410A | 2.0333 | Residential & Commercial | Ducted CEE Tier 1
212552548 | Central HP <5.4 tons | DAY & NIGHT | HRCU-A-CB (Split System: Heat Pump with Remote Outdoor Unit-Air-Source) | CVH837GKA** | ADP |  | PL36H175P159 | *80CTL0701716A* | 32000 | 17 | 8.5 | 31000 | 30000 | 96.77% | 2 | 0 | 11 |  |  |  | No | R-410A | 2.6667 | Residential & Commercial | Ducted CEE Tier 1
212552555 | Central HP <5.4 tons | DAY & NIGHT | HRCU-A-CB (Split System: Heat Pump with Remote Outdoor Unit-Air-Source) | CVH837GKA** | ADP |  | PL36H210P299 | *80CTL0901716A* | 33000 | 18 | 8.5 | 31200 | 30200 | 96.79% | 2 | 0 | 11.5 |  |  |  | No | R-410A | 2.75 | Residential & Commercial | Ducted CEE Tier 1
213433272 | Central HP <5.4 tons | DIYCOOL | HRCU-A-CB (Split System: Heat Pump with Remote Outdoor Unit-Air-Source) | ACIQ-24-HPB |  |  | ACIQ-24W-P |  | 24000 | 19 | 9.3 | 27400 | 24000 | 87.59% | 1.91 | 0 | 12 |  |  |  | No | R-410A | 2 | Residential & Commercial | Ducted CEE Tier 1
215674639 | Central HP <5.4 tons | BRYANT HEATING AND COOLING SYSTEMS | HRCU-A-CB (Split System: Heat Pump with Remote Outdoor Unit-Air-Source) | 290VAN048**AA* |  |  | CAA**6124AM*+UI | 986TD66100C21*** | 46000 | 18.5 | 9 | 47500 | 33600 | 70.74% | 2.06 | 0 | 10 |  |  |  | No | R-454B | 3.8333 | Residential & Commercial | Ducted CEE Tier 1
214244064 | Central HP <5.4 tons | BRYANT HEATING AND COOLING SYSTEMS | HRCU-A-CB (Split System: Heat Pump with Remote Outdoor Unit-Air-Source) | 284ANV024*0**B* |  |  | CNPV*4221AL*+UI | 88*TB36045C17*** | 23400 | 19.5 | 9.5 | 26800 | 20000 | 74.63% | 2.4 | 0 | 13 |  |  |  | No | R-410A | 1.95 | Residential & Commercial | Ducted CEE Tier 1
213372158 | Central HP <5.4 tons | KENMORE | HRCU-A-C (Split System: Heat Pump with Remote Outdoor Unit with No Indoor Fan --Air Source) | DLCURAH24ABK |  |  | DLFULAH24XBX + CI |  | 24000 | 16.5 | 9.5 | 25000 | 20000 | 80% | 1.95 | 11 | 10.7 |  |  |  | No | R-410A | 2 | Residential & Commercial | Ducted CEE Tier 1
215319031 | Central HP <5.4 tons | KENMORE | HRCU-A-CB (Split System: Heat Pump with Remote Outdoor Unit-Air-Source) | D5CUHAH36AAK |  |  | D5FUAAH36XAK |  | 36000 | 17.4 | 10.3 | 37000 | 39000 | 105.4% | 1.9 | 0 | 11.7 |  |  |  | No | R-454B | 3 | Residential & Commercial | Ducted CEE Tier 1
214810550 | Central HP <5.4 tons | DIYCOOL | HRCU-A-CB (Split System: Heat Pump with Remote Outdoor Unit-Air-Source) | EZ-24-HP |  |  | EZ-24-AH |  | 24000 | 17.4 | 10 | 24000 | 22600 | 94.17% | 1.91 | 0 | 11.7 |  |  |  | No | R-410A | 2 | Residential & Commercial | Ducted CEE Tier 1
211206859 | Central HP <5.4 tons | JOHNSON CONTROLS | HRCU-A-CB (Split System: Heat Pump with Remote Outdoor Unit-Air-Source) | HL20B3621 |  |  | XAMC36DE2N1+CC | TM9V100C16MP12 | 33000 | 18 | 8.5 | 34000 | 29200 | 85.88% | 1.96 | 0 | 12 |  |  |  | No | R-410A | 2.75 | Residential & Commercial | Ducted CEE Tier 1
211206895 | Central HP <5.4 tons | JOHNSON CONTROLS | HRCU-A-CB (Split System: Heat Pump with Remote Outdoor Unit-Air-Source) | HL20B3621 |  |  | XAMB36DE2N1+CC | TM8V080B12MP12 | 32600 | 18 | 8.5 | 34400 | 29600 | 86.05% | 1.94 | 0 | 11.7 |  |  |  | No | R-410A | 2.7167 | Residential & Commercial | Ducted CEE Tier 1
213778847 | Central HP <5.4 tons | HEIL | HRCU-A-CB (Split System: Heat Pump with Remote Outdoor Unit-Air-Source) | HVH837GKA** |  |  | EA*4X36L21A*+WALLCON | *80CTL0902120B* | 31600 | 17 | 8.1 | 32800 | 24200 | 73.78% | 1.86 | 0 | 11 |  |  |  | No | R-410A | 2.6333 | Residential & Commercial | Ducted CEE Tier 1
213779047 | Central HP <5.4 tons | HEIL | HRCU-A-CB (Split System: Heat Pump with Remote Outdoor Unit-Air-Source) | HVH837GKA** |  |  | EA*4X37L21A*+WALLCON | *96CTN1002122B* | 33000 | 17 | 8.5 | 32600 | 25000 | 76.69% | 1.98 | 0 | 11.5 |  |  |  | No | R-410A | 2.75 | Residential & Commercial | Ducted CEE Tier 1
213773657 | Central HP <5.4 tons | HEIL | HRCU-A-CB (Split System: Heat Pump with Remote Outdoor Unit-Air-Source) | HVH825GKA3* |  |  | EA*4X43L21A*+WALLCON | *96CTN0601714B* | 24400 | 16.5 | 8.1 | 21200 | 16700 | 78.77% | 2 | 0 | 10.5 |  |  |  | No | R-410A | 2.0333 | Residential & Commercial | Ducted CEE Tier 1
211239774 | Central HP <5.4 tons | CARRIER | HRCU-A-CB (Split System: Heat Pump with Remote Outdoor Unit-Air-Source) | 38MURAQ24AB3* |  |  | CAP**3017AL* | 58SP*A045V17**16 | 24200 | 16.5 | 8.5 | 26400 | 23000 | 87.12% | 1.9 | 0 | 10 |  |  |  | No | R-410A | 2.0167 | Residential & Commercial | Ducted CEE Tier 1
213780984 | Central HP <5.4 tons | TEMPSTAR | HRCU-A-CB (Split System: Heat Pump with Remote Outdoor Unit-Air-Source) | TVH837GKA2* |  |  | EA*4X42L21A*+WALLCON | *80CTL0701716B* | 31400 | 17 | 8.1 | 33200 | 24400 | 73.49% | 1.86 | 0 | 10.5 |  |  |  | No | R-410A | 2.6167 | Residential & Commercial | Ducted CEE Tier 1
216453087 | Central HP <5.4 tons | TRANE | HRCU-A-CB (Split System: Heat Pump with Remote Outdoor Unit-Air-Source) | 5TWV0X24A1 |  |  | 5TXCB003AS3 | S8V2B080M4PCB | 21600 | 20.6 | 10 | 24200 | 18300 | 75.62% | 2.1 | 0 | 11.5 |  |  |  | No | R-454B | 1.8 | Residential & Commercial | Ducted CEE Tier 1
216013799 | Central HP <5.4 tons | YORK | HRCU-A-CB (Split System: Heat Pump with Remote Outdoor Unit-Air-Source) | HH860E2S11 | ADP |  | H,YG88*60+TXV-BLEED | Y91E080C16SMPS1 | 45000 | 18 | 8.5 | 45000 | 33400 | 74.22% | 2 | 0 | 11.7 |  |  |  | No | R-454B | 3.75 | Residential & Commercial | Ducted CEE Tier 1
216013801 | Central HP <5.4 tons | YORK | HRCU-A-CB (Split System: Heat Pump with Remote Outdoor Unit-Air-Source) | HH860E2S11 | ADP |  | V,Y60H210P19*+TXV-BLEED | Y91E100C16SMPS1 | 45500 | 18 | 8.5 | 45000 | 33800 | 75.11% | 2 | 0 | 11.7 |  |  |  | No | R-454B | 3.7917 | Residential & Commercial | Ducted CEE Tier 1
214595939 | Central HP <5.4 tons | AIRQUEST | HRCU-A-C (Split System: Heat Pump with Remote Outdoor Unit with No Indoor Fan --Air Source) | DLCURAH30ABK | ADP |  | HG80936+TD |  | 30000 | 15.2 | 9.7 | 31400 | 26600 | 84.71% | 1.85 | 0 | 10.5 |  |  |  | No | R-410A | 2.5 | Residential & Commercial | Ducted CEE Tier 1
210470571 | Central HP <5.4 tons | TEMPSTAR | HRCU-A-CB (Split System: Heat Pump with Remote Outdoor Unit-Air-Source) | TVH837GKA2* |  |  | EA*4X61L24A*+WALLCON | *80CTL1352422A* | 33200 | 18 | 8.5 | 32000 | 24800 | 77.5% | 2.02 | 0 | 12 |  |  |  | No | R-410A | 2.7667 | Residential & Commercial | Ducted CEE Tier 1
210470940 | Central HP <5.4 tons | TEMPSTAR | HRCU-A-CB (Split System: Heat Pump with Remote Outdoor Unit-Air-Source) | TVH837GKA2* |  |  | EN(A,D,W)4X60L24**+WALLCON | *96CTN1202422A* | 32800 | 18 | 8.1 | 32200 | 24600 | 76.4% | 1.98 | 0 | 12 |  |  |  | No | R-410A | 2.7333 | Residential & Commercial | Ducted CEE Tier 1
212552557 | Central HP <5.4 tons | DAY & NIGHT | HRCU-A-CB (Split System: Heat Pump with Remote Outdoor Unit-Air-Source) | CVH837GKA** | ADP |  | V,G36H175P159 | *80CTL0901716A* | 32200 | 18 | 8.5 | 30800 | 29800 | 96.75% | 2 | 0 | 11.5 |  |  |  | No | R-410A | 2.6833 | Residential & Commercial | Ducted CEE Tier 1
212603102 | Central HP <5.4 tons | DAY & NIGHT | HRCU-A-CB (Split System: Heat Pump with Remote Outdoor Unit-Air-Source) | DLCURAH24ABK | ADP |  | FG80936 | *80ES(N,L)0701412A* | 24400 | 17 | 8.5 | 24200 | 21000 | 86.78% | 1.8 | 0 | 10 |  |  |  | No | R-410A | 2.0333 | Residential & Commercial | Ducted CEE Tier 1
212603122 | Central HP <5.4 tons | DAY & NIGHT | HRCU-A-CB (Split System: Heat Pump with Remote Outdoor Unit-Air-Source) | DLCURAH24ABK | ADP |  | FG35936 | *80ES(N,L)0901714A* | 24800 | 17 | 8.5 | 24800 | 21600 | 87.1% | 1.84 | 0 | 10 |  |  |  | No | R-410A | 2.0667 | Residential & Commercial | Ducted CEE Tier 1
212603161 | Central HP <5.4 tons | DAY & NIGHT | HRCU-A-CB (Split System: Heat Pump with Remote Outdoor Unit-Air-Source) | DLCURAH24ABK | ADP |  | FG33936 | *80VTL0701716A* | 24000 | 17 | 8.1 | 24600 | 22600 | 91.87% | 1.9 | 0 | 10.5 |  |  |  | No | R-410A | 2 | Residential & Commercial | Ducted CEE Tier 1
212603163 | Central HP <5.4 tons | DAY & NIGHT | HRCU-A-CB (Split System: Heat Pump with Remote Outdoor Unit-Air-Source) | DLCURAH24ABK | ADP |  | V,G36H175P159 | *80VTL0701716A* | 24200 | 17 | 8.1 | 24600 | 22600 | 91.87% | 1.9 | 0 | 10.5 |  |  |  | No | R-410A | 2.0167 | Residential & Commercial | Ducted CEE Tier 1
212603170 | Central HP <5.4 tons | DAY & NIGHT | HRCU-A-CB (Split System: Heat Pump with Remote Outdoor Unit-Air-Source) | DLCURAH24ABK | ADP |  | FG80936 | *92ESN0601714A* | 24600 | 17 | 8.5 | 24600 | 21800 | 88.62% | 1.86 | 0 | 10 |  |  |  | No | R-410A | 2.05 | Residential & Commercial | Ducted CEE Tier 1
212603179 | Central HP <5.4 tons | DAY & NIGHT | HRCU-A-CB (Split System: Heat Pump with Remote Outdoor Unit-Air-Source) | DLCURAH24ABK | ADP |  | FG80936 | *92ESN0801716A* | 24200 | 17 | 8.1 | 24600 | 22400 | 91.06% | 1.88 | 0 | 10.5 |  |  |  | No | R-410A | 2.0167 | Residential & Commercial | Ducted CEE Tier 1
212603186 | Central HP <5.4 tons | DAY & NIGHT | HRCU-A-CB (Split System: Heat Pump with Remote Outdoor Unit-Air-Source) | DLCURAH24ABK | ADP |  | FG32936 | *95ESN0801716A* | 24600 | 15.2 | 8.5 | 25200 | 21600 | 85.71% | 1.8 | 0 | 10 |  |  |  | No | R-410A | 2.05 | Residential & Commercial | Ducted CEE Tier 1
213780864 | Central HP <5.4 tons | TEMPSTAR | HRCU-A-CB (Split System: Heat Pump with Remote Outdoor Unit-Air-Source) | TVH837GKA2* |  |  | EA*4X37L21A*+WALLCON | *80CTL0701716B* | 32800 | 17 | 8.5 | 33000 | 25200 | 76.36% | 1.96 | 0 | 11 |  |  |  | No | R-410A | 2.7333 | Residential & Commercial | Ducted CEE Tier 1
212552614 | Central HP <5.4 tons | DAY & NIGHT | HRCU-A-CB (Split System: Heat Pump with Remote Outdoor Unit-Air-Source) | CVH848GKA** | ADP |  | FG48960 | *80CTL0902120A* | 46000 | 17 | 8.5 | 44000 | 34600 | 78.64% | 2 | 0 | 10 |  |  |  | No | R-410A | 3.8333 | Residential & Commercial | Ducted CEE Tier 1
212552650 | Central HP <5.4 tons | DAY & NIGHT | HRCU-A-CB (Split System: Heat Pump with Remote Outdoor Unit-Air-Source) | CVH848GKA** | ADP |  | FG36948 | *95CSU1002122A* | 45000 | 17 | 8.5 | 45000 | 34600 | 76.89% | 2 | 0 | 10 |  |  |  | No | R-410A | 3.75 | Residential & Commercial | Ducted CEE Tier 1
212552657 | Central HP <5.4 tons | DAY & NIGHT | HRCU-A-CB (Split System: Heat Pump with Remote Outdoor Unit-Air-Source) | CVH848GKA** | ADP |  | PL48H210P299 | *96CTN1002122A* | 46000 | 17 | 8.5 | 44000 | 35200 | 80% | 2 | 0 | 10 |  |  |  | No | R-410A | 3.8333 | Residential & Commercial | Ducted CEE Tier 1
211260534 | Central HP <5.4 tons | AIRQUEST | HRCU-A-CB (Split System: Heat Pump with Remote Outdoor Unit-Air-Source) | DLCURAH18ABK |  |  | EA*4X24L17A* | *80ES(N,L)0451412A* | 18000 | 16 | 8.5 | 18900 | 18900 | 100% | 2.28 | 0 | 10.5 |  |  |  | No | R-410A | 1.5 | Residential & Commercial | Ducted CEE Tier 1
213773637 | Central HP <5.4 tons | HEIL | HRCU-A-CB (Split System: Heat Pump with Remote Outdoor Unit-Air-Source) | HVH825GKA3* |  |  | EA*4X43L21A*+WALLCON | *97CMN0801714B* | 24400 | 16.5 | 8.1 | 21200 | 16600 | 78.3% | 2.02 | 0 | 11 |  |  |  | No | R-410A | 2.0333 | Residential & Commercial | Ducted CEE Tier 1
213773687 | Central HP <5.4 tons | HEIL | HRCU-A-CB (Split System: Heat Pump with Remote Outdoor Unit-Air-Source) | HVH825GKA3* |  |  | EA*4X48L21A*+WALLCON | *80CTL0451712B* | 24000 | 16.5 | 8.1 | 21000 | 16700 | 79.52% | 2 | 0 | 10.5 |  |  |  | No | R-410A | 2 | Residential & Commercial | Ducted CEE Tier 1
215289566 | Central HP <5.4 tons | AIRQUEST | HRCU-A-CB (Split System: Heat Pump with Remote Outdoor Unit-Air-Source) | DLCURAH18ABK | ADP |  | HE31924 | *92MSN0401712A* | 16500 | 15.2 | 8.1 | 16700 | 18900 | 113.2% | 2.3 | 0 | 10 |  |  |  | No | R-410A | 1.375 | Residential & Commercial | Ducted CEE Tier 1
215289568 | Central HP <5.4 tons | AIRQUEST | HRCU-A-CB (Split System: Heat Pump with Remote Outdoor Unit-Air-Source) | DLCURAH18ABK | ADP |  | H,GG32930 | *92MSN0401712A* | 16500 | 15.2 | 8.5 | 16500 | 18400 | 111.5% | 2.24 | 0 | 10 |  |  |  | No | R-410A | 1.375 | Residential & Commercial | Ducted CEE Tier 1
215289584 | Central HP <5.4 tons | AIRQUEST | HRCU-A-CB (Split System: Heat Pump with Remote Outdoor Unit-Air-Source) | DLCURAH18ABK | ADP |  | HG35936 | *92MSN0401712A* | 17200 | 15.2 | 8.5 | 16500 | 18400 | 111.5% | 2.24 | 0 | 10.5 |  |  |  | No | R-410A | 1.4333 | Residential & Commercial | Ducted CEE Tier 1
215289593 | Central HP <5.4 tons | AIRQUEST | HRCU-A-CB (Split System: Heat Pump with Remote Outdoor Unit-Air-Source) | DLCURAH18ABK | ADP |  | HE7J936 | *92MSN0401712A* | 16600 | 15.2 | 8.5 | 16500 | 18400 | 111.5% | 2.24 | 0 | 10 |  |  |  | No | R-410A | 1.3833 | Residential & Commercial | Ducted CEE Tier 1
213779137 | Central HP <5.4 tons | HEIL | HRCU-A-CB (Split System: Heat Pump with Remote Outdoor Unit-Air-Source) | HVH837GKA** |  |  | EA*4X42L21A*+WALLCON | *97CMN1002122B* | 31800 | 17 | 8.1 | 33000 | 24400 | 73.94% | 1.88 | 0 | 11 |  |  |  | No | R-410A | 2.65 | Residential & Commercial | Ducted CEE Tier 1
213779167 | Central HP <5.4 tons | HEIL | HRCU-A-CB (Split System: Heat Pump with Remote Outdoor Unit-Air-Source) | HVH837GKA** |  |  | EA*4X42L21A*+WALLCON | *96CTN1002122B* | 31800 | 17 | 8.1 | 32800 | 24400 | 74.39% | 1.88 | 0 | 11 |  |  |  | No | R-410A | 2.65 | Residential & Commercial | Ducted CEE Tier 1
213779237 | Central HP <5.4 tons | HEIL | HRCU-A-CB (Split System: Heat Pump with Remote Outdoor Unit-Air-Source) | HVH837GKA** |  |  | EA*4X42L24A*+WALLCON | *96CTN1202422B* | 31800 | 17 | 8.1 | 33000 | 24200 | 73.33% | 1.88 | 0 | 11 |  |  |  | No | R-410A | 2.65 | Residential & Commercial | Ducted CEE Tier 1
213779317 | Central HP <5.4 tons | HEIL | HRCU-A-CB (Split System: Heat Pump with Remote Outdoor Unit-Air-Source) | HVH837GKA** |  |  | EA*4X43L21A*+WALLCON | *97CMN0801714B* | 32800 | 17 | 8.1 | 33000 | 25200 | 76.36% | 1.96 | 0 | 11 |  |  |  | No | R-410A | 2.7333 | Residential & Commercial | Ducted CEE Tier 1
215289618 | Central HP <5.4 tons | AIRQUEST | HRCU-A-CB (Split System: Heat Pump with Remote Outdoor Unit-Air-Source) | DLCURAH18ABK | ADP |  | H,GE32936 | *92MSN0601412A* | 17200 | 16 | 8.5 | 16900 | 19400 | 114.8% | 2.38 | 0 | 10.5 |  |  |  | No | R-410A | 1.4333 | Residential & Commercial | Ducted CEE Tier 1
215289625 | Central HP <5.4 tons | AIRQUEST | HRCU-A-CB (Split System: Heat Pump with Remote Outdoor Unit-Air-Source) | DLCURAH18ABK | ADP |  | HG34936 | *92MSN0601412A* | 17500 | 16 | 8.5 | 16900 | 18800 | 111.2% | 2.3 | 0 | 11 |  |  |  | No | R-410A | 1.4583 | Residential & Commercial | Ducted CEE Tier 1
215933603 | Central HP <5.4 tons | TEMPSTAR | HRCU-A-CB (Split System: Heat Pump with Remote Outdoor Unit-Air-Source) | T5H3V36*K*AAA* |  |  | ESH5X48M12A*+WALLCON | *80CTL1352422B* | 33800 | 19.5 | 9 | 34600 | 26400 | 76.3% | 1.94 | 0 | 11.7 |  |  |  | No | R-454B | 2.8167 | Residential & Commercial | Ducted CEE Tier 1
215933653 | Central HP <5.4 tons | TEMPSTAR | HRCU-A-CB (Split System: Heat Pump with Remote Outdoor Unit-Air-Source) | T5H3V36*K*AAA* |  |  | ESH5X48M12A*+WALLCON | *97CMN0602120B* | 33600 | 19 | 9 | 35200 | 27000 | 76.7% | 1.92 | 0 | 11 |  |  |  | No | R-454B | 2.8 | Residential & Commercial | Ducted CEE Tier 1
216440154 | Central HP <5.4 tons | TRANE | HRCU-A-CB (Split System: Heat Pump with Remote Outdoor Unit-Air-Source) | 5TWV0X36A1 |  |  | 5TXCB006AS3 | S9V2B040D3PSC+LRP | 32600 | 17.6 | 9.4 | 31800 | 23800 | 74.84% | 2.1 | 0 | 11.7 |  |  |  | No | R-454B | 2.7167 | Residential & Commercial | Ducted CEE Tier 1
216440184 | Central HP <5.4 tons | TRANE | HRCU-A-CB (Split System: Heat Pump with Remote Outdoor Unit-Air-Source) | 5TWV0X36A1 |  |  | 5TXCC005AS3 | S9V2C100U5PSC+LRP | 33200 | 18.8 | 9.4 | 32000 | 23800 | 74.38% | 2.1 | 0 | 12 |  |  |  | No | R-454B | 2.7667 | Residential & Commercial | Ducted CEE Tier 1
215289641 | Central HP <5.4 tons | AIRQUEST | HRCU-A-CB (Split System: Heat Pump with Remote Outdoor Unit-Air-Source) | DLCURAH18ABK | ADP |  | HE8J936 | *92MSN0601412A* | 17500 | 16 | 8.5 | 16900 | 18800 | 111.2% | 2.3 | 0 | 11 |  |  |  | No | R-410A | 1.4583 | Residential & Commercial | Ducted CEE Tier 1
215289650 | Central HP <5.4 tons | AIRQUEST | HRCU-A-CB (Split System: Heat Pump with Remote Outdoor Unit-Air-Source) | DLCURAH18ABK | ADP |  | H,GE24936 | *92MSN0601714A* | 17500 | 16 | 8.5 | 16900 | 18800 | 111.2% | 2.3 | 0 | 10.5 |  |  |  | No | R-410A | 1.4583 | Residential & Commercial | Ducted CEE Tier 1
213779387 | Central HP <5.4 tons | HEIL | HRCU-A-CB (Split System: Heat Pump with Remote Outdoor Unit-Air-Source) | HVH837GKA** |  |  | EA*4X48L21A*+WALLCON | *80CTL0901716B* | 32400 | 17 | 8.1 | 32600 | 25000 | 76.69% | 1.96 | 0 | 11 |  |  |  | No | R-410A | 2.7 | Residential & Commercial | Ducted CEE Tier 1
213779587 | Central HP <5.4 tons | HEIL | HRCU-A-CB (Split System: Heat Pump with Remote Outdoor Unit-Air-Source) | HVH837GKA** |  |  | EA*4X60L24A*+WALLCON | *97CMN1002122B* | 32800 | 17.5 | 8.1 | 31800 | 24600 | 77.36% | 1.98 | 0 | 11.5 |  |  |  | No | R-410A | 2.7333 | Residential & Commercial | Ducted CEE Tier 1
213779637 | Central HP <5.4 tons | HEIL | HRCU-A-CB (Split System: Heat Pump with Remote Outdoor Unit-Air-Source) | HVH837GKA** |  |  | EA*4X61L21A*+WALLCON | *80CTL0701716B* | 32800 | 17 | 8.1 | 32200 | 25000 | 77.64% | 1.96 | 0 | 11 |  |  |  | No | R-410A | 2.7333 | Residential & Commercial | Ducted CEE Tier 1
215289673 | Central HP <5.4 tons | AIRQUEST | HRCU-A-CB (Split System: Heat Pump with Remote Outdoor Unit-Air-Source) | DLCURAH18ABK | ADP |  | H,GG35936 | *92MSN0601714A* | 17600 | 16 | 8.1 | 16700 | 18200 | 109% | 2.24 | 0 | 11 |  |  |  | No | R-410A | 1.4667 | Residential & Commercial | Ducted CEE Tier 1
215289691 | Central HP <5.4 tons | AIRQUEST | HRCU-A-CB (Split System: Heat Pump with Remote Outdoor Unit-Air-Source) | DLCURAH18ABK | ADP |  | HG80936 | *92MSN0601714A* | 17600 | 16 | 8.1 | 16700 | 18200 | 109% | 2.24 | 0 | 11 |  |  |  | No | R-410A | 1.4667 | Residential & Commercial | Ducted CEE Tier 1
213781004 | Central HP <5.4 tons | TEMPSTAR | HRCU-A-CB (Split System: Heat Pump with Remote Outdoor Unit-Air-Source) | TVH837GKA2* |  |  | EA*4X42L21A*+WALLCON | *80CTL0902120B* | 31800 | 17 | 8.1 | 32800 | 24200 | 73.78% | 1.88 | 0 | 11 |  |  |  | No | R-410A | 2.65 | Residential & Commercial | Ducted CEE Tier 1
213781054 | Central HP <5.4 tons | TEMPSTAR | HRCU-A-CB (Split System: Heat Pump with Remote Outdoor Unit-Air-Source) | TVH837GKA2* |  |  | EA*4X42L21A*+WALLCON | *97CMN1002122B* | 31800 | 17 | 8.1 | 33000 | 24400 | 73.94% | 1.88 | 0 | 11 |  |  |  | No | R-410A | 2.65 | Residential & Commercial | Ducted CEE Tier 1
213781114 | Central HP <5.4 tons | TEMPSTAR | HRCU-A-CB (Split System: Heat Pump with Remote Outdoor Unit-Air-Source) | TVH837GKA2* |  |  | EA*4X42L24A*+WALLCON | *80CTL1352422B* | 31800 | 17 | 8.1 | 33000 | 24200 | 73.33% | 1.88 | 0 | 11 |  |  |  | No | R-410A | 2.65 | Residential & Commercial | Ducted CEE Tier 1
213077370 | Central HP <5.4 tons | CARRIER | HRCU-A-CB (Split System: Heat Pump with Remote Outdoor Unit-Air-Source) | 38MURAQ36AB3* |  |  | CAP**3721AL* | 59TP6C080V17**16 | 36400 | 15.5 | 8.5 | 38500 | 35000 | 90.91% | 2.06 | 0 | 10 |  |  |  | No | R-410A | 3.0333 | Residential & Commercial | Ducted CEE Tier 1
213077397 | Central HP <5.4 tons | CARRIER | HRCU-A-CB (Split System: Heat Pump with Remote Outdoor Unit-Air-Source) | 38MURAQ36AB3* |  |  | CAP**4321AL* | GG96VTAB48080B** | 36600 | 15.5 | 8.5 | 38500 | 35000 | 90.91% | 2.06 | 0 | 10 |  |  |  | No | R-410A | 3.05 | Residential & Commercial | Ducted CEE Tier 1
213077461 | Central HP <5.4 tons | CARRIER | HRCU-A-CB (Split System: Heat Pump with Remote Outdoor Unit-Air-Source) | 38MURAQ36AB3* |  |  | CNPV*4821AL* | 59TP6C080V17**16 | 35600 | 16 | 8.1 | 38500 | 35000 | 90.91% | 1.98 | 0 | 10 |  |  |  | No | R-410A | 2.9667 | Residential & Commercial | Ducted CEE Tier 1
212862179 | Central HP <5.4 tons | GE Appliances | HRCU-A-C (Split System: Heat Pump with Remote Outdoor Unit with No Indoor Fan --Air Source) | AUH4860ZGDA* | ADP |  | HE86948+TD |  | 47000 | 15.2 | 8.5 | 46000 | 33200 | 72.17% | 1.8 | 0 | 10 |  |  |  | No | R-410A | 3.9167 | Residential & Commercial | Ducted CEE Tier 1
214588343 | Central HP <5.4 tons | BRYANT HEATING AND COOLING SYSTEMS | HRCU-A-CB (Split System: Heat Pump with Remote Outdoor Unit-Air-Source) | 38MURAQ36AB3* | ADP |  | PL36H210P749 | 926TC60100V21*** | 35400 | 16 | 8.1 | 36800 | 34600 | 94.02% | 1.88 | 0 | 10 |  |  |  | No | R-410A | 2.95 | Residential & Commercial | Ducted CEE Tier 1
207497904 | Central HP <5.4 tons | ACD | HRCU-A-CB (Split System: Heat Pump with Remote Outdoor Unit-Air-Source) | FXD-ACD60 |  |  | AH260 |  | 54000 | 16 | 9 | 54000 | 41000 | 75.93% | 1.8 | 10.5 | 10 |  |  |  | No | R-410A | 4.5 | Residential & Commercial | Ducted CEE Tier 1
213307502 | Central HP <5.4 tons | GE Appliances | HRCU-A-C (Split System: Heat Pump with Remote Outdoor Unit with No Indoor Fan --Air Source) | AUH4860ZGDA* | ADP |  | M48E499+TD |  | 45500 | 15.2 | 8.35 | 46000 | 33200 | 72.17% | 1.78 | 0 | 10 |  |  |  | No | R-410A | 3.7917 | Residential & Commercial | Ducted CEE Tier 1
215289707 | Central HP <5.4 tons | AIRQUEST | HRCU-A-CB (Split System: Heat Pump with Remote Outdoor Unit-Air-Source) | DLCURAH18ABK | ADP |  | H,GE32930 | *92MSN0801716A* | 17400 | 16 | 8.5 | 17100 | 18700 | 109.4% | 2.3 | 0 | 10.5 |  |  |  | No | R-410A | 1.45 | Residential & Commercial | Ducted CEE Tier 1
215289718 | Central HP <5.4 tons | AIRQUEST | HRCU-A-CB (Split System: Heat Pump with Remote Outdoor Unit-Air-Source) | DLCURAH18ABK | ADP |  | H,GG35936 | *92MSN0801716A* | 17700 | 16 | 8.5 | 17100 | 18700 | 109.4% | 2.3 | 0 | 11 |  |  |  | No | R-410A | 1.475 | Residential & Commercial | Ducted CEE Tier 1
215289734 | Central HP <5.4 tons | AIRQUEST | HRCU-A-CB (Split System: Heat Pump with Remote Outdoor Unit-Air-Source) | DLCURAH18ABK | ADP |  | H,GE9J936 | *92MSN0801716A* | 17700 | 16 | 8.5 | 17100 | 18700 | 109.4% | 2.3 | 0 | 11 |  |  |  | No | R-410A | 1.475 | Residential & Commercial | Ducted CEE Tier 1
207455323 | Central HP <5.4 tons | LENNOX | HRCU-A-CB (Split System: Heat Pump with Remote Outdoor Unit-Air-Source) | SL25XPV-024-230A** | ADP |  | L*35/36U9 | SLP99UH070XV36B* | 22200 | 22 | 10 | 20000 | 20000 | 100% | 1.84 | 14 | 14 |  |  |  | No | R-410A | 1.85 | Residential & Commercial | Ducted CEE Tier 1
204456485 | Central HP <5.4 tons | COMFORTMAKER | HRCU-A-CB (Split System: Heat Pump with Remote Outdoor Unit-Air-Source) | CVH825GKA2* |  |  | EA*4X25L17A*+WALLCON | *97CMN0801714A* | 24200 | 16.5 | 8.1 | 21400 | 16700 | 78.04% | 2 | 11 | 11 |  |  |  | No | R-410A | 2.0167 | Residential & Commercial | Ducted CEE Tier 1
206133651 | Central HP <5.4 tons | COMFORTMAKER | HRCU-A-CB (Split System: Heat Pump with Remote Outdoor Unit-Air-Source) | CVH825GKA2* |  |  | EHD4X30AAL+WALLCON | *80CSU0401712A* | 23800 | 16 | 8.1 | 21800 | 16800 | 77.06% | 1.98 | 11 | 10.5 |  |  |  | No | R-410A | 1.9833 | Residential & Commercial | Ducted CEE Tier 1
213781314 | Central HP <5.4 tons | TEMPSTAR | HRCU-A-CB (Split System: Heat Pump with Remote Outdoor Unit-Air-Source) | TVH837GKA2* |  |  | EA*4X48L21A*+WALLCON | *80CTL0902120B* | 32200 | 17 | 8.1 | 32600 | 24800 | 76.07% | 1.98 | 0 | 11 |  |  |  | No | R-410A | 2.6833 | Residential & Commercial | Ducted CEE Tier 1
213781484 | Central HP <5.4 tons | TEMPSTAR | HRCU-A-CB (Split System: Heat Pump with Remote Outdoor Unit-Air-Source) | TVH837GKA2* |  |  | EA*4X60L24A*+WALLCON | *80CTL1102120B* | 32800 | 17.5 | 8.1 | 31800 | 24600 | 77.36% | 1.98 | 0 | 11.5 |  |  |  | No | R-410A | 2.7333 | Residential & Commercial | Ducted CEE Tier 1
215319032 | Central HP <5.4 tons | KENMORE | HRCU-A-CB (Split System: Heat Pump with Remote Outdoor Unit-Air-Source) | D5CUHAH48AAK |  |  | D5FUAAH48XAK |  | 48000 | 16.5 | 9.5 | 50000 | 46000 | 92% | 1.9 | 0 | 10.5 |  |  |  | No | R-454B | 4 | Residential & Commercial | Ducted CEE Tier 1
215934537 | Central HP <5.4 tons | AIRQUEST | HRCU-A-CB (Split System: Heat Pump with Remote Outdoor Unit-Air-Source) | H5H3V48*K*AAA* |  |  | ESH5X48M12A*+WALLCON | *96CTN1202422B* | 44500 | 20 | 9 | 48500 | 36400 | 75.05% | 1.82 | 0 | 10.5 |  |  |  | No | R-454B | 3.7083 | Residential & Commercial | Ducted CEE Tier 1
215934587 | Central HP <5.4 tons | AIRQUEST | HRCU-A-CB (Split System: Heat Pump with Remote Outdoor Unit-Air-Source) | H5H3V48*K*AAA* |  |  | ESH5X60M12A*+WALLCON | *95CSU1002122B* | 45000 | 20.5 | 9 | 48500 | 36400 | 75.05% | 1.84 | 0 | 11.5 |  |  |  | No | R-454B | 3.75 | Residential & Commercial | Ducted CEE Tier 1
215289782 | Central HP <5.4 tons | AIRQUEST | HRCU-A-CB (Split System: Heat Pump with Remote Outdoor Unit-Air-Source) | DLCURAH18ABK | ADP |  | H,GE22936 | *96MSN0401410A* | 16800 | 15.2 | 8.5 | 16900 | 19100 | 113% | 2.34 | 0 | 10 |  |  |  | No | R-410A | 1.4 | Residential & Commercial | Ducted CEE Tier 1
215289800 | Central HP <5.4 tons | AIRQUEST | HRCU-A-CB (Split System: Heat Pump with Remote Outdoor Unit-Air-Source) | DLCURAH18ABK | ADP |  | H,GG33936 | *96MSN0401410A* | 17400 | 16 | 8.5 | 16900 | 19100 | 113% | 2.34 | 0 | 10.5 |  |  |  | No | R-410A | 1.45 | Residential & Commercial | Ducted CEE Tier 1
215289816 | Central HP <5.4 tons | AIRQUEST | HRCU-A-CB (Split System: Heat Pump with Remote Outdoor Unit-Air-Source) | DLCURAH18ABK | ADP |  | H,GE7J924 | *96MSN0401410A* | 17200 | 16 | 8.5 | 16900 | 19100 | 113% | 2.34 | 0 | 10 |  |  |  | No | R-410A | 1.4333 | Residential & Commercial | Ducted CEE Tier 1
215289825 | Central HP <5.4 tons | AIRQUEST | HRCU-A-CB (Split System: Heat Pump with Remote Outdoor Unit-Air-Source) | DLCURAH18ABK | ADP |  | H,GG80936 | *96MSN0401410A* | 17500 | 16 | 8.5 | 16700 | 18500 | 110.8% | 2.26 | 0 | 10.5 |  |  |  | No | R-410A | 1.4583 | Residential & Commercial | Ducted CEE Tier 1
215289841 | Central HP <5.4 tons | AIRQUEST | HRCU-A-CB (Split System: Heat Pump with Remote Outdoor Unit-Air-Source) | DLCURAH18ABK | ADP |  | HG32936 | *96MSN0401712A* | 17200 | 15.2 | 8.5 | 17100 | 18800 | 109.9% | 2.3 | 0 | 10 |  |  |  | No | R-410A | 1.4333 | Residential & Commercial | Ducted CEE Tier 1
215289882 | Central HP <5.4 tons | AIRQUEST | HRCU-A-CB (Split System: Heat Pump with Remote Outdoor Unit-Air-Source) | DLCURAH18ABK | ADP |  | HE31930 | *96MSN0601412A* | 17100 | 16 | 8.5 | 17000 | 19400 | 114.1% | 2.38 | 0 | 10 |  |  |  | No | R-410A | 1.425 | Residential & Commercial | Ducted CEE Tier 1
214848924 | Central HP <5.4 tons | YORK | HRCU-A-CB (Split System: Heat Pump with Remote Outdoor Unit-Air-Source) | HH836E2S11 | ADP |  | H,YG36*36+TXV | TM9Y100C16MP11 | 32800 | 19 | 8.5 | 29400 | 23800 | 80.95% | 2 | 0 | 11 |  |  |  | No | R-454B | 2.7333 | Residential & Commercial | Ducted CEE Tier 1
213164374 | Central HP <5.4 tons | YORK | HRCU-A-CB (Split System: Heat Pump with Remote Outdoor Unit-Air-Source) | HMH72B341 | ADP |  | CH365B9+AEF48BXP* |  | 33800 | 18 | 8.6 | 31600 | 22800 | 72.15% | 1.98 | 0 | 10 |  |  |  | No | R-410A | 2.8167 | Residential & Commercial | Ducted CEE Tier 1
213297652 | Central HP <5.4 tons | JOHNSON CONTROLS | HRCU-A-CB (Split System: Heat Pump with Remote Outdoor Unit-Air-Source) | HMH72B341 |  |  | XAHB36DXXN1+TXV | Z8ES040A12SMPS1 | 33200 | 17.5 | 8.1 | 32800 | 23000 | 70.12% | 2.02 | 0 | 10 |  |  |  | No | R-410A | 2.7667 | Residential & Commercial | Ducted CEE Tier 1
215289884 | Central HP <5.4 tons | AIRQUEST | HRCU-A-CB (Split System: Heat Pump with Remote Outdoor Unit-Air-Source) | DLCURAH18ABK | ADP |  | H,GG32936 | *96MSN0601412A* | 17400 | 16 | 8.5 | 17000 | 19400 | 114.1% | 2.38 | 0 | 10.5 |  |  |  | No | R-410A | 1.45 | Residential & Commercial | Ducted CEE Tier 1
215289907 | Central HP <5.4 tons | AIRQUEST | HRCU-A-CB (Split System: Heat Pump with Remote Outdoor Unit-Air-Source) | DLCURAH18ABK | ADP |  | H,GE7J936 | *96MSN0601412A* | 17400 | 16 | 8.5 | 17000 | 19400 | 114.1% | 2.38 | 0 | 10.5 |  |  |  | No | R-410A | 1.45 | Residential & Commercial | Ducted CEE Tier 1
215289918 | Central HP <5.4 tons | AIRQUEST | HRCU-A-CB (Split System: Heat Pump with Remote Outdoor Unit-Air-Source) | DLCURAH18ABK | ADP |  | H,GE23936 | *96MSN0601716A* | 17000 | 16 | 8.5 | 16500 | 19000 | 115.2% | 2.32 | 0 | 10 |  |  |  | No | R-410A | 1.4167 | Residential & Commercial | Ducted CEE Tier 1
215289968 | Central HP <5.4 tons | AIRQUEST | HRCU-A-CB (Split System: Heat Pump with Remote Outdoor Unit-Air-Source) | DLCURAH18ABK | ADP |  | HG31930 | *96MSN0801716A* | 17200 | 16 | 8.5 | 17000 | 19000 | 111.8% | 2.32 | 0 | 10 |  |  |  | No | R-410A | 1.4333 | Residential & Commercial | Ducted CEE Tier 1
215289984 | Central HP <5.4 tons | AIRQUEST | HRCU-A-CB (Split System: Heat Pump with Remote Outdoor Unit-Air-Source) | DLCURAH18ABK | ADP |  | H,GG34936 | *96MSN0801716A* | 17600 | 16 | 8.5 | 17000 | 18700 | 110% | 2.3 | 0 | 11 |  |  |  | No | R-410A | 1.4667 | Residential & Commercial | Ducted CEE Tier 1
215290016 | Central HP <5.4 tons | AIRQUEST | HRCU-A-CB (Split System: Heat Pump with Remote Outdoor Unit-Air-Source) | DLCURAH18ABK | ADP |  | HE31930 | *96VTN0401410A* | 16800 | 15.2 | 8.5 | 16700 | 18800 | 112.6% | 2.3 | 0 | 10 |  |  |  | No | R-410A | 1.4 | Residential & Commercial | Ducted CEE Tier 1
215290032 | Central HP <5.4 tons | AIRQUEST | HRCU-A-CB (Split System: Heat Pump with Remote Outdoor Unit-Air-Source) | DLCURAH18ABK | ADP |  | H,GG35936 | *96VTN0401410A* | 17400 | 16 | 8.5 | 16500 | 18200 | 110.3% | 2.24 | 0 | 10.5 |  |  |  | No | R-410A | 1.45 | Residential & Commercial | Ducted CEE Tier 1
204456503 | Central HP <5.4 tons | COMFORTMAKER | HRCU-A-CB (Split System: Heat Pump with Remote Outdoor Unit-Air-Source) | CVH825GKA2* |  |  | EA*4X25L17A*+WALLCON | *80CTL0901716A* | 24400 | 17.5 | 8.5 | 21200 | 16600 | 78.3% | 2.04 | 12 | 11.5 |  |  |  | No | R-410A | 2.0333 | Residential & Commercial | Ducted CEE Tier 1
215319050 | Central HP <5.4 tons | KENMORE | HRCU-A-CB (Split System: Heat Pump with Remote Outdoor Unit-Air-Source) | D5CLHAH48AAK |  |  | D5FLAAH48XAK |  | 48000 | 17 | 10.2 | 50000 | 46000 | 92% | 2 | 0 | 10.1 |  |  |  | No | R-454B | 4 | Residential & Commercial | Ducted CEE Tier 1
214389285 | Central HP <5.4 tons | BRYANT HEATING AND COOLING SYSTEMS | HRCU-A-CB (Split System: Heat Pump with Remote Outdoor Unit-Air-Source) | 284ANV036*0**B* |  |  | CNPV*4821AL*+UI | 88*TB60090C21*** | 33600 | 19.5 | 9 | 36600 | 26000 | 71.04% | 2.04 | 0 | 12.5 |  |  |  | No | R-410A | 2.8 | Residential & Commercial | Ducted CEE Tier 1
207455356 | Central HP <5.4 tons | LENNOX | HRCU-A-CB (Split System: Heat Pump with Remote Outdoor Unit-Air-Source) | SL25XPV-048-230A** | ADP |  | L*42/60Z9 | EL296UH110XV60C* | 46000 | 20 | 9.3 | 42000 | 35800 | 85.24% | 1.88 | 12.5 | 12.5 |  |  |  | No | R-410A | 3.8333 | Residential & Commercial | Ducted CEE Tier 1
207455404 | Central HP <5.4 tons | LENNOX | HRCU-A-CB (Split System: Heat Pump with Remote Outdoor Unit-Air-Source) | SL25XPV-048-230A** | ADP |  | L*42/60Z9 | SL280UH110V60C* | 46000 | 20 | 9.3 | 42000 | 35800 | 85.24% | 1.88 | 12.5 | 12.5 |  |  |  | No | R-410A | 3.8333 | Residential & Commercial | Ducted CEE Tier 1
207455380 | Central HP <5.4 tons | LENNOX | HRCU-A-CB (Split System: Heat Pump with Remote Outdoor Unit-Air-Source) | SL25XPV-048-230A** | ADP |  | L*42/60Z9 | SL280UH080NV60C* | 46000 | 20 | 9.3 | 41500 | 35800 | 86.27% | 1.88 | 12.5 | 12.5 |  |  |  | No | R-410A | 3.8333 | Residential & Commercial | Ducted CEE Tier 1
207683197 | Central HP <5.4 tons | LENNOX | HRCU-A-CB (Split System: Heat Pump with Remote Outdoor Unit-Air-Source) | SL25XPV-048-230A** | ADP |  | LP42/62W9 | SL280UH100NV60C* | 46000 | 20 | 9.4 | 41500 | 35800 | 86.27% | 1.9 | 13 | 12.5 |  |  |  | No | R-410A | 3.8333 | Residential & Commercial | Ducted CEE Tier 1
213433270 | Central HP <5.4 tons | DIYCOOL | HRCU-A-CB (Split System: Heat Pump with Remote Outdoor Unit-Air-Source) | ACIQ-36-HPB |  |  | ACIQ-36W-WM |  | 36000 | 17.6 | 9.2 | 38000 | 33400 | 87.89% | 1.81 | 0 | 10.2 |  |  |  | No | R-410A | 3 | Residential & Commercial | Ducted CEE Tier 1
213433274 | Central HP <5.4 tons | DIYCOOL | HRCU-A-CB (Split System: Heat Pump with Remote Outdoor Unit-Air-Source) | ACIQ-36-HPB |  |  | ACIQ-36W-P |  | 36000 | 17 | 9.9 | 36000 | 36000 | 100% | 1.9 | 0 | 10 |  |  |  | No | R-410A | 3 | Residential & Commercial | Ducted CEE Tier 1
211228167 | Central HP <5.4 tons | AIRQUEST | HRCU-A-CB (Split System: Heat Pump with Remote Outdoor Unit-Air-Source) | DLCURAH36ABK |  |  | EA*4X42L24A* | OMV154L20A | 36200 | 16 | 8.1 | 39500 | 35200 | 89.11% | 1.92 | 0 | 10 |  |  |  | No | R-410A | 3.0167 | Residential & Commercial | Ducted CEE Tier 1
215679334 | Central HP <5.4 tons | BRYANT HEATING AND COOLING SYSTEMS | HRCU-A-CB (Split System: Heat Pump with Remote Outdoor Unit-Air-Source) | 290VAN036**AA* |  |  | CAA**3721AM*+UI | 987TA66100C21*** | 34600 | 18 | 9 | 35200 | 25000 | 71.02% | 1.9 | 0 | 10 |  |  |  | No | R-454B | 2.8833 | Residential & Commercial | Ducted CEE Tier 1
215678414 | Central HP <5.4 tons | BRYANT HEATING AND COOLING SYSTEMS | HRCU-A-CB (Split System: Heat Pump with Remote Outdoor Unit-Air-Source) | 290VAN024**AA* |  |  | CAA**3721AM*+UI | 987TA42080C17*** | 24000 | 17 | 9 | 23400 | 16400 | 70.09% | 2 | 0 | 10.5 |  |  |  | No | R-454B | 2 | Residential & Commercial | Ducted CEE Tier 1
211257772 | Central HP <5.4 tons | CARRIER | HRCU-A-CB (Split System: Heat Pump with Remote Outdoor Unit-Air-Source) | 38MURAQ18AB3* |  |  | CAP**2414AL* | 59TP6B060V14**12 | 17800 | 16 | 8.5 | 18800 | 19000 | 101.1% | 2.28 | 0 | 10.5 |  |  |  | No | R-410A | 1.4833 | Residential & Commercial | Ducted CEE Tier 1
213379866 | Central HP <5.4 tons | GE Appliances | HRCU-A-C (Split System: Heat Pump with Remote Outdoor Unit with No Indoor Fan --Air Source) | AUH4860ZGDA* | ADP |  | HE49960 |  | 47000 | 15.2 | 8.35 | 46000 | 33200 | 72.17% | 1.78 | 0 | 10 |  |  |  | No | R-410A | 3.9167 | Residential & Commercial | Ducted CEE Tier 1
213353855 | Central HP <5.4 tons | CARRIER | HRCU-A-CB (Split System: Heat Pump with Remote Outdoor Unit-Air-Source) | 38MURAQ36AB3* |  |  | F54AA*C42L* |  | 37200 | 16 | 9 | 38500 | 35000 | 90.91% | 2.04 | 0 | 10 |  |  |  | No | R-410A | 3.1 | Residential & Commercial | Ducted CEE Tier 1
208127830 | Central HP <5.4 tons | Gibson | HRCU-A-CB (Split System: Heat Pump with Remote Outdoor Unit-Air-Source) | GXH48-60MSK4DH |  |  | GMH**-60MSK4DH1 |  | 54000 | 16 | 9 | 54000 | 41000 | 75.93% | 1.8 | 10.5 | 10 |  |  |  | No | R-410A | 4.5 | Residential & Commercial | Ducted CEE Tier 1
212603206 | Central HP <5.4 tons | DAY & NIGHT | HRCU-A-CB (Split System: Heat Pump with Remote Outdoor Unit-Air-Source) | DLCURAH24ABK | ADP |  | FG80936 | *96VSN0401712A* | 23400 | 16 | 8.5 | 24200 | 23200 | 95.87% | 1.94 | 0 | 10 |  |  |  | No | R-410A | 1.95 | Residential & Commercial | Ducted CEE Tier 1
212603222 | Central HP <5.4 tons | DAY & NIGHT | HRCU-A-CB (Split System: Heat Pump with Remote Outdoor Unit-Air-Source) | DLCURAH24ABK | ADP |  | FG80936 | *96VTN0601714A* | 24000 | 16 | 8.5 | 24400 | 22400 | 91.8% | 1.88 | 0 | 10 |  |  |  | No | R-410A | 2 | Residential & Commercial | Ducted CEE Tier 1
212603229 | Central HP <5.4 tons | DAY & NIGHT | HRCU-A-CB (Split System: Heat Pump with Remote Outdoor Unit-Air-Source) | DLCURAH24ABK | ADP |  | PL36H175P789 | *96VTN0801716A* | 24200 | 17 | 8.5 | 24000 | 20800 | 86.67% | 1.78 | 0 | 10 |  |  |  | No | R-410A | 2.0167 | Residential & Commercial | Ducted CEE Tier 1
213433264 | Central HP <5.4 tons | DIYCOOL | HRCU-A-CB (Split System: Heat Pump with Remote Outdoor Unit-Air-Source) | ACIQ-24-EHPB |  |  | ACIQ-24W-WM |  | 24000 | 17 | 10.2 | 26000 | 19400 | 74.62% | 2.33 | 0 | 10.5 |  |  |  | No | R-410A | 2 | Residential & Commercial | Ducted CEE Tier 1
214389416 | Central HP <5.4 tons | BRYANT HEATING AND COOLING SYSTEMS | HRCU-A-CB (Split System: Heat Pump with Remote Outdoor Unit-Air-Source) | 284ANV036*0**B* |  |  | CNPV*4221AL*+UI | 987MC42080C17*** | 33000 | 18.5 | 9 | 38000 | 26800 | 70.53% | 1.96 | 0 | 11.7 |  |  |  | No | R-410A | 2.75 | Residential & Commercial | Ducted CEE Tier 1
214389414 | Central HP <5.4 tons | BRYANT HEATING AND COOLING SYSTEMS | HRCU-A-CB (Split System: Heat Pump with Remote Outdoor Unit-Air-Source) | 284ANV036*0**B* |  |  | CNPV*4221AL*+UI | 987MC42060C17*** | 32800 | 18 | 9 | 38000 | 26800 | 70.53% | 1.96 | 0 | 11.5 |  |  |  | No | R-410A | 2.7333 | Residential & Commercial | Ducted CEE Tier 1
216440220 | Central HP <5.4 tons | TRANE | HRCU-A-CB (Split System: Heat Pump with Remote Outdoor Unit-Air-Source) | 5TWV0X36A1 |  |  | 5TXCC009AS3+P0V0C000M50SD+LRP |  | 34600 | 20 | 9.4 | 32400 | 23800 | 73.46% | 2.1 | 0 | 12.7 |  |  |  | No | R-454B | 2.8833 | Residential & Commercial | Ducted CEE Tier 1
215678184 | Central HP <5.4 tons | BRYANT HEATING AND COOLING SYSTEMS | HRCU-A-CB (Split System: Heat Pump with Remote Outdoor Unit-Air-Source) | 290VAN024**AA* |  |  | CAA**2417AM*+UI | 83*CB36040C17*** | 23000 | 16.5 | 8.5 | 24000 | 16800 | 70% | 1.98 | 0 | 10 |  |  |  | No | R-454B | 1.9167 | Residential & Commercial | Ducted CEE Tier 1
215678354 | Central HP <5.4 tons | BRYANT HEATING AND COOLING SYSTEMS | HRCU-A-CB (Split System: Heat Pump with Remote Outdoor Unit-Air-Source) | 290VAN024**AA* |  |  | CAA**3717AM*+UI | 83*CB48060C17*** | 23800 | 17 | 9 | 23400 | 16400 | 70.09% | 2 | 0 | 10 |  |  |  | No | R-454B | 1.9833 | Residential & Commercial | Ducted CEE Tier 1
215678404 | Central HP <5.4 tons | BRYANT HEATING AND COOLING SYSTEMS | HRCU-A-CB (Split System: Heat Pump with Remote Outdoor Unit-Air-Source) | 290VAN024**AA* |  |  | CAA**3721AM*+UI | 987TA42060C17*** | 24000 | 17 | 9 | 23400 | 16400 | 70.09% | 2.02 | 0 | 10.5 |  |  |  | No | R-454B | 2 | Residential & Commercial | Ducted CEE Tier 1
215319041 | Central HP <5.4 tons | KENMORE | HRCU-A-CB (Split System: Heat Pump with Remote Outdoor Unit-Air-Source) | D5CUHAH18AAK |  |  | D5FUHAH24XAK |  | 18000 | 19 | 10.2 | 18000 | 18600 | 103.3% | 2.12 | 0 | 12.5 |  |  |  | No | R-454B | 1.5 | Residential & Commercial | Ducted CEE Tier 1
204456828 | Central HP <5.4 tons | COMFORTMAKER | HRCU-A-CB (Split System: Heat Pump with Remote Outdoor Unit-Air-Source) | CVH825GKA2* |  |  | EA*4X37L17A*+WALLCON | *80CTL0701716A* | 24200 | 16.5 | 8.1 | 21400 | 16700 | 78.04% | 2 | 11 | 11 |  |  |  | No | R-410A | 2.0167 | Residential & Commercial | Ducted CEE Tier 1
206133379 | Central HP <5.4 tons | COMFORTMAKER | HRCU-A-CB (Split System: Heat Pump with Remote Outdoor Unit-Air-Source) | CVH825GKA2* |  |  | EA*4X36L21A*+WALLCON | *80CSU0401712A* | 23600 | 17 | 8.1 | 21400 | 16600 | 77.57% | 1.94 | 11.5 | 11 |  |  |  | No | R-410A | 1.9667 | Residential & Commercial | Ducted CEE Tier 1
211257805 | Central HP <5.4 tons | CARRIER | HRCU-A-CB (Split System: Heat Pump with Remote Outdoor Unit-Air-Source) | 38MURAQ18AB3* |  |  | CAP**2417AL* | 59SC5B040E14**10 | 17700 | 15.5 | 8.5 | 18700 | 19000 | 101.6% | 2.28 | 0 | 10.5 |  |  |  | No | R-410A | 1.475 | Residential & Commercial | Ducted CEE Tier 1
211257823 | Central HP <5.4 tons | CARRIER | HRCU-A-CB (Split System: Heat Pump with Remote Outdoor Unit-Air-Source) | 38MURAQ18AB3* |  |  | CAP**2417AL* | 59SC2D040E17**12 | 17800 | 15.5 | 8.5 | 18800 | 19000 | 101.1% | 2.28 | 0 | 10.5 |  |  |  | No | R-410A | 1.4833 | Residential & Commercial | Ducted CEE Tier 1
211257871 | Central HP <5.4 tons | CARRIER | HRCU-A-CB (Split System: Heat Pump with Remote Outdoor Unit-Air-Source) | 38MURAQ18AB3* |  |  | CAP**2517AL* | 59SC2D040E14**10 | 18400 | 15.5 | 8.5 | 18400 | 17500 | 95.11% | 2.12 | 0 | 10.5 |  |  |  | No | R-410A | 1.5333 | Residential & Commercial | Ducted CEE Tier 1
211257872 | Central HP <5.4 tons | CARRIER | HRCU-A-CB (Split System: Heat Pump with Remote Outdoor Unit-Air-Source) | 38MURAQ18AB3* |  |  | CAP**2517AL* | 59SC2D040E17**12 | 18400 | 15.5 | 8.5 | 18300 | 17500 | 95.63% | 2.12 | 0 | 10.5 |  |  |  | No | R-410A | 1.5333 | Residential & Commercial | Ducted CEE Tier 1
211257955 | Central HP <5.4 tons | CARRIER | HRCU-A-CB (Split System: Heat Pump with Remote Outdoor Unit-Air-Source) | 38MURAQ18AB3* |  |  | CNPV*1814AL* | 58TP*A070V14**12 | 17400 | 16 | 8.5 | 18500 | 19400 | 104.9% | 2.34 | 0 | 10.5 |  |  |  | No | R-410A | 1.45 | Residential & Commercial | Ducted CEE Tier 1
211258004 | Central HP <5.4 tons | CARRIER | HRCU-A-CB (Split System: Heat Pump with Remote Outdoor Unit-Air-Source) | 38MURAQ18AB3* |  |  | CNPV*2417AL* | 58SU*A040E17**12 | 18400 | 16 | 8.5 | 19200 | 18500 | 96.35% | 2.24 | 0 | 11 |  |  |  | No | R-410A | 1.5333 | Residential & Commercial | Ducted CEE Tier 1
211258088 | Central HP <5.4 tons | CARRIER | HRCU-A-CB (Split System: Heat Pump with Remote Outdoor Unit-Air-Source) | 38MURAQ18AB3* |  |  | CNPV*3017AL* | 59SC5B026E14**10 | 18200 | 15.5 | 8.5 | 18800 | 18400 | 97.87% | 2.2 | 0 | 11 |  |  |  | No | R-410A | 1.5167 | Residential & Commercial | Ducted CEE Tier 1
215934983 | Central HP <5.4 tons | TEMPSTAR | HRCU-A-CB (Split System: Heat Pump with Remote Outdoor Unit-Air-Source) | T5H3V36*K*AAA* |  |  | EVM5X49M21A*+WALLCON | *80CSU0401712A* | 35600 | 22 | 8.5 | 38000 | 28800 | 75.79% | 2.02 | 0 | 12 |  |  |  | No | R-454B | 2.9667 | Residential & Commercial | Ducted CEE Tier 1
215319046 | Central HP <5.4 tons | KENMORE | HRCU-A-CB (Split System: Heat Pump with Remote Outdoor Unit-Air-Source) | D5CSHAH33AAK |  |  | D5FSAAH36XBK |  | 33000 | 16.7 | 10 | 35000 | 34000 | 97.14% | 2 | 0 | 11.7 |  |  |  | No | R-454B | 2.75 | Residential & Commercial | Ducted CEE Tier 1
212552674 | Central HP <5.4 tons | DAY & NIGHT | HRCU-A-CB (Split System: Heat Pump with Remote Outdoor Unit-Air-Source) | CVH848GKA** | ADP |  | V,G60H210P299 | *97CMN1002122A* | 46000 | 17 | 8.5 | 44000 | 34600 | 78.64% | 2 | 0 | 10 |  |  |  | No | R-410A | 3.8333 | Residential & Commercial | Ducted CEE Tier 1
216012013 | Central HP <5.4 tons | Breeze33 | HRCU-A-CB (Split System: Heat Pump with Remote Outdoor Unit-Air-Source) | BZ33-INV24OUT2-454-G3-J |  |  | BZ33-INVAHU24-454-G3-J |  | 23000 | 18.3 | 10 | 24000 | 21600 | 90% | 1.87 | 0 | 11.7 |  |  |  | No | R-454B | 1.9167 | Residential & Commercial | Ducted CEE Tier 1
212552681 | Central HP <5.4 tons | DAY & NIGHT | HRCU-A-CB (Split System: Heat Pump with Remote Outdoor Unit-Air-Source) | CVH848GKA** | ADP |  | FG84960 | *97CMN1002122A* | 46000 | 17 | 8.5 | 44000 | 34600 | 78.64% | 2 | 0 | 10 |  |  |  | No | R-410A | 3.8333 | Residential & Commercial | Ducted CEE Tier 1
213078508 | Central HP <5.4 tons | CARRIER | HRCU-A-CB (Split System: Heat Pump with Remote Outdoor Unit-Air-Source) | 38MURAQ36AB3* |  |  | CAP**4221AL* | 58S(B,C)*B090M21**20 | 35400 | 16.5 | 8.1 | 38500 | 35000 | 90.91% | 1.88 | 0 | 10 |  |  |  | No | R-410A | 2.95 | Residential & Commercial | Ducted CEE Tier 1
211230946 | Central HP <5.4 tons | CARRIER | HRCU-A-CB (Split System: Heat Pump with Remote Outdoor Unit-Air-Source) | 38MURAQ36AB3* |  |  | CAP**4224AL* | GG96VTAA66120D | 35600 | 16 | 8.1 | 38500 | 35000 | 90.91% | 1.88 | 0 | 10 |  |  |  | No | R-410A | 2.9667 | Residential & Commercial | Ducted CEE Tier 1
213078574 | Central HP <5.4 tons | CARRIER | HRCU-A-CB (Split System: Heat Pump with Remote Outdoor Unit-Air-Source) | 38MURAQ36AB3* |  |  | CNPV*4824AL* | 58S(B,C)*B090M21**20 | 36000 | 16.5 | 8.1 | 38500 | 35000 | 90.91% | 2 | 0 | 10.5 |  |  |  | No | R-410A | 3 | Residential & Commercial | Ducted CEE Tier 1
215463874 | Central HP <5.4 tons | DIYCOOL | HRCU-A-CB (Split System: Heat Pump with Remote Outdoor Unit-Air-Source) | EZ-36-HP |  |  | EZ-36-AH |  | 36000 | 16 | 9.5 | 40000 | 34600 | 86.5% | 1.95 | 10.95 | 10 |  |  |  | No | R-410A | 3 | Residential & Commercial | Ducted CEE Tier 1
209852089 | Central HP <5.4 tons | KENMORE | HRCU-A-CB (Split System: Heat Pump with Remote Outdoor Unit-Air-Source) | DLCURAH24AAK |  |  | DLFUAAH24XAK |  | 24000 | 17 | 9.2 | 26000 | 19400 | 74.62% | 2.1 | 11.3 | 10.5 |  |  |  | No | R-410A | 2 | Residential & Commercial | Ducted CEE Tier 1
207455410 | Central HP <5.4 tons | LENNOX | HRCU-A-CB (Split System: Heat Pump with Remote Outdoor Unit-Air-Source) | SL25XPV-048-230A** | ADP |  | L*42/60Z9 | SL280UH110XV60C* | 46000 | 20 | 9.3 | 42000 | 35800 | 85.24% | 1.88 | 12.5 | 12.5 |  |  |  | No | R-410A | 3.8333 | Residential & Commercial | Ducted CEE Tier 1
213770923 | Central HP <5.4 tons | KENMORE | HRCU-A-CB (Split System: Heat Pump with Remote Outdoor Unit-Air-Source) | (C,H,T)VH825GKA2* |  |  | EA*4X36L21A*+WALLCON | *80CTL0701716B* | 23600 | 16.5 | 8.1 | 21400 | 16700 | 78.04% | 1.94 | 0 | 10.5 |  |  |  | No | R-410A | 1.9667 | Residential & Commercial | Ducted CEE Tier 1
213770553 | Central HP <5.4 tons | KENMORE | HRCU-A-CB (Split System: Heat Pump with Remote Outdoor Unit-Air-Source) | (C,H,T)VH825GKA2* |  |  | EA*4X24L17A*+WALLCON | *97CMN0801714B* | 23200 | 16 | 8.1 | 22000 | 16800 | 76.36% | 1.9 | 0 | 10.5 |  |  |  | No | R-410A | 1.9333 | Residential & Commercial | Ducted CEE Tier 1
207455443 | Central HP <5.4 tons | LENNOX | HRCU-A-CB (Split System: Heat Pump with Remote Outdoor Unit-Air-Source) | SL25XPV-048-230A** | ADP |  | LH40/61W9 | SLP99UH090XV48C* | 44500 | 20 | 9.2 | 43500 | 37200 | 85.52% | 1.8 | 12 | 12 |  |  |  | No | R-410A | 3.7083 | Residential & Commercial | Ducted CEE Tier 1
207455458 | Central HP <5.4 tons | LENNOX | HRCU-A-CB (Split System: Heat Pump with Remote Outdoor Unit-Air-Source) | SL25XPV-048-230A** | ADP |  | L*42/60Z9 | SLP99UH110XV60C* | 46000 | 20 | 9.3 | 42000 | 35800 | 85.24% | 1.88 | 12.5 | 12.5 |  |  |  | No | R-410A | 3.8333 | Residential & Commercial | Ducted CEE Tier 1
211227979 | Central HP <5.4 tons | AIRQUEST | HRCU-A-CB (Split System: Heat Pump with Remote Outdoor Unit-Air-Source) | DLCURAH36ABK |  |  | EA*4X42L24A* | *92ESN1002122A* | 36800 | 15.2 | 8.5 | 40000 | 35200 | 88% | 1.94 | 0 | 10 |  |  |  | No | R-410A | 3.0667 | Residential & Commercial | Ducted CEE Tier 1
211229631 | Central HP <5.4 tons | AIRQUEST | HRCU-A-CB (Split System: Heat Pump with Remote Outdoor Unit-Air-Source) | DLCURAH36ABK |  |  | EA*4X48L24A* | OLV112A16A | 35800 | 15.5 | 8.5 | 38500 | 34800 | 90.39% | 2.04 | 0 | 10 |  |  |  | No | R-410A | 2.9833 | Residential & Commercial | Ducted CEE Tier 1
216440236 | Central HP <5.4 tons | TRANE | HRCU-A-CB (Split System: Heat Pump with Remote Outdoor Unit-Air-Source) | 5TWV0X48A1 |  |  | 5PX*C007AS3 | S9V2C100U4VSB+LRP | 44000 | 20 | 9.7 | 46500 | 33400 | 71.83% | 2.1 | 0 | 12 |  |  |  | No | R-454B | 3.6667 | Residential & Commercial | Ducted CEE Tier 1
213076711 | Central HP <5.4 tons | DAY & NIGHT | HRCU-A-CB (Split System: Heat Pump with Remote Outdoor Unit-Air-Source) | DLCURAH36ABK |  |  | EN(A,D,W)4X48L21** | *80VTL0902120B* | 36000 | 16.5 | 8.1 | 38500 | 35000 | 90.91% | 2 | 0 | 10 |  |  |  | No | R-410A | 3 | Residential & Commercial | Ducted CEE Tier 1
211229981 | Central HP <5.4 tons | AIRQUEST | HRCU-A-CB (Split System: Heat Pump with Remote Outdoor Unit-Air-Source) | DLCURAH36ABK |  |  | EN(A,D,W)4X48L21** | *80VSL0451716A* | 35800 | 15.5 | 8.1 | 38500 | 35000 | 90.91% | 2 | 0 | 10 |  |  |  | No | R-410A | 2.9833 | Residential & Commercial | Ducted CEE Tier 1
211228061 | Central HP <5.4 tons | AIRQUEST | HRCU-A-CB (Split System: Heat Pump with Remote Outdoor Unit-Air-Source) | DLCURAH36ABK |  |  | EA*4X42L24A* | *96VSN1002120A* | 35600 | 16 | 8.1 | 38500 | 35000 | 90.91% | 1.9 | 0 | 10 |  |  |  | No | R-410A | 2.9667 | Residential & Commercial | Ducted CEE Tier 1
211228436 | Central HP <5.4 tons | AIRQUEST | HRCU-A-CB (Split System: Heat Pump with Remote Outdoor Unit-Air-Source) | DLCURAH36ABK |  |  | EA*4X43L21A* | *92ESN0601714A* | 36400 | 16 | 8.5 | 38500 | 34800 | 90.39% | 2.08 | 0 | 10 |  |  |  | No | R-410A | 3.0333 | Residential & Commercial | Ducted CEE Tier 1
211228468 | Central HP <5.4 tons | AIRQUEST | HRCU-A-CB (Split System: Heat Pump with Remote Outdoor Unit-Air-Source) | DLCURAH36ABK |  |  | EA*4X43L21A* | *92ESN1002122A* | 37400 | 15.2 | 8.5 | 39000 | 35000 | 89.74% | 2.16 | 0 | 10 |  |  |  | No | R-410A | 3.1167 | Residential & Commercial | Ducted CEE Tier 1
211228870 | Central HP <5.4 tons | AIRQUEST | HRCU-A-CB (Split System: Heat Pump with Remote Outdoor Unit-Air-Source) | DLCURAH36ABK |  |  | EA*4X48L21A* | *80ESU0601716A | 36600 | 16 | 8.5 | 38500 | 34800 | 90.39% | 2.08 | 0 | 10 |  |  |  | No | R-410A | 3.05 | Residential & Commercial | Ducted CEE Tier 1
211230051 | Central HP <5.4 tons | AIRQUEST | HRCU-A-CB (Split System: Heat Pump with Remote Outdoor Unit-Air-Source) | DLCURAH36ABK |  |  | EN(A,D,W)4X48L21** | *80ESU1002120A* | 36200 | 16 | 8.1 | 38500 | 34800 | 90.39% | 2.02 | 0 | 10 |  |  |  | No | R-410A | 3.0167 | Residential & Commercial | Ducted CEE Tier 1
211230185 | Central HP <5.4 tons | AIRQUEST | HRCU-A-CB (Split System: Heat Pump with Remote Outdoor Unit-Air-Source) | DLCURAH36ABK |  |  | EN(A,D,W)4X48L21** | *95ESN0802120A* | 36800 | 15.5 | 8.1 | 39500 | 35000 | 88.61% | 2.06 | 0 | 10.5 |  |  |  | No | R-410A | 3.0667 | Residential & Commercial | Ducted CEE Tier 1
213078776 | Central HP <5.4 tons | CARRIER | HRCU-A-CB (Split System: Heat Pump with Remote Outdoor Unit-Air-Source) | 38MURAQ36AB3* |  |  | CNPV*4824AL* | 58S(B,C)*B135M24**20 | 36000 | 16.5 | 8.1 | 38500 | 35000 | 90.91% | 2 | 0 | 10.5 |  |  |  | No | R-410A | 3 | Residential & Commercial | Ducted CEE Tier 1
213075922 | Central HP <5.4 tons | CARRIER | HRCU-A-CB (Split System: Heat Pump with Remote Outdoor Unit-Air-Source) | 38MURAQ36AB3* |  |  | CAP**4321AL* | 59SU5B100M21**20 | 36400 | 16 | 8.5 | 38000 | 34800 | 91.58% | 2.06 | 0 | 10 |  |  |  | No | R-410A | 3.0333 | Residential & Commercial | Ducted CEE Tier 1
208127829 | Central HP <5.4 tons | Gibson | HRCU-A-CB (Split System: Heat Pump with Remote Outdoor Unit-Air-Source) | GXH48-60MSK4DH |  |  | GMH48-**MSK4DH1 |  | 48000 | 17 | 9 | 48000 | 39000 | 81.25% | 1.8 | 11.5 | 11 |  |  |  | No | R-410A | 4 | Residential & Commercial | Ducted CEE Tier 1
215290050 | Central HP <5.4 tons | AIRQUEST | HRCU-A-CB (Split System: Heat Pump with Remote Outdoor Unit-Air-Source) | DLCURAH18ABK | ADP |  | H,GG24936 | *96VTN0401410B* | 17200 | 16 | 8.5 | 16600 | 19000 | 114.5% | 2.34 | 0 | 10 |  |  |  | No | R-410A | 1.4333 | Residential & Commercial | Ducted CEE Tier 1
215290068 | Central HP <5.4 tons | AIRQUEST | HRCU-A-CB (Split System: Heat Pump with Remote Outdoor Unit-Air-Source) | DLCURAH18ABK | ADP |  | H,GE33936 | *96VTN0401410B* | 17100 | 16 | 8.5 | 16600 | 19000 | 114.5% | 2.34 | 0 | 10 |  |  |  | No | R-410A | 1.425 | Residential & Commercial | Ducted CEE Tier 1
215290102 | Central HP <5.4 tons | AIRQUEST | HRCU-A-CB (Split System: Heat Pump with Remote Outdoor Unit-Air-Source) | DLCURAH18ABK | ADP |  | HE31930 | *96VTN0401712A* | 17200 | 15.2 | 8.5 | 17100 | 18700 | 109.4% | 2.28 | 0 | 10 |  |  |  | No | R-410A | 1.4333 | Residential & Commercial | Ducted CEE Tier 1
215290125 | Central HP <5.4 tons | AIRQUEST | HRCU-A-CB (Split System: Heat Pump with Remote Outdoor Unit-Air-Source) | DLCURAH18ABK | ADP |  | H,GE7J936 | *96VTN0401712A* | 17600 | 15.2 | 8.5 | 17100 | 18700 | 109.4% | 2.28 | 0 | 10.5 |  |  |  | No | R-410A | 1.4667 | Residential & Commercial | Ducted CEE Tier 1
215290150 | Central HP <5.4 tons | AIRQUEST | HRCU-A-CB (Split System: Heat Pump with Remote Outdoor Unit-Air-Source) | DLCURAH18ABK | ADP |  | H,GE32936 | *96VTN0401712B* | 16900 | 16 | 8.5 | 16600 | 19000 | 114.5% | 2.34 | 0 | 10 |  |  |  | No | R-410A | 1.4083 | Residential & Commercial | Ducted CEE Tier 1
215290166 | Central HP <5.4 tons | AIRQUEST | HRCU-A-CB (Split System: Heat Pump with Remote Outdoor Unit-Air-Source) | DLCURAH18ABK | ADP |  | HG7J924 | *96VTN0401712B* | 16900 | 16 | 8.5 | 16600 | 19000 | 114.5% | 2.34 | 0 | 10 |  |  |  | No | R-410A | 1.4083 | Residential & Commercial | Ducted CEE Tier 1
215290318 | Central HP <5.4 tons | AIRQUEST | HRCU-A-CB (Split System: Heat Pump with Remote Outdoor Unit-Air-Source) | DLCURAH18ABK | ADP |  | H,GG32936 | *96VTN0601716B* | 17100 | 16 | 8.5 | 16800 | 19100 | 113.7% | 2.34 | 0 | 10 |  |  |  | No | R-410A | 1.425 | Residential & Commercial | Ducted CEE Tier 1
212552593 | Central HP <5.4 tons | DAY & NIGHT | HRCU-A-CB (Split System: Heat Pump with Remote Outdoor Unit-Air-Source) | CVH837GKA** | ADP |  | PL36H210P299 | *97CMN0802120A* | 32600 | 17 | 8.5 | 30200 | 29400 | 97.35% | 2 | 0 | 11.5 |  |  |  | No | R-410A | 2.7167 | Residential & Commercial | Ducted CEE Tier 1
211240949 | Central HP <5.4 tons | DAY & NIGHT | HRCU-A-CB (Split System: Heat Pump with Remote Outdoor Unit-Air-Source) | DLCURAH24ABK |  |  | EA*4X25L17A* | *80VTL0451412A* | 24800 | 17 | 8.5 | 25600 | 21200 | 82.81% | 1.78 | 0 | 10.5 |  |  |  | No | R-410A | 2.0667 | Residential & Commercial | Ducted CEE Tier 1
211240366 | Central HP <5.4 tons | AIRQUEST | HRCU-A-CB (Split System: Heat Pump with Remote Outdoor Unit-Air-Source) | DLCURAH24ABK |  |  | EA*4X24L17A* | *80VSL0451412A* | 24000 | 16 | 8.5 | 27000 | 23800 | 88.15% | 1.96 | 0 | 10 |  |  |  | No | R-410A | 2 | Residential & Commercial | Ducted CEE Tier 1
215933893 | Central HP <5.4 tons | TEMPSTAR | HRCU-A-CB (Split System: Heat Pump with Remote Outdoor Unit-Air-Source) | T5H3V36*K*AAA* |  |  | ESH5X60M12A*+WALLCON | *97CMN0802120B* | 34200 | 19.5 | 9 | 34400 | 26000 | 75.58% | 1.94 | 0 | 11.7 |  |  |  | No | R-454B | 2.85 | Residential & Commercial | Ducted CEE Tier 1
215933913 | Central HP <5.4 tons | TEMPSTAR | HRCU-A-CB (Split System: Heat Pump with Remote Outdoor Unit-Air-Source) | T5H3V36*K*AAA* |  |  | ESH5X60M12A*+WALLCON | *96CTN0401410B* | 32600 | 17.5 | 8.5 | 33400 | 25600 | 76.65% | 1.86 | 0 | 10.5 |  |  |  | No | R-454B | 2.7167 | Residential & Commercial | Ducted CEE Tier 1
215934663 | Central HP <5.4 tons | TEMPSTAR | HRCU-A-CB (Split System: Heat Pump with Remote Outdoor Unit-Air-Source) | T5H3V36*K*AAA* |  |  | EVM5X30M17A*+WALLCON | *96CTN0601714B* | 34000 | 20 | 8.1 | 38000 | 27200 | 71.58% | 2 | 0 | 11 |  |  |  | No | R-454B | 2.8333 | Residential & Commercial | Ducted CEE Tier 1
215934713 | Central HP <5.4 tons | TEMPSTAR | HRCU-A-CB (Split System: Heat Pump with Remote Outdoor Unit-Air-Source) | T5H3V36*K*AAA* |  |  | EVM5X32M17A*+WALLCON | *96CTN0601714B* | 35200 | 21 | 8.5 | 38000 | 28000 | 73.68% | 2.06 | 0 | 11.7 |  |  |  | No | R-454B | 2.9333 | Residential & Commercial | Ducted CEE Tier 1
212969986 | Central HP <5.4 tons | CARRIER | HRCU-A-CB (Split System: Heat Pump with Remote Outdoor Unit-Air-Source) | 38MURAQ18AB3* |  |  | CAP**2517AL* | 58SP*B070V17**16 | 17800 | 16.5 | 8.1 | 17700 | 17700 | 100% | 2.14 | 0 | 10.5 |  |  |  | No | R-410A | 1.4833 | Residential & Commercial | Ducted CEE Tier 1
215934793 | Central HP <5.4 tons | TEMPSTAR | HRCU-A-CB (Split System: Heat Pump with Remote Outdoor Unit-Air-Source) | T5H3V36*K*AAA* |  |  | EVM5X44M21A*+WALLCON | *80CSU0601716A* | 35600 | 22 | 8.5 | 38000 | 28600 | 75.26% | 2.02 | 0 | 12 |  |  |  | No | R-454B | 2.9667 | Residential & Commercial | Ducted CEE Tier 1
211230442 | Central HP <5.4 tons | AIRQUEST | HRCU-A-CB (Split System: Heat Pump with Remote Outdoor Unit-Air-Source) | DLCURAH36ABK |  |  | EN(A,D)4X48L24** | *80ES(N,L)0902420A* | 36200 | 16.5 | 8.1 | 38500 | 34800 | 90.39% | 2.02 | 0 | 10.5 |  |  |  | No | R-410A | 3.0167 | Residential & Commercial | Ducted CEE Tier 1
211230526 | Central HP <5.4 tons | AIRQUEST | HRCU-A-CB (Split System: Heat Pump with Remote Outdoor Unit-Air-Source) | DLCURAH36ABK |  |  | EN(A,D)4X48L24** | *80VSL1102422A* | 36000 | 16.5 | 8.1 | 38500 | 34800 | 90.39% | 2.02 | 0 | 10 |  |  |  | No | R-410A | 3 | Residential & Commercial | Ducted CEE Tier 1
211230710 | Central HP <5.4 tons | AIRQUEST | HRCU-A-CB (Split System: Heat Pump with Remote Outdoor Unit-Air-Source) | DLCURAH36ABK |  |  | EN(A,D)4X48L24** | *96VSN1202422A* | 36000 | 16 | 8.1 | 38500 | 34800 | 90.39% | 2.02 | 0 | 10 |  |  |  | No | R-410A | 3 | Residential & Commercial | Ducted CEE Tier 1
211227886 | Central HP <5.4 tons | AIRQUEST | HRCU-A-CB (Split System: Heat Pump with Remote Outdoor Unit-Air-Source) | DLCURAH36ABK |  |  | EA*4X42L24A* | *80VSL1102422A* | 35400 | 16.5 | 8.1 | 38500 | 35000 | 90.91% | 1.88 | 0 | 10 |  |  |  | No | R-410A | 2.95 | Residential & Commercial | Ducted CEE Tier 1
211228213 | Central HP <5.4 tons | AIRQUEST | HRCU-A-CB (Split System: Heat Pump with Remote Outdoor Unit-Air-Source) | DLCURAH36ABK |  |  | EA*4X43L21A* | *80ES(N,L)0451712A* | 36000 | 15.5 | 8.5 | 38500 | 34800 | 90.39% | 2.06 | 0 | 10 |  |  |  | No | R-410A | 3 | Residential & Commercial | Ducted CEE Tier 1
211228261 | Central HP <5.4 tons | AIRQUEST | HRCU-A-CB (Split System: Heat Pump with Remote Outdoor Unit-Air-Source) | DLCURAH36ABK |  |  | EA*4X43L21A* | *80ES(N,L)0902116A* | 36800 | 16 | 8.5 | 38500 | 34800 | 90.39% | 2.1 | 0 | 10 |  |  |  | No | R-410A | 3.0667 | Residential & Commercial | Ducted CEE Tier 1
211228377 | Central HP <5.4 tons | AIRQUEST | HRCU-A-CB (Split System: Heat Pump with Remote Outdoor Unit-Air-Source) | DLCURAH36ABK |  |  | EA*4X43L21A* | *80VTL0701716A* | 36200 | 16 | 8.5 | 38500 | 34800 | 90.39% | 2.08 | 0 | 10 |  |  |  | No | R-410A | 3.0167 | Residential & Commercial | Ducted CEE Tier 1
209095664 | Central HP <5.4 tons | LENNOX | HRCU-A-CB (Split System: Heat Pump with Remote Outdoor Unit-Air-Source) | LISC024036-200U432 |  |  | LIAH024-200U432-1 |  | 24000 | 17 | 9 | 24000 | 22000 | 91.67% | 1.8 | 12.5 | 12 |  |  |  | No | R-410A | 2 | Residential & Commercial | Ducted CEE Tier 1
211228447 | Central HP <5.4 tons | AIRQUEST | HRCU-A-CB (Split System: Heat Pump with Remote Outdoor Unit-Air-Source) | DLCURAH36ABK |  |  | EA*4X43L21A* | *92ESN0802120A* | 37400 | 16 | 8.5 | 38500 | 34800 | 90.39% | 2.14 | 0 | 10 |  |  |  | No | R-410A | 3.1167 | Residential & Commercial | Ducted CEE Tier 1
211229113 | Central HP <5.4 tons | AIRQUEST | HRCU-A-CB (Split System: Heat Pump with Remote Outdoor Unit-Air-Source) | DLCURAH36ABK |  |  | EA*4X48L21A* | *95ESU0601716A* | 35600 | 16 | 8.5 | 38500 | 34600 | 89.87% | 2.04 | 0 | 10 |  |  |  | No | R-410A | 2.9667 | Residential & Commercial | Ducted CEE Tier 1
211229524 | Central HP <5.4 tons | AIRQUEST | HRCU-A-CB (Split System: Heat Pump with Remote Outdoor Unit-Air-Source) | DLCURAH36ABK |  |  | EA*4X48L24A* | *95ESN1402422A* | 37400 | 15.2 | 8.5 | 39500 | 35000 | 88.61% | 2.12 | 0 | 10 |  |  |  | No | R-410A | 3.1167 | Residential & Commercial | Ducted CEE Tier 1
211228881 | Central HP <5.4 tons | AIRQUEST | HRCU-A-CB (Split System: Heat Pump with Remote Outdoor Unit-Air-Source) | DLCURAH36ABK |  |  | EA*4X48L21A* | *80ESU0802120A | 37400 | 15.5 | 8.5 | 38500 | 35000 | 90.91% | 2.14 | 0 | 10 |  |  |  | No | R-410A | 3.1167 | Residential & Commercial | Ducted CEE Tier 1
211229440 | Central HP <5.4 tons | AIRQUEST | HRCU-A-CB (Split System: Heat Pump with Remote Outdoor Unit-Air-Source) | DLCURAH36ABK |  |  | EA*4X48L24A* | *92ESN0802120A* | 35800 | 16.5 | 8.5 | 37800 | 34600 | 91.53% | 2.04 | 0 | 10 |  |  |  | No | R-410A | 2.9833 | Residential & Commercial | Ducted CEE Tier 1
211229640 | Central HP <5.4 tons | AIRQUEST | HRCU-A-CB (Split System: Heat Pump with Remote Outdoor Unit-Air-Source) | DLCURAH36ABK |  |  | EA*4X48L24A* | OLV154F20A | 37400 | 15.2 | 8.5 | 39000 | 35000 | 89.74% | 2.14 | 0 | 10 |  |  |  | No | R-410A | 3.1167 | Residential & Commercial | Ducted CEE Tier 1
211229649 | Central HP <5.4 tons | AIRQUEST | HRCU-A-CB (Split System: Heat Pump with Remote Outdoor Unit-Air-Source) | DLCURAH36ABK |  |  | EA*4X48L24A* | OMV154L20A | 36800 | 16 | 8.5 | 38500 | 34800 | 90.39% | 2.1 | 0 | 10 |  |  |  | No | R-410A | 3.0667 | Residential & Commercial | Ducted CEE Tier 1
211010181 | Central HP <5.4 tons | JOHNSON CONTROLS | HRCU-A-CB (Split System: Heat Pump with Remote Outdoor Unit-Air-Source) | HL20B6021 |  |  | JHVVD60HE4C2N1+CC |  | 52500 | 19 | 8.5 | 54500 | 42000 | 77.06% | 2.24 | 0 | 12 |  |  |  | No | R-410A | 4.375 | Residential & Commercial | Ducted CEE Tier 1
211229381 | Central HP <5.4 tons | DAY & NIGHT | HRCU-A-CB (Split System: Heat Pump with Remote Outdoor Unit-Air-Source) | DLCURAH36ABK |  |  | EA*4X48L24A* | *80ESU0802120A | 37600 | 15.5 | 8.5 | 39500 | 35000 | 88.61% | 2.14 | 0 | 10 |  |  |  | No | R-410A | 3.1333 | Residential & Commercial | Ducted CEE Tier 1
211229622 | Central HP <5.4 tons | AIRQUEST | HRCU-A-CB (Split System: Heat Pump with Remote Outdoor Unit-Air-Source) | DLCURAH36ABK |  |  | EA*4X48L24A* | *96VTN1202422A* | 36000 | 16 | 8.5 | 38500 | 34600 | 89.87% | 2.06 | 0 | 10 |  |  |  | No | R-410A | 3 | Residential & Commercial | Ducted CEE Tier 1
211229958 | Central HP <5.4 tons | AIRQUEST | HRCU-A-CB (Split System: Heat Pump with Remote Outdoor Unit-Air-Source) | DLCURAH36ABK |  |  | EN(A,D,W)4X48L21** | *80ES(N,L)0902120A* | 36600 | 16 | 8.1 | 39500 | 34800 | 88.1% | 2.04 | 0 | 10.5 |  |  |  | No | R-410A | 3.05 | Residential & Commercial | Ducted CEE Tier 1
211229999 | Central HP <5.4 tons | AIRQUEST | HRCU-A-CB (Split System: Heat Pump with Remote Outdoor Unit-Air-Source) | DLCURAH36ABK |  |  | EN(A,D,W)4X48L21** | *80VSL0702120A* | 36000 | 16 | 8.1 | 38500 | 34800 | 90.39% | 2.02 | 0 | 10 |  |  |  | No | R-410A | 3 | Residential & Commercial | Ducted CEE Tier 1
211230174 | Central HP <5.4 tons | AIRQUEST | HRCU-A-CB (Split System: Heat Pump with Remote Outdoor Unit-Air-Source) | DLCURAH36ABK |  |  | EN(A,D,W)4X48L21** | *95ESN0801716A* | 35600 | 15.5 | 8.1 | 38500 | 35000 | 90.91% | 2 | 0 | 10 |  |  |  | No | R-410A | 2.9667 | Residential & Commercial | Ducted CEE Tier 1
212383426 | Central HP <5.4 tons | AIRQUEST | HRCU-A-CB (Split System: Heat Pump with Remote Outdoor Unit-Air-Source) | DLCURAH36ABK |  |  | EA*4X37L21A* | *80VTL0902120A* | 36200 | 16 | 8.5 | 38500 | 34800 | 90.39% | 2.06 | 0 | 10 |  |  |  | No | R-410A | 3.0167 | Residential & Commercial | Ducted CEE Tier 1
211227535 | Central HP <5.4 tons | DAY & NIGHT | HRCU-A-CB (Split System: Heat Pump with Remote Outdoor Unit-Air-Source) | DLCURAH36ABK |  |  | EA*4X42L21A* | *92ESN0802120A* | 35200 | 16.5 | 8.1 | 38500 | 35000 | 90.91% | 1.88 | 0 | 10 |  |  |  | No | R-410A | 2.9333 | Residential & Commercial | Ducted CEE Tier 1
211228276 | Central HP <5.4 tons | DAY & NIGHT | HRCU-A-CB (Split System: Heat Pump with Remote Outdoor Unit-Air-Source) | DLCURAH36ABK |  |  | EA*4X43L21A* | *80ES(N,L)0902120A* | 36800 | 16 | 8.5 | 38500 | 34800 | 90.39% | 2.1 | 0 | 10 |  |  |  | No | R-410A | 3.0667 | Residential & Commercial | Ducted CEE Tier 1
211228369 | Central HP <5.4 tons | DAY & NIGHT | HRCU-A-CB (Split System: Heat Pump with Remote Outdoor Unit-Air-Source) | DLCURAH36ABK |  |  | EA*4X43L21A* | *80ESU1002120A* | 36400 | 16 | 8.5 | 38500 | 34800 | 90.39% | 2.08 | 0 | 10 |  |  |  | No | R-410A | 3.0333 | Residential & Commercial | Ducted CEE Tier 1
211228696 | Central HP <5.4 tons | DAY & NIGHT | HRCU-A-CB (Split System: Heat Pump with Remote Outdoor Unit-Air-Source) | DLCURAH36ABK |  |  | EA*4X43L21A* | OMV112K14A | 36200 | 15.5 | 8.5 | 38500 | 34800 | 90.39% | 2.06 | 0 | 10 |  |  |  | No | R-410A | 3.0167 | Residential & Commercial | Ducted CEE Tier 1
211228778 | Central HP <5.4 tons | DAY & NIGHT | HRCU-A-CB (Split System: Heat Pump with Remote Outdoor Unit-Air-Source) | DLCURAH36ABK |  |  | EA*4X48L21A* | *80ES(N,L)0901714A* | 36400 | 16 | 8.5 | 38500 | 34800 | 90.39% | 2.08 | 0 | 10 |  |  |  | No | R-410A | 3.0333 | Residential & Commercial | Ducted CEE Tier 1
215933993 | Central HP <5.4 tons | TEMPSTAR | HRCU-A-CB (Split System: Heat Pump with Remote Outdoor Unit-Air-Source) | T5H3V48*K*AAA* |  |  | EA*5X48M21A*+WALLCON | *80CTL0701716B* | 43000 | 20 | 9 | 48500 | 37200 | 76.7% | 2 | 0 | 10.5 |  |  |  | No | R-454B | 3.5833 | Residential & Commercial | Ducted CEE Tier 1
215934013 | Central HP <5.4 tons | TEMPSTAR | HRCU-A-CB (Split System: Heat Pump with Remote Outdoor Unit-Air-Source) | T5H3V48*K*AAA* |  |  | EA*5X48M21A*+WALLCON | *80CTL0902120B* | 44000 | 21 | 9.5 | 48000 | 36200 | 75.42% | 1.92 | 0 | 11 |  |  |  | No | R-454B | 3.6667 | Residential & Commercial | Ducted CEE Tier 1
215934063 | Central HP <5.4 tons | TEMPSTAR | HRCU-A-CB (Split System: Heat Pump with Remote Outdoor Unit-Air-Source) | T5H3V48*K*AAA* |  |  | EA*5X48M21A*+WALLCON | *97CMN0801714B* | 42500 | 20 | 9.5 | 48500 | 36400 | 75.05% | 2 | 0 | 10.5 |  |  |  | No | R-454B | 3.5417 | Residential & Commercial | Ducted CEE Tier 1
215934263 | Central HP <5.4 tons | TEMPSTAR | HRCU-A-CB (Split System: Heat Pump with Remote Outdoor Unit-Air-Source) | T5H3V48*K*AAA* |  |  | EA*5X61M21A*+WALLCON | *97CMN0802120B* | 45000 | 21 | 9.5 | 48500 | 37000 | 76.29% | 2 | 0 | 11 |  |  |  | No | R-454B | 3.75 | Residential & Commercial | Ducted CEE Tier 1
215934563 | Central HP <5.4 tons | TEMPSTAR | HRCU-A-CB (Split System: Heat Pump with Remote Outdoor Unit-Air-Source) | T5H3V48*K*AAA* |  |  | ESH5X60M12A*+WALLCON | *80CTL0701412B* | 43500 | 19.5 | 9 | 49500 | 35600 | 71.92% | 1.9 | 0 | 11 |  |  |  | No | R-454B | 3.625 | Residential & Commercial | Ducted CEE Tier 1
213779687 | Central HP <5.4 tons | HEIL | HRCU-A-CB (Split System: Heat Pump with Remote Outdoor Unit-Air-Source) | HVH837GKA** |  |  | EA*4X61L21A*+WALLCON | *97CMN0601714B* | 33000 | 17 | 8.1 | 32200 | 25200 | 78.26% | 1.94 | 0 | 11 |  |  |  | No | R-410A | 2.75 | Residential & Commercial | Ducted CEE Tier 1
213780307 | Central HP <5.4 tons | HEIL | HRCU-A-CB (Split System: Heat Pump with Remote Outdoor Unit-Air-Source) | HVH837GKA** |  |  | EHD4X60AAL+WALLCON | *80CTL0701412B* | 32800 | 16.5 | 8.1 | 32400 | 25600 | 79.01% | 2 | 0 | 11 |  |  |  | No | R-410A | 2.7333 | Residential & Commercial | Ducted CEE Tier 1
215290350 | Central HP <5.4 tons | AIRQUEST | HRCU-A-CB (Split System: Heat Pump with Remote Outdoor Unit-Air-Source) | DLCURAH18ABK | ADP |  | HG80936 | *96VTN0601716B* | 17400 | 16 | 8.5 | 16800 | 19100 | 113.7% | 2.34 | 0 | 10.5 |  |  |  | No | R-410A | 1.45 | Residential & Commercial | Ducted CEE Tier 1
215290393 | Central HP <5.4 tons | AIRQUEST | HRCU-A-CB (Split System: Heat Pump with Remote Outdoor Unit-Air-Source) | DLCURAH18ABK | ADP |  | H,GE23936 | *96VTN0801716B* | 17400 | 16 | 8.5 | 17100 | 18700 | 109.4% | 2.3 | 0 | 10.5 |  |  |  | No | R-410A | 1.45 | Residential & Commercial | Ducted CEE Tier 1
215290411 | Central HP <5.4 tons | AIRQUEST | HRCU-A-CB (Split System: Heat Pump with Remote Outdoor Unit-Air-Source) | DLCURAH18ABK | ADP |  | HG33936 | *96VTN0801716B* | 17600 | 16 | 8.5 | 17100 | 18700 | 109.4% | 2.3 | 0 | 11 |  |  |  | No | R-410A | 1.4667 | Residential & Commercial | Ducted CEE Tier 1
215290436 | Central HP <5.4 tons | AIRQUEST | HRCU-A-CB (Split System: Heat Pump with Remote Outdoor Unit-Air-Source) | DLCURAH18ABK | ADP |  | HG80936 | *96VTN0801716B* | 17700 | 16 | 8.5 | 17100 | 18700 | 109.4% | 2.3 | 0 | 11 |  |  |  | No | R-410A | 1.475 | Residential & Commercial | Ducted CEE Tier 1
213780337 | Central HP <5.4 tons | HEIL | HRCU-A-CB (Split System: Heat Pump with Remote Outdoor Unit-Air-Source) | HVH837GKA** |  |  | EHD4X60AAL+WALLCON | *80CTL0902120B* | 33000 | 16.5 | 8.1 | 32200 | 24800 | 77.02% | 2 | 0 | 11.5 |  |  |  | No | R-410A | 2.75 | Residential & Commercial | Ducted CEE Tier 1
212520288 | Central HP <5.4 tons | CARRIER | HRCU-A-CB (Split System: Heat Pump with Remote Outdoor Unit-Air-Source) | 38MURAQ24AB3* | ADP |  | H,PG24936 | 58TP*A110V21**22 | 23200 | 17 | 8.1 | 24400 | 23200 | 95.08% | 1.96 | 0 | 10 |  |  |  | No | R-410A | 1.9333 | Residential & Commercial | Ducted CEE Tier 1
212520290 | Central HP <5.4 tons | CARRIER | HRCU-A-CB (Split System: Heat Pump with Remote Outdoor Unit-Air-Source) | 38MURAQ24AB3* | ADP |  | H,PG34936 | 58TP*A110V21**22 | 23800 | 17 | 8.1 | 24400 | 23200 | 95.08% | 1.96 | 0 | 10.5 |  |  |  | No | R-410A | 1.9833 | Residential & Commercial | Ducted CEE Tier 1
213772937 | Central HP <5.4 tons | HEIL | HRCU-A-CB (Split System: Heat Pump with Remote Outdoor Unit-Air-Source) | HVH825GKA3* |  |  | EA*4X36L17A*+WALLCON | *80CTL0451712B* | 23400 | 16 | 8.1 | 21600 | 16800 | 77.78% | 1.92 | 0 | 10.5 |  |  |  | No | R-410A | 1.95 | Residential & Commercial | Ducted CEE Tier 1
213773207 | Central HP <5.4 tons | HEIL | HRCU-A-CB (Split System: Heat Pump with Remote Outdoor Unit-Air-Source) | HVH825GKA3* |  |  | EA*4X37L17A*+WALLCON | *97CMN0601714B* | 24000 | 16 | 8.1 | 21600 | 16800 | 77.78% | 1.98 | 0 | 10.5 |  |  |  | No | R-410A | 2 | Residential & Commercial | Ducted CEE Tier 1
213773107 | Central HP <5.4 tons | HEIL | HRCU-A-CB (Split System: Heat Pump with Remote Outdoor Unit-Air-Source) | HVH825GKA3* |  |  | EA*4X36L21A*+WALLCON | *97CMN0801714B* | 23600 | 16.5 | 8.1 | 21600 | 16700 | 77.31% | 1.92 | 0 | 10.5 |  |  |  | No | R-410A | 1.9667 | Residential & Commercial | Ducted CEE Tier 1
213773407 | Central HP <5.4 tons | HEIL | HRCU-A-CB (Split System: Heat Pump with Remote Outdoor Unit-Air-Source) | HVH825GKA3* |  |  | EA*4X42L21A*+WALLCON | *80CTL0902120B* | 23800 | 16.5 | 8.1 | 21400 | 16600 | 77.57% | 1.96 | 0 | 10.5 |  |  |  | No | R-410A | 1.9833 | Residential & Commercial | Ducted CEE Tier 1
213773557 | Central HP <5.4 tons | HEIL | HRCU-A-CB (Split System: Heat Pump with Remote Outdoor Unit-Air-Source) | HVH825GKA3* |  |  | EA*4X42L24A*+WALLCON | *96CTN1202422B* | 23800 | 17 | 8.1 | 21400 | 16600 | 77.57% | 1.96 | 0 | 10.5 |  |  |  | No | R-410A | 1.9833 | Residential & Commercial | Ducted CEE Tier 1
212969836 | Central HP <5.4 tons | CARRIER | HRCU-A-CB (Split System: Heat Pump with Remote Outdoor Unit-Air-Source) | 38MURAQ24AB3* |  |  | CNPV*3617AL* | 58SP*B045V14**12 | 23600 | 17 | 8.5 | 26200 | 24600 | 93.89% | 2.04 | 0 | 10.5 |  |  |  | No | R-410A | 1.9667 | Residential & Commercial | Ducted CEE Tier 1
212987537 | Central HP <5.4 tons | DAY & NIGHT | HRCU-A-CB (Split System: Heat Pump with Remote Outdoor Unit-Air-Source) | DLCURAH18ABK |  |  | EA*4X30L17A* | *96MSN0801716A* | 17300 | 16 | 8.1 | 17600 | 18300 | 104% | 2.2 | 0 | 10.5 |  |  |  | No | R-410A | 1.4417 | Residential & Commercial | Ducted CEE Tier 1
212988775 | Central HP <5.4 tons | DAY & NIGHT | HRCU-A-CB (Split System: Heat Pump with Remote Outdoor Unit-Air-Source) | DLCURAH18ABK |  |  | EA*4X19L17A* | *95MSU0401712A* | 17700 | 16.5 | 8.1 | 17700 | 17900 | 101.1% | 2.16 | 0 | 10.5 |  |  |  | No | R-410A | 1.475 | Residential & Commercial | Ducted CEE Tier 1
212988823 | Central HP <5.4 tons | DAY & NIGHT | HRCU-A-CB (Split System: Heat Pump with Remote Outdoor Unit-Air-Source) | DLCURAH18ABK |  |  | EN(A,D)4X24L17** | *95MSU0401712A* | 17600 | 16 | 8.5 | 18700 | 19100 | 102.1% | 2.3 | 0 | 10.5 |  |  |  | No | R-410A | 1.4667 | Residential & Commercial | Ducted CEE Tier 1
211260548 | Central HP <5.4 tons | AIRQUEST | HRCU-A-CB (Split System: Heat Pump with Remote Outdoor Unit-Air-Source) | DLCURAH18ABK |  |  | EA*4X24L17A* | *80ES(N,L)0451712A* | 18500 | 15.5 | 9 | 19400 | 18600 | 95.88% | 2.24 | 0 | 10.5 |  |  |  | No | R-410A | 1.5417 | Residential & Commercial | Ducted CEE Tier 1
211261034 | Central HP <5.4 tons | AIRQUEST | HRCU-A-CB (Split System: Heat Pump with Remote Outdoor Unit-Air-Source) | DLCURAH18ABK |  |  | EA*4X25L17A* | *92ESN0601714A* | 18300 | 16.5 | 8.5 | 18000 | 17500 | 97.22% | 2.12 | 0 | 11 |  |  |  | No | R-410A | 1.525 | Residential & Commercial | Ducted CEE Tier 1
211261243 | Central HP <5.4 tons | AIRQUEST | HRCU-A-CB (Split System: Heat Pump with Remote Outdoor Unit-Air-Source) | DLCURAH18ABK |  |  | EA*4X30L14A* | *80VSL0451412A* | 17800 | 16 | 8.5 | 18400 | 18500 | 100.5% | 2.22 | 0 | 10.5 |  |  |  | No | R-410A | 1.4833 | Residential & Commercial | Ducted CEE Tier 1
212971206 | Central HP <5.4 tons | CARRIER | HRCU-A-CB (Split System: Heat Pump with Remote Outdoor Unit-Air-Source) | 38MURAQ24AB3* |  |  | CNPV*2417AL* | 58TP*B045V14**12 | 23400 | 17 | 8.5 | 27000 | 25000 | 92.59% | 2.08 | 0 | 10 |  |  |  | No | R-410A | 1.95 | Residential & Commercial | Ducted CEE Tier 1
213779347 | Central HP <5.4 tons | HEIL | HRCU-A-CB (Split System: Heat Pump with Remote Outdoor Unit-Air-Source) | HVH837GKA** |  |  | EA*4X43L21A*+WALLCON | *96CTN0801714B* | 32800 | 17 | 8.5 | 32800 | 25200 | 76.83% | 1.96 | 0 | 11 |  |  |  | No | R-410A | 2.7333 | Residential & Commercial | Ducted CEE Tier 1
213779497 | Central HP <5.4 tons | HEIL | HRCU-A-CB (Split System: Heat Pump with Remote Outdoor Unit-Air-Source) | HVH837GKA** |  |  | EA*4X48L24A*+WALLCON | *80CTL1102120B* | 32400 | 17.5 | 8.5 | 32200 | 24800 | 77.02% | 1.98 | 0 | 11.5 |  |  |  | No | R-410A | 2.7 | Residential & Commercial | Ducted CEE Tier 1
213779547 | Central HP <5.4 tons | HEIL | HRCU-A-CB (Split System: Heat Pump with Remote Outdoor Unit-Air-Source) | HVH837GKA** |  |  | EA*4X48L24A*+WALLCON | *96CTN1202422B* | 32400 | 17 | 8.5 | 32400 | 24800 | 76.54% | 1.98 | 0 | 11 |  |  |  | No | R-410A | 2.7 | Residential & Commercial | Ducted CEE Tier 1
213779597 | Central HP <5.4 tons | HEIL | HRCU-A-CB (Split System: Heat Pump with Remote Outdoor Unit-Air-Source) | HVH837GKA** |  |  | EA*4X60L24A*+WALLCON | *97CMN1202422B* | 32800 | 17.5 | 8.1 | 31600 | 24600 | 77.85% | 1.98 | 0 | 11.5 |  |  |  | No | R-410A | 2.7333 | Residential & Commercial | Ducted CEE Tier 1
211260518 | Central HP <5.4 tons | CARRIER | HRCU-A-CB (Split System: Heat Pump with Remote Outdoor Unit-Air-Source) | 38MURAQ18AB3* |  |  | CAP**2417AL* | GG96VTAA42060B | 17600 | 15.5 | 8.5 | 18600 | 19100 | 102.7% | 2.3 | 0 | 10.5 |  |  |  | No | R-410A | 1.4667 | Residential & Commercial | Ducted CEE Tier 1
215933583 | Central HP <5.4 tons | TEMPSTAR | HRCU-A-CB (Split System: Heat Pump with Remote Outdoor Unit-Air-Source) | T5H3V36*K*AAA* |  |  | ESH5X48M12A*+WALLCON | *80CTL0901716B* | 33600 | 19.5 | 9 | 34800 | 26600 | 76.44% | 1.94 | 0 | 11.5 |  |  |  | No | R-454B | 2.8 | Residential & Commercial | Ducted CEE Tier 1
215933733 | Central HP <5.4 tons | TEMPSTAR | HRCU-A-CB (Split System: Heat Pump with Remote Outdoor Unit-Air-Source) | T5H3V36*K*AAA* |  |  | ESH5X60M12A*+WALLCON | *80CSU0601716A* | 34000 | 19.5 | 9 | 34400 | 26000 | 75.58% | 1.94 | 0 | 11.7 |  |  |  | No | R-454B | 2.8333 | Residential & Commercial | Ducted CEE Tier 1
215932533 | Central HP <5.4 tons | TEMPSTAR | HRCU-A-CB (Split System: Heat Pump with Remote Outdoor Unit-Air-Source) | T5H3V36*K*AAA* |  |  | EA*5X60M24A*+WALLCON | *80CSU1002120A* | 34000 | 20 | 9 | 34200 | 26000 | 76.02% | 1.94 | 0 | 11.7 |  |  |  | No | R-454B | 2.8333 | Residential & Commercial | Ducted CEE Tier 1
215932933 | Central HP <5.4 tons | TEMPSTAR | HRCU-A-CB (Split System: Heat Pump with Remote Outdoor Unit-Air-Source) | T5H3V36*K*AAA* |  |  | EA*5X61M24A*+WALLCON | *97CMN1002122B* | 34400 | 20.5 | 9.5 | 34200 | 26000 | 76.02% | 2.08 | 0 | 12 |  |  |  | No | R-454B | 2.8667 | Residential & Commercial | Ducted CEE Tier 1
215933033 | Central HP <5.4 tons | TEMPSTAR | HRCU-A-CB (Split System: Heat Pump with Remote Outdoor Unit-Air-Source) | T5H3V36*K*AAA* |  |  | ESH5X36M12A*+WALLCON | *80CSU0401712A* | 33200 | 19 | 9 | 35000 | 27000 | 77.14% | 1.9 | 0 | 11 |  |  |  | No | R-454B | 2.7667 | Residential & Commercial | Ducted CEE Tier 1
211240430 | Central HP <5.4 tons | AIRQUEST | HRCU-A-CB (Split System: Heat Pump with Remote Outdoor Unit-Air-Source) | DLCURAH24ABK |  |  | EA*4X24L17A* | *95ESU0401712A* | 23400 | 16.5 | 8.5 | 26400 | 25200 | 95.45% | 2.1 | 0 | 10 |  |  |  | No | R-410A | 1.95 | Residential & Commercial | Ducted CEE Tier 1
212989627 | Central HP <5.4 tons | DAY & NIGHT | HRCU-A-CB (Split System: Heat Pump with Remote Outdoor Unit-Air-Source) | DLCURAH24ABK |  |  | EN(A,D)4X36L21** | *95MSU0802120A* | 23400 | 17 | 8.5 | 26200 | 24600 | 93.89% | 2.04 | 0 | 10.5 |  |  |  | No | R-410A | 1.95 | Residential & Commercial | Ducted CEE Tier 1
213780817 | Central HP <5.4 tons | HEIL | HRCU-A-CB (Split System: Heat Pump with Remote Outdoor Unit-Air-Source) | HVH837GKA2* |  |  | EA*4X36L21A*+WALLCON | *96CTN0601714B* | 31400 | 16.5 | 8.1 | 33200 | 24400 | 73.49% | 1.82 | 0 | 10.5 |  |  |  | No | R-410A | 2.6167 | Residential & Commercial | Ducted CEE Tier 1
213780987 | Central HP <5.4 tons | HEIL | HRCU-A-CB (Split System: Heat Pump with Remote Outdoor Unit-Air-Source) | HVH837GKA2* |  |  | EA*4X42L21A*+WALLCON | *80CTL0901716B* | 31800 | 17 | 8.1 | 33000 | 24400 | 73.94% | 1.88 | 0 | 11 |  |  |  | No | R-410A | 2.65 | Residential & Commercial | Ducted CEE Tier 1
214595941 | Central HP <5.4 tons | AIRQUEST | HRCU-A-C (Split System: Heat Pump with Remote Outdoor Unit with No Indoor Fan --Air Source) | DLCURAH30ABK | ADP |  | HG8J936+TD |  | 29800 | 15.2 | 9.5 | 31400 | 26600 | 84.71% | 1.82 | 0 | 10.5 |  |  |  | No | R-410A | 2.4833 | Residential & Commercial | Ducted CEE Tier 1
216013791 | Central HP <5.4 tons | YORK | HRCU-A-CB (Split System: Heat Pump with Remote Outdoor Unit-Air-Source) | HH860E2S11 | ADP |  | V,Y60H210P19*+TXV-BLEED | Y81E100C16SMPS1 | 44000 | 18 | 8.5 | 42000 | 32800 | 78.1% | 2 | 0 | 12 |  |  |  | No | R-454B | 3.6667 | Residential & Commercial | Ducted CEE Tier 1
212380521 | Central HP <5.4 tons | CARRIER | HRCU-A-CB (Split System: Heat Pump with Remote Outdoor Unit-Air-Source) | 25VNA424A*031* | ADP |  | V,C36H175P139 | 58TN*A045C17**12 | 23400 | 20 | 8.1 | 25000 | 19600 | 78.4% | 2.42 | 0 | 13 |  |  |  | No | R-410A | 1.95 | Residential & Commercial | Ducted CEE Tier 1
213372159 | Central HP <5.4 tons | KENMORE | HRCU-A-C (Split System: Heat Pump with Remote Outdoor Unit with No Indoor Fan --Air Source) | DLCURAH30ABK |  |  | DLFULAH36XCX + CI |  | 30000 | 15.5 | 9.7 | 33000 | 27000 | 81.82% | 1.85 | 10.7 | 10.5 |  |  |  | No | R-410A | 2.5 | Residential & Commercial | Ducted CEE Tier 1
213433273 | Central HP <5.4 tons | DIYCOOL | HRCU-A-CB (Split System: Heat Pump with Remote Outdoor Unit-Air-Source) | ACIQ-30-HPB |  |  | ACIQ-30W-P |  | 28000 | 18.2 | 8.8 | 30000 | 26000 | 86.67% | 1.8 | 0 | 11.7 |  |  |  | No | R-410A | 2.3333 | Residential & Commercial | Ducted CEE Tier 1
213781187 | Central HP <5.4 tons | HEIL | HRCU-A-CB (Split System: Heat Pump with Remote Outdoor Unit-Air-Source) | HVH837GKA2* |  |  | EA*4X43L21A*+WALLCON | *80CTL0902120B* | 32800 | 17 | 8.5 | 32600 | 25000 | 76.69% | 1.98 | 0 | 11.5 |  |  |  | No | R-410A | 2.7333 | Residential & Commercial | Ducted CEE Tier 1
204299050 | Central HP <5.4 tons | COMFORTMAKER | HRCU-A-CB (Split System: Heat Pump with Remote Outdoor Unit-Air-Source) | CVH837GKA** |  |  | EA*4X42L21A*+WALLCON | *97CMN0602120A* | 31600 | 17 | 8.1 | 33400 | 24800 | 74.25% | 1.86 | 11 | 11 |  |  |  | No | R-410A | 2.6333 | Residential & Commercial | Ducted CEE Tier 1
212603106 | Central HP <5.4 tons | DAY & NIGHT | HRCU-A-CB (Split System: Heat Pump with Remote Outdoor Unit-Air-Source) | DLCURAH24ABK | ADP |  | FG32936 | *80ES(N,L)0701716A* | 24600 | 16 | 8.1 | 25200 | 21800 | 86.51% | 1.82 | 0 | 10.5 |  |  |  | No | R-410A | 2.05 | Residential & Commercial | Ducted CEE Tier 1
212603157 | Central HP <5.4 tons | DAY & NIGHT | HRCU-A-CB (Split System: Heat Pump with Remote Outdoor Unit-Air-Source) | DLCURAH24ABK | ADP |  | FG80936 | *80VTL0451412A* | 24200 | 16 | 8.1 | 24600 | 22400 | 91.06% | 1.88 | 0 | 10.5 |  |  |  | No | R-410A | 2.0167 | Residential & Commercial | Ducted CEE Tier 1
213771617 | Central HP <5.4 tons | HEIL | HRCU-A-CB (Split System: Heat Pump with Remote Outdoor Unit-Air-Source) | HVH825GKA2* |  |  | EA*4X48L21A*+WALLCON | *97CMN0601714B* | 24000 | 16.5 | 8.1 | 21000 | 16600 | 79.05% | 2 | 0 | 10.5 |  |  |  | No | R-410A | 2 | Residential & Commercial | Ducted CEE Tier 1
213771737 | Central HP <5.4 tons | HEIL | HRCU-A-CB (Split System: Heat Pump with Remote Outdoor Unit-Air-Source) | HVH825GKA2* |  |  | EA*4X48L24A*+WALLCON | *96CTN1202422B* | 24200 | 17 | 8.1 | 21000 | 16500 | 78.57% | 2.02 | 0 | 11 |  |  |  | No | R-410A | 2.0167 | Residential & Commercial | Ducted CEE Tier 1
214848905 | Central HP <5.4 tons | YORK | HRCU-A-CB (Split System: Heat Pump with Remote Outdoor Unit-Air-Source) | HH824E2S11 | ADP |  | H,YG8J*36+TXV | TM9E040A10MP12 | 22600 | 16 | 8.9 | 21400 | 17700 | 82.71% | 1.98 | 0 | 10.5 |  |  |  | No | R-454B | 1.8833 | Residential & Commercial | Ducted CEE Tier 1
214848906 | Central HP <5.4 tons | YORK | HRCU-A-CB (Split System: Heat Pump with Remote Outdoor Unit-Air-Source) | HH824E2S11 | ADP |  | H,YG8J*36+TXV | TM9E060A10MP12 | 22600 | 16 | 8.9 | 21400 | 17700 | 82.71% | 1.98 | 0 | 10.5 |  |  |  | No | R-454B | 1.8833 | Residential & Commercial | Ducted CEE Tier 1
213771477 | Central HP <5.4 tons | HEIL | HRCU-A-CB (Split System: Heat Pump with Remote Outdoor Unit-Air-Source) | HVH825GKA2* |  |  | EA*4X43L21A*+WALLCON | *80CTL1102120B* | 24400 | 17 | 8.5 | 21200 | 16600 | 78.3% | 2.04 | 0 | 11 |  |  |  | No | R-410A | 2.0333 | Residential & Commercial | Ducted CEE Tier 1
207455033 | Central HP <5.4 tons | LENNOX | HRCU-A-CB (Split System: Heat Pump with Remote Outdoor Unit-Air-Source) | SL25XPV-036-230A** | ADP |  | LH35/38X9 | EL296UH090XV36C* | 34000 | 22 | 8.8 | 34000 | 27200 | 80% | 1.82 | 14 | 13 |  |  |  | No | R-410A | 2.8333 | Residential & Commercial | Ducted CEE Tier 1
207455168 | Central HP <5.4 tons | LENNOX | HRCU-A-CB (Split System: Heat Pump with Remote Outdoor Unit-Air-Source) | SL25XPV-036-230A** | ADP |  | LH35/38X9 | SL280UH100NV60C* | 34000 | 21 | 8.8 | 33600 | 27000 | 80.36% | 1.82 | 14 | 13.5 |  |  |  | No | R-410A | 2.8333 | Residential & Commercial | Ducted CEE Tier 1
211228998 | Central HP <5.4 tons | DAY & NIGHT | HRCU-A-CB (Split System: Heat Pump with Remote Outdoor Unit-Air-Source) | DLCURAH36ABK |  |  | EA*4X48L21A* | *92ESN1002120A* | 35600 | 16.5 | 8.5 | 37800 | 34600 | 91.53% | 2.04 | 0 | 10 |  |  |  | No | R-410A | 2.9667 | Residential & Commercial | Ducted CEE Tier 1
211228158 | Central HP <5.4 tons | AIRQUEST | HRCU-A-CB (Split System: Heat Pump with Remote Outdoor Unit-Air-Source) | DLCURAH36ABK |  |  | EA*4X42L24A* | OLV154F20A | 37000 | 15.2 | 8.5 | 40000 | 35400 | 88.5% | 1.96 | 0 | 10 |  |  |  | No | R-410A | 3.0833 | Residential & Commercial | Ducted CEE Tier 1
211228389 | Central HP <5.4 tons | AIRQUEST | HRCU-A-CB (Split System: Heat Pump with Remote Outdoor Unit-Air-Source) | DLCURAH36ABK |  |  | EA*4X43L21A* | *80VTL0902120A* | 36200 | 16 | 8.5 | 38500 | 34800 | 90.39% | 2.06 | 0 | 10 |  |  |  | No | R-410A | 3.0167 | Residential & Commercial | Ducted CEE Tier 1
204456359 | Central HP <5.4 tons | COMFORTMAKER | HRCU-A-CB (Split System: Heat Pump with Remote Outdoor Unit-Air-Source) | CVH825GKA2* |  |  | EA*4X24L14A*+WALLCON | *80CTL0701412A* | 23400 | 17 | 8.1 | 22000 | 16800 | 76.36% | 1.9 | 11 | 10.5 |  |  |  | No | R-410A | 1.95 | Residential & Commercial | Ducted CEE Tier 1
204456602 | Central HP <5.4 tons | COMFORTMAKER | HRCU-A-CB (Split System: Heat Pump with Remote Outdoor Unit-Air-Source) | CVH825GKA2* |  |  | EA*4X36L17A*+WALLCON | *80CTL0701716A* | 23600 | 16.5 | 8.1 | 21400 | 16700 | 78.04% | 1.94 | 11.5 | 11 |  |  |  | No | R-410A | 1.9667 | Residential & Commercial | Ducted CEE Tier 1
215869124 | Central HP <5.4 tons | TRANE | HRCU-A-CB (Split System: Heat Pump with Remote Outdoor Unit-Air-Source) | 5TWV8X60A1 |  |  | 5PX*C007AS3 | S9V2C080U5VSB+LRP | 53000 | 18.1 | 8.5 | 56000 | 40500 | 72.32% | 2 | 0 | 10 |  |  |  | No | R-454B | 4.4167 | Residential & Commercial | Ducted CEE Tier 1
213780667 | Central HP <5.4 tons | HEIL | HRCU-A-CB (Split System: Heat Pump with Remote Outdoor Unit-Air-Source) | HVH837GKA2* |  |  | EA*4X36L17A*+WALLCON | *80CTL0901716B* | 31200 | 16.5 | 8.1 | 33200 | 24200 | 72.89% | 1.84 | 0 | 10.5 |  |  |  | No | R-410A | 2.6 | Residential & Commercial | Ducted CEE Tier 1
204299000 | Central HP <5.4 tons | COMFORTMAKER | HRCU-A-CB (Split System: Heat Pump with Remote Outdoor Unit-Air-Source) | CVH837GKA** |  |  | EA*4X42L21A*+WALLCON | *97CMN1002122A* | 31800 | 17 | 8.1 | 33000 | 24400 | 73.94% | 1.9 | 11.5 | 11.5 |  |  |  | No | R-410A | 2.65 | Residential & Commercial | Ducted CEE Tier 1
213781337 | Central HP <5.4 tons | HEIL | HRCU-A-CB (Split System: Heat Pump with Remote Outdoor Unit-Air-Source) | HVH837GKA2* |  |  | EA*4X48L21A*+WALLCON | *97CMN0601714B* | 32000 | 16.5 | 8.1 | 32800 | 25200 | 76.83% | 1.94 | 0 | 10.5 |  |  |  | No | R-410A | 2.6667 | Residential & Commercial | Ducted CEE Tier 1
213781387 | Central HP <5.4 tons | HEIL | HRCU-A-CB (Split System: Heat Pump with Remote Outdoor Unit-Air-Source) | HVH837GKA2* |  |  | EA*4X48L21A*+WALLCON | *96CTN1002122B* | 32400 | 17 | 8.1 | 32600 | 24800 | 76.07% | 1.98 | 0 | 11 |  |  |  | No | R-410A | 2.7 | Residential & Commercial | Ducted CEE Tier 1
213781687 | Central HP <5.4 tons | HEIL | HRCU-A-CB (Split System: Heat Pump with Remote Outdoor Unit-Air-Source) | HVH837GKA2* |  |  | EA*4X61L24A*+WALLCON | *97CMN1002122B* | 33200 | 17.5 | 8.5 | 32000 | 24800 | 77.5% | 2 | 0 | 11.7 |  |  |  | No | R-410A | 2.7667 | Residential & Commercial | Ducted CEE Tier 1
213782087 | Central HP <5.4 tons | HEIL | HRCU-A-CB (Split System: Heat Pump with Remote Outdoor Unit-Air-Source) | HVH837GKA2* |  |  | EHD4X48AAL+WALLCON | *80CTL0902120B* | 32600 | 16.5 | 8.1 | 33000 | 24800 | 75.15% | 1.96 | 0 | 11 |  |  |  | No | R-410A | 2.7167 | Residential & Commercial | Ducted CEE Tier 1
215319043 | Central HP <5.4 tons | KENMORE | HRCU-A-CB (Split System: Heat Pump with Remote Outdoor Unit-Air-Source) | D5CUHAH48AAK |  |  | D5FUHAH60XAK |  | 48000 | 17.5 | 9.5 | 48000 | 48000 | 100% | 2 | 0 | 12 |  |  |  | No | R-454B | 4 | Residential & Commercial | Ducted CEE Tier 1
213780117 | Central HP <5.4 tons | HEIL | HRCU-A-CB (Split System: Heat Pump with Remote Outdoor Unit-Air-Source) | HVH837GKA** |  |  | EHD4X42AAL+WALLCON | *96CTN1002122B* | 32600 | 16.5 | 8.1 | 33000 | 24600 | 74.55% | 1.94 | 0 | 11 |  |  |  | No | R-410A | 2.7167 | Residential & Commercial | Ducted CEE Tier 1
213780167 | Central HP <5.4 tons | HEIL | HRCU-A-CB (Split System: Heat Pump with Remote Outdoor Unit-Air-Source) | HVH837GKA** |  |  | EHD4X48AAL+WALLCON | *80CTL0901716B* | 32400 | 16.5 | 8.1 | 33000 | 24800 | 75.15% | 1.96 | 0 | 11 |  |  |  | No | R-410A | 2.7 | Residential & Commercial | Ducted CEE Tier 1
207455216 | Central HP <5.4 tons | LENNOX | HRCU-A-CB (Split System: Heat Pump with Remote Outdoor Unit-Air-Source) | SL25XPV-036-230A** | ADP |  | LH35/38X9 | SL297UH080NV60C* | 33600 | 21 | 8.6 | 32800 | 26200 | 79.88% | 1.8 | 14 | 13 |  |  |  | No | R-410A | 2.8 | Residential & Commercial | Ducted CEE Tier 1
214848912 | Central HP <5.4 tons | YORK | HRCU-A-CB (Split System: Heat Pump with Remote Outdoor Unit-Air-Source) | HH824E2S11 | ADP |  | H,YG8J*36+TXV | Y91E040A10SMPS1 | 22600 | 17 | 8.45 | 21400 | 17400 | 81.31% | 1.98 | 0 | 11.7 |  |  |  | No | R-454B | 1.8833 | Residential & Commercial | Ducted CEE Tier 1
214848961 | Central HP <5.4 tons | YORK | HRCU-A-CB (Split System: Heat Pump with Remote Outdoor Unit-Air-Source) | HH824E2S11 | ADP |  | H,YG35*36+TXV-BLEED | TM9E060A10MP12 | 23000 | 17 | 9 | 21400 | 17700 | 82.71% | 2 | 0 | 11 |  |  |  | No | R-454B | 1.9167 | Residential & Commercial | Ducted CEE Tier 1
206133309 | Central HP <5.4 tons | COMFORTMAKER | HRCU-A-CB (Split System: Heat Pump with Remote Outdoor Unit-Air-Source) | CVH825GKA2* |  |  | EA*4X24L17A*+WALLCON | *80CSU0601716A* | 23200 | 16.5 | 8.1 | 22000 | 16800 | 76.36% | 1.9 | 11 | 10.5 |  |  |  | No | R-410A | 1.9333 | Residential & Commercial | Ducted CEE Tier 1
206133329 | Central HP <5.4 tons | COMFORTMAKER | HRCU-A-CB (Split System: Heat Pump with Remote Outdoor Unit-Air-Source) | CVH825GKA2* |  |  | EA*4X25L17A*+WALLCON | *80CSU0601716A* | 24400 | 16.5 | 8.1 | 21200 | 16700 | 78.77% | 2.02 | 11.5 | 11 |  |  |  | No | R-410A | 2.0333 | Residential & Commercial | Ducted CEE Tier 1
213779617 | Central HP <5.4 tons | HEIL | HRCU-A-CB (Split System: Heat Pump with Remote Outdoor Unit-Air-Source) | HVH837GKA** |  |  | EA*4X60L24A*+WALLCON | *96CTN1202422B* | 32800 | 17.5 | 8.1 | 31800 | 24600 | 77.36% | 1.98 | 0 | 11.5 |  |  |  | No | R-410A | 2.7333 | Residential & Commercial | Ducted CEE Tier 1
213779647 | Central HP <5.4 tons | HEIL | HRCU-A-CB (Split System: Heat Pump with Remote Outdoor Unit-Air-Source) | HVH837GKA** |  |  | EA*4X61L21A*+WALLCON | *80CTL0901716B* | 33200 | 17.5 | 8.1 | 32000 | 24800 | 77.5% | 1.98 | 0 | 11.5 |  |  |  | No | R-410A | 2.7667 | Residential & Commercial | Ducted CEE Tier 1
213780267 | Central HP <5.4 tons | HEIL | HRCU-A-CB (Split System: Heat Pump with Remote Outdoor Unit-Air-Source) | HVH837GKA** |  |  | EHD4X48AAL+WALLCON | *96CTN0801714B* | 32600 | 16.5 | 8.1 | 33000 | 25000 | 75.76% | 1.94 | 0 | 11 |  |  |  | No | R-410A | 2.7167 | Residential & Commercial | Ducted CEE Tier 1
213782357 | Central HP <5.4 tons | HEIL | HRCU-A-CB (Split System: Heat Pump with Remote Outdoor Unit-Air-Source) | HVH837GKA2* |  |  | EHD4X60AAL+WALLCON | *96CTN1202422B* | 33000 | 16.5 | 8.1 | 32200 | 24800 | 77.02% | 2 | 0 | 11.5 |  |  |  | No | R-410A | 2.75 | Residential & Commercial | Ducted CEE Tier 1
204300204 | Central HP <5.4 tons | COMFORTMAKER | HRCU-A-CB (Split System: Heat Pump with Remote Outdoor Unit-Air-Source) | CVH837GKA** |  |  | EHD4X36AAL+WALLCON | *80CTL0901716A* | 32400 | 17 | 8.1 | 33200 | 24600 | 74.1% | 1.94 | 12 | 11 |  |  |  | No | R-410A | 2.7 | Residential & Commercial | Ducted CEE Tier 1
204300304 | Central HP <5.4 tons | COMFORTMAKER | HRCU-A-CB (Split System: Heat Pump with Remote Outdoor Unit-Air-Source) | CVH837GKA** |  |  | EHD4X42AAL+WALLCON | *96CTN1202422A* | 32600 | 17 | 8.1 | 33000 | 24800 | 75.15% | 1.96 | 11 | 11 |  |  |  | No | R-410A | 2.7167 | Residential & Commercial | Ducted CEE Tier 1
204300604 | Central HP <5.4 tons | COMFORTMAKER | HRCU-A-CB (Split System: Heat Pump with Remote Outdoor Unit-Air-Source) | CVH837GKA** |  |  | EHD4X48AAL+WALLCON | *97CMN0602120A* | 32400 | 16.5 | 8.1 | 33200 | 25200 | 75.9% | 1.94 | 11.5 | 11 |  |  |  | No | R-410A | 2.7 | Residential & Commercial | Ducted CEE Tier 1
206135717 | Central HP <5.4 tons | COMFORTMAKER | HRCU-A-CB (Split System: Heat Pump with Remote Outdoor Unit-Air-Source) | CVH837GKA** |  |  | EA*4X42L24A*+WALLCON | *80CSU1002120A* | 31800 | 17 | 8.1 | 33200 | 24400 | 73.49% | 1.88 | 11.5 | 11 |  |  |  | No | R-410A | 2.65 | Residential & Commercial | Ducted CEE Tier 1
206135969 | Central HP <5.4 tons | COMFORTMAKER | HRCU-A-CB (Split System: Heat Pump with Remote Outdoor Unit-Air-Source) | CVH837GKA** |  |  | EHD4X42AAL+WALLCON | *80CSU0401712A* | 32400 | 16.5 | 8.1 | 33200 | 24800 | 74.7% | 1.94 | 11.5 | 11 |  |  |  | No | R-410A | 2.7 | Residential & Commercial | Ducted CEE Tier 1
212603175 | Central HP <5.4 tons | DAY & NIGHT | HRCU-A-CB (Split System: Heat Pump with Remote Outdoor Unit-Air-Source) | DLCURAH24ABK | ADP |  | PL36H175P159 | *92ESN0801716A* | 24200 | 17 | 8.1 | 24600 | 22400 | 91.06% | 1.88 | 0 | 10.5 |  |  |  | No | R-410A | 2.0167 | Residential & Commercial | Ducted CEE Tier 1
216440010 | Central HP <5.4 tons | TRANE | HRCU-A-CB (Split System: Heat Pump with Remote Outdoor Unit-Air-Source) | 5TWV0X36A1 |  |  | 5PX*B004AS3 | L8V1A060U3VSB+LRP | 34000 | 18.6 | 9.7 | 31800 | 25000 | 78.62% | 2.1 | 0 | 11.7 |  |  |  | No | R-454B | 2.8333 | Residential & Commercial | Ducted CEE Tier 1
216440046 | Central HP <5.4 tons | TRANE | HRCU-A-CB (Split System: Heat Pump with Remote Outdoor Unit-Air-Source) | 5TWV0X36A1 |  |  | 5PX*B006AS3 | *DHMB080CCV3+LRP | 33000 | 17.6 | 9.7 | 31600 | 24600 | 77.85% | 2.1 | 0 | 11.5 |  |  |  | No | R-454B | 2.75 | Residential & Commercial | Ducted CEE Tier 1
216440078 | Central HP <5.4 tons | TRANE | HRCU-A-CB (Split System: Heat Pump with Remote Outdoor Unit-Air-Source) | 5TWV0X36A1 |  |  | 5PX*C007AS3 | S9V2C100U5VSB+LRP | 34400 | 20 | 9.4 | 32600 | 24200 | 74.23% | 2.1 | 0 | 12.7 |  |  |  | No | R-454B | 2.8667 | Residential & Commercial | Ducted CEE Tier 1
215933183 | Central HP <5.4 tons | TEMPSTAR | HRCU-A-CB (Split System: Heat Pump with Remote Outdoor Unit-Air-Source) | T5H3V36*K*AAA* |  |  | ESH5X36M12A*+WALLCON | *97CMN0602120B* | 33000 | 18.5 | 9 | 35400 | 27200 | 76.84% | 1.92 | 0 | 11 |  |  |  | No | R-454B | 2.75 | Residential & Commercial | Ducted CEE Tier 1
215933253 | Central HP <5.4 tons | TEMPSTAR | HRCU-A-CB (Split System: Heat Pump with Remote Outdoor Unit-Air-Source) | T5H3V36*K*AAA* |  |  | ESH5X36M12A*+WALLCON | *96CTN0801714B* | 33000 | 18.5 | 9 | 35200 | 27000 | 76.7% | 1.92 | 0 | 11 |  |  |  | No | R-454B | 2.75 | Residential & Commercial | Ducted CEE Tier 1
213433271 | Central HP <5.4 tons | DIYCOOL | HRCU-A-CB (Split System: Heat Pump with Remote Outdoor Unit-Air-Source) | ACIQ-18-HPB |  |  | ACIQ-18W-P |  | 18000 | 17 | 9.5 | 19000 | 18000 | 94.74% | 2 | 0 | 12.4 |  |  |  | No | R-410A | 1.5 | Residential & Commercial | Ducted CEE Tier 1
213079012 | Central HP <5.4 tons | AIRQUEST | HRCU-A-CB (Split System: Heat Pump with Remote Outdoor Unit-Air-Source) | DLCURAH36ABK |  |  | EA*4X43L21A* | *80MSU0401712A* | 36600 | 16 | 8.5 | 38500 | 34800 | 90.39% | 2.08 | 0 | 10 |  |  |  | No | R-410A | 3.05 | Residential & Commercial | Ducted CEE Tier 1
213078208 | Central HP <5.4 tons | AIRQUEST | HRCU-A-CB (Split System: Heat Pump with Remote Outdoor Unit-Air-Source) | DLCURAH36ABK |  |  | EA*4X43L21A* | *80MS(N,L)0702116A* | 36400 | 16 | 8.5 | 38000 | 34800 | 91.58% | 2.06 | 0 | 10 |  |  |  | No | R-410A | 3.0333 | Residential & Commercial | Ducted CEE Tier 1
213607744 | Central HP <5.4 tons | HEIL | HRCU-A-CB (Split System: Heat Pump with Remote Outdoor Unit-Air-Source) | DLCURAH36ABK |  |  | FTMA4B48L0C* |  | 36400 | 17 | 9 | 37200 | 34600 | 93.01% | 2.08 | 0 | 10 |  |  |  | No | R-410A | 3.0333 | Residential & Commercial | Ducted CEE Tier 1
211228693 | Central HP <5.4 tons | AIRQUEST | HRCU-A-CB (Split System: Heat Pump with Remote Outdoor Unit-Air-Source) | DLCURAH36ABK |  |  | EA*4X43L21A* | OMV112K14A | 36200 | 15.5 | 8.5 | 38500 | 34800 | 90.39% | 2.06 | 0 | 10 |  |  |  | No | R-410A | 3.0167 | Residential & Commercial | Ducted CEE Tier 1
213164378 | Central HP <5.4 tons | YORK | HRCU-A-CB (Split System: Heat Pump with Remote Outdoor Unit-Air-Source) | HMH72B341 | ADP |  | CX363B935+AEF48BXP* |  | 33400 | 18 | 8.55 | 31600 | 22800 | 72.15% | 1.98 | 0 | 10 |  |  |  | No | R-410A | 2.7833 | Residential & Commercial | Ducted CEE Tier 1
213492145 | Central HP <5.4 tons | DIYCOOL | HRCU-A-C (Split System: Heat Pump with Remote Outdoor Unit with No Indoor Fan --Air Source) | ACIQ-18-HPB |  |  | ACIQ-24-ACL |  | 18000 | 16.1 | 9.5 | 19000 | 15000 | 78.95% | 2.2 | 11.6 | 11.7 |  |  |  | No | R-410A | 1.5 | Residential & Commercial | Ducted CEE Tier 1
214596001 | Central HP <5.4 tons | AIRQUEST | HRCU-A-C (Split System: Heat Pump with Remote Outdoor Unit with No Indoor Fan --Air Source) | DLCURAH18ABK | ADP |  | H,PG33936+TD |  | 18000 | 16 | 9.5 | 17400 | 14600 | 83.91% | 2.2 | 0 | 11.7 |  |  |  | No | R-410A | 1.5 | Residential & Commercial | Ducted CEE Tier 1
214596003 | Central HP <5.4 tons | AIRQUEST | HRCU-A-C (Split System: Heat Pump with Remote Outdoor Unit with No Indoor Fan --Air Source) | DLCURAH18ABK | ADP |  | H,PG35936+TD |  | 18000 | 16 | 9.5 | 17400 | 14600 | 83.91% | 2.2 | 0 | 11.7 |  |  |  | No | R-410A | 1.5 | Residential & Commercial | Ducted CEE Tier 1
214596004 | Central HP <5.4 tons | AIRQUEST | HRCU-A-C (Split System: Heat Pump with Remote Outdoor Unit with No Indoor Fan --Air Source) | DLCURAH18ABK | ADP |  | H,PG7J936+TD |  | 18000 | 16 | 9.5 | 17400 | 14600 | 83.91% | 2.2 | 0 | 11.7 |  |  |  | No | R-410A | 1.5 | Residential & Commercial | Ducted CEE Tier 1
213433268 | Central HP <5.4 tons | DIYCOOL | HRCU-A-CB (Split System: Heat Pump with Remote Outdoor Unit-Air-Source) | ACIQ-24-HPB |  |  | ACIQ-24W-WM |  | 24000 | 17.5 | 10.5 | 26000 | 24000 | 92.31% | 2 | 0 | 11.7 |  |  |  | No | R-410A | 2 | Residential & Commercial | Ducted CEE Tier 1
211228840 | Central HP <5.4 tons | AIRQUEST | HRCU-A-CB (Split System: Heat Pump with Remote Outdoor Unit-Air-Source) | DLCURAH36ABK |  |  | EA*4X48L21A* | *80VSL0702120A* | 35800 | 16 | 8.5 | 38500 | 34600 | 89.87% | 2.04 | 0 | 10 |  |  |  | No | R-410A | 2.9833 | Residential & Commercial | Ducted CEE Tier 1
211228925 | Central HP <5.4 tons | AIRQUEST | HRCU-A-CB (Split System: Heat Pump with Remote Outdoor Unit-Air-Source) | DLCURAH36ABK |  |  | EA*4X48L21A* | *80VTL1102122A* | 36800 | 16 | 8.5 | 38500 | 34800 | 90.39% | 2.1 | 0 | 10 |  |  |  | No | R-410A | 3.0667 | Residential & Commercial | Ducted CEE Tier 1
213079144 | Central HP <5.4 tons | AIRQUEST | HRCU-A-CB (Split System: Heat Pump with Remote Outdoor Unit-Air-Source) | DLCURAH36ABK |  |  | EA*4X48L21A* | *80MSU0601716A* | 35600 | 16.5 | 8.5 | 37800 | 34600 | 91.53% | 2.06 | 0 | 10 |  |  |  | No | R-410A | 2.9667 | Residential & Commercial | Ducted CEE Tier 1
214389404 | Central HP <5.4 tons | BRYANT HEATING AND COOLING SYSTEMS | HRCU-A-CB (Split System: Heat Pump with Remote Outdoor Unit-Air-Source) | 284ANV036*0**B* |  |  | CNPV*3621AL*+UI | 986TD66100C21*** | 32400 | 18.5 | 9 | 38500 | 27000 | 70.13% | 1.92 | 0 | 11.7 |  |  |  | No | R-410A | 2.7 | Residential & Commercial | Ducted CEE Tier 1
214389420 | Central HP <5.4 tons | BRYANT HEATING AND COOLING SYSTEMS | HRCU-A-CB (Split System: Heat Pump with Remote Outdoor Unit-Air-Source) | 284ANV036*0**B* |  |  | CNPV*4221AL*+UI | 986TD42080C17*** | 33000 | 18.5 | 9 | 38000 | 26800 | 70.53% | 1.96 | 0 | 11.7 |  |  |  | No | R-410A | 2.75 | Residential & Commercial | Ducted CEE Tier 1
213079180 | Central HP <5.4 tons | AIRQUEST | HRCU-A-CB (Split System: Heat Pump with Remote Outdoor Unit-Air-Source) | DLCURAH36ABK |  |  | EN(A,D,W)4X48L21** | *80MSU0601716A* | 35800 | 16.5 | 8.1 | 38500 | 34800 | 90.39% | 2 | 0 | 10 |  |  |  | No | R-410A | 2.9833 | Residential & Commercial | Ducted CEE Tier 1
207497902 | Central HP <5.4 tons | ACD | HRCU-A-CB (Split System: Heat Pump with Remote Outdoor Unit-Air-Source) | FXD-ACD36 |  |  | AH236 |  | 34000 | 16 | 9 | 35000 | 28000 | 80% | 1.8 | 10 | 10 |  |  |  | No | R-410A | 2.8333 | Residential & Commercial | Ducted CEE Tier 1
211229410 | Central HP <5.4 tons | AIRQUEST | HRCU-A-CB (Split System: Heat Pump with Remote Outdoor Unit-Air-Source) | DLCURAH36ABK |  |  | EA*4X48L24A* | *80VTL1102122A* | 36800 | 16 | 8.5 | 38500 | 34800 | 90.39% | 2.1 | 0 | 10 |  |  |  | No | R-410A | 3.0667 | Residential & Commercial | Ducted CEE Tier 1
211228524 | Central HP <5.4 tons | DAY & NIGHT | HRCU-A-CB (Split System: Heat Pump with Remote Outdoor Unit-Air-Source) | DLCURAH36ABK |  |  | EA*4X43L21A* | *95ESN1002122A* | 37400 | 15.5 | 8.5 | 39000 | 35000 | 89.74% | 2.16 | 0 | 10 |  |  |  | No | R-410A | 3.1167 | Residential & Commercial | Ducted CEE Tier 1
212380563 | Central HP <5.4 tons | CARRIER | HRCU-A-CB (Split System: Heat Pump with Remote Outdoor Unit-Air-Source) | 25VNA424A*031* | ADP |  | V,C36H175P159 | 59MN7B060C17**14 | 23200 | 19 | 8.1 | 25200 | 19600 | 77.78% | 2.42 | 0 | 12.5 |  |  |  | No | R-410A | 1.9333 | Residential & Commercial | Ducted CEE Tier 1
212380581 | Central HP <5.4 tons | CARRIER | HRCU-A-CB (Split System: Heat Pump with Remote Outdoor Unit-Air-Source) | 25VNA424A*031* | ADP |  | C36A***L159 | 59MN7B080C17**14 | 23400 | 20 | 8.5 | 25000 | 19500 | 78% | 2.44 | 0 | 13 |  |  |  | No | R-410A | 1.95 | Residential & Commercial | Ducted CEE Tier 1
212380599 | Central HP <5.4 tons | CARRIER | HRCU-A-CB (Split System: Heat Pump with Remote Outdoor Unit-Air-Source) | 25VNA424A*031* | ADP |  | PL36H175P149 | 59TN6B080C17**14 | 23400 | 20 | 8.5 | 25000 | 19500 | 78% | 2.44 | 0 | 13 |  |  |  | No | R-410A | 1.95 | Residential & Commercial | Ducted CEE Tier 1
212394335 | Central HP <5.4 tons | DIYCOOL | HRCU-A-C (Split System: Heat Pump with Remote Outdoor Unit with No Indoor Fan --Air Source) | ACIQ-30-HPB |  |  | ACIQ-30-ACL |  | 30000 | 15.5 | 9.7 | 33000 | 27000 | 81.82% | 1.85 | 10.7 | 10.5 |  |  |  | No | R-410A | 2.5 | Residential & Commercial | Ducted CEE Tier 1
211229527 | Central HP <5.4 tons | DAY & NIGHT | HRCU-A-CB (Split System: Heat Pump with Remote Outdoor Unit-Air-Source) | DLCURAH36ABK |  |  | EA*4X48L24A* | *95ESN1402422A* | 37400 | 15.2 | 8.5 | 39500 | 35000 | 88.61% | 2.12 | 0 | 10 |  |  |  | No | R-410A | 3.1167 | Residential & Commercial | Ducted CEE Tier 1
211230011 | Central HP <5.4 tons | DAY & NIGHT | HRCU-A-CB (Split System: Heat Pump with Remote Outdoor Unit-Air-Source) | DLCURAH36ABK |  |  | EN(A,D,W)4X48L21** | *80VSL0902120A* | 35800 | 16.5 | 8.1 | 38500 | 34800 | 90.39% | 2 | 0 | 10 |  |  |  | No | R-410A | 2.9833 | Residential & Commercial | Ducted CEE Tier 1
213079312 | Central HP <5.4 tons | AIRQUEST | HRCU-A-CB (Split System: Heat Pump with Remote Outdoor Unit-Air-Source) | DLCURAH36ABK |  |  | EN(A,D,W)4X48L21** | *80MSU0802120A* | 35800 | 17 | 8.1 | 38000 | 34800 | 91.58% | 2.04 | 0 | 10.5 |  |  |  | No | R-410A | 2.9833 | Residential & Commercial | Ducted CEE Tier 1
213738501 | Central HP <5.4 tons | DAY & NIGHT | HRCU-A-CB (Split System: Heat Pump with Remote Outdoor Unit-Air-Source) | DLCURAH36ABK | ADP |  | FG80936 | *80MSU0401712A* | 35800 | 16 | 8.5 | 36800 | 34600 | 94.02% | 2 | 0 | 10 |  |  |  | No | R-410A | 2.9833 | Residential & Commercial | Ducted CEE Tier 1
213077529 | Central HP <5.4 tons | CARRIER | HRCU-A-CB (Split System: Heat Pump with Remote Outdoor Unit-Air-Source) | 38MURAQ36AB3* |  |  | CAP**4821AL* | 59TP6C080V21**20 | 36200 | 16 | 8.5 | 38000 | 34800 | 91.58% | 2.04 | 0 | 10 |  |  |  | No | R-410A | 3.0167 | Residential & Commercial | Ducted CEE Tier 1
212862169 | Central HP <5.4 tons | GE Appliances | HRCU-A-C (Split System: Heat Pump with Remote Outdoor Unit with No Indoor Fan --Air Source) | AUH4860ZGDA* | ADP |  | HE51948+TD |  | 47000 | 15.2 | 8.45 | 46000 | 33200 | 72.17% | 1.78 | 0 | 10 |  |  |  | No | R-410A | 3.9167 | Residential & Commercial | Ducted CEE Tier 1
212862166 | Central HP <5.4 tons | GE Appliances | HRCU-A-C (Split System: Heat Pump with Remote Outdoor Unit with No Indoor Fan --Air Source) | AUH4860ZGDA* | ADP |  | HE50948+TD |  | 47000 | 15.2 | 8.4 | 46000 | 33200 | 72.17% | 1.78 | 0 | 10 |  |  |  | No | R-410A | 3.9167 | Residential & Commercial | Ducted CEE Tier 1
215289570 | Central HP <5.4 tons | AIRQUEST | HRCU-A-CB (Split System: Heat Pump with Remote Outdoor Unit-Air-Source) | DLCURAH18ABK | ADP |  | HG32924 | *92MSN0401712A* | 16500 | 15.2 | 8.5 | 16500 | 18400 | 111.5% | 2.24 | 0 | 10 |  |  |  | No | R-410A | 1.375 | Residential & Commercial | Ducted CEE Tier 1
215289620 | Central HP <5.4 tons | AIRQUEST | HRCU-A-CB (Split System: Heat Pump with Remote Outdoor Unit-Air-Source) | DLCURAH18ABK | ADP |  | H,GG33936 | *92MSN0601412A* | 17400 | 16 | 8.5 | 16900 | 18800 | 111.2% | 2.3 | 0 | 11 |  |  |  | No | R-410A | 1.45 | Residential & Commercial | Ducted CEE Tier 1
215289621 | Central HP <5.4 tons | AIRQUEST | HRCU-A-CB (Split System: Heat Pump with Remote Outdoor Unit-Air-Source) | DLCURAH18ABK | ADP |  | HG33936 | *92MSN0601412A* | 17400 | 16 | 8.5 | 16900 | 18800 | 111.2% | 2.3 | 0 | 11 |  |  |  | No | R-410A | 1.45 | Residential & Commercial | Ducted CEE Tier 1
215289639 | Central HP <5.4 tons | AIRQUEST | HRCU-A-CB (Split System: Heat Pump with Remote Outdoor Unit-Air-Source) | DLCURAH18ABK | ADP |  | HG8J936 | *92MSN0601412A* | 17500 | 16 | 8.5 | 16900 | 18800 | 111.2% | 2.3 | 0 | 11 |  |  |  | No | R-410A | 1.4583 | Residential & Commercial | Ducted CEE Tier 1
215289653 | Central HP <5.4 tons | AIRQUEST | HRCU-A-CB (Split System: Heat Pump with Remote Outdoor Unit-Air-Source) | DLCURAH18ABK | ADP |  | HG31930 | *92MSN0601714A* | 16900 | 16 | 8.5 | 16900 | 19000 | 112.4% | 2.34 | 0 | 10 |  |  |  | No | R-410A | 1.4083 | Residential & Commercial | Ducted CEE Tier 1
215289654 | Central HP <5.4 tons | AIRQUEST | HRCU-A-CB (Split System: Heat Pump with Remote Outdoor Unit-Air-Source) | DLCURAH18ABK | ADP |  | H,GE31924 | *92MSN0601714A* | 16900 | 16 | 8.5 | 16900 | 19000 | 112.4% | 2.34 | 0 | 10 |  |  |  | No | R-410A | 1.4083 | Residential & Commercial | Ducted CEE Tier 1
215319033 | Central HP <5.4 tons | KENMORE | HRCU-A-CB (Split System: Heat Pump with Remote Outdoor Unit-Air-Source) | D5CUHAH60AAK |  |  | D5FUAAH60XAK |  | 54000 | 16 | 9 | 56000 | 52000 | 92.86% | 1.8 | 0 | 10 |  |  |  | No | R-454B | 4.5 | Residential & Commercial | Ducted CEE Tier 1
211260577 | Central HP <5.4 tons | AIRQUEST | HRCU-A-CB (Split System: Heat Pump with Remote Outdoor Unit-Air-Source) | DLCURAH18ABK |  |  | EA*4X24L17A* | *92ESN0601412A* | 18100 | 16 | 9 | 19000 | 18800 | 98.95% | 2.28 | 0 | 10.5 |  |  |  | No | R-410A | 1.5083 | Residential & Commercial | Ducted CEE Tier 1
215289655 | Central HP <5.4 tons | AIRQUEST | HRCU-A-CB (Split System: Heat Pump with Remote Outdoor Unit-Air-Source) | DLCURAH18ABK | ADP |  | H,GE31930 | *92MSN0601714A* | 16900 | 16 | 8.5 | 16900 | 19000 | 112.4% | 2.34 | 0 | 10 |  |  |  | No | R-410A | 1.4083 | Residential & Commercial | Ducted CEE Tier 1
215289672 | Central HP <5.4 tons | AIRQUEST | HRCU-A-CB (Split System: Heat Pump with Remote Outdoor Unit-Air-Source) | DLCURAH18ABK | ADP |  | HE34936 | *92MSN0601714A* | 17500 | 16 | 8.5 | 16900 | 18800 | 111.2% | 2.3 | 0 | 10.5 |  |  |  | No | R-410A | 1.4583 | Residential & Commercial | Ducted CEE Tier 1
215289687 | Central HP <5.4 tons | AIRQUEST | HRCU-A-CB (Split System: Heat Pump with Remote Outdoor Unit-Air-Source) | DLCURAH18ABK | ADP |  | H,GG9J936 | *92MSN0601714A* | 17500 | 16 | 8.5 | 16900 | 18800 | 111.2% | 2.3 | 0 | 10.5 |  |  |  | No | R-410A | 1.4583 | Residential & Commercial | Ducted CEE Tier 1
215289704 | Central HP <5.4 tons | AIRQUEST | HRCU-A-CB (Split System: Heat Pump with Remote Outdoor Unit-Air-Source) | DLCURAH18ABK | ADP |  | H,GG32936 | *92MSN0801716A* | 17400 | 16 | 8.5 | 17100 | 18700 | 109.4% | 2.3 | 0 | 10.5 |  |  |  | No | R-410A | 1.45 | Residential & Commercial | Ducted CEE Tier 1
211261767 | Central HP <5.4 tons | DAY & NIGHT | HRCU-A-CB (Split System: Heat Pump with Remote Outdoor Unit-Air-Source) | DLCURAH18ABK |  |  | EA*4X30L17A* | *80VTL0451412A* | 17800 | 16.5 | 8.5 | 18300 | 18500 | 101.1% | 2.22 | 0 | 10.5 |  |  |  | No | R-410A | 1.4833 | Residential & Commercial | Ducted CEE Tier 1
212603191 | Central HP <5.4 tons | DAY & NIGHT | HRCU-A-CB (Split System: Heat Pump with Remote Outdoor Unit-Air-Source) | DLCURAH24ABK | ADP |  | FG35936 | *95ESN0801716A* | 24800 | 15.2 | 8.5 | 25200 | 21600 | 85.71% | 1.8 | 0 | 10 |  |  |  | No | R-410A | 2.0667 | Residential & Commercial | Ducted CEE Tier 1
213780837 | Central HP <5.4 tons | HEIL | HRCU-A-CB (Split System: Heat Pump with Remote Outdoor Unit-Air-Source) | HVH837GKA2* |  |  | EA*4X36L21A*+WALLCON | *96CTN1002122B* | 31600 | 17 | 8.1 | 32800 | 24200 | 73.78% | 1.86 | 0 | 11 |  |  |  | No | R-410A | 2.6333 | Residential & Commercial | Ducted CEE Tier 1
213780887 | Central HP <5.4 tons | HEIL | HRCU-A-CB (Split System: Heat Pump with Remote Outdoor Unit-Air-Source) | HVH837GKA2* |  |  | EA*4X37L21A*+WALLCON | *80CTL1102120B* | 33000 | 17 | 8.5 | 32800 | 25000 | 76.22% | 1.98 | 0 | 11.5 |  |  |  | No | R-410A | 2.75 | Residential & Commercial | Ducted CEE Tier 1
213781037 | Central HP <5.4 tons | HEIL | HRCU-A-CB (Split System: Heat Pump with Remote Outdoor Unit-Air-Source) | HVH837GKA2* |  |  | EA*4X42L21A*+WALLCON | *97CMN0801714B* | 31600 | 16.5 | 8.1 | 33400 | 24600 | 73.65% | 1.86 | 0 | 10.5 |  |  |  | No | R-410A | 2.6333 | Residential & Commercial | Ducted CEE Tier 1
204299920 | Central HP <5.4 tons | COMFORTMAKER | HRCU-A-CB (Split System: Heat Pump with Remote Outdoor Unit-Air-Source) | CVH837GKA** |  |  | EN(A,D)4X48L24**+WALLCON | *97CMN1002122A* | 32400 | 17.5 | 8.1 | 33000 | 24800 | 75.15% | 1.96 | 12 | 11.7 |  |  |  | No | R-410A | 2.7 | Residential & Commercial | Ducted CEE Tier 1
204300154 | Central HP <5.4 tons | COMFORTMAKER | HRCU-A-CB (Split System: Heat Pump with Remote Outdoor Unit-Air-Source) | CVH837GKA** |  |  | EHD4X36AAL+WALLCON | *97CMN1002122A* | 32200 | 16.5 | 8.1 | 33200 | 24800 | 74.7% | 1.94 | 11.5 | 11 |  |  |  | No | R-410A | 2.6833 | Residential & Commercial | Ducted CEE Tier 1
213781537 | Central HP <5.4 tons | HEIL | HRCU-A-CB (Split System: Heat Pump with Remote Outdoor Unit-Air-Source) | HVH837GKA2* |  |  | EA*4X61L21A*+WALLCON | *80CTL0451712B* | 33000 | 17 | 8.1 | 32400 | 25200 | 77.78% | 1.94 | 0 | 11 |  |  |  | No | R-410A | 2.75 | Residential & Commercial | Ducted CEE Tier 1
215933533 | Central HP <5.4 tons | TEMPSTAR | HRCU-A-CB (Split System: Heat Pump with Remote Outdoor Unit-Air-Source) | T5H3V36*K*AAA* |  |  | ESH5X48M12A*+WALLCON | *80CSU1002120A* | 33600 | 19.5 | 9 | 34800 | 26600 | 76.44% | 1.94 | 0 | 11.5 |  |  |  | No | R-454B | 2.8 | Residential & Commercial | Ducted CEE Tier 1
215932683 | Central HP <5.4 tons | TEMPSTAR | HRCU-A-CB (Split System: Heat Pump with Remote Outdoor Unit-Air-Source) | T5H3V36*K*AAA* |  |  | EA*5X61M21A*+WALLCON | *80CSU1002120A* | 34400 | 20 | 9 | 34600 | 26200 | 75.72% | 1.94 | 0 | 11.7 |  |  |  | No | R-454B | 2.8667 | Residential & Commercial | Ducted CEE Tier 1
211257771 | Central HP <5.4 tons | CARRIER | HRCU-A-CB (Split System: Heat Pump with Remote Outdoor Unit-Air-Source) | 38MURAQ18AB3* |  |  | CAP**2414AL* | 59TP6B040V14**10 | 17300 | 16 | 8.5 | 18300 | 19200 | 104.9% | 2.3 | 0 | 10.5 |  |  |  | No | R-410A | 1.4417 | Residential & Commercial | Ducted CEE Tier 1
211257789 | Central HP <5.4 tons | CARRIER | HRCU-A-CB (Split System: Heat Pump with Remote Outdoor Unit-Air-Source) | 38MURAQ18AB3* |  |  | CAP**2417AL* | 59SU5A040E17**12 | 17600 | 16 | 8.5 | 18500 | 19100 | 103.2% | 2.3 | 0 | 10.5 |  |  |  | No | R-410A | 1.4667 | Residential & Commercial | Ducted CEE Tier 1
211257870 | Central HP <5.4 tons | CARRIER | HRCU-A-CB (Split System: Heat Pump with Remote Outdoor Unit-Air-Source) | 38MURAQ18AB3* |  |  | CAP**2517AL* | 59SC2D060E17**14 | 18300 | 16.5 | 8.5 | 18000 | 17500 | 97.22% | 2.12 | 0 | 11 |  |  |  | No | R-410A | 1.525 | Residential & Commercial | Ducted CEE Tier 1
211257888 | Central HP <5.4 tons | CARRIER | HRCU-A-CB (Split System: Heat Pump with Remote Outdoor Unit-Air-Source) | 38MURAQ18AB3* |  |  | CAP**3014AL* | 59SC5B060E14**12 | 17900 | 16 | 8.5 | 18500 | 18500 | 100% | 2.22 | 0 | 10.5 |  |  |  | No | R-410A | 1.4917 | Residential & Commercial | Ducted CEE Tier 1
214389303 | Central HP <5.4 tons | BRYANT HEATING AND COOLING SYSTEMS | HRCU-A-CB (Split System: Heat Pump with Remote Outdoor Unit-Air-Source) | 284ANV036*0**B* |  |  | CNPV*4824AL*+UI | 88*TB60090C21*** | 33600 | 19.5 | 9 | 36600 | 26000 | 71.04% | 2.04 | 0 | 12.5 |  |  |  | No | R-410A | 2.8 | Residential & Commercial | Ducted CEE Tier 1
214389418 | Central HP <5.4 tons | BRYANT HEATING AND COOLING SYSTEMS | HRCU-A-CB (Split System: Heat Pump with Remote Outdoor Unit-Air-Source) | 284ANV036*0**B* |  |  | CNPV*4221AL*+UI | 986TD42060C17*** | 32600 | 18.5 | 9 | 38000 | 26800 | 70.53% | 1.96 | 0 | 11.5 |  |  |  | No | R-410A | 2.7167 | Residential & Commercial | Ducted CEE Tier 1
207455383 | Central HP <5.4 tons | LENNOX | HRCU-A-CB (Split System: Heat Pump with Remote Outdoor Unit-Air-Source) | SL25XPV-048-230A** | ADP |  | LH40/61W9 | SL280UH090V60C* | 45000 | 21 | 9.2 | 43500 | 36800 | 84.6% | 1.84 | 12.5 | 12.5 |  |  |  | No | R-410A | 3.75 | Residential & Commercial | Ducted CEE Tier 1
212380995 | Central HP <5.4 tons | CARRIER | HRCU-A-CB (Split System: Heat Pump with Remote Outdoor Unit-Air-Source) | 25VNA448A*031* | ADP |  | C60A***L199 | 59MN7B100C21**22 | 45000 | 21 | 8.5 | 44000 | 35800 | 81.36% | 2.36 | 0 | 12 |  |  |  | No | R-410A | 3.75 | Residential & Commercial | Ducted CEE Tier 1
214389299 | Central HP <5.4 tons | BRYANT HEATING AND COOLING SYSTEMS | HRCU-A-CB (Split System: Heat Pump with Remote Outdoor Unit-Air-Source) | 284ANV036*0**B* |  |  | CNPV*4821AL*+UI | 986TD42080C17*** | 33400 | 19 | 9 | 36800 | 26200 | 71.2% | 2.02 | 0 | 12 |  |  |  | No | R-410A | 2.7833 | Residential & Commercial | Ducted CEE Tier 1
204456566 | Central HP <5.4 tons | COMFORTMAKER | HRCU-A-CB (Split System: Heat Pump with Remote Outdoor Unit-Air-Source) | CVH825GKA2* |  |  | EA*4X30L17A*+WALLCON | *97CMN0801714A* | 23400 | 16 | 8.1 | 21600 | 16800 | 77.78% | 1.9 | 11 | 10.5 |  |  |  | No | R-410A | 1.95 | Residential & Commercial | Ducted CEE Tier 1
206133419 | Central HP <5.4 tons | COMFORTMAKER | HRCU-A-CB (Split System: Heat Pump with Remote Outdoor Unit-Air-Source) | CVH825GKA2* |  |  | EA*4X37L17A*+WALLCON | *80CSU0401712A* | 24200 | 17 | 8.1 | 21400 | 16700 | 78.04% | 2 | 11.5 | 11 |  |  |  | No | R-410A | 2.0167 | Residential & Commercial | Ducted CEE Tier 1
204456494 | Central HP <5.4 tons | COMFORTMAKER | HRCU-A-CB (Split System: Heat Pump with Remote Outdoor Unit-Air-Source) | CVH825GKA2* |  |  | EA*4X25L17A*+WALLCON | *80CTL0701412A* | 24400 | 17.5 | 8.5 | 21200 | 16600 | 78.3% | 2.02 | 11 | 11.5 |  |  |  | No | R-410A | 2.0333 | Residential & Commercial | Ducted CEE Tier 1
211261831 | Central HP <5.4 tons | DAY & NIGHT | HRCU-A-CB (Split System: Heat Pump with Remote Outdoor Unit-Air-Source) | DLCURAH18ABK |  |  | EA*4X30L17A* | *80VTL0701716A* | 17500 | 16.5 | 8.5 | 17900 | 18600 | 103.9% | 2.24 | 0 | 10.5 |  |  |  | No | R-410A | 1.4583 | Residential & Commercial | Ducted CEE Tier 1
211261898 | Central HP <5.4 tons | DAY & NIGHT | HRCU-A-CB (Split System: Heat Pump with Remote Outdoor Unit-Air-Source) | DLCURAH18ABK |  |  | EA*4X30L17A* | *95ESN0601412A* | 18000 | 16 | 8.5 | 18500 | 18500 | 100% | 2.22 | 0 | 10.5 |  |  |  | No | R-410A | 1.5 | Residential & Commercial | Ducted CEE Tier 1
215289720 | Central HP <5.4 tons | AIRQUEST | HRCU-A-CB (Split System: Heat Pump with Remote Outdoor Unit-Air-Source) | DLCURAH18ABK | ADP |  | H,GG36936 | *92MSN0801716A* | 17700 | 16 | 8.5 | 17100 | 18700 | 109.4% | 2.3 | 0 | 11 |  |  |  | No | R-410A | 1.475 | Residential & Commercial | Ducted CEE Tier 1
215289753 | Central HP <5.4 tons | AIRQUEST | HRCU-A-CB (Split System: Heat Pump with Remote Outdoor Unit-Air-Source) | DLCURAH18ABK | ADP |  | H,GE32936 | *96MSN0261410A* | 16900 | 20 | 8.1 | 16700 | 18800 | 112.6% | 2.3 | 0 | 10 |  |  |  | No | R-410A | 1.4083 | Residential & Commercial | Ducted CEE Tier 1
215289786 | Central HP <5.4 tons | AIRQUEST | HRCU-A-CB (Split System: Heat Pump with Remote Outdoor Unit-Air-Source) | DLCURAH18ABK | ADP |  | H,GG31924 | *96MSN0401410A* | 16800 | 16 | 8.5 | 16900 | 19100 | 113% | 2.34 | 0 | 10 |  |  |  | No | R-410A | 1.4 | Residential & Commercial | Ducted CEE Tier 1
215289787 | Central HP <5.4 tons | AIRQUEST | HRCU-A-CB (Split System: Heat Pump with Remote Outdoor Unit-Air-Source) | DLCURAH18ABK | ADP |  | H,GG31930 | *96MSN0401410A* | 16800 | 16 | 8.5 | 16900 | 19100 | 113% | 2.34 | 0 | 10 |  |  |  | No | R-410A | 1.4 | Residential & Commercial | Ducted CEE Tier 1
215289803 | Central HP <5.4 tons | AIRQUEST | HRCU-A-CB (Split System: Heat Pump with Remote Outdoor Unit-Air-Source) | DLCURAH18ABK | ADP |  | HE33936 | *96MSN0401410A* | 17400 | 16 | 8.5 | 16900 | 19100 | 113% | 2.34 | 0 | 10.5 |  |  |  | No | R-410A | 1.45 | Residential & Commercial | Ducted CEE Tier 1
215289821 | Central HP <5.4 tons | AIRQUEST | HRCU-A-CB (Split System: Heat Pump with Remote Outdoor Unit-Air-Source) | DLCURAH18ABK | ADP |  | HE8J936 | *96MSN0401410A* | 17400 | 16 | 8.5 | 16900 | 19100 | 113% | 2.34 | 0 | 10.5 |  |  |  | No | R-410A | 1.45 | Residential & Commercial | Ducted CEE Tier 1
211257890 | Central HP <5.4 tons | CARRIER | HRCU-A-CB (Split System: Heat Pump with Remote Outdoor Unit-Air-Source) | 38MURAQ18AB3* |  |  | CAP**3014AL* | 59TP6B040V14**10 | 17500 | 16 | 8.5 | 18100 | 18600 | 102.8% | 2.24 | 0 | 10.5 |  |  |  | No | R-410A | 1.4583 | Residential & Commercial | Ducted CEE Tier 1
211257904 | Central HP <5.4 tons | CARRIER | HRCU-A-CB (Split System: Heat Pump with Remote Outdoor Unit-Air-Source) | 38MURAQ18AB3* |  |  | CAP**3017AL* | 59SP6A040V14**10 | 17500 | 16 | 8.5 | 18100 | 18600 | 102.8% | 2.24 | 0 | 10.5 |  |  |  | No | R-410A | 1.4583 | Residential & Commercial | Ducted CEE Tier 1
211257906 | Central HP <5.4 tons | CARRIER | HRCU-A-CB (Split System: Heat Pump with Remote Outdoor Unit-Air-Source) | 38MURAQ18AB3* |  |  | CAP**3017AL* | 59SP6A060V14**12 | 18000 | 16 | 8.5 | 18600 | 18500 | 99.46% | 2.22 | 0 | 10.5 |  |  |  | No | R-410A | 1.5 | Residential & Commercial | Ducted CEE Tier 1
211257920 | Central HP <5.4 tons | CARRIER | HRCU-A-CB (Split System: Heat Pump with Remote Outdoor Unit-Air-Source) | 38MURAQ18AB3* |  |  | CAP**3017AL* | 58TP*A090V17**16 | 17800 | 16.5 | 8.5 | 18300 | 18500 | 101.1% | 2.22 | 0 | 10.5 |  |  |  | No | R-410A | 1.4833 | Residential & Commercial | Ducted CEE Tier 1
211257921 | Central HP <5.4 tons | CARRIER | HRCU-A-CB (Split System: Heat Pump with Remote Outdoor Unit-Air-Source) | 38MURAQ18AB3* |  |  | CAP**3017AL* | 59TP6B040V17**12 | 17900 | 15.5 | 8.5 | 18500 | 18500 | 100% | 2.22 | 0 | 10.5 |  |  |  | No | R-410A | 1.4917 | Residential & Commercial | Ducted CEE Tier 1
211257940 | Central HP <5.4 tons | CARRIER | HRCU-A-CB (Split System: Heat Pump with Remote Outdoor Unit-Air-Source) | 38MURAQ18AB3* |  |  | CAP**3017AL* | 59SC2D060E17**14 | 17900 | 16.5 | 8.5 | 18300 | 18500 | 101.1% | 2.22 | 0 | 10.5 |  |  |  | No | R-410A | 1.4917 | Residential & Commercial | Ducted CEE Tier 1
211257972 | Central HP <5.4 tons | CARRIER | HRCU-A-CB (Split System: Heat Pump with Remote Outdoor Unit-Air-Source) | 38MURAQ18AB3* |  |  | CNPV*2414AL* | 59SP6A060V14**12 | 17900 | 15.5 | 8.5 | 18800 | 18700 | 99.47% | 2.26 | 0 | 11 |  |  |  | No | R-410A | 1.4917 | Residential & Commercial | Ducted CEE Tier 1
215289889 | Central HP <5.4 tons | AIRQUEST | HRCU-A-CB (Split System: Heat Pump with Remote Outdoor Unit-Air-Source) | DLCURAH18ABK | ADP |  | HE32936 | *96MSN0601412A* | 17400 | 16 | 8.5 | 17000 | 19400 | 114.1% | 2.38 | 0 | 10.5 |  |  |  | No | R-410A | 1.45 | Residential & Commercial | Ducted CEE Tier 1
215289923 | Central HP <5.4 tons | AIRQUEST | HRCU-A-CB (Split System: Heat Pump with Remote Outdoor Unit-Air-Source) | DLCURAH18ABK | ADP |  | HG31930 | *96MSN0601716A* | 16900 | 15.2 | 8.5 | 16900 | 18600 | 110.1% | 2.28 | 0 | 10 |  |  |  | No | R-410A | 1.4083 | Residential & Commercial | Ducted CEE Tier 1
215289937 | Central HP <5.4 tons | AIRQUEST | HRCU-A-CB (Split System: Heat Pump with Remote Outdoor Unit-Air-Source) | DLCURAH18ABK | ADP |  | H,GE33936 | *96MSN0601716A* | 17100 | 16 | 8.5 | 16500 | 19000 | 115.2% | 2.32 | 0 | 10.5 |  |  |  | No | R-410A | 1.425 | Residential & Commercial | Ducted CEE Tier 1
215289955 | Central HP <5.4 tons | AIRQUEST | HRCU-A-CB (Split System: Heat Pump with Remote Outdoor Unit-Air-Source) | DLCURAH18ABK | ADP |  | H,GE8J936 | *96MSN0601716A* | 17100 | 16 | 8.5 | 16500 | 19000 | 115.2% | 2.32 | 0 | 10.5 |  |  |  | No | R-410A | 1.425 | Residential & Commercial | Ducted CEE Tier 1
215289970 | Central HP <5.4 tons | AIRQUEST | HRCU-A-CB (Split System: Heat Pump with Remote Outdoor Unit-Air-Source) | DLCURAH18ABK | ADP |  | H,GE31930 | *96MSN0801716A* | 17200 | 16 | 8.5 | 17000 | 19000 | 111.8% | 2.32 | 0 | 10 |  |  |  | No | R-410A | 1.4333 | Residential & Commercial | Ducted CEE Tier 1
215290003 | Central HP <5.4 tons | AIRQUEST | HRCU-A-CB (Split System: Heat Pump with Remote Outdoor Unit-Air-Source) | DLCURAH18ABK | ADP |  | HG9J936 | *96MSN0801716A* | 17600 | 16 | 8.5 | 17000 | 18700 | 110% | 2.3 | 0 | 11 |  |  |  | No | R-410A | 1.4667 | Residential & Commercial | Ducted CEE Tier 1
215290005 | Central HP <5.4 tons | AIRQUEST | HRCU-A-CB (Split System: Heat Pump with Remote Outdoor Unit-Air-Source) | DLCURAH18ABK | ADP |  | H,GG80936 | *96MSN0801716A* | 17600 | 16 | 8.5 | 17000 | 18700 | 110% | 2.3 | 0 | 11 |  |  |  | No | R-410A | 1.4667 | Residential & Commercial | Ducted CEE Tier 1
211257987 | Central HP <5.4 tons | CARRIER | HRCU-A-CB (Split System: Heat Pump with Remote Outdoor Unit-Air-Source) | 38MURAQ18AB3* |  |  | CNPV*2414AL* | 58S(B,C)*A070E14**12 | 17500 | 16 | 8.5 | 18400 | 18800 | 102.2% | 2.26 | 0 | 11 |  |  |  | No | R-410A | 1.4583 | Residential & Commercial | Ducted CEE Tier 1
211257988 | Central HP <5.4 tons | CARRIER | HRCU-A-CB (Split System: Heat Pump with Remote Outdoor Unit-Air-Source) | 38MURAQ18AB3* |  |  | CNPV*2417AL* | 58SP*A045V14**12 | 17700 | 16 | 8.5 | 18600 | 18800 | 101.1% | 2.26 | 0 | 10.5 |  |  |  | No | R-410A | 1.475 | Residential & Commercial | Ducted CEE Tier 1
211258073 | Central HP <5.4 tons | CARRIER | HRCU-A-CB (Split System: Heat Pump with Remote Outdoor Unit-Air-Source) | 38MURAQ18AB3* |  |  | CNPV*3017AL* | 58SU*A040E17**12 | 18600 | 16.5 | 8.5 | 19000 | 18200 | 95.79% | 2.2 | 0 | 11 |  |  |  | No | R-410A | 1.55 | Residential & Commercial | Ducted CEE Tier 1
215935303 | Central HP <5.4 tons | TEMPSTAR | HRCU-A-CB (Split System: Heat Pump with Remote Outdoor Unit-Air-Source) | T5H3V36*K*AAA* |  |  | EVM5X60M21A*+WALLCON | *97CMN1002122B* | 35600 | 22 | 8.5 | 38000 | 28600 | 75.26% | 2.02 | 0 | 12.5 |  |  |  | No | R-454B | 2.9667 | Residential & Commercial | Ducted CEE Tier 1
211261804 | Central HP <5.4 tons | CARRIER | HRCU-A-CB (Split System: Heat Pump with Remote Outdoor Unit-Air-Source) | 38MURAQ18AB3* |  |  | CAP**3017AL* | GG96VTAA48080B | 17600 | 16 | 8.5 | 18100 | 18600 | 102.8% | 2.24 | 0 | 10.5 |  |  |  | No | R-410A | 1.4667 | Residential & Commercial | Ducted CEE Tier 1
204456512 | Central HP <5.4 tons | COMFORTMAKER | HRCU-A-CB (Split System: Heat Pump with Remote Outdoor Unit-Air-Source) | CVH825GKA2* |  |  | EA*4X30L14A*+WALLCON | *80CTL0701412A* | 23400 | 17 | 8.1 | 21600 | 16700 | 77.31% | 1.92 | 11 | 11 |  |  |  | No | R-410A | 1.95 | Residential & Commercial | Ducted CEE Tier 1
204459236 | Central HP <5.4 tons | COMFORTMAKER | HRCU-A-CB (Split System: Heat Pump with Remote Outdoor Unit-Air-Source) | CVH825GKA2* |  |  | EHD4X30AAL+WALLCON | *80CTL0701412A* | 23800 | 16 | 8.1 | 21800 | 16700 | 76.61% | 1.98 | 11 | 10.5 |  |  |  | No | R-410A | 1.9833 | Residential & Commercial | Ducted CEE Tier 1
207454981 | Central HP <5.4 tons | LENNOX | HRCU-A-CB (Split System: Heat Pump with Remote Outdoor Unit-Air-Source) | SL25XPV-024-230A** | ADP |  | L*23/37Z9 | SLP99UH090XV48C* | 22200 | 21 | 9.4 | 19800 | 19600 | 98.99% | 1.9 | 14 | 14.5 |  |  |  | No | R-410A | 1.85 | Residential & Commercial | Ducted CEE Tier 1
207455301 | Central HP <5.4 tons | LENNOX | HRCU-A-CB (Split System: Heat Pump with Remote Outdoor Unit-Air-Source) | SL25XPV-024-230A** | ADP |  | LH35/36F9 | SL280UH080NV48B* | 22200 | 21 | 9.1 | 19800 | 20200 | 102% | 1.84 | 14 | 14 |  |  |  | No | R-410A | 1.85 | Residential & Commercial | Ducted CEE Tier 1
207455318 | Central HP <5.4 tons | LENNOX | HRCU-A-CB (Split System: Heat Pump with Remote Outdoor Unit-Air-Source) | SL25XPV-024-230A** | ADP |  | L*23/37Z9 | SL297UH040NV36B* | 22800 | 22 | 10 | 19600 | 19600 | 100% | 1.96 | 14 | 14.5 |  |  |  | No | R-410A | 1.9 | Residential & Commercial | Ducted CEE Tier 1
211258087 | Central HP <5.4 tons | CARRIER | HRCU-A-CB (Split System: Heat Pump with Remote Outdoor Unit-Air-Source) | 38MURAQ18AB3* |  |  | CNPV*3017AL* | 59TP6B060V14**12 | 18000 | 16 | 8.5 | 18600 | 18400 | 98.92% | 2.22 | 0 | 11 |  |  |  | No | R-410A | 1.5 | Residential & Commercial | Ducted CEE Tier 1
215934803 | Central HP <5.4 tons | TEMPSTAR | HRCU-A-CB (Split System: Heat Pump with Remote Outdoor Unit-Air-Source) | T5H3V36*K*AAA* |  |  | EVM5X44M21A*+WALLCON | *80CSU1002120A* | 35600 | 21.5 | 8.5 | 38000 | 28800 | 75.79% | 2.02 | 0 | 12 |  |  |  | No | R-454B | 2.9667 | Residential & Commercial | Ducted CEE Tier 1
215934903 | Central HP <5.4 tons | TEMPSTAR | HRCU-A-CB (Split System: Heat Pump with Remote Outdoor Unit-Air-Source) | T5H3V36*K*AAA* |  |  | EVM5X44M21A*+WALLCON | *97CMN0602120B* | 35400 | 21 | 8.5 | 38500 | 29000 | 75.32% | 2.02 | 0 | 12 |  |  |  | No | R-454B | 2.95 | Residential & Commercial | Ducted CEE Tier 1
215935053 | Central HP <5.4 tons | TEMPSTAR | HRCU-A-CB (Split System: Heat Pump with Remote Outdoor Unit-Air-Source) | T5H3V36*K*AAA* |  |  | EVM5X49M21A*+WALLCON | *80CTL1102120B* | 35600 | 22 | 8.5 | 38000 | 28400 | 74.74% | 2.02 | 0 | 12.5 |  |  |  | No | R-454B | 2.9667 | Residential & Commercial | Ducted CEE Tier 1
212555742 | Central HP <5.4 tons | DAY & NIGHT | HRCU-A-CB (Split System: Heat Pump with Remote Outdoor Unit-Air-Source) | CVH848GKA2* | ADP |  | FG49960 | *80CTL0902120A* | 45500 | 17 | 8.5 | 43500 | 34400 | 79.08% | 2 | 0 | 10 |  |  |  | No | R-410A | 3.7917 | Residential & Commercial | Ducted CEE Tier 1
212555756 | Central HP <5.4 tons | DAY & NIGHT | HRCU-A-CB (Split System: Heat Pump with Remote Outdoor Unit-Air-Source) | CVH848GKA2* | ADP |  | FG49960 | *97CMN1002122A* | 45500 | 17 | 8.5 | 43500 | 34400 | 79.08% | 2 | 0 | 10 |  |  |  | No | R-410A | 3.7917 | Residential & Commercial | Ducted CEE Tier 1
216439984 | Central HP <5.4 tons | TRANE | HRCU-A-CB (Split System: Heat Pump with Remote Outdoor Unit-Air-Source) | 5TWV0X24A1 |  |  | 5TXCB003AS3 | S9V2B040U3VSB+LRP | 20600 | 19 | 9.4 | 23800 | 17600 | 73.95% | 2.1 | 0 | 11.7 |  |  |  | No | R-454B | 1.7167 | Residential & Commercial | Ducted CEE Tier 1
214391152 | Central HP <5.4 tons | Breeze33 | HRCU-A-C (Split System: Heat Pump with Remote Outdoor Unit with No Indoor Fan --Air Source) | BZ33-INV30OUT2-J |  |  | BZ33-MSC36B-J |  | 29000 | 15.2 | 8.5 | 31000 | 22600 | 72.9% | 1.8 | 0 | 10 |  |  |  | No | R-410A | 2.4167 | Residential & Commercial | Ducted CEE Tier 1
214848986 | Central HP <5.4 tons | YORK | HRCU-A-CB (Split System: Heat Pump with Remote Outdoor Unit-Air-Source) | HH860E2S11 | ADP |  | H,YG84*60+TXV-BLEED | TM9E080C20MP12 | 53500 | 19 | 8.5 | 53000 | 39500 | 74.53% | 2 | 0 | 11 |  |  |  | No | R-454B | 4.4583 | Residential & Commercial | Ducted CEE Tier 1
214849004 | Central HP <5.4 tons | YORK | HRCU-A-CB (Split System: Heat Pump with Remote Outdoor Unit-Air-Source) | HH860E2S11 | ADP |  | H,YG84*60+TXV-BLEED | Y81E130D20SMPS1 | 54000 | 19 | 8.5 | 52500 | 39000 | 74.29% | 2 | 0 | 11.7 |  |  |  | No | R-454B | 4.5 | Residential & Commercial | Ducted CEE Tier 1
214849006 | Central HP <5.4 tons | YORK | HRCU-A-CB (Split System: Heat Pump with Remote Outdoor Unit-Air-Source) | HH860E2S11 | ADP |  | H,YG84*60+TXV-BLEED | Y91E080C20SMPS1 | 44500 | 18 | 8.5 | 44500 | 33000 | 74.16% | 2 | 0 | 12 |  |  |  | No | R-454B | 3.7083 | Residential & Commercial | Ducted CEE Tier 1
215835677 | Central HP <5.4 tons | TRANE | HRCU-A-CB (Split System: Heat Pump with Remote Outdoor Unit-Air-Source) | 5TWV8X24A1 |  |  | 5TEMCB02AV21+TDR |  | 22000 | 18.1 | 8.5 | 23000 | 17200 | 74.78% | 2 | 0 | 11.2 |  |  |  | No | R-454B | 1.8333 | Residential & Commercial | Ducted CEE Tier 1
213079412 | Central HP <5.4 tons | AIRQUEST | HRCU-A-CB (Split System: Heat Pump with Remote Outdoor Unit-Air-Source) | DLCURAH36ABK |  |  | EA*4X37L21A* | *92MSN0601714A* | 36600 | 16 | 8.5 | 38500 | 35000 | 90.91% | 2.06 | 0 | 10 |  |  |  | No | R-410A | 3.05 | Residential & Commercial | Ducted CEE Tier 1
211229187 | Central HP <5.4 tons | DAY & NIGHT | HRCU-A-CB (Split System: Heat Pump with Remote Outdoor Unit-Air-Source) | DLCURAH36ABK |  |  | EA*4X48L21A* | *96VTN1002122A* | 35800 | 16.5 | 8.5 | 37800 | 34600 | 91.53% | 2.04 | 0 | 10 |  |  |  | No | R-410A | 2.9833 | Residential & Commercial | Ducted CEE Tier 1
213079546 | Central HP <5.4 tons | AIRQUEST | HRCU-A-CB (Split System: Heat Pump with Remote Outdoor Unit-Air-Source) | DLCURAH36ABK |  |  | EA*4X37L21A* | *92MSN0801716A* | 36200 | 16.5 | 8.5 | 38000 | 34800 | 91.58% | 2.04 | 0 | 10 |  |  |  | No | R-410A | 3.0167 | Residential & Commercial | Ducted CEE Tier 1
216013772 | Central HP <5.4 tons | YORK | HRCU-A-CB (Split System: Heat Pump with Remote Outdoor Unit-Air-Source) | HH824E2S11 | ADP |  | V,Y36H175P13*+TXV-BLEED | Y91E060B12SMPS1 | 23000 | 17 | 9 | 21400 | 18200 | 85.05% | 2 | 0 | 11.7 |  |  |  | No | R-454B | 1.9167 | Residential & Commercial | Ducted CEE Tier 1
213771947 | Central HP <5.4 tons | HEIL | HRCU-A-CB (Split System: Heat Pump with Remote Outdoor Unit-Air-Source) | HVH825GKA2* |  |  | EHD4X30AAL+WALLCON | *80CTL0901716B* | 23800 | 16 | 8.1 | 21800 | 16800 | 77.06% | 1.96 | 0 | 10.5 |  |  |  | No | R-410A | 1.9833 | Residential & Commercial | Ducted CEE Tier 1
214848966 | Central HP <5.4 tons | YORK | HRCU-A-CB (Split System: Heat Pump with Remote Outdoor Unit-Air-Source) | HH824E2S11 | ADP |  | H,YG35*36+TXV-BLEED | TM9V080B12MP12 | 23000 | 17 | 9 | 21400 | 17300 | 80.84% | 2 | 0 | 12 |  |  |  | No | R-454B | 1.9167 | Residential & Commercial | Ducted CEE Tier 1
213781937 | Central HP <5.4 tons | HEIL | HRCU-A-CB (Split System: Heat Pump with Remote Outdoor Unit-Air-Source) | HVH837GKA2* |  |  | EHD4X42AAL+WALLCON | *80CTL1102120B* | 32600 | 16.5 | 8.1 | 32800 | 24600 | 75% | 1.94 | 0 | 11 |  |  |  | No | R-410A | 2.7167 | Residential & Commercial | Ducted CEE Tier 1
213781237 | Central HP <5.4 tons | HEIL | HRCU-A-CB (Split System: Heat Pump with Remote Outdoor Unit-Air-Source) | HVH837GKA2* |  |  | EA*4X43L21A*+WALLCON | *97CMN1002122B* | 33000 | 17 | 8.5 | 32600 | 25000 | 76.69% | 1.98 | 0 | 11.5 |  |  |  | No | R-410A | 2.75 | Residential & Commercial | Ducted CEE Tier 1
204298760 | Central HP <5.4 tons | COMFORTMAKER | HRCU-A-CB (Split System: Heat Pump with Remote Outdoor Unit-Air-Source) | CVH837GKA** |  |  | EA*4X36L21A*+WALLCON | *96CTN1002122A* | 31600 | 17 | 8.1 | 33200 | 24200 | 72.89% | 1.86 | 11 | 11 |  |  |  | No | R-410A | 2.6333 | Residential & Commercial | Ducted CEE Tier 1
204299310 | Central HP <5.4 tons | COMFORTMAKER | HRCU-A-CB (Split System: Heat Pump with Remote Outdoor Unit-Air-Source) | CVH837GKA** |  |  | EA*4X48L21A*+WALLCON | *96CTN1002122A* | 32400 | 17.5 | 8.5 | 32600 | 25000 | 76.69% | 1.98 | 12 | 11.7 |  |  |  | No | R-410A | 2.7 | Residential & Commercial | Ducted CEE Tier 1
204299880 | Central HP <5.4 tons | COMFORTMAKER | HRCU-A-CB (Split System: Heat Pump with Remote Outdoor Unit-Air-Source) | CVH837GKA** |  |  | EN(A,D)4X48L24**+WALLCON | *80CTL0902120A* | 32400 | 17.5 | 8.1 | 33000 | 24800 | 75.15% | 1.96 | 12 | 11.7 |  |  |  | No | R-410A | 2.7 | Residential & Commercial | Ducted CEE Tier 1
211245884 | Central HP <5.4 tons | AIRQUEST | HRCU-A-CB (Split System: Heat Pump with Remote Outdoor Unit-Air-Source) | DLCURAH24ABK |  |  | FMA4X24**AL* |  | 23600 | 17 | 9 | 27200 | 25600 | 94.12% | 2.14 | 0 | 10 |  |  |  | No | R-410A | 1.9667 | Residential & Commercial | Ducted CEE Tier 1
215290021 | Central HP <5.4 tons | AIRQUEST | HRCU-A-CB (Split System: Heat Pump with Remote Outdoor Unit-Air-Source) | DLCURAH18ABK | ADP |  | H,GE32930 | *96VTN0401410A* | 17100 | 16 | 8.5 | 16700 | 18800 | 112.6% | 2.3 | 0 | 10 |  |  |  | No | R-410A | 1.425 | Residential & Commercial | Ducted CEE Tier 1
215290039 | Central HP <5.4 tons | AIRQUEST | HRCU-A-CB (Split System: Heat Pump with Remote Outdoor Unit-Air-Source) | DLCURAH18ABK | ADP |  | H,GE7J936 | *96VTN0401410A* | 17200 | 16 | 8.5 | 16700 | 18800 | 112.6% | 2.3 | 0 | 10 |  |  |  | No | R-410A | 1.4333 | Residential & Commercial | Ducted CEE Tier 1
215290071 | Central HP <5.4 tons | AIRQUEST | HRCU-A-CB (Split System: Heat Pump with Remote Outdoor Unit-Air-Source) | DLCURAH18ABK | ADP |  | HG34936 | *96VTN0401410B* | 17200 | 16 | 8.5 | 16600 | 19000 | 114.5% | 2.34 | 0 | 10 |  |  |  | No | R-410A | 1.4333 | Residential & Commercial | Ducted CEE Tier 1
215290087 | Central HP <5.4 tons | AIRQUEST | HRCU-A-CB (Split System: Heat Pump with Remote Outdoor Unit-Air-Source) | DLCURAH18ABK | ADP |  | HE8J936 | *96VTN0401410B* | 17100 | 16 | 8.5 | 16600 | 19000 | 114.5% | 2.34 | 0 | 10 |  |  |  | No | R-410A | 1.425 | Residential & Commercial | Ducted CEE Tier 1
215290088 | Central HP <5.4 tons | AIRQUEST | HRCU-A-CB (Split System: Heat Pump with Remote Outdoor Unit-Air-Source) | DLCURAH18ABK | ADP |  | H,GG9J936 | *96VTN0401410B* | 17200 | 16 | 8.5 | 16600 | 19000 | 114.5% | 2.34 | 0 | 10 |  |  |  | No | R-410A | 1.4333 | Residential & Commercial | Ducted CEE Tier 1
215290122 | Central HP <5.4 tons | AIRQUEST | HRCU-A-CB (Split System: Heat Pump with Remote Outdoor Unit-Air-Source) | DLCURAH18ABK | ADP |  | HE30924 | *96VTN0401712A* | 16900 | 15.2 | 8.5 | 17100 | 18400 | 107.6% | 2.26 | 0 | 10 |  |  |  | No | R-410A | 1.4083 | Residential & Commercial | Ducted CEE Tier 1
215290138 | Central HP <5.4 tons | AIRQUEST | HRCU-A-CB (Split System: Heat Pump with Remote Outdoor Unit-Air-Source) | DLCURAH18ABK | ADP |  | H,GG31924 | *96VTN0401712B* | 16900 | 15.2 | 8.5 | 17000 | 18800 | 110.6% | 2.3 | 0 | 10 |  |  |  | No | R-410A | 1.4083 | Residential & Commercial | Ducted CEE Tier 1
204299730 | Central HP <5.4 tons | COMFORTMAKER | HRCU-A-CB (Split System: Heat Pump with Remote Outdoor Unit-Air-Source) | CVH837GKA** |  |  | EN(A,D,W)4X48L21**+WALLCON | *80CTL0701716A* | 32400 | 17.5 | 8.1 | 33000 | 25000 | 75.76% | 1.94 | 12 | 11.5 |  |  |  | No | R-410A | 2.7 | Residential & Commercial | Ducted CEE Tier 1
204300434 | Central HP <5.4 tons | COMFORTMAKER | HRCU-A-CB (Split System: Heat Pump with Remote Outdoor Unit-Air-Source) | CVH837GKA** |  |  | EHD4X48AAL+WALLCON | *80CTL0701716A* | 32600 | 17 | 8.1 | 33200 | 25000 | 75.3% | 1.96 | 11.5 | 11 |  |  |  | No | R-410A | 2.7167 | Residential & Commercial | Ducted CEE Tier 1
211240946 | Central HP <5.4 tons | AIRQUEST | HRCU-A-CB (Split System: Heat Pump with Remote Outdoor Unit-Air-Source) | DLCURAH24ABK |  |  | EA*4X25L17A* | *80VTL0451412A* | 24800 | 17 | 8.5 | 25600 | 21200 | 82.81% | 1.78 | 0 | 10.5 |  |  |  | No | R-410A | 2.0667 | Residential & Commercial | Ducted CEE Tier 1
211240980 | Central HP <5.4 tons | AIRQUEST | HRCU-A-CB (Split System: Heat Pump with Remote Outdoor Unit-Air-Source) | DLCURAH24ABK |  |  | EA*4X25L17A* | *80VTL0701716A* | 24800 | 17 | 8.5 | 25400 | 21200 | 83.46% | 1.78 | 0 | 10.5 |  |  |  | No | R-410A | 2.0667 | Residential & Commercial | Ducted CEE Tier 1
211241123 | Central HP <5.4 tons | AIRQUEST | HRCU-A-CB (Split System: Heat Pump with Remote Outdoor Unit-Air-Source) | DLCURAH24ABK |  |  | EA*4X25L17A* | *92ESN0601714A* | 25000 | 17 | 8.5 | 25600 | 21000 | 82.03% | 1.78 | 0 | 10.5 |  |  |  | No | R-410A | 2.0833 | Residential & Commercial | Ducted CEE Tier 1
211240414 | Central HP <5.4 tons | DAY & NIGHT | HRCU-A-CB (Split System: Heat Pump with Remote Outdoor Unit-Air-Source) | DLCURAH24ABK |  |  | EA*4X24L17A* | *96VSN0601412A* | 23200 | 16.5 | 8.5 | 26400 | 25600 | 96.97% | 2.14 | 0 | 10 |  |  |  | No | R-410A | 1.9333 | Residential & Commercial | Ducted CEE Tier 1
211240667 | Central HP <5.4 tons | DAY & NIGHT | HRCU-A-CB (Split System: Heat Pump with Remote Outdoor Unit-Air-Source) | DLCURAH24ABK |  |  | EA*4X24L17A* | *80ES(N,L)0901714A* | 24200 | 16.5 | 8.5 | 27000 | 23400 | 86.67% | 1.94 | 0 | 10 |  |  |  | No | R-410A | 2.0167 | Residential & Commercial | Ducted CEE Tier 1
211240768 | Central HP <5.4 tons | DAY & NIGHT | HRCU-A-CB (Split System: Heat Pump with Remote Outdoor Unit-Air-Source) | DLCURAH24ABK |  |  | EA*4X24L17A* | *80ESU0601716A | 24600 | 16.5 | 8.5 | 27200 | 23000 | 84.56% | 1.9 | 0 | 10 |  |  |  | No | R-410A | 2.05 | Residential & Commercial | Ducted CEE Tier 1
213080198 | Central HP <5.4 tons | AIRQUEST | HRCU-A-CB (Split System: Heat Pump with Remote Outdoor Unit-Air-Source) | DLCURAH36ABK |  |  | EA*4X48L21A* | *96MSN0802120A* | 36000 | 16 | 8.5 | 38000 | 34800 | 91.58% | 2.04 | 0 | 10 |  |  |  | No | R-410A | 3 | Residential & Commercial | Ducted CEE Tier 1
213080366 | Central HP <5.4 tons | AIRQUEST | HRCU-A-CB (Split System: Heat Pump with Remote Outdoor Unit-Air-Source) | DLCURAH36ABK |  |  | EN(A,D)4X48L24** | *96MSN1002120A* | 36000 | 16.5 | 8.1 | 38500 | 34800 | 90.39% | 2.02 | 0 | 10 |  |  |  | No | R-410A | 3 | Residential & Commercial | Ducted CEE Tier 1
215934193 | Central HP <5.4 tons | TEMPSTAR | HRCU-A-CB (Split System: Heat Pump with Remote Outdoor Unit-Air-Source) | T5H3V48*K*AAA* |  |  | EA*5X61M21A*+WALLCON | *80CTL0902120B* | 45500 | 21.5 | 9.5 | 48500 | 36600 | 75.46% | 2 | 0 | 11.5 |  |  |  | No | R-454B | 3.7917 | Residential & Commercial | Ducted CEE Tier 1
215449753 | Central HP <5.4 tons | Breeze33 | HRCU-A-CB (Split System: Heat Pump with Remote Outdoor Unit-Air-Source) | BZ33-HYP48OUT2-454-G3-P |  |  | BZ33-MSAHU48-454-G3-P |  | 48000 | 17 | 10.2 | 50000 | 46000 | 92% | 2 | 0 | 10 |  |  |  | No | R-454B | 4 | Residential & Commercial | Ducted CEE Tier 1
213164379 | Central HP <5.4 tons | YORK | HRCU-A-CB (Split System: Heat Pump with Remote Outdoor Unit-Air-Source) | HMH72B341 | ADP |  | CV367A9+AEF36AXP* |  | 34000 | 18 | 8.5 | 32200 | 23400 | 72.67% | 2.12 | 0 | 10 |  |  |  | No | R-410A | 2.8333 | Residential & Commercial | Ducted CEE Tier 1
214848928 | Central HP <5.4 tons | YORK | HRCU-A-CB (Split System: Heat Pump with Remote Outdoor Unit-Air-Source) | HH836E2S11 | ADP |  | H,YG36*36+TXV | Y91E100C16SMPS1 | 35000 | 18 | 8.1 | 31000 | 24200 | 78.06% | 2 | 0 | 11 |  |  |  | No | R-454B | 2.9167 | Residential & Commercial | Ducted CEE Tier 1
213433267 | Central HP <5.4 tons | DIYCOOL | HRCU-A-CB (Split System: Heat Pump with Remote Outdoor Unit-Air-Source) | ACIQ-18-HPB |  |  | ACIQ-18W-WM |  | 18000 | 19.3 | 10.8 | 19000 | 18800 | 98.95% | 2.3 | 0 | 12.1 |  |  |  | No | R-410A | 1.5 | Residential & Commercial | Ducted CEE Tier 1
213297677 | Central HP <5.4 tons | JOHNSON CONTROLS | HRCU-A-CB (Split System: Heat Pump with Remote Outdoor Unit-Air-Source) | HMH72B341 |  |  | XAFC30CXXN1+JMET12CS2N1+TXV |  | 33800 | 18.5 | 8.5 | 33000 | 23200 | 70.3% | 2.08 | 0 | 10 |  |  |  | No | R-410A | 2.8167 | Residential & Commercial | Ducted CEE Tier 1
210473445 | Central HP <5.4 tons | TEMPSTAR | HRCU-A-CB (Split System: Heat Pump with Remote Outdoor Unit-Air-Source) | TVH825GKA3* |  |  | EA*4X48L24A*+WALLCON | *95CSU0802120A* | 24200 | 17 | 8.1 | 21000 | 16500 | 78.57% | 2.02 | 0 | 11 |  |  |  | No | R-410A | 2.0167 | Residential & Commercial | Ducted CEE Tier 1
210474601 | Central HP <5.4 tons | TEMPSTAR | HRCU-A-CB (Split System: Heat Pump with Remote Outdoor Unit-Air-Source) | TVH825GKA3* |  |  | EHD4X48AAL+WALLCON | *97CMN1002122A* | 24200 | 16 | 8.1 | 21200 | 16700 | 78.77% | 2.04 | 0 | 11 |  |  |  | No | R-410A | 2.0167 | Residential & Commercial | Ducted CEE Tier 1
210474634 | Central HP <5.4 tons | TEMPSTAR | HRCU-A-CB (Split System: Heat Pump with Remote Outdoor Unit-Air-Source) | TVH825GKA3* |  |  | EHD4X48AAL+WALLCON | *80CTL0701412A* | 24400 | 17 | 8.1 | 21200 | 16500 | 77.83% | 2.02 | 0 | 11 |  |  |  | No | R-410A | 2.0333 | Residential & Commercial | Ducted CEE Tier 1
214396633 | Central HP <5.4 tons | JOHNSON CONTROLS | HRCU-A-CB (Split System: Heat Pump with Remote Outdoor Unit-Air-Source) | HH860E2S11 |  |  | CTM60C5CGS1 | TM8V100C16MP12 | 44000 | 18 | 9 | 44500 | 33600 | 75.51% | 2 | 0 | 11.7 |  |  |  | No | R-454B | 3.6667 | Residential & Commercial | Ducted CEE Tier 1
212380585 | Central HP <5.4 tons | CARRIER | HRCU-A-CB (Split System: Heat Pump with Remote Outdoor Unit-Air-Source) | 25VNA424A*031* | ADP |  | PL36H210P299 | 59TN6B060C17**14 | 24000 | 20 | 8.5 | 25000 | 19500 | 78% | 2.5 | 0 | 13 |  |  |  | No | R-410A | 2 | Residential & Commercial | Ducted CEE Tier 1
214848983 | Central HP <5.4 tons | YORK | HRCU-A-CB (Split System: Heat Pump with Remote Outdoor Unit-Air-Source) | HH860E2S11 | ADP |  | H,YG84*60+TXV-BLEED | TM8V100C20MP12 | 53000 | 19 | 8.5 | 52000 | 38500 | 74.04% | 2 | 0 | 11 |  |  |  | No | R-454B | 4.4167 | Residential & Commercial | Ducted CEE Tier 1
215735529 | Central HP <5.4 tons | YORK | HRCU-A-CB (Split System: Heat Pump with Remote Outdoor Unit-Air-Source) | HH860E2S11 | ADP |  | H,YE35*48+TXV-BLEED | TM9Y080C16MP11 | 43000 | 16 | 8.3 | 42500 | 33400 | 78.59% | 1.96 | 0 | 10.5 |  |  |  | No | R-454B | 3.5833 | Residential & Commercial | Ducted CEE Tier 1
207454720 | Central HP <5.4 tons | LENNOX | HRCU-A-CB (Split System: Heat Pump with Remote Outdoor Unit-Air-Source) | SL25XPV-024-230A** | ADP |  | LH35/38X9 | EL296UH090XV36C* | 22200 | 22 | 9.3 | 19800 | 19800 | 100% | 1.9 | 14 | 14.5 |  |  |  | No | R-410A | 1.85 | Residential & Commercial | Ducted CEE Tier 1
212985506 | Central HP <5.4 tons | CARRIER | HRCU-A-CB (Split System: Heat Pump with Remote Outdoor Unit-Air-Source) | 38MURAQ36AB3* |  |  | CAP**4821AL* | 59SC2E100M21**22 | 35800 | 16.5 | 8.5 | 37800 | 34600 | 91.53% | 2.02 | 0 | 10 |  |  |  | No | R-410A | 2.9833 | Residential & Commercial | Ducted CEE Tier 1
212386781 | Central HP <5.4 tons | Gibson | HRCU-A-C (Split System: Heat Pump with Remote Outdoor Unit with No Indoor Fan --Air Source) | GXH48-60MSK4DH |  |  | UE48X4AD |  | 47000 | 15.2 | 8.5 | 48000 | 33600 | 70% | 1.8 | 0 | 10 |  |  |  | No | R-410A | 3.9167 | Residential & Commercial | Ducted CEE Tier 1
213146427 | Central HP <5.4 tons | BRYANT HEATING AND COOLING SYSTEMS | HRCU-A-CB (Split System: Heat Pump with Remote Outdoor Unit-Air-Source) | 38MURAQ36AB3* | ADP |  | PL36H***P449+AEFE3A* |  | 36000 | 16 | 8.1 | 38000 | 35000 | 92.11% | 1.82 | 0 | 10 |  |  |  | No | R-410A | 3 | Residential & Commercial | Ducted CEE Tier 1
213078841 | Central HP <5.4 tons | CARRIER | HRCU-A-CB (Split System: Heat Pump with Remote Outdoor Unit-Air-Source) | 38MURAQ36AB3* |  |  | CAP**3717AL* | 58SU*B040M17**12 | 36000 | 15.5 | 8.5 | 38500 | 34800 | 90.39% | 2.02 | 0 | 10 |  |  |  | No | R-410A | 3 | Residential & Commercial | Ducted CEE Tier 1
213077597 | Central HP <5.4 tons | CARRIER | HRCU-A-CB (Split System: Heat Pump with Remote Outdoor Unit-Air-Source) | 38MURAQ36AB3* |  |  | CAP**3721AL* | 59TP6C100V21**20 | 36200 | 16.5 | 8.5 | 38000 | 34800 | 91.58% | 2.04 | 0 | 10 |  |  |  | No | R-410A | 3.0167 | Residential & Commercial | Ducted CEE Tier 1
214849002 | Central HP <5.4 tons | YORK | HRCU-A-CB (Split System: Heat Pump with Remote Outdoor Unit-Air-Source) | HH860E2S11 | ADP |  | H,YG84*60+TXV-BLEED | Y81E120C16SMPS1 | 44000 | 18 | 8.5 | 41500 | 32600 | 78.55% | 2 | 0 | 12 |  |  |  | No | R-454B | 3.6667 | Residential & Commercial | Ducted CEE Tier 1
215731545 | Central HP <5.4 tons | YORK | HRCU-A-CB (Split System: Heat Pump with Remote Outdoor Unit-Air-Source) | HH860E2S11 | ADP |  | H,YG54*48+TXV-BLEED | TM9Y100C16MP11 | 44000 | 17 | 8.5 | 42500 | 33400 | 78.59% | 2 | 0 | 11 |  |  |  | No | R-454B | 3.6667 | Residential & Commercial | Ducted CEE Tier 1
215731552 | Central HP <5.4 tons | YORK | HRCU-A-CB (Split System: Heat Pump with Remote Outdoor Unit-Air-Source) | HH860E2S11 | ADP |  | H,YG55*60+TXV | TM9Y100C16MP11 | 44000 | 17 | 8.5 | 42500 | 33400 | 78.59% | 2 | 0 | 11 |  |  |  | No | R-454B | 3.6667 | Residential & Commercial | Ducted CEE Tier 1
215731559 | Central HP <5.4 tons | YORK | HRCU-A-CB (Split System: Heat Pump with Remote Outdoor Unit-Air-Source) | HH860E2S11 | ADP |  | H,YG74*48+TXV-BLEED | TM9Y100C16MP11 | 44000 | 17 | 8.5 | 42500 | 33400 | 78.59% | 2 | 0 | 11 |  |  |  | No | R-454B | 3.6667 | Residential & Commercial | Ducted CEE Tier 1
215731570 | Central HP <5.4 tons | YORK | HRCU-A-CB (Split System: Heat Pump with Remote Outdoor Unit-Air-Source) | HH860E2S11 | ADP |  | H,YG37*60+TXV | TM9Y100C20MP11 | 51500 | 17 | 8.35 | 52500 | 39000 | 74.29% | 1.98 | 0 | 10.5 |  |  |  | No | R-454B | 4.2917 | Residential & Commercial | Ducted CEE Tier 1
215731579 | Central HP <5.4 tons | YORK | HRCU-A-CB (Split System: Heat Pump with Remote Outdoor Unit-Air-Source) | HH860E2S11 | ADP |  | H,YG55*60+TXV-BLEED | TM9Y100C20MP11 | 52500 | 18 | 8.5 | 52500 | 39000 | 74.29% | 2 | 0 | 11 |  |  |  | No | R-454B | 4.375 | Residential & Commercial | Ducted CEE Tier 1
215731654 | Central HP <5.4 tons | YORK | HRCU-A-CB (Split System: Heat Pump with Remote Outdoor Unit-Air-Source) | HH860E2S11 | ADP |  | H,YG72*60+TXV-BLEED | Y81E100C16SMPS1 | 44000 | 18 | 8.5 | 42000 | 32800 | 78.1% | 2 | 0 | 12 |  |  |  | No | R-454B | 3.6667 | Residential & Commercial | Ducted CEE Tier 1
215934553 | Central HP <5.4 tons | TEMPSTAR | HRCU-A-CB (Split System: Heat Pump with Remote Outdoor Unit-Air-Source) | T5H3V48*K*AAA* |  |  | ESH5X60M12A*+WALLCON | *80CSU1002120A* | 45000 | 20.5 | 9 | 48500 | 36600 | 75.46% | 1.82 | 0 | 11 |  |  |  | No | R-454B | 3.75 | Residential & Commercial | Ducted CEE Tier 1
215934003 | Central HP <5.4 tons | TEMPSTAR | HRCU-A-CB (Split System: Heat Pump with Remote Outdoor Unit-Air-Source) | T5H3V48*K*AAA* |  |  | EA*5X48M21A*+WALLCON | *80CTL0702120B* | 43500 | 20.5 | 9.5 | 48000 | 36600 | 76.25% | 2 | 0 | 10.5 |  |  |  | No | R-454B | 3.625 | Residential & Commercial | Ducted CEE Tier 1
215934516 | Central HP <5.4 tons | HEIL | HRCU-A-CB (Split System: Heat Pump with Remote Outdoor Unit-Air-Source) | H5H3V48*K*AAA* |  |  | ESH5X48M12A*+WALLCON | *96CTN0801714B* | 43000 | 19.5 | 8.5 | 49000 | 35400 | 72.24% | 1.8 | 0 | 11 |  |  |  | No | R-454B | 3.5833 | Residential & Commercial | Ducted CEE Tier 1
215934616 | Central HP <5.4 tons | HEIL | HRCU-A-CB (Split System: Heat Pump with Remote Outdoor Unit-Air-Source) | H5H3V48*K*AAA* |  |  | FCMA5B48L0C*+WALLCON |  | 45500 | 22 | 9.5 | 48500 | 36000 | 74.23% | 1.96 | 0 | 12 |  |  |  | No | R-454B | 3.7917 | Residential & Commercial | Ducted CEE Tier 1
212394336 | Central HP <5.4 tons | DIYCOOL | HRCU-A-C (Split System: Heat Pump with Remote Outdoor Unit with No Indoor Fan --Air Source) | ACIQ-36-HPB |  |  | ACIQ-36-ACL |  | 35000 | 15.2 | 10 | 39000 | 32000 | 82.05% | 2 | 10.2 | 10 |  |  |  | No | R-410A | 2.9167 | Residential & Commercial | Ducted CEE Tier 1
215932783 | Central HP <5.4 tons | TEMPSTAR | HRCU-A-CB (Split System: Heat Pump with Remote Outdoor Unit-Air-Source) | T5H3V36*K*AAA* |  |  | EA*5X61M21A*+WALLCON | *97CMN0601714B* | 34000 | 19.5 | 9 | 33800 | 25800 | 76.33% | 1.94 | 0 | 11 |  |  |  | No | R-454B | 2.8333 | Residential & Commercial | Ducted CEE Tier 1
215932883 | Central HP <5.4 tons | TEMPSTAR | HRCU-A-CB (Split System: Heat Pump with Remote Outdoor Unit-Air-Source) | T5H3V36*K*AAA* |  |  | EA*5X61M24A*+WALLCON | *80CTL1352422B* | 34600 | 20.5 | 9.5 | 34200 | 25800 | 75.44% | 2.06 | 0 | 12 |  |  |  | No | R-454B | 2.8833 | Residential & Commercial | Ducted CEE Tier 1
215933433 | Central HP <5.4 tons | TEMPSTAR | HRCU-A-CB (Split System: Heat Pump with Remote Outdoor Unit-Air-Source) | T5H3V36*K*AAA* |  |  | ESH5X42M12A*+WALLCON | *97CMN0802120B* | 33600 | 19 | 9 | 34800 | 26600 | 76.44% | 1.94 | 0 | 11.5 |  |  |  | No | R-454B | 2.8 | Residential & Commercial | Ducted CEE Tier 1
215934723 | Central HP <5.4 tons | TEMPSTAR | HRCU-A-CB (Split System: Heat Pump with Remote Outdoor Unit-Air-Source) | T5H3V36*K*AAA* |  |  | EVM5X36M17A*+WALLCON | *97CMN0601714B* | 34000 | 20 | 8.1 | 38000 | 27200 | 71.58% | 2 | 0 | 11 |  |  |  | No | R-454B | 2.8333 | Residential & Commercial | Ducted CEE Tier 1
215934753 | Central HP <5.4 tons | TEMPSTAR | HRCU-A-CB (Split System: Heat Pump with Remote Outdoor Unit-Air-Source) | T5H3V36*K*AAA* |  |  | EVM5X42M21A*+WALLCON | *96CTN0601714B* | 34000 | 20.5 | 8.1 | 38000 | 27000 | 71.05% | 1.95 | 0 | 11 |  |  |  | No | R-454B | 2.8333 | Residential & Commercial | Ducted CEE Tier 1
215933763 | Central HP <5.4 tons | TEMPSTAR | HRCU-A-CB (Split System: Heat Pump with Remote Outdoor Unit-Air-Source) | T5H3V36*K*AAA* |  |  | ESH5X60M12A*+WALLCON | *80CTL0701412B* | 34000 | 19.5 | 9 | 34800 | 26400 | 75.86% | 1.92 | 0 | 11 |  |  |  | No | R-454B | 2.8333 | Residential & Commercial | Ducted CEE Tier 1
213311979 | Central HP <5.4 tons | BRYANT HEATING AND COOLING SYSTEMS | HRCU-A-CB (Split System: Heat Pump with Remote Outdoor Unit-Air-Source) | 38MURAQ18AB3* | ADP |  | V36H***P429+CBPE3A* |  | 17800 | 15.5 | 9 | 17100 | 19400 | 113.5% | 2.4 | 0 | 10.5 |  |  |  | No | R-410A | 1.4833 | Residential & Commercial | Ducted CEE Tier 1
207455027 | Central HP <5.4 tons | LENNOX | HRCU-A-CB (Split System: Heat Pump with Remote Outdoor Unit-Air-Source) | SL25XPV-036-230A** | ADP |  | L*35/36U9 | EL296UH070XV36B* | 33800 | 21 | 8.8 | 33000 | 25800 | 78.18% | 1.82 | 13.5 | 13 |  |  |  | No | R-410A | 2.8167 | Residential & Commercial | Ducted CEE Tier 1
214671452 | Central HP <5.4 tons | LENNOX | HRCU-A-CB (Split System: Heat Pump with Remote Outdoor Unit-Air-Source) | SL25XPV-036-230A** | ADP |  | L*24/36Z9 | SL280UH080NV48B* | 34000 | 21 | 8.8 | 33800 | 27200 | 80.47% | 1.8 | 0 | 13 |  |  |  | No | R-410A | 2.8333 | Residential & Commercial | Ducted CEE Tier 1
214671453 | Central HP <5.4 tons | LENNOX | HRCU-A-CB (Split System: Heat Pump with Remote Outdoor Unit-Air-Source) | SL25XPV-036-230A** | ADP |  | L*29/36U9 | SL280UH090V36B* | 34000 | 22 | 8.8 | 32800 | 25600 | 78.05% | 1.84 | 0 | 13.5 |  |  |  | No | R-410A | 2.8333 | Residential & Commercial | Ducted CEE Tier 1
214671466 | Central HP <5.4 tons | LENNOX | HRCU-A-CB (Split System: Heat Pump with Remote Outdoor Unit-Air-Source) | SL25XPV-036-230A** | ADP |  | L*25/37Z9 | SL297UH060NV36B* | 33800 | 21 | 8.8 | 33000 | 25800 | 78.18% | 1.82 | 0 | 13 |  |  |  | No | R-410A | 2.8167 | Residential & Commercial | Ducted CEE Tier 1
214396697 | Central HP <5.4 tons | JOHNSON CONTROLS | HRCU-A-CB (Split System: Heat Pump with Remote Outdoor Unit-Air-Source) | HH824E2S11 |  |  | CTF30B5ACS1+JMC12B2SN1 |  | 23000 | 18 | 9.5 | 23000 | 19000 | 82.61% | 2 | 0 | 12 |  |  |  | No | R-454B | 1.9167 | Residential & Commercial | Ducted CEE Tier 1
207455038 | Central HP <5.4 tons | LENNOX | HRCU-A-CB (Split System: Heat Pump with Remote Outdoor Unit-Air-Source) | SL25XPV-036-230A** | ADP |  | LH23/37W9 | EL296UH090XV36C* | 34000 | 22 | 8.8 | 34000 | 27200 | 80% | 1.82 | 14 | 13 |  |  |  | No | R-410A | 2.8333 | Residential & Commercial | Ducted CEE Tier 1
207455052 | Central HP <5.4 tons | LENNOX | HRCU-A-CB (Split System: Heat Pump with Remote Outdoor Unit-Air-Source) | SL25XPV-036-230A** | ADP |  | L*35/36S9 | EL296UH090XV60C* | 33600 | 21 | 8.6 | 32800 | 26200 | 79.88% | 1.8 | 14 | 13 |  |  |  | No | R-410A | 2.8 | Residential & Commercial | Ducted CEE Tier 1
211230074 | Central HP <5.4 tons | AIRQUEST | HRCU-A-CB (Split System: Heat Pump with Remote Outdoor Unit-Air-Source) | DLCURAH36ABK |  |  | EN(A,D,W)4X48L21** | *80VTL0902120A* | 35800 | 16.5 | 8.1 | 38500 | 34800 | 90.39% | 2 | 0 | 10 |  |  |  | No | R-410A | 2.9833 | Residential & Commercial | Ducted CEE Tier 1
211230224 | Central HP <5.4 tons | AIRQUEST | HRCU-A-CB (Split System: Heat Pump with Remote Outdoor Unit-Air-Source) | DLCURAH36ABK |  |  | EN(A,D,W)4X48L21** | *96VSN0601714A* | 35600 | 15.5 | 8.1 | 38500 | 35000 | 90.91% | 2 | 0 | 10 |  |  |  | No | R-410A | 2.9667 | Residential & Commercial | Ducted CEE Tier 1
211230369 | Central HP <5.4 tons | AIRQUEST | HRCU-A-CB (Split System: Heat Pump with Remote Outdoor Unit-Air-Source) | DLCURAH36ABK |  |  | EN(A,D,W)4X48L21** | OMV098J12* | 35800 | 15.5 | 8.1 | 38500 | 35000 | 90.91% | 2 | 0 | 10 |  |  |  | No | R-410A | 2.9833 | Residential & Commercial | Ducted CEE Tier 1
211230619 | Central HP <5.4 tons | AIRQUEST | HRCU-A-CB (Split System: Heat Pump with Remote Outdoor Unit-Air-Source) | DLCURAH36ABK |  |  | EN(A,D)4X48L24** | *92ESN1002122A* | 37600 | 15.5 | 8.5 | 39500 | 35000 | 88.61% | 2.08 | 0 | 10.5 |  |  |  | No | R-410A | 3.1333 | Residential & Commercial | Ducted CEE Tier 1
216440262 | Central HP <5.4 tons | TRANE | HRCU-A-CB (Split System: Heat Pump with Remote Outdoor Unit-Air-Source) | 5TWV0X48A1 |  |  | 5PX*C009AS3 | S9V2C100U4VSB+LRP | 44500 | 20 | 9.7 | 46000 | 33000 | 71.74% | 2.1 | 0 | 12 |  |  |  | No | R-454B | 3.7083 | Residential & Commercial | Ducted CEE Tier 1
216440276 | Central HP <5.4 tons | TRANE | HRCU-A-CB (Split System: Heat Pump with Remote Outdoor Unit-Air-Source) | 5TWV0X48A1 |  |  | 5PX*D008AS3 | S9V2D120U5PSC+LRP | 44000 | 20 | 9.7 | 46500 | 33200 | 71.4% | 2.1 | 0 | 12 |  |  |  | No | R-454B | 3.6667 | Residential & Commercial | Ducted CEE Tier 1
211230457 | Central HP <5.4 tons | DAY & NIGHT | HRCU-A-CB (Split System: Heat Pump with Remote Outdoor Unit-Air-Source) | DLCURAH36ABK |  |  | EN(A,D)4X48L24** | *80ES(N,L)1102120A* | 36200 | 16.5 | 8.1 | 38500 | 34800 | 90.39% | 2.02 | 0 | 10.5 |  |  |  | No | R-410A | 3.0167 | Residential & Commercial | Ducted CEE Tier 1
211230502 | Central HP <5.4 tons | DAY & NIGHT | HRCU-A-CB (Split System: Heat Pump with Remote Outdoor Unit-Air-Source) | DLCURAH36ABK |  |  | EN(A,D)4X48L24** | *80VSL0702120A* | 36000 | 16 | 8.1 | 38500 | 34800 | 90.39% | 2.02 | 0 | 10 |  |  |  | No | R-410A | 3 | Residential & Commercial | Ducted CEE Tier 1
211230550 | Central HP <5.4 tons | DAY & NIGHT | HRCU-A-CB (Split System: Heat Pump with Remote Outdoor Unit-Air-Source) | DLCURAH36ABK |  |  | EN(A,D)4X48L24** | *80ESU1002120A* | 36200 | 16 | 8.1 | 38500 | 34800 | 90.39% | 2.02 | 0 | 10 |  |  |  | No | R-410A | 3.0167 | Residential & Commercial | Ducted CEE Tier 1
213738472 | Central HP <5.4 tons | DAY & NIGHT | HRCU-A-CB (Split System: Heat Pump with Remote Outdoor Unit-Air-Source) | DLCURAH36ABK | ADP |  | PL36H175P159 | *80MS(N,L)0701712A* | 35400 | 16 | 8.1 | 36800 | 34600 | 94.02% | 1.94 | 0 | 10 |  |  |  | No | R-410A | 2.95 | Residential & Commercial | Ducted CEE Tier 1
213738474 | Central HP <5.4 tons | DAY & NIGHT | HRCU-A-CB (Split System: Heat Pump with Remote Outdoor Unit-Air-Source) | DLCURAH36ABK | ADP |  | PL36H175P789 | *80MS(N,L)0701712A* | 35600 | 16 | 8.1 | 36800 | 34600 | 94.02% | 1.94 | 0 | 10 |  |  |  | No | R-410A | 2.9667 | Residential & Commercial | Ducted CEE Tier 1
215290140 | Central HP <5.4 tons | AIRQUEST | HRCU-A-CB (Split System: Heat Pump with Remote Outdoor Unit-Air-Source) | DLCURAH18ABK | ADP |  | HG31930 | *96VTN0401712B* | 16900 | 15.2 | 8.5 | 17000 | 18800 | 110.6% | 2.3 | 0 | 10 |  |  |  | No | R-410A | 1.4083 | Residential & Commercial | Ducted CEE Tier 1
215290154 | Central HP <5.4 tons | AIRQUEST | HRCU-A-CB (Split System: Heat Pump with Remote Outdoor Unit-Air-Source) | DLCURAH18ABK | ADP |  | H,GE33936 | *96VTN0401712B* | 17100 | 16 | 8.5 | 16600 | 19000 | 114.5% | 2.34 | 0 | 10.5 |  |  |  | No | R-410A | 1.425 | Residential & Commercial | Ducted CEE Tier 1
215290155 | Central HP <5.4 tons | AIRQUEST | HRCU-A-CB (Split System: Heat Pump with Remote Outdoor Unit-Air-Source) | DLCURAH18ABK | ADP |  | HE33936 | *96VTN0401712B* | 17100 | 16 | 8.5 | 16600 | 19000 | 114.5% | 2.34 | 0 | 10.5 |  |  |  | No | R-410A | 1.425 | Residential & Commercial | Ducted CEE Tier 1
215290187 | Central HP <5.4 tons | AIRQUEST | HRCU-A-CB (Split System: Heat Pump with Remote Outdoor Unit-Air-Source) | DLCURAH18ABK | ADP |  | HE31924 | *96VTN0601412A* | 17500 | 16 | 8.5 | 17200 | 18600 | 108.1% | 2.28 | 0 | 10 |  |  |  | No | R-410A | 1.4583 | Residential & Commercial | Ducted CEE Tier 1
215290188 | Central HP <5.4 tons | AIRQUEST | HRCU-A-CB (Split System: Heat Pump with Remote Outdoor Unit-Air-Source) | DLCURAH18ABK | ADP |  | HE31930 | *96VTN0601412A* | 17500 | 16 | 8.5 | 17200 | 18600 | 108.1% | 2.28 | 0 | 10 |  |  |  | No | R-410A | 1.4583 | Residential & Commercial | Ducted CEE Tier 1
215290189 | Central HP <5.4 tons | AIRQUEST | HRCU-A-CB (Split System: Heat Pump with Remote Outdoor Unit-Air-Source) | DLCURAH18ABK | ADP |  | H,GG32930 | *96VTN0601412A* | 17700 | 16 | 8.5 | 17200 | 18600 | 108.1% | 2.28 | 0 | 10 |  |  |  | No | R-410A | 1.475 | Residential & Commercial | Ducted CEE Tier 1
215290190 | Central HP <5.4 tons | AIRQUEST | HRCU-A-CB (Split System: Heat Pump with Remote Outdoor Unit-Air-Source) | DLCURAH18ABK | ADP |  | H,GG32936 | *96VTN0601412A* | 17700 | 16 | 8.5 | 17200 | 18600 | 108.1% | 2.28 | 0 | 10 |  |  |  | No | R-410A | 1.475 | Residential & Commercial | Ducted CEE Tier 1
215290220 | Central HP <5.4 tons | AIRQUEST | HRCU-A-CB (Split System: Heat Pump with Remote Outdoor Unit-Air-Source) | DLCURAH18ABK | ADP |  | H,GE22936 | *96VTN0601412B* | 16900 | 16 | 8.5 | 16900 | 19400 | 114.8% | 2.38 | 0 | 10 |  |  |  | No | R-410A | 1.4083 | Residential & Commercial | Ducted CEE Tier 1
213297627 | Central HP <5.4 tons | JOHNSON CONTROLS | HRCU-A-CB (Split System: Heat Pump with Remote Outdoor Unit-Air-Source) | HMH72B341 |  |  | XAHC36DBCN1 | Z8ES080C16LMPS1 | 34000 | 17.5 | 8.5 | 33400 | 23600 | 70.66% | 2.08 | 0 | 10 |  |  |  | No | R-410A | 2.8333 | Residential & Commercial | Ducted CEE Tier 1
213297077 | Central HP <5.4 tons | JOHNSON CONTROLS | HRCU-A-CB (Split System: Heat Pump with Remote Outdoor Unit-Air-Source) | HMH72B341 |  |  | XAFC36DBCN1 | Z8ET100C20LMPS1 | 34800 | 18.5 | 8.5 | 33400 | 23400 | 70.06% | 2.08 | 0 | 10 |  |  |  | No | R-410A | 2.9 | Residential & Commercial | Ducted CEE Tier 1
213296942 | Central HP <5.4 tons | JOHNSON CONTROLS | HRCU-A-CB (Split System: Heat Pump with Remote Outdoor Unit-Air-Source) | HMH72B341 |  |  | XAFC36DXXN1+TXV | Z8ES080C20LMPS1 | 34000 | 18 | 8.5 | 33400 | 24400 | 73.05% | 2.12 | 0 | 10 |  |  |  | No | R-410A | 2.8333 | Residential & Commercial | Ducted CEE Tier 1
213297192 | Central HP <5.4 tons | JOHNSON CONTROLS | HRCU-A-CB (Split System: Heat Pump with Remote Outdoor Unit-Air-Source) | HMH72B341 |  |  | XAFB30CXXN1+TXV | Z8ES040A12SMPS1 | 33200 | 18 | 8.5 | 33000 | 23400 | 70.91% | 2.06 | 0 | 10 |  |  |  | No | R-410A | 2.7667 | Residential & Commercial | Ducted CEE Tier 1
213297227 | Central HP <5.4 tons | JOHNSON CONTROLS | HRCU-A-CB (Split System: Heat Pump with Remote Outdoor Unit-Air-Source) | HMH72B341 |  |  | XAFB30CXXN1+JMET12BS2N1+TXV |  | 33200 | 18.5 | 8.5 | 33000 | 23200 | 70.3% | 2.06 | 0 | 10 |  |  |  | No | R-410A | 2.7667 | Residential & Commercial | Ducted CEE Tier 1
214848918 | Central HP <5.4 tons | YORK | HRCU-A-CB (Split System: Heat Pump with Remote Outdoor Unit-Air-Source) | HH836E2S11 | ADP |  | H,YG36*36+TXV | TM9E080C20MP12 | 33800 | 17 | 8.5 | 30400 | 25400 | 83.55% | 2 | 0 | 11 |  |  |  | No | R-454B | 2.8167 | Residential & Commercial | Ducted CEE Tier 1
214848925 | Central HP <5.4 tons | YORK | HRCU-A-CB (Split System: Heat Pump with Remote Outdoor Unit-Air-Source) | HH836E2S11 | ADP |  | H,YG36*36+TXV | TM9Y100C20MP11 | 33800 | 17 | 8.5 | 30800 | 25600 | 83.12% | 2 | 0 | 10 |  |  |  | No | R-454B | 2.8167 | Residential & Commercial | Ducted CEE Tier 1
215290254 | Central HP <5.4 tons | AIRQUEST | HRCU-A-CB (Split System: Heat Pump with Remote Outdoor Unit-Air-Source) | DLCURAH18ABK | ADP |  | H,GE7J924 | *96VTN0601412B* | 17300 | 16 | 8.5 | 16900 | 19400 | 114.8% | 2.38 | 0 | 10.5 |  |  |  | No | R-410A | 1.4417 | Residential & Commercial | Ducted CEE Tier 1
215290257 | Central HP <5.4 tons | AIRQUEST | HRCU-A-CB (Split System: Heat Pump with Remote Outdoor Unit-Air-Source) | DLCURAH18ABK | ADP |  | HG8J936 | *96VTN0601412B* | 17500 | 16 | 8.5 | 16900 | 18800 | 111.2% | 2.3 | 0 | 10.5 |  |  |  | No | R-410A | 1.4583 | Residential & Commercial | Ducted CEE Tier 1
215290371 | Central HP <5.4 tons | AIRQUEST | HRCU-A-CB (Split System: Heat Pump with Remote Outdoor Unit-Air-Source) | DLCURAH18ABK | ADP |  | HE33936 | *96VTN0801716A* | 17400 | 16 | 8.5 | 16700 | 18800 | 112.6% | 2.3 | 0 | 10.5 |  |  |  | No | R-410A | 1.45 | Residential & Commercial | Ducted CEE Tier 1
215290373 | Central HP <5.4 tons | AIRQUEST | HRCU-A-CB (Split System: Heat Pump with Remote Outdoor Unit-Air-Source) | DLCURAH18ABK | ADP |  | HG34936 | *96VTN0801716A* | 17400 | 16 | 8.5 | 16700 | 18800 | 112.6% | 2.3 | 0 | 10.5 |  |  |  | No | R-410A | 1.45 | Residential & Commercial | Ducted CEE Tier 1
215290388 | Central HP <5.4 tons | AIRQUEST | HRCU-A-CB (Split System: Heat Pump with Remote Outdoor Unit-Air-Source) | DLCURAH18ABK | ADP |  | H,GG9J936 | *96VTN0801716A* | 17400 | 16 | 8.5 | 16700 | 18800 | 112.6% | 2.3 | 0 | 10.5 |  |  |  | No | R-410A | 1.45 | Residential & Commercial | Ducted CEE Tier 1
215290406 | Central HP <5.4 tons | AIRQUEST | HRCU-A-CB (Split System: Heat Pump with Remote Outdoor Unit-Air-Source) | DLCURAH18ABK | ADP |  | HG32936 | *96VTN0801716B* | 17400 | 16 | 8.5 | 17100 | 18700 | 109.4% | 2.3 | 0 | 10.5 |  |  |  | No | R-410A | 1.45 | Residential & Commercial | Ducted CEE Tier 1
211260140 | Central HP <5.4 tons | AIRQUEST | HRCU-A-CB (Split System: Heat Pump with Remote Outdoor Unit-Air-Source) | DLCURAH18ABK |  |  | EA*4X24L14A* | *95ESN0601412A* | 17800 | 16 | 8.5 | 18700 | 19000 | 101.6% | 2.28 | 0 | 10.5 |  |  |  | No | R-410A | 1.4833 | Residential & Commercial | Ducted CEE Tier 1
215934253 | Central HP <5.4 tons | TEMPSTAR | HRCU-A-CB (Split System: Heat Pump with Remote Outdoor Unit-Air-Source) | T5H3V48*K*AAA* |  |  | EA*5X61M21A*+WALLCON | *97CMN0801714B* | 44500 | 20.5 | 9.5 | 49000 | 36600 | 74.69% | 2 | 0 | 11 |  |  |  | No | R-454B | 3.7083 | Residential & Commercial | Ducted CEE Tier 1
215934233 | Central HP <5.4 tons | TEMPSTAR | HRCU-A-CB (Split System: Heat Pump with Remote Outdoor Unit-Air-Source) | T5H3V48*K*AAA* |  |  | EA*5X61M21A*+WALLCON | *95CSU1002122B* | 45500 | 21.5 | 9.5 | 48500 | 36600 | 75.46% | 2 | 0 | 11.5 |  |  |  | No | R-454B | 3.7917 | Residential & Commercial | Ducted CEE Tier 1
215934433 | Central HP <5.4 tons | TEMPSTAR | HRCU-A-CB (Split System: Heat Pump with Remote Outdoor Unit-Air-Source) | T5H3V48*K*AAA* |  |  | ESH5X48M12A*+WALLCON | *80CSU1002120A* | 44000 | 20 | 9 | 48500 | 36600 | 75.46% | 1.8 | 0 | 10.5 |  |  |  | No | R-454B | 3.6667 | Residential & Commercial | Ducted CEE Tier 1
215934583 | Central HP <5.4 tons | TEMPSTAR | HRCU-A-CB (Split System: Heat Pump with Remote Outdoor Unit-Air-Source) | T5H3V48*K*AAA* |  |  | ESH5X60M12A*+WALLCON | *95CSU0601716B* | 44000 | 19.5 | 9 | 49000 | 36400 | 74.29% | 1.84 | 0 | 11 |  |  |  | No | R-454B | 3.6667 | Residential & Commercial | Ducted CEE Tier 1
215934483 | Central HP <5.4 tons | TEMPSTAR | HRCU-A-CB (Split System: Heat Pump with Remote Outdoor Unit-Air-Source) | T5H3V48*K*AAA* |  |  | ESH5X48M12A*+WALLCON | *80CTL1352422B* | 44500 | 20.5 | 9 | 48500 | 36400 | 75.05% | 1.82 | 0 | 11 |  |  |  | No | R-454B | 3.7083 | Residential & Commercial | Ducted CEE Tier 1
213738508 | Central HP <5.4 tons | DAY & NIGHT | HRCU-A-CB (Split System: Heat Pump with Remote Outdoor Unit-Air-Source) | DLCURAH36ABK | ADP |  | PL36H175P789 | *80VSL0451412B* | 35400 | 16 | 8.1 | 36800 | 34600 | 94.02% | 1.94 | 0 | 10 |  |  |  | No | R-410A | 2.95 | Residential & Commercial | Ducted CEE Tier 1
215933883 | Central HP <5.4 tons | TEMPSTAR | HRCU-A-CB (Split System: Heat Pump with Remote Outdoor Unit-Air-Source) | T5H3V36*K*AAA* |  |  | ESH5X60M12A*+WALLCON | *97CMN0801714B* | 34000 | 19 | 9 | 34800 | 26400 | 75.86% | 1.94 | 0 | 11 |  |  |  | No | R-454B | 2.8333 | Residential & Commercial | Ducted CEE Tier 1
215933933 | Central HP <5.4 tons | TEMPSTAR | HRCU-A-CB (Split System: Heat Pump with Remote Outdoor Unit-Air-Source) | T5H3V36*K*AAA* |  |  | ESH5X60M12A*+WALLCON | *96CTN0801714B* | 34000 | 19.5 | 9 | 34600 | 26400 | 76.3% | 1.94 | 0 | 11.5 |  |  |  | No | R-454B | 2.8333 | Residential & Commercial | Ducted CEE Tier 1
215934773 | Central HP <5.4 tons | TEMPSTAR | HRCU-A-CB (Split System: Heat Pump with Remote Outdoor Unit-Air-Source) | T5H3V36*K*AAA* |  |  | EVM5X43M21A*+WALLCON | *96CTN0601714B* | 34600 | 20.5 | 8.5 | 38000 | 27600 | 72.63% | 2.06 | 0 | 11.5 |  |  |  | No | R-454B | 2.8833 | Residential & Commercial | Ducted CEE Tier 1
215934873 | Central HP <5.4 tons | TEMPSTAR | HRCU-A-CB (Split System: Heat Pump with Remote Outdoor Unit-Air-Source) | T5H3V36*K*AAA* |  |  | EVM5X44M21A*+WALLCON | *95CSU0601716B* | 35400 | 21.5 | 8.5 | 38500 | 29000 | 75.32% | 2.02 | 0 | 12 |  |  |  | No | R-454B | 2.95 | Residential & Commercial | Ducted CEE Tier 1
215935223 | Central HP <5.4 tons | TEMPSTAR | HRCU-A-CB (Split System: Heat Pump with Remote Outdoor Unit-Air-Source) | T5H3V36*K*AAA* |  |  | EVM5X60M21A*+WALLCON | *80CTL0902120B* | 35600 | 22 | 8.5 | 38000 | 28400 | 74.74% | 2.02 | 0 | 12.5 |  |  |  | No | R-454B | 2.9667 | Residential & Commercial | Ducted CEE Tier 1
215731333 | Central HP <5.4 tons | YORK | HRCU-A-CB (Split System: Heat Pump with Remote Outdoor Unit-Air-Source) | HH860E2S11 | ADP |  | H,YG54*60+TXV-BLEED | TM8V080C16MP12 | 43500 | 18 | 8.5 | 42000 | 32800 | 78.1% | 2 | 0 | 11.7 |  |  |  | No | R-454B | 3.625 | Residential & Commercial | Ducted CEE Tier 1
215731360 | Central HP <5.4 tons | YORK | HRCU-A-CB (Split System: Heat Pump with Remote Outdoor Unit-Air-Source) | HH860E2S11 | ADP |  | H,YG74*60+TXV | TM8V080C16MP12 | 43500 | 18 | 8.5 | 42000 | 32800 | 78.1% | 2 | 0 | 11.7 |  |  |  | No | R-454B | 3.625 | Residential & Commercial | Ducted CEE Tier 1
215731387 | Central HP <5.4 tons | YORK | HRCU-A-CB (Split System: Heat Pump with Remote Outdoor Unit-Air-Source) | HH860E2S11 | ADP |  | H,YG3K*60+TXV | TM8V100C16MP12 | 43500 | 17 | 8.5 | 42000 | 32800 | 78.1% | 2 | 0 | 11.7 |  |  |  | No | R-454B | 3.625 | Residential & Commercial | Ducted CEE Tier 1
215731394 | Central HP <5.4 tons | YORK | HRCU-A-CB (Split System: Heat Pump with Remote Outdoor Unit-Air-Source) | HH860E2S11 | ADP |  | H,YG54*60+TXV | TM8V100C16MP12 | 43500 | 18 | 8.5 | 42000 | 32800 | 78.1% | 2 | 0 | 11.7 |  |  |  | No | R-454B | 3.625 | Residential & Commercial | Ducted CEE Tier 1
215731659 | Central HP <5.4 tons | YORK | HRCU-A-CB (Split System: Heat Pump with Remote Outdoor Unit-Air-Source) | HH860E2S11 | ADP |  | H,YG3K*48+TXV | Y81E100C16SMPS1 | 44000 | 17 | 8.5 | 42000 | 32800 | 78.1% | 2 | 0 | 12 |  |  |  | No | R-454B | 3.6667 | Residential & Commercial | Ducted CEE Tier 1
215731663 | Central HP <5.4 tons | YORK | HRCU-A-CB (Split System: Heat Pump with Remote Outdoor Unit-Air-Source) | HH860E2S11 | ADP |  | H,YG54*48+TXV | Y81E100C16SMPS1 | 44000 | 18 | 8.5 | 42000 | 32800 | 78.1% | 2 | 0 | 12 |  |  |  | No | R-454B | 3.6667 | Residential & Commercial | Ducted CEE Tier 1
215731679 | Central HP <5.4 tons | YORK | HRCU-A-CB (Split System: Heat Pump with Remote Outdoor Unit-Air-Source) | HH860E2S11 | ADP |  | H,YG52*48+TXV-BLEED | Y81E100C16SMPS1 | 44000 | 18 | 8.5 | 42000 | 32800 | 78.1% | 2 | 0 | 12 |  |  |  | No | R-454B | 3.6667 | Residential & Commercial | Ducted CEE Tier 1
215731713 | Central HP <5.4 tons | YORK | HRCU-A-CB (Split System: Heat Pump with Remote Outdoor Unit-Air-Source) | HH860E2S11 | ADP |  | H,YG54*48+TXV-BLEED | Y81E120C16SMPS1 | 44000 | 18 | 8.5 | 41500 | 32600 | 78.55% | 2 | 0 | 12 |  |  |  | No | R-454B | 3.6667 | Residential & Commercial | Ducted CEE Tier 1
215731437 | Central HP <5.4 tons | YORK | HRCU-A-CB (Split System: Heat Pump with Remote Outdoor Unit-Air-Source) | HH860E2S11 | ADP |  | H,YG72*60+TXV | TM8V100C20MP12 | 44000 | 18 | 8.5 | 42500 | 33200 | 78.12% | 2 | 0 | 11.7 |  |  |  | No | R-454B | 3.6667 | Residential & Commercial | Ducted CEE Tier 1
215731462 | Central HP <5.4 tons | YORK | HRCU-A-CB (Split System: Heat Pump with Remote Outdoor Unit-Air-Source) | HH860E2S11 | ADP |  | H,YG72*48+TXV-BLEED | TM8V120C20MP12 | 44000 | 18 | 8.5 | 42500 | 33200 | 78.12% | 2 | 0 | 11.7 |  |  |  | No | R-454B | 3.6667 | Residential & Commercial | Ducted CEE Tier 1
215731503 | Central HP <5.4 tons | YORK | HRCU-A-CB (Split System: Heat Pump with Remote Outdoor Unit-Air-Source) | HH860E2S11 | ADP |  | H,YG72*48+TXV-BLEED | TM9Y080C16MP11 | 44000 | 17 | 8.5 | 42500 | 33400 | 78.59% | 2 | 0 | 11 |  |  |  | No | R-454B | 3.6667 | Residential & Commercial | Ducted CEE Tier 1
215731526 | Central HP <5.4 tons | YORK | HRCU-A-CB (Split System: Heat Pump with Remote Outdoor Unit-Air-Source) | HH860E2S11 | ADP |  | H,YG74*60+TXV-BLEED | TM9Y080C16MP11 | 44000 | 17 | 8.5 | 42500 | 33400 | 78.59% | 2 | 0 | 11 |  |  |  | No | R-454B | 3.6667 | Residential & Commercial | Ducted CEE Tier 1
215731528 | Central HP <5.4 tons | YORK | HRCU-A-CB (Split System: Heat Pump with Remote Outdoor Unit-Air-Source) | HH860E2S11 | ADP |  | H,YG74*60+TXV | TM9Y080C16MP11 | 44000 | 17 | 8.5 | 42500 | 33400 | 78.59% | 2 | 0 | 11 |  |  |  | No | R-454B | 3.6667 | Residential & Commercial | Ducted CEE Tier 1
215731562 | Central HP <5.4 tons | YORK | HRCU-A-CB (Split System: Heat Pump with Remote Outdoor Unit-Air-Source) | HH860E2S11 | ADP |  | H,YG74*60+TXV | TM9Y100C16MP11 | 44000 | 17 | 8.5 | 42500 | 33400 | 78.59% | 2 | 0 | 11 |  |  |  | No | R-454B | 3.6667 | Residential & Commercial | Ducted CEE Tier 1
215731567 | Central HP <5.4 tons | YORK | HRCU-A-CB (Split System: Heat Pump with Remote Outdoor Unit-Air-Source) | HH860E2S11 | ADP |  | H,YG88*48+TXV-BLEED | TM9Y100C16MP11 | 44000 | 17 | 8.5 | 42500 | 33400 | 78.59% | 2 | 0 | 11 |  |  |  | No | R-454B | 3.6667 | Residential & Commercial | Ducted CEE Tier 1
215731571 | Central HP <5.4 tons | YORK | HRCU-A-CB (Split System: Heat Pump with Remote Outdoor Unit-Air-Source) | HH860E2S11 | ADP |  | H,YG72*60+TXV-BLEED | TM9Y100C20MP11 | 52500 | 17 | 8.5 | 52500 | 39000 | 74.29% | 2 | 0 | 11 |  |  |  | No | R-454B | 4.375 | Residential & Commercial | Ducted CEE Tier 1
211230751 | Central HP <5.4 tons | AIRQUEST | HRCU-A-CB (Split System: Heat Pump with Remote Outdoor Unit-Air-Source) | DLCURAH36ABK |  |  | EN(A,D)4X48L24** | *96VTN0802120A* | 35600 | 16 | 8.1 | 38500 | 34800 | 90.39% | 2 | 0 | 10 |  |  |  | No | R-410A | 2.9667 | Residential & Commercial | Ducted CEE Tier 1
211230351 | Central HP <5.4 tons | AIRQUEST | HRCU-A-CB (Split System: Heat Pump with Remote Outdoor Unit-Air-Source) | DLCURAH36ABK |  |  | EN(A,D,W)4X48L21** | OLV098A12* | 35600 | 15.2 | 8.1 | 38500 | 35000 | 90.91% | 2 | 0 | 10 |  |  |  | No | R-410A | 2.9667 | Residential & Commercial | Ducted CEE Tier 1
208127838 | Central HP <5.4 tons | Gibson | HRCU-A-CB (Split System: Heat Pump with Remote Outdoor Unit-Air-Source) | GXH24-36MSK4DH |  |  | GMH24-**MSK4DH1 |  | 24000 | 17 | 9 | 24000 | 22000 | 91.67% | 1.8 | 12.5 | 12 |  |  |  | No | R-410A | 2 | Residential & Commercial | Ducted CEE Tier 1
213076675 | Central HP <5.4 tons | AIRQUEST | HRCU-A-CB (Split System: Heat Pump with Remote Outdoor Unit-Air-Source) | DLCURAH36ABK |  |  | EA*4X43L21A* | *80VTL0902120B* | 36800 | 16 | 8.5 | 38500 | 35000 | 90.91% | 2.08 | 0 | 10 |  |  |  | No | R-410A | 3.0667 | Residential & Commercial | Ducted CEE Tier 1
216440228 | Central HP <5.4 tons | TRANE | HRCU-A-CB (Split System: Heat Pump with Remote Outdoor Unit-Air-Source) | 5TWV0X48A1 |  |  | 5PX*B006AS3 | S9V2B060U4VSB+LRP | 43500 | 19.2 | 9.4 | 46500 | 33600 | 72.26% | 2.1 | 0 | 11.7 |  |  |  | No | R-454B | 3.625 | Residential & Commercial | Ducted CEE Tier 1
216440260 | Central HP <5.4 tons | TRANE | HRCU-A-CB (Split System: Heat Pump with Remote Outdoor Unit-Air-Source) | 5TWV0X48A1 |  |  | 5PX*C009AS3 | S9V2C100U5PSC+LRP | 44500 | 20 | 9.7 | 46000 | 33000 | 71.74% | 2.1 | 0 | 12 |  |  |  | No | R-454B | 3.7083 | Residential & Commercial | Ducted CEE Tier 1
216440280 | Central HP <5.4 tons | TRANE | HRCU-A-CB (Split System: Heat Pump with Remote Outdoor Unit-Air-Source) | 5TWV0X48A1 |  |  | 5PX*D008AS3 | S9V2C100U5PSC+LRP | 44000 | 20 | 9.7 | 46500 | 33400 | 71.83% | 2.1 | 0 | 12 |  |  |  | No | R-454B | 3.6667 | Residential & Commercial | Ducted CEE Tier 1
212603264 | Central HP <5.4 tons | DAY & NIGHT | HRCU-A-CB (Split System: Heat Pump with Remote Outdoor Unit-Air-Source) | DLCURAH36ABK | ADP |  | PL36H210P299 | *95ESU1002120A* | 36400 | 16 | 8.1 | 36800 | 34400 | 93.48% | 2.04 | 0 | 10.5 |  |  |  | No | R-410A | 3.0333 | Residential & Commercial | Ducted CEE Tier 1
216440346 | Central HP <5.4 tons | TRANE | HRCU-A-CB (Split System: Heat Pump with Remote Outdoor Unit-Air-Source) | 5TWV0X48A1 |  |  | 5TXCC007AS3 | S9V2C080U5PSC+LRP | 44000 | 20 | 9.7 | 46500 | 33400 | 71.83% | 2.1 | 0 | 12 |  |  |  | No | R-454B | 3.6667 | Residential & Commercial | Ducted CEE Tier 1
216440362 | Central HP <5.4 tons | TRANE | HRCU-A-CB (Split System: Heat Pump with Remote Outdoor Unit-Air-Source) | 5TWV0X48A1 |  |  | 5TXCC009AS3 | S9V2C100U4VSB+LRP | 44500 | 20 | 9.7 | 46000 | 33000 | 71.74% | 2.1 | 0 | 12 |  |  |  | No | R-454B | 3.7083 | Residential & Commercial | Ducted CEE Tier 1
216440396 | Central HP <5.4 tons | TRANE | HRCU-A-CB (Split System: Heat Pump with Remote Outdoor Unit-Air-Source) | 5TWV0X48A1 |  |  | 5TXCD010AS3 | S9V2D120U5PSC+LRP | 44500 | 20.2 | 9.7 | 46000 | 32800 | 71.3% | 2.1 | 0 | 12 |  |  |  | No | R-454B | 3.7083 | Residential & Commercial | Ducted CEE Tier 1
211240832 | Central HP <5.4 tons | DAY & NIGHT | HRCU-A-CB (Split System: Heat Pump with Remote Outdoor Unit-Air-Source) | DLCURAH24ABK |  |  | EA*4X25L17A* | *96VSN0401410A* | 24400 | 16 | 8.5 | 25600 | 21400 | 83.59% | 1.78 | 0 | 10 |  |  |  | No | R-410A | 2.0333 | Residential & Commercial | Ducted CEE Tier 1
212552559 | Central HP <5.4 tons | DAY & NIGHT | HRCU-A-CB (Split System: Heat Pump with Remote Outdoor Unit-Air-Source) | CVH837GKA** | ADP |  | PL36H210P179 | *80CTL0901716A* | 32400 | 18 | 8.5 | 30800 | 29800 | 96.75% | 2 | 0 | 11.5 |  |  |  | No | R-410A | 2.7 | Residential & Commercial | Ducted CEE Tier 1
212552566 | Central HP <5.4 tons | DAY & NIGHT | HRCU-A-CB (Split System: Heat Pump with Remote Outdoor Unit-Air-Source) | CVH837GKA** | ADP |  | PL36H210P179 | *80CTL1102120A* | 32200 | 18 | 8.5 | 30200 | 29400 | 97.35% | 2 | 0 | 11 |  |  |  | No | R-410A | 2.6833 | Residential & Commercial | Ducted CEE Tier 1
213781257 | Central HP <5.4 tons | HEIL | HRCU-A-CB (Split System: Heat Pump with Remote Outdoor Unit-Air-Source) | HVH837GKA2* |  |  | EA*4X43L21A*+WALLCON | *96CTN0801714B* | 32800 | 17 | 8.5 | 32800 | 25200 | 76.83% | 1.96 | 0 | 11 |  |  |  | No | R-410A | 2.7333 | Residential & Commercial | Ducted CEE Tier 1
213781307 | Central HP <5.4 tons | HEIL | HRCU-A-CB (Split System: Heat Pump with Remote Outdoor Unit-Air-Source) | HVH837GKA2* |  |  | EA*4X48L21A*+WALLCON | *80CTL0902120B* | 32200 | 17 | 8.1 | 32600 | 24800 | 76.07% | 1.98 | 0 | 11 |  |  |  | No | R-410A | 2.6833 | Residential & Commercial | Ducted CEE Tier 1
210597473 | Central HP <5.4 tons | COMFORTMAKER | HRCU-A-CB (Split System: Heat Pump with Remote Outdoor Unit-Air-Source) | CVH837GKA** |  |  | EA*4X61L24A*+WALLCON | *97CMN0602120A* | 33000 | 17.5 | 8.5 | 32400 | 25200 | 77.78% | 1.98 | 0 | 11.7 |  |  |  | No | R-410A | 2.75 | Residential & Commercial | Ducted CEE Tier 1
212603171 | Central HP <5.4 tons | DAY & NIGHT | HRCU-A-CB (Split System: Heat Pump with Remote Outdoor Unit-Air-Source) | DLCURAH24ABK | ADP |  | PL36H175P069 | *92ESN0801716A* | 24200 | 17 | 8.1 | 24600 | 22400 | 91.06% | 1.88 | 0 | 10.5 |  |  |  | No | R-410A | 2.0167 | Residential & Commercial | Ducted CEE Tier 1
215934956 | Central HP <5.4 tons | HEIL | HRCU-A-CB (Split System: Heat Pump with Remote Outdoor Unit-Air-Source) | H5H3V36*K*AAA* |  |  | EVM5X48M21A*+WALLCON | *97CMN0601714B* | 34400 | 20.5 | 8.5 | 38000 | 27600 | 72.63% | 2.08 | 0 | 11 |  |  |  | No | R-454B | 2.8667 | Residential & Commercial | Ducted CEE Tier 1
215934726 | Central HP <5.4 tons | HEIL | HRCU-A-CB (Split System: Heat Pump with Remote Outdoor Unit-Air-Source) | H5H3V36*K*AAA* |  |  | EVM5X36M17A*+WALLCON | *96CTN0601714B* | 34000 | 20 | 8.1 | 38000 | 27200 | 71.58% | 2 | 0 | 11 |  |  |  | No | R-454B | 2.8333 | Residential & Commercial | Ducted CEE Tier 1
212603137 | Central HP <5.4 tons | DAY & NIGHT | HRCU-A-CB (Split System: Heat Pump with Remote Outdoor Unit-Air-Source) | DLCURAH24ABK | ADP |  | PL36H175P069 | *80VSL0451716A* | 23400 | 17 | 8.5 | 24000 | 23200 | 96.67% | 1.96 | 0 | 10 |  |  |  | No | R-410A | 1.95 | Residential & Commercial | Ducted CEE Tier 1
206136079 | Central HP <5.4 tons | COMFORTMAKER | HRCU-A-CB (Split System: Heat Pump with Remote Outdoor Unit-Air-Source) | CVH837GKA** |  |  | EA*4X37L21A*+WALLCON | *95CSU0802120A* | 33000 | 17.5 | 8.5 | 32800 | 25000 | 76.22% | 2 | 12 | 11.5 |  |  |  | No | R-410A | 2.75 | Residential & Commercial | Ducted CEE Tier 1
211241620 | Central HP <5.4 tons | DAY & NIGHT | HRCU-A-CB (Split System: Heat Pump with Remote Outdoor Unit-Air-Source) | DLCURAH24ABK |  |  | EA*4X30L17A* | *95ESN0261410A* | 23200 | 16.5 | 8.5 | 25800 | 24400 | 94.57% | 2.02 | 0 | 10 |  |  |  | No | R-410A | 1.9333 | Residential & Commercial | Ducted CEE Tier 1
215935176 | Central HP <5.4 tons | HEIL | HRCU-A-CB (Split System: Heat Pump with Remote Outdoor Unit-Air-Source) | H5H3V36*K*AAA* |  |  | EVM5X60M21A*+WALLCON | *80CTL0451712B* | 35200 | 21 | 8.5 | 39000 | 29400 | 75.38% | 2 | 0 | 11.7 |  |  |  | No | R-454B | 2.9333 | Residential & Commercial | Ducted CEE Tier 1
215935276 | Central HP <5.4 tons | HEIL | HRCU-A-CB (Split System: Heat Pump with Remote Outdoor Unit-Air-Source) | H5H3V36*K*AAA* |  |  | EVM5X60M21A*+WALLCON | *97CMN0801714B* | 35400 | 21.5 | 8.5 | 38500 | 29000 | 75.32% | 2.02 | 0 | 12 |  |  |  | No | R-454B | 2.95 | Residential & Commercial | Ducted CEE Tier 1
215935296 | Central HP <5.4 tons | HEIL | HRCU-A-CB (Split System: Heat Pump with Remote Outdoor Unit-Air-Source) | H5H3V36*K*AAA* |  |  | EVM5X60M21A*+WALLCON | *97CMN1002122B* | 35600 | 22 | 8.5 | 38000 | 28600 | 75.26% | 2.02 | 0 | 12.5 |  |  |  | No | R-454B | 2.9667 | Residential & Commercial | Ducted CEE Tier 1
215933553 | Central HP <5.4 tons | TEMPSTAR | HRCU-A-CB (Split System: Heat Pump with Remote Outdoor Unit-Air-Source) | T5H3V36*K*AAA* |  |  | ESH5X48M12A*+WALLCON | *80CTL0701412B* | 33600 | 19 | 9 | 35200 | 27000 | 76.7% | 1.9 | 0 | 11 |  |  |  | No | R-454B | 2.8 | Residential & Commercial | Ducted CEE Tier 1
215933753 | Central HP <5.4 tons | TEMPSTAR | HRCU-A-CB (Split System: Heat Pump with Remote Outdoor Unit-Air-Source) | T5H3V36*K*AAA* |  |  | ESH5X60M12A*+WALLCON | *80CTL0451712B* | 33800 | 19 | 9 | 35200 | 26800 | 76.14% | 1.92 | 0 | 11 |  |  |  | No | R-454B | 2.8167 | Residential & Commercial | Ducted CEE Tier 1
215934653 | Central HP <5.4 tons | TEMPSTAR | HRCU-A-CB (Split System: Heat Pump with Remote Outdoor Unit-Air-Source) | T5H3V36*K*AAA* |  |  | EVM5X30M17A*+WALLCON | *97CMN0601714B* | 34000 | 20 | 8.1 | 38000 | 27200 | 71.58% | 2 | 0 | 11 |  |  |  | No | R-454B | 2.8333 | Residential & Commercial | Ducted CEE Tier 1
215935133 | Central HP <5.4 tons | TEMPSTAR | HRCU-A-CB (Split System: Heat Pump with Remote Outdoor Unit-Air-Source) | T5H3V36*K*AAA* |  |  | EVM5X49M21A*+WALLCON | *96CTN0801714B* | 35400 | 21.5 | 8.5 | 38500 | 28800 | 74.81% | 2.02 | 0 | 12 |  |  |  | No | R-454B | 2.95 | Residential & Commercial | Ducted CEE Tier 1
215935163 | Central HP <5.4 tons | TEMPSTAR | HRCU-A-CB (Split System: Heat Pump with Remote Outdoor Unit-Air-Source) | T5H3V36*K*AAA* |  |  | EVM5X60M21A*+WALLCON | *80CSU0601716A* | 35600 | 22 | 8.5 | 38000 | 28600 | 75.26% | 2.02 | 0 | 12 |  |  |  | No | R-454B | 2.9667 | Residential & Commercial | Ducted CEE Tier 1
215449754 | Central HP <5.4 tons | Breeze33 | HRCU-A-CB (Split System: Heat Pump with Remote Outdoor Unit-Air-Source) | BZ33-HYP55OUT2-454-G3-P |  |  | BZ33-MSAHU55-454-G3-P |  | 54000 | 15.2 | 9.2 | 59000 | 53000 | 89.83% | 2 | 0 | 10 |  |  |  | No | R-454B | 4.5 | Residential & Commercial | Ducted CEE Tier 1
215934733 | Central HP <5.4 tons | TEMPSTAR | HRCU-A-CB (Split System: Heat Pump with Remote Outdoor Unit-Air-Source) | T5H3V36*K*AAA* |  |  | EVM5X36M17A*+WALLCON | *96CTN0601714B* | 34000 | 20 | 8.1 | 38000 | 27200 | 71.58% | 2 | 0 | 11 |  |  |  | No | R-454B | 2.8333 | Residential & Commercial | Ducted CEE Tier 1
215934833 | Central HP <5.4 tons | TEMPSTAR | HRCU-A-CB (Split System: Heat Pump with Remote Outdoor Unit-Air-Source) | T5H3V36*K*AAA* |  |  | EVM5X44M21A*+WALLCON | *80CTL0702120B* | 35600 | 21.5 | 8.5 | 38000 | 28600 | 75.26% | 2.02 | 0 | 12 |  |  |  | No | R-454B | 2.9667 | Residential & Commercial | Ducted CEE Tier 1
215934853 | Central HP <5.4 tons | TEMPSTAR | HRCU-A-CB (Split System: Heat Pump with Remote Outdoor Unit-Air-Source) | T5H3V36*K*AAA* |  |  | EVM5X44M21A*+WALLCON | *80CTL0902120B* | 35600 | 22 | 8.5 | 38000 | 28400 | 74.74% | 2.02 | 0 | 12.5 |  |  |  | No | R-454B | 2.9667 | Residential & Commercial | Ducted CEE Tier 1
211260376 | Central HP <5.4 tons | AIRQUEST | HRCU-A-CB (Split System: Heat Pump with Remote Outdoor Unit-Air-Source) | DLCURAH18ABK |  |  | EA*4X24L17A* | *80ESU0401712A* | 18400 | 16.5 | 9 | 19200 | 18700 | 97.4% | 2.26 | 0 | 11 |  |  |  | No | R-410A | 1.5333 | Residential & Commercial | Ducted CEE Tier 1
211260406 | Central HP <5.4 tons | AIRQUEST | HRCU-A-CB (Split System: Heat Pump with Remote Outdoor Unit-Air-Source) | DLCURAH18ABK |  |  | EA*4X24L17A* | *96VTN0401712A* | 17700 | 15.5 | 8.5 | 18700 | 19100 | 102.1% | 2.28 | 0 | 10.5 |  |  |  | No | R-410A | 1.475 | Residential & Commercial | Ducted CEE Tier 1
213780387 | Central HP <5.4 tons | HEIL | HRCU-A-CB (Split System: Heat Pump with Remote Outdoor Unit-Air-Source) | HVH837GKA** |  |  | EHD4X60AAL+WALLCON | *97CMN0801714B* | 32800 | 16.5 | 8.1 | 32600 | 25000 | 76.69% | 1.96 | 0 | 11 |  |  |  | No | R-410A | 2.7333 | Residential & Commercial | Ducted CEE Tier 1
213780437 | Central HP <5.4 tons | HEIL | HRCU-A-CB (Split System: Heat Pump with Remote Outdoor Unit-Air-Source) | HVH837GKA** |  |  | EHD4X60AAL+WALLCON | *96CTN1002122B* | 33000 | 16.5 | 8.1 | 32200 | 24800 | 77.02% | 2 | 0 | 11.5 |  |  |  | No | R-410A | 2.75 | Residential & Commercial | Ducted CEE Tier 1
213782107 | Central HP <5.4 tons | HEIL | HRCU-A-CB (Split System: Heat Pump with Remote Outdoor Unit-Air-Source) | HVH837GKA2* |  |  | EHD4X48AAL+WALLCON | *80CTL1352422B* | 32600 | 16.5 | 8.1 | 32600 | 24800 | 76.07% | 1.96 | 0 | 11 |  |  |  | No | R-410A | 2.7167 | Residential & Commercial | Ducted CEE Tier 1
213782057 | Central HP <5.4 tons | HEIL | HRCU-A-CB (Split System: Heat Pump with Remote Outdoor Unit-Air-Source) | HVH837GKA2* |  |  | EHD4X48AAL+WALLCON | *80CTL0701412B* | 32600 | 16.5 | 8.1 | 33200 | 25000 | 75.3% | 1.94 | 0 | 11 |  |  |  | No | R-410A | 2.7167 | Residential & Commercial | Ducted CEE Tier 1
215934933 | Central HP <5.4 tons | TEMPSTAR | HRCU-A-CB (Split System: Heat Pump with Remote Outdoor Unit-Air-Source) | T5H3V36*K*AAA* |  |  | EVM5X44M21A*+WALLCON | *97CMN1002122B* | 35600 | 22 | 8.5 | 38000 | 28600 | 75.26% | 2.02 | 0 | 12.5 |  |  |  | No | R-454B | 2.9667 | Residential & Commercial | Ducted CEE Tier 1
215934843 | Central HP <5.4 tons | TEMPSTAR | HRCU-A-CB (Split System: Heat Pump with Remote Outdoor Unit-Air-Source) | T5H3V36*K*AAA* |  |  | EVM5X44M21A*+WALLCON | *80CTL0901716B* | 35600 | 22 | 8.5 | 38000 | 28600 | 75.26% | 2.02 | 0 | 12 |  |  |  | No | R-454B | 2.9667 | Residential & Commercial | Ducted CEE Tier 1
215934703 | Central HP <5.4 tons | TEMPSTAR | HRCU-A-CB (Split System: Heat Pump with Remote Outdoor Unit-Air-Source) | T5H3V36*K*AAA* |  |  | EVM5X32M17A*+WALLCON | *96CTN0401410B* | 33800 | 19.5 | 8.1 | 37200 | 26600 | 71.51% | 2.02 | 0 | 11.5 |  |  |  | No | R-454B | 2.8167 | Residential & Commercial | Ducted CEE Tier 1
215934923 | Central HP <5.4 tons | TEMPSTAR | HRCU-A-CB (Split System: Heat Pump with Remote Outdoor Unit-Air-Source) | T5H3V36*K*AAA* |  |  | EVM5X44M21A*+WALLCON | *97CMN0802120B* | 35600 | 21.5 | 8.5 | 38000 | 28600 | 75.26% | 2.02 | 0 | 12 |  |  |  | No | R-454B | 2.9667 | Residential & Commercial | Ducted CEE Tier 1
215935373 | Central HP <5.4 tons | TEMPSTAR | HRCU-A-CB (Split System: Heat Pump with Remote Outdoor Unit-Air-Source) | T5H3V36*K*AAA* |  |  | EVM5X60M24A*+WALLCON | *80CTL1352422B* | 35600 | 22 | 8.5 | 38000 | 28400 | 74.74% | 2.04 | 0 | 12.5 |  |  |  | No | R-454B | 2.9667 | Residential & Commercial | Ducted CEE Tier 1
213732638 | Central HP <5.4 tons | Breeze33 | HRCU-A-C (Split System: Heat Pump with Remote Outdoor Unit with No Indoor Fan --Air Source) | BZ33-INV18OUT2-J |  |  | BZ33-MSC24B-J |  | 18000 | 16.1 | 9.5 | 19000 | 15000 | 78.95% | 2.2 | 11.6 | 11.7 |  |  |  | No | R-410A | 1.5 | Residential & Commercial | Ducted CEE Tier 1
213298092 | Central HP <5.4 tons | JOHNSON CONTROLS | HRCU-A-CB (Split System: Heat Pump with Remote Outdoor Unit-Air-Source) | HMH72B341 |  |  | XAFB30CXXN1+JMVT12BC2N1+TXV |  | 33400 | 18.5 | 8.5 | 33400 | 23400 | 70.06% | 2.06 | 0 | 10 |  |  |  | No | R-410A | 2.7833 | Residential & Commercial | Ducted CEE Tier 1
213779177 | Central HP <5.4 tons | HEIL | HRCU-A-CB (Split System: Heat Pump with Remote Outdoor Unit-Air-Source) | HVH837GKA** |  |  | EA*4X42L24A*+WALLCON | *80CTL0902120B* | 31800 | 17 | 8.1 | 32800 | 24200 | 73.78% | 1.88 | 0 | 11 |  |  |  | No | R-410A | 2.65 | Residential & Commercial | Ducted CEE Tier 1
213779747 | Central HP <5.4 tons | HEIL | HRCU-A-CB (Split System: Heat Pump with Remote Outdoor Unit-Air-Source) | HVH837GKA** |  |  | EA*4X61L24A*+WALLCON | *80CTL0902120B* | 33200 | 17.5 | 8.5 | 32000 | 24800 | 77.5% | 2 | 0 | 11.7 |  |  |  | No | R-410A | 2.7667 | Residential & Commercial | Ducted CEE Tier 1
215289842 | Central HP <5.4 tons | AIRQUEST | HRCU-A-CB (Split System: Heat Pump with Remote Outdoor Unit-Air-Source) | DLCURAH18ABK | ADP |  | H,GE32930 | *96MSN0401712A* | 17200 | 15.2 | 8.5 | 17100 | 18800 | 109.9% | 2.3 | 0 | 10 |  |  |  | No | R-410A | 1.4333 | Residential & Commercial | Ducted CEE Tier 1
215289849 | Central HP <5.4 tons | AIRQUEST | HRCU-A-CB (Split System: Heat Pump with Remote Outdoor Unit-Air-Source) | DLCURAH18ABK | ADP |  | H,GG34936 | *96MSN0401712A* | 17500 | 15.2 | 8.5 | 17100 | 18800 | 109.9% | 2.3 | 0 | 10.5 |  |  |  | No | R-410A | 1.4583 | Residential & Commercial | Ducted CEE Tier 1
207454788 | Central HP <5.4 tons | LENNOX | HRCU-A-CB (Split System: Heat Pump with Remote Outdoor Unit-Air-Source) | SL25XPV-024-230A** | ADP |  | L*19/36S9 | SL280UH060NV36A* | 22200 | 21 | 9.75 | 19800 | 20000 | 101% | 1.82 | 14 | 14 |  |  |  | No | R-410A | 1.85 | Residential & Commercial | Ducted CEE Tier 1
207454847 | Central HP <5.4 tons | LENNOX | HRCU-A-CB (Split System: Heat Pump with Remote Outdoor Unit-Air-Source) | SL25XPV-024-230A** | ADP |  | L*35/36S9 | SL280UH090XV48B* | 22400 | 22 | 9.3 | 20000 | 20000 | 100% | 1.84 | 14 | 14.5 |  |  |  | No | R-410A | 1.8667 | Residential & Commercial | Ducted CEE Tier 1
212603133 | Central HP <5.4 tons | DAY & NIGHT | HRCU-A-CB (Split System: Heat Pump with Remote Outdoor Unit-Air-Source) | DLCURAH24ABK | ADP |  | FG35936 | *80ESU0601716A | 25000 | 17 | 8.5 | 25000 | 21400 | 85.6% | 1.82 | 0 | 10.5 |  |  |  | No | R-410A | 2.0833 | Residential & Commercial | Ducted CEE Tier 1
212603139 | Central HP <5.4 tons | DAY & NIGHT | HRCU-A-CB (Split System: Heat Pump with Remote Outdoor Unit-Air-Source) | DLCURAH24ABK | ADP |  | FG32936 | *80VSL0451716A* | 23800 | 16 | 8.5 | 25200 | 23000 | 91.27% | 1.92 | 0 | 10 |  |  |  | No | R-410A | 1.9833 | Residential & Commercial | Ducted CEE Tier 1
212603153 | Central HP <5.4 tons | DAY & NIGHT | HRCU-A-CB (Split System: Heat Pump with Remote Outdoor Unit-Air-Source) | DLCURAH24ABK | ADP |  | PL36H175P789 | *80VSL0701716A* | 24000 | 17 | 8.5 | 24400 | 22400 | 91.8% | 1.9 | 0 | 10 |  |  |  | No | R-410A | 2 | Residential & Commercial | Ducted CEE Tier 1
212603164 | Central HP <5.4 tons | DAY & NIGHT | HRCU-A-CB (Split System: Heat Pump with Remote Outdoor Unit-Air-Source) | DLCURAH24ABK | ADP |  | PL36H175P789 | *80VTL0701716A* | 24200 | 17 | 8.1 | 24600 | 22600 | 91.87% | 1.9 | 0 | 10.5 |  |  |  | No | R-410A | 2.0167 | Residential & Commercial | Ducted CEE Tier 1
215292447 | Central HP <5.4 tons | AIRQUEST | HRCU-A-CB (Split System: Heat Pump with Remote Outdoor Unit-Air-Source) | DLCURAH24ABK | ADP |  | H,GG34936 | *96MSN0801716A* | 23800 | 17 | 8.5 | 24800 | 23600 | 95.16% | 1.98 | 0 | 10.5 |  |  |  | No | R-410A | 1.9833 | Residential & Commercial | Ducted CEE Tier 1
212386779 | Central HP <5.4 tons | Gibson | HRCU-A-C (Split System: Heat Pump with Remote Outdoor Unit with No Indoor Fan --Air Source) | GXH24-36MSK4DH |  |  | UE24X4AB |  | 23000 | 15.2 | 8.5 | 24000 | 21600 | 90% | 1.8 | 0 | 11 |  |  |  | No | R-410A | 1.9167 | Residential & Commercial | Ducted CEE Tier 1
211227233 | Central HP <5.4 tons | DAY & NIGHT | HRCU-A-CB (Split System: Heat Pump with Remote Outdoor Unit-Air-Source) | DLCURAH36ABK |  |  | EA*4X37L21A* | OMV098J12* | 36200 | 15.2 | 8.5 | 38500 | 35000 | 90.91% | 2.06 | 0 | 10 |  |  |  | No | R-410A | 3.0167 | Residential & Commercial | Ducted CEE Tier 1
211227335 | Central HP <5.4 tons | DAY & NIGHT | HRCU-A-CB (Split System: Heat Pump with Remote Outdoor Unit-Air-Source) | DLCURAH36ABK |  |  | EA*4X42L21A* | *80ES(N,L)0901714A* | 36000 | 15.5 | 8.1 | 39500 | 35200 | 89.11% | 1.9 | 0 | 10 |  |  |  | No | R-410A | 3 | Residential & Commercial | Ducted CEE Tier 1
211227817 | Central HP <5.4 tons | DAY & NIGHT | HRCU-A-CB (Split System: Heat Pump with Remote Outdoor Unit-Air-Source) | DLCURAH36ABK |  |  | EA*4X42L24A* | *80ES(N,L)1102120A* | 35400 | 16 | 8.1 | 38500 | 35000 | 90.91% | 1.88 | 0 | 10 |  |  |  | No | R-410A | 2.95 | Residential & Commercial | Ducted CEE Tier 1
211228094 | Central HP <5.4 tons | DAY & NIGHT | HRCU-A-CB (Split System: Heat Pump with Remote Outdoor Unit-Air-Source) | DLCURAH36ABK |  |  | EA*4X42L24A* | *95ESU1002120A* | 35800 | 16 | 8.1 | 38500 | 35000 | 90.91% | 1.9 | 0 | 10 |  |  |  | No | R-410A | 2.9833 | Residential & Commercial | Ducted CEE Tier 1
211228228 | Central HP <5.4 tons | DAY & NIGHT | HRCU-A-CB (Split System: Heat Pump with Remote Outdoor Unit-Air-Source) | DLCURAH36ABK |  |  | EA*4X43L21A* | *80ES(N,L)0701712A* | 36400 | 15.5 | 8.5 | 38500 | 34800 | 90.39% | 2.08 | 0 | 10 |  |  |  | No | R-410A | 3.0333 | Residential & Commercial | Ducted CEE Tier 1
211228326 | Central HP <5.4 tons | DAY & NIGHT | HRCU-A-CB (Split System: Heat Pump with Remote Outdoor Unit-Air-Source) | DLCURAH36ABK |  |  | EA*4X43L21A* | *80VSL0902120A* | 36200 | 16 | 8.5 | 38500 | 34800 | 90.39% | 2.06 | 0 | 10 |  |  |  | No | R-410A | 3.0167 | Residential & Commercial | Ducted CEE Tier 1
215935073 | Central HP <5.4 tons | TEMPSTAR | HRCU-A-CB (Split System: Heat Pump with Remote Outdoor Unit-Air-Source) | T5H3V36*K*AAA* |  |  | EVM5X49M21A*+WALLCON | *95CSU0802120B* | 35600 | 21.5 | 8.5 | 38000 | 28600 | 75.26% | 2.02 | 0 | 12 |  |  |  | No | R-454B | 2.9667 | Residential & Commercial | Ducted CEE Tier 1
211258104 | Central HP <5.4 tons | CARRIER | HRCU-A-CB (Split System: Heat Pump with Remote Outdoor Unit-Air-Source) | 38MURAQ18AB3* |  |  | CNPV*3017AL* | OVLAAB036098 | 18200 | 15.5 | 8.5 | 18800 | 18400 | 97.87% | 2.2 | 0 | 11 |  |  |  | No | R-410A | 1.5167 | Residential & Commercial | Ducted CEE Tier 1
211260480 | Central HP <5.4 tons | CARRIER | HRCU-A-CB (Split System: Heat Pump with Remote Outdoor Unit-Air-Source) | 38MURAQ18AB3* |  |  | CAP**2417AL* | GG96VTAA30040A | 17400 | 16 | 8.5 | 18300 | 19200 | 104.9% | 2.3 | 0 | 10.5 |  |  |  | No | R-410A | 1.45 | Residential & Commercial | Ducted CEE Tier 1
215292451 | Central HP <5.4 tons | AIRQUEST | HRCU-A-CB (Split System: Heat Pump with Remote Outdoor Unit-Air-Source) | DLCURAH24ABK | ADP |  | H,GG35936 | *96MSN0801716A* | 23800 | 17 | 8.5 | 24800 | 23600 | 95.16% | 1.98 | 0 | 10.5 |  |  |  | No | R-410A | 1.9833 | Residential & Commercial | Ducted CEE Tier 1
215292238 | Central HP <5.4 tons | AIRQUEST | HRCU-A-CB (Split System: Heat Pump with Remote Outdoor Unit-Air-Source) | DLCURAH24ABK | ADP |  | HE33936 | *96MSN0401410A* | 23200 | 16 | 8.5 | 24800 | 24200 | 97.58% | 2.04 | 0 | 10 |  |  |  | No | R-410A | 1.9333 | Residential & Commercial | Ducted CEE Tier 1
212603230 | Central HP <5.4 tons | DAY & NIGHT | HRCU-A-CB (Split System: Heat Pump with Remote Outdoor Unit-Air-Source) | DLCURAH24ABK | ADP |  | FG35936 | *96VTN0801716A* | 24200 | 16 | 8.1 | 24600 | 22600 | 91.87% | 1.9 | 0 | 10.5 |  |  |  | No | R-410A | 2.0167 | Residential & Commercial | Ducted CEE Tier 1
215293286 | Central HP <5.4 tons | AIRQUEST | HRCU-A-CB (Split System: Heat Pump with Remote Outdoor Unit-Air-Source) | DLCURAH24ABK | ADP |  | HE32936 | *96VTN1002122B* | 23200 | 17 | 8.5 | 24800 | 23400 | 94.35% | 1.98 | 0 | 10 |  |  |  | No | R-410A | 1.9333 | Residential & Commercial | Ducted CEE Tier 1
214389567 | Central HP <5.4 tons | Breeze33 | HRCU-A-CB (Split System: Heat Pump with Remote Outdoor Unit-Air-Source) | BZ33-INV18OUT2-J |  |  | BZ33-WMAHU18-J |  | 18000 | 19.3 | 10.8 | 19000 | 18800 | 98.95% | 2.3 | 0 | 12.1 |  |  |  | No | R-410A | 1.5 | Residential & Commercial | Ducted CEE Tier 1
215449745 | Central HP <5.4 tons | Breeze33 | HRCU-A-CB (Split System: Heat Pump with Remote Outdoor Unit-Air-Source) | BZ33-INV24OUT2-454-G3-J |  |  | BZ33-AHU24-454-G3-J |  | 24000 | 18.6 | 10 | 24000 | 20600 | 85.83% | 2.14 | 0 | 12 |  |  |  | No | R-454B | 2 | Residential & Commercial | Ducted CEE Tier 1
215289926 | Central HP <5.4 tons | AIRQUEST | HRCU-A-CB (Split System: Heat Pump with Remote Outdoor Unit-Air-Source) | DLCURAH18ABK | ADP |  | HE31924 | *96MSN0601716A* | 16900 | 15.2 | 8.5 | 16900 | 18600 | 110.1% | 2.28 | 0 | 10 |  |  |  | No | R-410A | 1.4083 | Residential & Commercial | Ducted CEE Tier 1
215289933 | Central HP <5.4 tons | AIRQUEST | HRCU-A-CB (Split System: Heat Pump with Remote Outdoor Unit-Air-Source) | DLCURAH18ABK | ADP |  | H,GE32936 | *96MSN0601716A* | 16800 | 16 | 8.5 | 16500 | 19000 | 115.2% | 2.32 | 0 | 10 |  |  |  | No | R-410A | 1.4 | Residential & Commercial | Ducted CEE Tier 1
215289944 | Central HP <5.4 tons | AIRQUEST | HRCU-A-CB (Split System: Heat Pump with Remote Outdoor Unit-Air-Source) | DLCURAH18ABK | ADP |  | HG35936 | *96MSN0601716A* | 17300 | 16 | 8.5 | 16400 | 18300 | 111.6% | 2.24 | 0 | 10.5 |  |  |  | No | R-410A | 1.4417 | Residential & Commercial | Ducted CEE Tier 1
215289999 | Central HP <5.4 tons | AIRQUEST | HRCU-A-CB (Split System: Heat Pump with Remote Outdoor Unit-Air-Source) | DLCURAH18ABK | ADP |  | HG8J936 | *96MSN0801716A* | 17600 | 16 | 8.5 | 17000 | 18700 | 110% | 2.3 | 0 | 11 |  |  |  | No | R-410A | 1.4667 | Residential & Commercial | Ducted CEE Tier 1
215290035 | Central HP <5.4 tons | AIRQUEST | HRCU-A-CB (Split System: Heat Pump with Remote Outdoor Unit-Air-Source) | DLCURAH18ABK | ADP |  | H,GE30924 | *96VTN0401410A* | 16600 | 15.2 | 8.5 | 16700 | 18800 | 112.6% | 2.3 | 0 | 10 |  |  |  | No | R-410A | 1.3833 | Residential & Commercial | Ducted CEE Tier 1
215290042 | Central HP <5.4 tons | AIRQUEST | HRCU-A-CB (Split System: Heat Pump with Remote Outdoor Unit-Air-Source) | DLCURAH18ABK | ADP |  | H,GE8J936 | *96VTN0401410A* | 17400 | 16 | 8.5 | 16700 | 18800 | 112.6% | 2.3 | 0 | 10.5 |  |  |  | No | R-410A | 1.45 | Residential & Commercial | Ducted CEE Tier 1
215290094 | Central HP <5.4 tons | AIRQUEST | HRCU-A-CB (Split System: Heat Pump with Remote Outdoor Unit-Air-Source) | DLCURAH18ABK | ADP |  | H,GE23936 | *96VTN0401712A* | 17400 | 15.2 | 8.5 | 17100 | 18700 | 109.4% | 2.28 | 0 | 10 |  |  |  | No | R-410A | 1.45 | Residential & Commercial | Ducted CEE Tier 1
215290142 | Central HP <5.4 tons | AIRQUEST | HRCU-A-CB (Split System: Heat Pump with Remote Outdoor Unit-Air-Source) | DLCURAH18ABK | ADP |  | H,GE31930 | *96VTN0401712B* | 16900 | 15.2 | 8.5 | 17000 | 18800 | 110.6% | 2.3 | 0 | 10 |  |  |  | No | R-410A | 1.4083 | Residential & Commercial | Ducted CEE Tier 1
215293293 | Central HP <5.4 tons | AIRQUEST | HRCU-A-CB (Split System: Heat Pump with Remote Outdoor Unit-Air-Source) | DLCURAH24ABK | ADP |  | H,GE34936 | *96VTN1002122B* | 23800 | 17 | 8.5 | 24800 | 23400 | 94.35% | 1.98 | 0 | 10.5 |  |  |  | No | R-410A | 1.9833 | Residential & Commercial | Ducted CEE Tier 1
215293300 | Central HP <5.4 tons | AIRQUEST | HRCU-A-CB (Split System: Heat Pump with Remote Outdoor Unit-Air-Source) | DLCURAH24ABK | ADP |  | H,GG37936 | *96VTN1002122B* | 23800 | 17 | 8.5 | 24800 | 23400 | 94.35% | 1.98 | 0 | 10.5 |  |  |  | No | R-410A | 1.9833 | Residential & Commercial | Ducted CEE Tier 1
211240983 | Central HP <5.4 tons | DAY & NIGHT | HRCU-A-CB (Split System: Heat Pump with Remote Outdoor Unit-Air-Source) | DLCURAH24ABK |  |  | EA*4X25L17A* | *80VTL0701716A* | 24800 | 17 | 8.5 | 25400 | 21200 | 83.46% | 1.78 | 0 | 10.5 |  |  |  | No | R-410A | 2.0667 | Residential & Commercial | Ducted CEE Tier 1
211241303 | Central HP <5.4 tons | DAY & NIGHT | HRCU-A-CB (Split System: Heat Pump with Remote Outdoor Unit-Air-Source) | DLCURAH24ABK |  |  | EA*4X30L14A* | *96VTN0401410A* | 23600 | 15.5 | 8.5 | 26200 | 23600 | 90.08% | 1.94 | 0 | 10 |  |  |  | No | R-410A | 1.9667 | Residential & Commercial | Ducted CEE Tier 1
211241501 | Central HP <5.4 tons | DAY & NIGHT | HRCU-A-CB (Split System: Heat Pump with Remote Outdoor Unit-Air-Source) | DLCURAH24ABK |  |  | EA*4X30L17A* | *95ESU0601716A* | 24200 | 16.5 | 8.5 | 26400 | 23000 | 87.12% | 1.9 | 0 | 10 |  |  |  | No | R-410A | 2.0167 | Residential & Commercial | Ducted CEE Tier 1
213781457 | Central HP <5.4 tons | HEIL | HRCU-A-CB (Split System: Heat Pump with Remote Outdoor Unit-Air-Source) | HVH837GKA2* |  |  | EA*4X48L24A*+WALLCON | *96CTN1202422B* | 32400 | 17 | 8.5 | 32400 | 24800 | 76.54% | 1.98 | 0 | 11 |  |  |  | No | R-410A | 2.7 | Residential & Commercial | Ducted CEE Tier 1
215292133 | Central HP <5.4 tons | AIRQUEST | HRCU-A-CB (Split System: Heat Pump with Remote Outdoor Unit-Air-Source) | DLCURAH24ABK | ADP |  | H,GE33936 | *92MSN1002120A* | 23200 | 17 | 8.5 | 24800 | 23800 | 95.97% | 2.02 | 0 | 10 |  |  |  | No | R-410A | 1.9333 | Residential & Commercial | Ducted CEE Tier 1
211230177 | Central HP <5.4 tons | DAY & NIGHT | HRCU-A-CB (Split System: Heat Pump with Remote Outdoor Unit-Air-Source) | DLCURAH36ABK |  |  | EN(A,D,W)4X48L21** | *95ESN0801716A* | 35600 | 15.5 | 8.1 | 38500 | 35000 | 90.91% | 2 | 0 | 10 |  |  |  | No | R-410A | 2.9667 | Residential & Commercial | Ducted CEE Tier 1
213732642 | Central HP <5.4 tons | Breeze33 | HRCU-A-C (Split System: Heat Pump with Remote Outdoor Unit with No Indoor Fan --Air Source) | BZ33-INV36OUT2-J |  |  | BZ33-MSC36C-J |  | 35000 | 15.2 | 10 | 39000 | 32000 | 82.05% | 2 | 10.2 | 10 |  |  |  | No | R-410A | 2.9167 | Residential & Commercial | Ducted CEE Tier 1
211228471 | Central HP <5.4 tons | DAY & NIGHT | HRCU-A-CB (Split System: Heat Pump with Remote Outdoor Unit-Air-Source) | DLCURAH36ABK |  |  | EA*4X43L21A* | *92ESN1002122A* | 37400 | 15.2 | 8.5 | 39000 | 35000 | 89.74% | 2.16 | 0 | 10 |  |  |  | No | R-410A | 3.1167 | Residential & Commercial | Ducted CEE Tier 1
211229148 | Central HP <5.4 tons | DAY & NIGHT | HRCU-A-CB (Split System: Heat Pump with Remote Outdoor Unit-Air-Source) | DLCURAH36ABK |  |  | EA*4X48L21A* | *95ESU1002122A* | 37200 | 15.5 | 8.5 | 38500 | 35000 | 90.91% | 2.12 | 0 | 10 |  |  |  | No | R-410A | 3.1 | Residential & Commercial | Ducted CEE Tier 1
214396784 | Central HP <5.4 tons | JOHNSON CONTROLS | HRCU-A-CB (Split System: Heat Pump with Remote Outdoor Unit-Air-Source) | HH836E2S11 |  |  | CTF48C5CFS1 | TM9Y100C16MP11 | 33200 | 19 | 9 | 31400 | 25400 | 80.89% | 2 | 0 | 11 |  |  |  | No | R-454B | 2.7667 | Residential & Commercial | Ducted CEE Tier 1
214397268 | Central HP <5.4 tons | JOHNSON CONTROLS | HRCU-A-CB (Split System: Heat Pump with Remote Outdoor Unit-Air-Source) | HH836E2S11 |  |  | CTF36C5CDS1 | TM9Y100C16MP11 | 33400 | 18 | 9 | 31000 | 25200 | 81.29% | 2 | 0 | 11 |  |  |  | No | R-454B | 2.7833 | Residential & Commercial | Ducted CEE Tier 1
214397332 | Central HP <5.4 tons | JOHNSON CONTROLS | HRCU-A-CB (Split System: Heat Pump with Remote Outdoor Unit-Air-Source) | HH836E2S11 |  |  | CTM48C5CFS1+JMVT17CC2N1 |  | 34000 | 19 | 9 | 31600 | 25000 | 79.11% | 2 | 0 | 11.7 |  |  |  | No | R-454B | 2.8333 | Residential & Commercial | Ducted CEE Tier 1
214396834 | Central HP <5.4 tons | JOHNSON CONTROLS | HRCU-A-CB (Split System: Heat Pump with Remote Outdoor Unit-Air-Source) | HH836E2S11 |  |  | CTF36B5CDS1 | TM8E080B12MP11 | 33600 | 18 | 8.5 | 31800 | 26000 | 81.76% | 2 | 0 | 11 |  |  |  | No | R-454B | 2.8 | Residential & Commercial | Ducted CEE Tier 1
214396881 | Central HP <5.4 tons | JOHNSON CONTROLS | HRCU-A-CB (Split System: Heat Pump with Remote Outdoor Unit-Air-Source) | HH836E2S11 |  |  | CTM36C5CDS1 | TPLC100C16MP13 | 34000 | 18 | 8.5 | 32000 | 26200 | 81.88% | 2 | 0 | 11 |  |  |  | No | R-454B | 2.8333 | Residential & Commercial | Ducted CEE Tier 1
214396915 | Central HP <5.4 tons | JOHNSON CONTROLS | HRCU-A-CB (Split System: Heat Pump with Remote Outdoor Unit-Air-Source) | HH836E2S11 |  |  | CTF36C5CDS1 | TM8E080C20MP11 | 34800 | 17 | 8.5 | 32800 | 27000 | 82.32% | 2 | 0 | 11 |  |  |  | No | R-454B | 2.9 | Residential & Commercial | Ducted CEE Tier 1
213732640 | Central HP <5.4 tons | Breeze33 | HRCU-A-C (Split System: Heat Pump with Remote Outdoor Unit with No Indoor Fan --Air Source) | BZ33-INV24OUT2-J |  |  | BZ33-MSC24B-J |  | 24000 | 16.5 | 9.5 | 25000 | 20000 | 80% | 1.95 | 11 | 10.7 |  |  |  | No | R-410A | 2 | Residential & Commercial | Ducted CEE Tier 1
213771497 | Central HP <5.4 tons | HEIL | HRCU-A-CB (Split System: Heat Pump with Remote Outdoor Unit-Air-Source) | HVH825GKA2* |  |  | EA*4X43L21A*+WALLCON | *97CMN0601714B* | 24200 | 16.5 | 8.1 | 21200 | 16700 | 78.77% | 2.02 | 0 | 10.5 |  |  |  | No | R-410A | 2.0167 | Residential & Commercial | Ducted CEE Tier 1
213772267 | Central HP <5.4 tons | HEIL | HRCU-A-CB (Split System: Heat Pump with Remote Outdoor Unit-Air-Source) | HVH825GKA2* |  |  | EHD4X42AAL+WALLCON | *80CTL0701412B* | 24200 | 16.5 | 8.1 | 21200 | 16600 | 78.3% | 2 | 0 | 10.5 |  |  |  | No | R-410A | 2.0167 | Residential & Commercial | Ducted CEE Tier 1
213772417 | Central HP <5.4 tons | HEIL | HRCU-A-CB (Split System: Heat Pump with Remote Outdoor Unit-Air-Source) | HVH825GKA2* |  |  | EHD4X42AAL+WALLCON | *96CTN1202422B* | 24200 | 16 | 8.1 | 21400 | 16600 | 77.57% | 2 | 0 | 10.5 |  |  |  | No | R-410A | 2.0167 | Residential & Commercial | Ducted CEE Tier 1
215292181 | Central HP <5.4 tons | AIRQUEST | HRCU-A-CB (Split System: Heat Pump with Remote Outdoor Unit-Air-Source) | DLCURAH24ABK | ADP |  | H,GE32936 | *96MSN0261410A* | 23400 | 16 | 8.5 | 25400 | 25800 | 101.6% | 2.2 | 0 | 10 |  |  |  | No | R-410A | 1.95 | Residential & Commercial | Ducted CEE Tier 1
215292188 | Central HP <5.4 tons | AIRQUEST | HRCU-A-CB (Split System: Heat Pump with Remote Outdoor Unit-Air-Source) | DLCURAH24ABK | ADP |  | HG34936 | *96MSN0261410A* | 23400 | 16 | 8.5 | 24600 | 24600 | 100% | 2.08 | 0 | 10 |  |  |  | No | R-410A | 1.95 | Residential & Commercial | Ducted CEE Tier 1
215292213 | Central HP <5.4 tons | AIRQUEST | HRCU-A-CB (Split System: Heat Pump with Remote Outdoor Unit-Air-Source) | DLCURAH24ABK | ADP |  | H,GG80936 | *96MSN0261410A* | 23400 | 16 | 8.5 | 24800 | 24200 | 97.58% | 2.04 | 0 | 10 |  |  |  | No | R-410A | 1.95 | Residential & Commercial | Ducted CEE Tier 1
215292231 | Central HP <5.4 tons | AIRQUEST | HRCU-A-CB (Split System: Heat Pump with Remote Outdoor Unit-Air-Source) | DLCURAH24ABK | ADP |  | HG32936 | *96MSN0401410A* | 23000 | 16 | 8.5 | 25400 | 24800 | 97.64% | 2.1 | 0 | 10 |  |  |  | No | R-410A | 1.9167 | Residential & Commercial | Ducted CEE Tier 1
215292258 | Central HP <5.4 tons | AIRQUEST | HRCU-A-CB (Split System: Heat Pump with Remote Outdoor Unit-Air-Source) | DLCURAH24ABK | ADP |  | H,GE8J936 | *96MSN0401410A* | 23400 | 16 | 8.5 | 24600 | 23600 | 95.93% | 1.98 | 0 | 10 |  |  |  | No | R-410A | 1.95 | Residential & Commercial | Ducted CEE Tier 1
215290169 | Central HP <5.4 tons | AIRQUEST | HRCU-A-CB (Split System: Heat Pump with Remote Outdoor Unit-Air-Source) | DLCURAH18ABK | ADP |  | H,GE7J936 | *96VTN0401712B* | 16900 | 16 | 8.5 | 16600 | 19000 | 114.5% | 2.34 | 0 | 10 |  |  |  | No | R-410A | 1.4083 | Residential & Commercial | Ducted CEE Tier 1
215290203 | Central HP <5.4 tons | AIRQUEST | HRCU-A-CB (Split System: Heat Pump with Remote Outdoor Unit-Air-Source) | DLCURAH18ABK | ADP |  | HE34936 | *96VTN0601412A* | 17900 | 16 | 8.5 | 16900 | 18100 | 107.1% | 2.22 | 0 | 10.5 |  |  |  | No | R-410A | 1.4917 | Residential & Commercial | Ducted CEE Tier 1
215290219 | Central HP <5.4 tons | AIRQUEST | HRCU-A-CB (Split System: Heat Pump with Remote Outdoor Unit-Air-Source) | DLCURAH18ABK | ADP |  | HG80936 | *96VTN0601412A* | 18000 | 16 | 8.5 | 17000 | 18000 | 105.9% | 2.22 | 0 | 11 |  |  |  | No | R-410A | 1.5 | Residential & Commercial | Ducted CEE Tier 1
215290226 | Central HP <5.4 tons | AIRQUEST | HRCU-A-CB (Split System: Heat Pump with Remote Outdoor Unit-Air-Source) | DLCURAH18ABK | ADP |  | HG31930 | *96VTN0601412B* | 17000 | 16 | 8.5 | 16900 | 19400 | 114.8% | 2.38 | 0 | 10 |  |  |  | No | R-410A | 1.4167 | Residential & Commercial | Ducted CEE Tier 1
215290228 | Central HP <5.4 tons | AIRQUEST | HRCU-A-CB (Split System: Heat Pump with Remote Outdoor Unit-Air-Source) | DLCURAH18ABK | ADP |  | H,GE31930 | *96VTN0601412B* | 17000 | 16 | 8.5 | 16900 | 19400 | 114.8% | 2.38 | 0 | 10 |  |  |  | No | R-410A | 1.4167 | Residential & Commercial | Ducted CEE Tier 1
215290233 | Central HP <5.4 tons | AIRQUEST | HRCU-A-CB (Split System: Heat Pump with Remote Outdoor Unit-Air-Source) | DLCURAH18ABK | ADP |  | HG32924 | *96VTN0601412B* | 17200 | 16 | 8.5 | 16900 | 19400 | 114.8% | 2.38 | 0 | 10.5 |  |  |  | No | R-410A | 1.4333 | Residential & Commercial | Ducted CEE Tier 1
215290260 | Central HP <5.4 tons | AIRQUEST | HRCU-A-CB (Split System: Heat Pump with Remote Outdoor Unit-Air-Source) | DLCURAH18ABK | ADP |  | H,GG9J936 | *96VTN0601412B* | 17500 | 16 | 8.5 | 16900 | 18800 | 111.2% | 2.3 | 0 | 10.5 |  |  |  | No | R-410A | 1.4583 | Residential & Commercial | Ducted CEE Tier 1
215290333 | Central HP <5.4 tons | AIRQUEST | HRCU-A-CB (Split System: Heat Pump with Remote Outdoor Unit-Air-Source) | DLCURAH18ABK | ADP |  | HG35936 | *96VTN0601716B* | 17400 | 16 | 8.5 | 16800 | 19100 | 113.7% | 2.34 | 0 | 10.5 |  |  |  | No | R-410A | 1.45 | Residential & Commercial | Ducted CEE Tier 1
214391153 | Central HP <5.4 tons | Breeze33 | HRCU-A-C (Split System: Heat Pump with Remote Outdoor Unit with No Indoor Fan --Air Source) | BZ33-INV30OUT2-J |  |  | BZ33-MSC36C-J |  | 30000 | 15.5 | 9.7 | 33000 | 27000 | 81.82% | 1.85 | 10.7 | 10.5 |  |  |  | No | R-410A | 2.5 | Residential & Commercial | Ducted CEE Tier 1
213785772 | Central HP <5.4 tons | Custom Comfort | HRCU-A-C (Split System: Heat Pump with Remote Outdoor Unit with No Indoor Fan --Air Source) | CCOXHA24V30HP |  |  | CCOACC3036B |  | 29000 | 15.2 | 8.5 | 31000 | 22600 | 72.9% | 1.8 | 0 | 10 |  |  |  | No | R-410A | 2.4167 | Residential & Commercial | Ducted CEE Tier 1
216439942 | Central HP <5.4 tons | TRANE | HRCU-A-CB (Split System: Heat Pump with Remote Outdoor Unit-Air-Source) | 5TWV0X24A1 |  |  | 5PX*B003AS3 | S9V2B060U3VSB+LRP | 20400 | 18.8 | 9.4 | 23800 | 17600 | 73.95% | 2.1 | 0 | 11.7 |  |  |  | No | R-454B | 1.7 | Residential & Commercial | Ducted CEE Tier 1
212380549 | Central HP <5.4 tons | CARRIER | HRCU-A-CB (Split System: Heat Pump with Remote Outdoor Unit-Air-Source) | 25VNA424A*031* | ADP |  | V,C36H175P149 | 58TN*A090C17**16 | 23600 | 21 | 8.5 | 24800 | 19300 | 77.82% | 2.48 | 0 | 13.5 |  |  |  | No | R-410A | 1.9667 | Residential & Commercial | Ducted CEE Tier 1
216439990 | Central HP <5.4 tons | TRANE | HRCU-A-CB (Split System: Heat Pump with Remote Outdoor Unit-Air-Source) | 5TWV0X24A1 |  |  | 5TXCB003AS3 | S9V2B040U3PSC+LRP | 20600 | 19 | 9.4 | 23800 | 17600 | 73.95% | 2.1 | 0 | 11.7 |  |  |  | No | R-454B | 1.7167 | Residential & Commercial | Ducted CEE Tier 1
215731714 | Central HP <5.4 tons | YORK | HRCU-A-CB (Split System: Heat Pump with Remote Outdoor Unit-Air-Source) | HH860E2S11 | ADP |  | H,YG54*60+TXV-BLEED | Y81E120C16SMPS1 | 44000 | 18 | 8.5 | 41500 | 32600 | 78.55% | 2 | 0 | 12 |  |  |  | No | R-454B | 3.6667 | Residential & Commercial | Ducted CEE Tier 1
215292324 | Central HP <5.4 tons | AIRQUEST | HRCU-A-CB (Split System: Heat Pump with Remote Outdoor Unit-Air-Source) | DLCURAH24ABK | ADP |  | H,GE24936 | *96MSN0601412A* | 23400 | 16 | 8.5 | 25400 | 26000 | 102.4% | 2.22 | 0 | 10 |  |  |  | No | R-410A | 1.95 | Residential & Commercial | Ducted CEE Tier 1
215292349 | Central HP <5.4 tons | AIRQUEST | HRCU-A-CB (Split System: Heat Pump with Remote Outdoor Unit-Air-Source) | DLCURAH24ABK | ADP |  | H,GE35936 | *96MSN0601412A* | 23600 | 16 | 8.5 | 24600 | 23400 | 95.12% | 1.98 | 0 | 10 |  |  |  | No | R-410A | 1.9667 | Residential & Commercial | Ducted CEE Tier 1
215292397 | Central HP <5.4 tons | AIRQUEST | HRCU-A-CB (Split System: Heat Pump with Remote Outdoor Unit-Air-Source) | DLCURAH24ABK | ADP |  | H,GE34936 | *96MSN0601716A* | 23400 | 17 | 9 | 24200 | 23200 | 95.87% | 1.96 | 0 | 10 |  |  |  | No | R-410A | 1.95 | Residential & Commercial | Ducted CEE Tier 1
215292449 | Central HP <5.4 tons | AIRQUEST | HRCU-A-CB (Split System: Heat Pump with Remote Outdoor Unit-Air-Source) | DLCURAH24ABK | ADP |  | H,GE34936 | *96MSN0801716A* | 23800 | 17 | 8.5 | 24800 | 23600 | 95.16% | 2 | 0 | 10.5 |  |  |  | No | R-410A | 1.9833 | Residential & Commercial | Ducted CEE Tier 1
215292456 | Central HP <5.4 tons | AIRQUEST | HRCU-A-CB (Split System: Heat Pump with Remote Outdoor Unit-Air-Source) | DLCURAH24ABK | ADP |  | H,GG37936 | *96MSN0801716A* | 23800 | 17 | 8.5 | 24800 | 23600 | 95.16% | 2 | 0 | 10.5 |  |  |  | No | R-410A | 1.9833 | Residential & Commercial | Ducted CEE Tier 1
206135687 | Central HP <5.4 tons | COMFORTMAKER | HRCU-A-CB (Split System: Heat Pump with Remote Outdoor Unit-Air-Source) | CVH837GKA** |  |  | EA*4X42L21A*+WALLCON | *80CSU0601716A* | 31800 | 17 | 8.1 | 33200 | 24400 | 73.49% | 1.86 | 11.5 | 11 |  |  |  | No | R-410A | 2.65 | Residential & Commercial | Ducted CEE Tier 1
206136139 | Central HP <5.4 tons | COMFORTMAKER | HRCU-A-CB (Split System: Heat Pump with Remote Outdoor Unit-Air-Source) | CVH837GKA** |  |  | EA*4X43L21A*+WALLCON | *95CSU0802120A* | 33000 | 17.5 | 8.5 | 32800 | 25000 | 76.22% | 2 | 12 | 11.5 |  |  |  | No | R-410A | 2.75 | Residential & Commercial | Ducted CEE Tier 1
207454902 | Central HP <5.4 tons | LENNOX | HRCU-A-CB (Split System: Heat Pump with Remote Outdoor Unit-Air-Source) | SL25XPV-024-230A** | ADP |  | L*35/36S9 | SL297UH040NV36B* | 22200 | 22 | 9.9 | 19800 | 20000 | 101% | 1.84 | 14 | 14 |  |  |  | No | R-410A | 1.85 | Residential & Commercial | Ducted CEE Tier 1
215290344 | Central HP <5.4 tons | AIRQUEST | HRCU-A-CB (Split System: Heat Pump with Remote Outdoor Unit-Air-Source) | DLCURAH18ABK | ADP |  | H,GE8J936 | *96VTN0601716B* | 17400 | 16 | 8.5 | 16800 | 19100 | 113.7% | 2.34 | 0 | 10.5 |  |  |  | No | R-410A | 1.45 | Residential & Commercial | Ducted CEE Tier 1
215290353 | Central HP <5.4 tons | AIRQUEST | HRCU-A-CB (Split System: Heat Pump with Remote Outdoor Unit-Air-Source) | DLCURAH18ABK | ADP |  | H,GG24936 | *96VTN0801716A* | 17400 | 16 | 8.5 | 16700 | 18800 | 112.6% | 2.3 | 0 | 10.5 |  |  |  | No | R-410A | 1.45 | Residential & Commercial | Ducted CEE Tier 1
215290358 | Central HP <5.4 tons | AIRQUEST | HRCU-A-CB (Split System: Heat Pump with Remote Outdoor Unit-Air-Source) | DLCURAH18ABK | ADP |  | H,GE31930 | *96VTN0801716A* | 16800 | 15.2 | 8.5 | 16700 | 18800 | 112.6% | 2.3 | 0 | 10 |  |  |  | No | R-410A | 1.4 | Residential & Commercial | Ducted CEE Tier 1
215290360 | Central HP <5.4 tons | AIRQUEST | HRCU-A-CB (Split System: Heat Pump with Remote Outdoor Unit-Air-Source) | DLCURAH18ABK | ADP |  | HE31930 | *96VTN0801716A* | 16800 | 15.2 | 8.5 | 16700 | 18800 | 112.6% | 2.3 | 0 | 10 |  |  |  | No | R-410A | 1.4 | Residential & Commercial | Ducted CEE Tier 1
215290383 | Central HP <5.4 tons | AIRQUEST | HRCU-A-CB (Split System: Heat Pump with Remote Outdoor Unit-Air-Source) | DLCURAH18ABK | ADP |  | H,GE7J936 | *96VTN0801716A* | 17200 | 16 | 8.5 | 16700 | 18800 | 112.6% | 2.3 | 0 | 10 |  |  |  | No | R-410A | 1.4333 | Residential & Commercial | Ducted CEE Tier 1
215290401 | Central HP <5.4 tons | AIRQUEST | HRCU-A-CB (Split System: Heat Pump with Remote Outdoor Unit-Air-Source) | DLCURAH18ABK | ADP |  | HE31924 | *96VTN0801716B* | 17100 | 15.2 | 8.5 | 17100 | 18700 | 109.4% | 2.3 | 0 | 10.5 |  |  |  | No | R-410A | 1.425 | Residential & Commercial | Ducted CEE Tier 1
211229287 | Central HP <5.4 tons | DAY & NIGHT | HRCU-A-CB (Split System: Heat Pump with Remote Outdoor Unit-Air-Source) | DLCURAH36ABK |  |  | EA*4X48L24A* | *80ES(N,L)0902420A* | 36000 | 16.5 | 8.5 | 38500 | 34600 | 89.87% | 2.06 | 0 | 10 |  |  |  | No | R-410A | 3 | Residential & Commercial | Ducted CEE Tier 1
211229371 | Central HP <5.4 tons | DAY & NIGHT | HRCU-A-CB (Split System: Heat Pump with Remote Outdoor Unit-Air-Source) | DLCURAH36ABK |  |  | EA*4X48L24A* | *80VSL1102422A* | 35800 | 16.5 | 8.5 | 37800 | 34600 | 91.53% | 2.04 | 0 | 10 |  |  |  | No | R-410A | 2.9833 | Residential & Commercial | Ducted CEE Tier 1
214391156 | Central HP <5.4 tons | Breeze33 | HRCU-A-CB (Split System: Heat Pump with Remote Outdoor Unit-Air-Source) | BZ33-INV36OUT2-J |  |  | BZ33-WMAHU36-J |  | 36000 | 17.6 | 9.2 | 38000 | 33400 | 87.89% | 1.81 | 0 | 10.2 |  |  |  | No | R-410A | 3 | Residential & Commercial | Ducted CEE Tier 1
215294648 | Central HP <5.4 tons | AIRQUEST | HRCU-A-CB (Split System: Heat Pump with Remote Outdoor Unit-Air-Source) | DLCURAH36ABK | ADP |  | H,GG48936 | *92MSN0601714A* | 35600 | 16 | 8.5 | 36200 | 34400 | 95.03% | 2.02 | 0 | 10 |  |  |  | No | R-410A | 2.9667 | Residential & Commercial | Ducted CEE Tier 1
215294662 | Central HP <5.4 tons | AIRQUEST | HRCU-A-CB (Split System: Heat Pump with Remote Outdoor Unit-Air-Source) | DLCURAH36ABK | ADP |  | HG80936 | *92MSN0601714A* | 35600 | 16 | 8.5 | 36200 | 34400 | 95.03% | 2.02 | 0 | 10 |  |  |  | No | R-410A | 2.9667 | Residential & Commercial | Ducted CEE Tier 1
215294680 | Central HP <5.4 tons | AIRQUEST | HRCU-A-CB (Split System: Heat Pump with Remote Outdoor Unit-Air-Source) | DLCURAH36ABK | ADP |  | HG34936 | *92MSN0801716A* | 35400 | 16 | 8.1 | 36800 | 34600 | 94.02% | 1.88 | 0 | 10 |  |  |  | No | R-410A | 2.95 | Residential & Commercial | Ducted CEE Tier 1
215294687 | Central HP <5.4 tons | AIRQUEST | HRCU-A-CB (Split System: Heat Pump with Remote Outdoor Unit-Air-Source) | DLCURAH36ABK | ADP |  | H,GG36936 | *92MSN0801716A* | 35600 | 16 | 8.5 | 36200 | 34200 | 94.48% | 2.02 | 0 | 10 |  |  |  | No | R-410A | 2.9667 | Residential & Commercial | Ducted CEE Tier 1
213307910 | Central HP <5.4 tons | Alsetria | HRCU-A-CB (Split System: Heat Pump with Remote Outdoor Unit-Air-Source) | MOX430U-18HFN1-M |  |  | MVBE-18HWFN1-MM3E |  | 18000 | 19.3 | 10.8 | 19000 | 18800 | 98.95% | 2.3 | 0 | 12.1 |  |  |  | No | R-410A | 1.5 | Residential & Commercial | Ducted CEE Tier 1
215731818 | Central HP <5.4 tons | YORK | HRCU-A-CB (Split System: Heat Pump with Remote Outdoor Unit-Air-Source) | HH836E2S11 | ADP |  | H,YG48*36+TXV-BLEED | TM8V080C16MP12 | 33600 | 18 | 8.5 | 29600 | 25000 | 84.46% | 2 | 0 | 11 |  |  |  | No | R-454B | 2.8 | Residential & Commercial | Ducted CEE Tier 1
215731827 | Central HP <5.4 tons | YORK | HRCU-A-CB (Split System: Heat Pump with Remote Outdoor Unit-Air-Source) | HH836E2S11 | ADP |  | H,YG48*36+TXV-BLEED | Y81E080B12SMPS1 | 32800 | 18 | 8.5 | 28400 | 24400 | 85.92% | 2 | 0 | 11.7 |  |  |  | No | R-454B | 2.7333 | Residential & Commercial | Ducted CEE Tier 1
214608155 | Central HP <5.4 tons | YORK | HRCU-A-CB (Split System: Heat Pump with Remote Outdoor Unit-Air-Source) | HMH72B341 | ADP |  | F,PE*G32736 |  | 32600 | 17 | 8.35 | 31400 | 22800 | 72.61% | 2.02 | 0 | 10 |  |  |  | No | R-410A | 2.7167 | Residential & Commercial | Ducted CEE Tier 1
215675994 | Central HP <5.4 tons | BRYANT HEATING AND COOLING SYSTEMS | HRCU-A-CB (Split System: Heat Pump with Remote Outdoor Unit-Air-Source) | 290VAN048**AA* |  |  | CVAMA6124XMA*+UI | 88*TB60110C21*** | 48500 | 19.5 | 9.5 | 50000 | 36600 | 73.2% | 2.1 | 0 | 10.5 |  |  |  | No | R-454B | 4.0417 | Residential & Commercial | Ducted CEE Tier 1
215290412 | Central HP <5.4 tons | AIRQUEST | HRCU-A-CB (Split System: Heat Pump with Remote Outdoor Unit-Air-Source) | DLCURAH18ABK | ADP |  | H,GE33936 | *96VTN0801716B* | 17600 | 16 | 8.5 | 17100 | 18700 | 109.4% | 2.3 | 0 | 11 |  |  |  | No | R-410A | 1.4667 | Residential & Commercial | Ducted CEE Tier 1
215290426 | Central HP <5.4 tons | AIRQUEST | HRCU-A-CB (Split System: Heat Pump with Remote Outdoor Unit-Air-Source) | DLCURAH18ABK | ADP |  | H,GE7J924 | *96VTN0801716B* | 17500 | 16 | 8.5 | 17100 | 18700 | 109.4% | 2.3 | 0 | 10.5 |  |  |  | No | R-410A | 1.4583 | Residential & Commercial | Ducted CEE Tier 1
215289583 | Central HP <5.4 tons | AIRQUEST | HRCU-A-CB (Split System: Heat Pump with Remote Outdoor Unit-Air-Source) | DLCURAH18ABK | ADP |  | H,GG35936 | *92MSN0401712A* | 17200 | 15.2 | 8.5 | 16500 | 18400 | 111.5% | 2.24 | 0 | 10.5 |  |  |  | No | R-410A | 1.4333 | Residential & Commercial | Ducted CEE Tier 1
215289626 | Central HP <5.4 tons | AIRQUEST | HRCU-A-CB (Split System: Heat Pump with Remote Outdoor Unit-Air-Source) | DLCURAH18ABK | ADP |  | H,GE34936 | *92MSN0601412A* | 17500 | 16 | 8.5 | 16900 | 18800 | 111.2% | 2.3 | 0 | 11 |  |  |  | No | R-410A | 1.4583 | Residential & Commercial | Ducted CEE Tier 1
213164364 | Central HP <5.4 tons | YORK | HRCU-A-CB (Split System: Heat Pump with Remote Outdoor Unit-Air-Source) | HMH72B341 | ADP |  | CX360B935+AEF48BXP* |  | 32800 | 18 | 8.45 | 31400 | 22800 | 72.61% | 1.96 | 0 | 10 |  |  |  | No | R-410A | 2.7333 | Residential & Commercial | Ducted CEE Tier 1
213867256 | Central HP <5.4 tons | YORK | HRCU-A-CB (Split System: Heat Pump with Remote Outdoor Unit-Air-Source) | HMH72B341 | ADP |  | AD-33(P,U)*****9 | TM9V080C16MP12 | 34000 | 17 | 8.1 | 32200 | 23400 | 72.67% | 2.08 | 0 | 10 |  |  |  | No | R-410A | 2.8333 | Residential & Commercial | Ducted CEE Tier 1
213297022 | Central HP <5.4 tons | JOHNSON CONTROLS | HRCU-A-CB (Split System: Heat Pump with Remote Outdoor Unit-Air-Source) | HMH72B341 |  |  | XAFB36DBCN1 | Z9ET080B12SMPS1 | 33800 | 18 | 8.5 | 33000 | 23200 | 70.3% | 2 | 0 | 10 |  |  |  | No | R-410A | 2.8167 | Residential & Commercial | Ducted CEE Tier 1
213297882 | Central HP <5.4 tons | JOHNSON CONTROLS | HRCU-A-CB (Split System: Heat Pump with Remote Outdoor Unit-Air-Source) | HMH72B341 |  |  | XAFC36DBCN1 | Z9ES080C16SMPS1 | 33400 | 17 | 8.5 | 32000 | 22400 | 70% | 1.8 | 0 | 10 |  |  |  | No | R-410A | 2.7833 | Residential & Commercial | Ducted CEE Tier 1
213298027 | Central HP <5.4 tons | JOHNSON CONTROLS | HRCU-A-CB (Split System: Heat Pump with Remote Outdoor Unit-Air-Source) | HMH72B341 |  |  | XAFC36DXXN1+TXV | Z8ES080C16LMPS1 | 34000 | 18 | 8.5 | 33400 | 24200 | 72.46% | 2.14 | 0 | 10 |  |  |  | No | R-410A | 2.8333 | Residential & Commercial | Ducted CEE Tier 1
213296787 | Central HP <5.4 tons | JOHNSON CONTROLS | HRCU-A-CB (Split System: Heat Pump with Remote Outdoor Unit-Air-Source) | HMH72B341 |  |  | XAHC36DXXN1+TXV | Z9ET100C16SMPS1 | 33000 | 17.5 | 8.1 | 32200 | 22800 | 70.81% | 2 | 0 | 10 |  |  |  | No | R-410A | 2.75 | Residential & Commercial | Ducted CEE Tier 1
213785771 | Central HP <5.4 tons | Custom Comfort | HRCU-A-C (Split System: Heat Pump with Remote Outdoor Unit with No Indoor Fan --Air Source) | CCOXHA24V24HP |  |  | CCOACC24A |  | 24000 | 16.1 | 9.8 | 25000 | 20000 | 80% | 2 | 0 | 10.7 |  |  |  | No | R-410A | 2 | Residential & Commercial | Ducted CEE Tier 1
213297642 | Central HP <5.4 tons | JOHNSON CONTROLS | HRCU-A-CB (Split System: Heat Pump with Remote Outdoor Unit-Air-Source) | HMH72B341 |  |  | XAHB36DBCN1 | Z8ES080B12SMPS1 | 33200 | 17.5 | 8.1 | 32800 | 23000 | 70.12% | 2 | 0 | 10 |  |  |  | No | R-410A | 2.7667 | Residential & Commercial | Ducted CEE Tier 1
215294771 | Central HP <5.4 tons | AIRQUEST | HRCU-A-CB (Split System: Heat Pump with Remote Outdoor Unit-Air-Source) | DLCURAH36ABK | ADP |  | H,GE8J936 | *92MSN0802120A* | 35200 | 16 | 8.1 | 36800 | 34600 | 94.02% | 1.88 | 0 | 10 |  |  |  | No | R-410A | 2.9333 | Residential & Commercial | Ducted CEE Tier 1
211230561 | Central HP <5.4 tons | DAY & NIGHT | HRCU-A-CB (Split System: Heat Pump with Remote Outdoor Unit-Air-Source) | DLCURAH36ABK |  |  | EN(A,D)4X48L24** | *80VTL0902120A* | 35800 | 16.5 | 8.1 | 38500 | 34800 | 90.39% | 2 | 0 | 10 |  |  |  | No | R-410A | 2.9833 | Residential & Commercial | Ducted CEE Tier 1
215294780 | Central HP <5.4 tons | AIRQUEST | HRCU-A-CB (Split System: Heat Pump with Remote Outdoor Unit-Air-Source) | DLCURAH36ABK | ADP |  | HG80936 | *92MSN0802120A* | 35800 | 16 | 8.5 | 36200 | 34200 | 94.48% | 2.02 | 0 | 10 |  |  |  | No | R-410A | 2.9833 | Residential & Commercial | Ducted CEE Tier 1
215294782 | Central HP <5.4 tons | AIRQUEST | HRCU-A-CB (Split System: Heat Pump with Remote Outdoor Unit-Air-Source) | DLCURAH36ABK | ADP |  | H,GG81936 | *92MSN0802120A* | 35800 | 16 | 8.5 | 36200 | 34200 | 94.48% | 2.02 | 0 | 10 |  |  |  | No | R-410A | 2.9833 | Residential & Commercial | Ducted CEE Tier 1
215294796 | Central HP <5.4 tons | AIRQUEST | HRCU-A-CB (Split System: Heat Pump with Remote Outdoor Unit-Air-Source) | DLCURAH36ABK | ADP |  | HE33936 | *92MSN1002120A* | 35200 | 16 | 8.1 | 36800 | 34600 | 94.02% | 1.88 | 0 | 10 |  |  |  | No | R-410A | 2.9333 | Residential & Commercial | Ducted CEE Tier 1
215294805 | Central HP <5.4 tons | AIRQUEST | HRCU-A-CB (Split System: Heat Pump with Remote Outdoor Unit-Air-Source) | DLCURAH36ABK | ADP |  | H,GG36936 | *92MSN1002120A* | 35600 | 16 | 8.5 | 36200 | 34200 | 94.48% | 2.02 | 0 | 10 |  |  |  | No | R-410A | 2.9667 | Residential & Commercial | Ducted CEE Tier 1
215294807 | Central HP <5.4 tons | AIRQUEST | HRCU-A-CB (Split System: Heat Pump with Remote Outdoor Unit-Air-Source) | DLCURAH36ABK | ADP |  | HE36936 | *92MSN1002120A* | 35600 | 16 | 8.5 | 36200 | 34200 | 94.48% | 2.02 | 0 | 10 |  |  |  | No | R-410A | 2.9667 | Residential & Commercial | Ducted CEE Tier 1
215294812 | Central HP <5.4 tons | AIRQUEST | HRCU-A-CB (Split System: Heat Pump with Remote Outdoor Unit-Air-Source) | DLCURAH36ABK | ADP |  | H,GE7J936 | *92MSN1002120A* | 34000 | 16 | 8.1 | 36800 | 34400 | 93.48% | 2 | 0 | 10 |  |  |  | No | R-410A | 2.8333 | Residential & Commercial | Ducted CEE Tier 1
215294864 | Central HP <5.4 tons | AIRQUEST | HRCU-A-CB (Split System: Heat Pump with Remote Outdoor Unit-Air-Source) | DLCURAH36ABK | ADP |  | H,GG1K936 | *92MSN1002122A* | 35800 | 16 | 8.5 | 36200 | 34200 | 94.48% | 2.04 | 0 | 10 |  |  |  | No | R-410A | 2.9833 | Residential & Commercial | Ducted CEE Tier 1
215294891 | Central HP <5.4 tons | AIRQUEST | HRCU-A-CB (Split System: Heat Pump with Remote Outdoor Unit-Air-Source) | DLCURAH36ABK | ADP |  | HE35936 | *92MSN1202420A* | 35800 | 16 | 8.1 | 36800 | 34800 | 94.57% | 1.9 | 0 | 10 |  |  |  | No | R-410A | 2.9833 | Residential & Commercial | Ducted CEE Tier 1
215295082 | Central HP <5.4 tons | AIRQUEST | HRCU-A-CB (Split System: Heat Pump with Remote Outdoor Unit-Air-Source) | DLCURAH36ABK | ADP |  | H,GE80936 | *96MSN0802120A* | 36000 | 16 | 8.5 | 36400 | 34400 | 94.51% | 2.04 | 0 | 10 |  |  |  | No | R-410A | 3 | Residential & Commercial | Ducted CEE Tier 1
215295098 | Central HP <5.4 tons | AIRQUEST | HRCU-A-CB (Split System: Heat Pump with Remote Outdoor Unit-Air-Source) | DLCURAH36ABK | ADP |  | H,GG34936 | *96MSN1002120A* | 35400 | 16 | 8.1 | 36800 | 34600 | 94.02% | 1.88 | 0 | 10 |  |  |  | No | R-410A | 2.95 | Residential & Commercial | Ducted CEE Tier 1
215295116 | Central HP <5.4 tons | AIRQUEST | HRCU-A-CB (Split System: Heat Pump with Remote Outdoor Unit-Air-Source) | DLCURAH36ABK | ADP |  | H,GE8J936 | *96MSN1002120A* | 35400 | 16 | 8.1 | 36800 | 34600 | 94.02% | 1.88 | 0 | 10 |  |  |  | No | R-410A | 2.95 | Residential & Commercial | Ducted CEE Tier 1
215295150 | Central HP <5.4 tons | AIRQUEST | HRCU-A-CB (Split System: Heat Pump with Remote Outdoor Unit-Air-Source) | DLCURAH36ABK | ADP |  | H,GE36936 | *96MSN1002122A* | 35600 | 16 | 8.5 | 36200 | 34200 | 94.48% | 2.06 | 0 | 10 |  |  |  | No | R-410A | 2.9667 | Residential & Commercial | Ducted CEE Tier 1
215679494 | Central HP <5.4 tons | BRYANT HEATING AND COOLING SYSTEMS | HRCU-A-CB (Split System: Heat Pump with Remote Outdoor Unit-Air-Source) | 290VAN036**AA* |  |  | CAA**4821AM*+UI | 83*CB36040C17*** | 34000 | 18 | 9 | 35000 | 25000 | 71.43% | 1.9 | 0 | 10 |  |  |  | No | R-454B | 2.8333 | Residential & Commercial | Ducted CEE Tier 1
215679544 | Central HP <5.4 tons | BRYANT HEATING AND COOLING SYSTEMS | HRCU-A-CB (Split System: Heat Pump with Remote Outdoor Unit-Air-Source) | 290VAN036**AA* |  |  | CAA**4821AM*+UI | 987TA66100C21*** | 33800 | 18 | 9 | 35000 | 25000 | 71.43% | 1.9 | 0 | 10 |  |  |  | No | R-454B | 2.8167 | Residential & Commercial | Ducted CEE Tier 1
216440112 | Central HP <5.4 tons | TRANE | HRCU-A-CB (Split System: Heat Pump with Remote Outdoor Unit-Air-Source) | 5TWV0X36A1 |  |  | 5TAMXD05AV41 |  | 35400 | 20.4 | 10 | 33000 | 24600 | 74.55% | 2.1 | 0 | 12.7 |  |  |  | No | R-454B | 2.95 | Residential & Commercial | Ducted CEE Tier 1
216440146 | Central HP <5.4 tons | TRANE | HRCU-A-CB (Split System: Heat Pump with Remote Outdoor Unit-Air-Source) | 5TWV0X36A1 |  |  | 5TXCB004AS3 | L8V1B080U4VSB+LRP | 34000 | 18.8 | 9.7 | 31600 | 25000 | 79.11% | 2.1 | 0 | 12 |  |  |  | No | R-454B | 2.8333 | Residential & Commercial | Ducted CEE Tier 1
216440160 | Central HP <5.4 tons | TRANE | HRCU-A-CB (Split System: Heat Pump with Remote Outdoor Unit-Air-Source) | 5TWV0X36A1 |  |  | 5TXCB006AS3 | S9V2B040U3PSC+LRP | 34200 | 19.2 | 9.4 | 32800 | 24200 | 73.78% | 2.1 | 0 | 12 |  |  |  | No | R-454B | 2.85 | Residential & Commercial | Ducted CEE Tier 1
216440178 | Central HP <5.4 tons | TRANE | HRCU-A-CB (Split System: Heat Pump with Remote Outdoor Unit-Air-Source) | 5TWV0X36A1 |  |  | 5TXCB006AS3 | S9V2B080U4PSC+LRP | 34200 | 19.2 | 9.4 | 32800 | 24200 | 73.78% | 2.1 | 0 | 12 |  |  |  | No | R-454B | 2.85 | Residential & Commercial | Ducted CEE Tier 1
216439998 | Central HP <5.4 tons | TRANE | HRCU-A-CB (Split System: Heat Pump with Remote Outdoor Unit-Air-Source) | 5TWV0X36A1 |  |  | 5PX*B004AS3 | S9V2B080U4PSC+LRP | 33200 | 18.4 | 9.4 | 32000 | 24200 | 75.62% | 2.1 | 0 | 12 |  |  |  | No | R-454B | 2.7667 | Residential & Commercial | Ducted CEE Tier 1
216440016 | Central HP <5.4 tons | TRANE | HRCU-A-CB (Split System: Heat Pump with Remote Outdoor Unit-Air-Source) | 5TWV0X36A1 |  |  | 5PX*B004AS3 | S9V2B060U3VSB+LRP | 33400 | 18.2 | 9.4 | 32000 | 24200 | 75.62% | 2.1 | 0 | 12 |  |  |  | No | R-454B | 2.7833 | Residential & Commercial | Ducted CEE Tier 1
216440032 | Central HP <5.4 tons | TRANE | HRCU-A-CB (Split System: Heat Pump with Remote Outdoor Unit-Air-Source) | 5TWV0X36A1 |  |  | 5PX*B006AS3 | S9V2B060U4PSC+LRP | 34400 | 19.2 | 9.4 | 32600 | 24200 | 74.23% | 2.1 | 0 | 12.5 |  |  |  | No | R-454B | 2.8667 | Residential & Commercial | Ducted CEE Tier 1
216440048 | Central HP <5.4 tons | TRANE | HRCU-A-CB (Split System: Heat Pump with Remote Outdoor Unit-Air-Source) | 5TWV0X36A1 |  |  | 5PX*B006AS3 | S9V2B040D3PSC+LRP | 32200 | 17.1 | 9.4 | 31800 | 23800 | 74.84% | 2.1 | 0 | 11.7 |  |  |  | No | R-454B | 2.6833 | Residential & Commercial | Ducted CEE Tier 1
216440082 | Central HP <5.4 tons | TRANE | HRCU-A-CB (Split System: Heat Pump with Remote Outdoor Unit-Air-Source) | 5TWV0X36A1 |  |  | 5PX*C007AS3 | S9V2C100D5VSB+LRP | 32000 | 17.6 | 9.4 | 31600 | 23600 | 74.68% | 2.1 | 0 | 12 |  |  |  | No | R-454B | 2.6667 | Residential & Commercial | Ducted CEE Tier 1
206133429 | Central HP <5.4 tons | COMFORTMAKER | HRCU-A-CB (Split System: Heat Pump with Remote Outdoor Unit-Air-Source) | CVH825GKA2* |  |  | EA*4X37L17A*+WALLCON | *80CSU0601716A* | 24200 | 16.5 | 8.1 | 21400 | 16700 | 78.04% | 2 | 11.5 | 10.5 |  |  |  | No | R-410A | 2.0167 | Residential & Commercial | Ducted CEE Tier 1
213386487 | Central HP <5.4 tons | Alsetria | HRCU-A-C (Split System: Heat Pump with Remote Outdoor Unit with No Indoor Fan --Air Source) | MOX630-36HFN1-M3X |  |  | MAC-36HWDN1-MN0 |  | 35000 | 15.2 | 8.5 | 36000 | 30000 | 83.33% | 1.8 | 0 | 10 |  |  |  | No | R-410A | 2.9167 | Residential & Commercial | Ducted CEE Tier 1
215291896 | Central HP <5.4 tons | AIRQUEST | HRCU-A-CB (Split System: Heat Pump with Remote Outdoor Unit-Air-Source) | DLCURAH24ABK | ADP |  | H,GG9J936 | *92MSN0401712A* | 23600 | 16 | 8.5 | 24800 | 23600 | 95.16% | 1.96 | 0 | 10 |  |  |  | No | R-410A | 1.9667 | Residential & Commercial | Ducted CEE Tier 1
215291898 | Central HP <5.4 tons | AIRQUEST | HRCU-A-CB (Split System: Heat Pump with Remote Outdoor Unit-Air-Source) | DLCURAH24ABK | ADP |  | H,GE9J936 | *92MSN0401712A* | 23600 | 16 | 8.5 | 24800 | 23600 | 95.16% | 1.96 | 0 | 10 |  |  |  | No | R-410A | 1.9667 | Residential & Commercial | Ducted CEE Tier 1
215291930 | Central HP <5.4 tons | AIRQUEST | HRCU-A-CB (Split System: Heat Pump with Remote Outdoor Unit-Air-Source) | DLCURAH24ABK | ADP |  | HE34936 | *92MSN0601412A* | 23800 | 17 | 8.5 | 24800 | 23400 | 94.35% | 1.98 | 0 | 10.5 |  |  |  | No | R-410A | 1.9833 | Residential & Commercial | Ducted CEE Tier 1
215292472 | Central HP <5.4 tons | AIRQUEST | HRCU-A-CB (Split System: Heat Pump with Remote Outdoor Unit-Air-Source) | DLCURAH24ABK | ADP |  | H,GE1K936 | *96MSN0801716A* | 23800 | 17 | 8.5 | 24800 | 23600 | 95.16% | 2 | 0 | 10.5 |  |  |  | No | R-410A | 1.9833 | Residential & Commercial | Ducted CEE Tier 1
215292481 | Central HP <5.4 tons | AIRQUEST | HRCU-A-CB (Split System: Heat Pump with Remote Outdoor Unit-Air-Source) | DLCURAH24ABK | ADP |  | H,GG31924 | *96MSN0802120A* | 22600 | 16 | 8.5 | 24800 | 23800 | 95.97% | 2.02 | 0 | 10 |  |  |  | No | R-410A | 1.8833 | Residential & Commercial | Ducted CEE Tier 1
215292501 | Central HP <5.4 tons | AIRQUEST | HRCU-A-CB (Split System: Heat Pump with Remote Outdoor Unit-Air-Source) | DLCURAH24ABK | ADP |  | H,GE34936 | *96MSN0802120A* | 23600 | 17 | 8.5 | 24800 | 23800 | 95.97% | 2.02 | 0 | 10.5 |  |  |  | No | R-410A | 1.9667 | Residential & Commercial | Ducted CEE Tier 1
215292508 | Central HP <5.4 tons | AIRQUEST | HRCU-A-CB (Split System: Heat Pump with Remote Outdoor Unit-Air-Source) | DLCURAH24ABK | ADP |  | H,GG37936 | *96MSN0802120A* | 23600 | 17 | 8.5 | 24800 | 23800 | 95.97% | 2.02 | 0 | 10.5 |  |  |  | No | R-410A | 1.9667 | Residential & Commercial | Ducted CEE Tier 1
215292517 | Central HP <5.4 tons | AIRQUEST | HRCU-A-CB (Split System: Heat Pump with Remote Outdoor Unit-Air-Source) | DLCURAH24ABK | ADP |  | HG8J936 | *96MSN0802120A* | 23400 | 17 | 8.5 | 24800 | 23800 | 95.97% | 2.02 | 0 | 10.5 |  |  |  | No | R-410A | 1.95 | Residential & Commercial | Ducted CEE Tier 1
213146399 | Central HP <5.4 tons | BRYANT HEATING AND COOLING SYSTEMS | HRCU-A-CB (Split System: Heat Pump with Remote Outdoor Unit-Air-Source) | 38MURAQ24AB3* | ADP |  | V,C36H175P159+AEFE4B* |  | 24200 | 18 | 9 | 25000 | 22600 | 90.4% | 1.92 | 0 | 10.5 |  |  |  | No | R-410A | 2.0167 | Residential & Commercial | Ducted CEE Tier 1
211259603 | Central HP <5.4 tons | AIRQUEST | HRCU-A-CB (Split System: Heat Pump with Remote Outdoor Unit-Air-Source) | DLCURAH18ABK |  |  | EA*4X19L17A* | *96VSN0601714A* | 18200 | 16 | 8.5 | 18200 | 17600 | 96.7% | 2.14 | 0 | 10.5 |  |  |  | No | R-410A | 1.5167 | Residential & Commercial | Ducted CEE Tier 1
211260084 | Central HP <5.4 tons | AIRQUEST | HRCU-A-CB (Split System: Heat Pump with Remote Outdoor Unit-Air-Source) | DLCURAH18ABK |  |  | EA*4X24L14A* | *96VSN0401410A* | 17300 | 16 | 8.5 | 18300 | 19200 | 104.9% | 2.3 | 0 | 10.5 |  |  |  | No | R-410A | 1.4417 | Residential & Commercial | Ducted CEE Tier 1
215289699 | Central HP <5.4 tons | AIRQUEST | HRCU-A-CB (Split System: Heat Pump with Remote Outdoor Unit-Air-Source) | DLCURAH18ABK | ADP |  | H,GE31924 | *92MSN0801716A* | 17100 | 16 | 8.5 | 17100 | 18700 | 109.4% | 2.3 | 0 | 10.5 |  |  |  | No | R-410A | 1.425 | Residential & Commercial | Ducted CEE Tier 1
215289724 | Central HP <5.4 tons | AIRQUEST | HRCU-A-CB (Split System: Heat Pump with Remote Outdoor Unit-Air-Source) | DLCURAH18ABK | ADP |  | HG7J924 | *92MSN0801716A* | 17600 | 16 | 8.5 | 17100 | 18900 | 110.5% | 2.32 | 0 | 10.5 |  |  |  | No | R-410A | 1.4667 | Residential & Commercial | Ducted CEE Tier 1
215289726 | Central HP <5.4 tons | AIRQUEST | HRCU-A-CB (Split System: Heat Pump with Remote Outdoor Unit-Air-Source) | DLCURAH18ABK | ADP |  | H,GE7J924 | *92MSN0801716A* | 17600 | 16 | 8.5 | 17100 | 18900 | 110.5% | 2.32 | 0 | 10.5 |  |  |  | No | R-410A | 1.4667 | Residential & Commercial | Ducted CEE Tier 1
215289740 | Central HP <5.4 tons | AIRQUEST | HRCU-A-CB (Split System: Heat Pump with Remote Outdoor Unit-Air-Source) | DLCURAH18ABK | ADP |  | H,GE24936 | *96MSN0261410A* | 17300 | 20 | 8.1 | 16700 | 18800 | 112.6% | 2.3 | 0 | 10.5 |  |  |  | No | R-410A | 1.4417 | Residential & Commercial | Ducted CEE Tier 1
215289792 | Central HP <5.4 tons | AIRQUEST | HRCU-A-CB (Split System: Heat Pump with Remote Outdoor Unit-Air-Source) | DLCURAH18ABK | ADP |  | HE31930 | *96MSN0401410A* | 16800 | 16 | 8.5 | 16900 | 19100 | 113% | 2.34 | 0 | 10 |  |  |  | No | R-410A | 1.4 | Residential & Commercial | Ducted CEE Tier 1
215289815 | Central HP <5.4 tons | AIRQUEST | HRCU-A-CB (Split System: Heat Pump with Remote Outdoor Unit-Air-Source) | DLCURAH18ABK | ADP |  | HG7J936 | *96MSN0401410A* | 17200 | 16 | 8.5 | 16900 | 19100 | 113% | 2.34 | 0 | 10 |  |  |  | No | R-410A | 1.4333 | Residential & Commercial | Ducted CEE Tier 1
213298062 | Central HP <5.4 tons | JOHNSON CONTROLS | HRCU-A-CB (Split System: Heat Pump with Remote Outdoor Unit-Air-Source) | HMH72B341 |  |  | XAFB36DXXN1+TXV | Z8ES040A12SMPS1 | 34000 | 18 | 8.5 | 33400 | 24200 | 72.46% | 2.1 | 0 | 10 |  |  |  | No | R-410A | 2.8333 | Residential & Commercial | Ducted CEE Tier 1
213297177 | Central HP <5.4 tons | JOHNSON CONTROLS | HRCU-A-CB (Split System: Heat Pump with Remote Outdoor Unit-Air-Source) | HMH72B341 |  |  | XAFC30CXXN1+TXV | Z8ES080C16LMPS1 | 33600 | 18 | 8.5 | 33000 | 23200 | 70.3% | 2.08 | 0 | 10 |  |  |  | No | R-410A | 2.8 | Residential & Commercial | Ducted CEE Tier 1
213296792 | Central HP <5.4 tons | JOHNSON CONTROLS | HRCU-A-CB (Split System: Heat Pump with Remote Outdoor Unit-Air-Source) | HMH72B341 |  |  | XAHC36DBCN1 | Z9ET100C16SMPS1 | 33600 | 18 | 8.5 | 33000 | 23200 | 70.3% | 2.04 | 0 | 10 |  |  |  | No | R-410A | 2.8 | Residential & Commercial | Ducted CEE Tier 1
215294697 | Central HP <5.4 tons | AIRQUEST | HRCU-A-CB (Split System: Heat Pump with Remote Outdoor Unit-Air-Source) | DLCURAH36ABK | ADP |  | H,GE8J936 | *92MSN0801716A* | 35400 | 16 | 8.1 | 36800 | 34600 | 94.02% | 1.88 | 0 | 10 |  |  |  | No | R-410A | 2.95 | Residential & Commercial | Ducted CEE Tier 1
215294749 | Central HP <5.4 tons | AIRQUEST | HRCU-A-CB (Split System: Heat Pump with Remote Outdoor Unit-Air-Source) | DLCURAH36ABK | ADP |  | HG35936 | *92MSN0802120A* | 35200 | 16 | 8.1 | 36800 | 34600 | 94.02% | 1.88 | 0 | 10 |  |  |  | No | R-410A | 2.9333 | Residential & Commercial | Ducted CEE Tier 1
215294774 | Central HP <5.4 tons | AIRQUEST | HRCU-A-CB (Split System: Heat Pump with Remote Outdoor Unit-Air-Source) | DLCURAH36ABK | ADP |  | H,GG9J936 | *92MSN0802120A* | 35200 | 16 | 8.1 | 36800 | 34600 | 94.02% | 1.88 | 0 | 10 |  |  |  | No | R-410A | 2.9333 | Residential & Commercial | Ducted CEE Tier 1
213773217 | Central HP <5.4 tons | HEIL | HRCU-A-CB (Split System: Heat Pump with Remote Outdoor Unit-Air-Source) | HVH825GKA3* |  |  | EA*4X37L17A*+WALLCON | *97CMN0801714B* | 24200 | 16 | 8.1 | 21400 | 16700 | 78.04% | 1.98 | 0 | 10.5 |  |  |  | No | R-410A | 2.0167 | Residential & Commercial | Ducted CEE Tier 1
213774437 | Central HP <5.4 tons | HEIL | HRCU-A-CB (Split System: Heat Pump with Remote Outdoor Unit-Air-Source) | HVH825GKA3* |  |  | EHD4X42AAL+WALLCON | *80CTL1102120B* | 24200 | 16 | 8.1 | 21400 | 16600 | 77.57% | 2 | 0 | 10.5 |  |  |  | No | R-410A | 2.0167 | Residential & Commercial | Ducted CEE Tier 1
213146394 | Central HP <5.4 tons | BRYANT HEATING AND COOLING SYSTEMS | HRCU-A-CB (Split System: Heat Pump with Remote Outdoor Unit-Air-Source) | 38MURAQ24AB3* | ADP |  | C36A***L129+AEFE3A* |  | 23600 | 17 | 9 | 25600 | 25200 | 98.44% | 2.14 | 0 | 10 |  |  |  | No | R-410A | 1.9667 | Residential & Commercial | Ducted CEE Tier 1
215294779 | Central HP <5.4 tons | AIRQUEST | HRCU-A-CB (Split System: Heat Pump with Remote Outdoor Unit-Air-Source) | DLCURAH36ABK | ADP |  | H,GG80936 | *92MSN0802120A* | 35800 | 16 | 8.5 | 36200 | 34200 | 94.48% | 2.02 | 0 | 10 |  |  |  | No | R-410A | 2.9833 | Residential & Commercial | Ducted CEE Tier 1
216440300 | Central HP <5.4 tons | TRANE | HRCU-A-CB (Split System: Heat Pump with Remote Outdoor Unit-Air-Source) | 5TWV0X48A1 |  |  | 5PX*D010AS3 | S9V2C100U5PSC+LRP | 44500 | 20 | 9.7 | 46000 | 33000 | 71.74% | 2.1 | 0 | 12 |  |  |  | No | R-454B | 3.7083 | Residential & Commercial | Ducted CEE Tier 1
212603265 | Central HP <5.4 tons | DAY & NIGHT | HRCU-A-CB (Split System: Heat Pump with Remote Outdoor Unit-Air-Source) | DLCURAH36ABK | ADP |  | PL36H210P179 | *95ESU1002120A* | 36400 | 16 | 8.1 | 36800 | 34400 | 93.48% | 2.04 | 0 | 10.5 |  |  |  | No | R-410A | 3.0333 | Residential & Commercial | Ducted CEE Tier 1
211230233 | Central HP <5.4 tons | AIRQUEST | HRCU-A-CB (Split System: Heat Pump with Remote Outdoor Unit-Air-Source) | DLCURAH36ABK |  |  | EN(A,D,W)4X48L21** | *96VSN0801716A* | 35800 | 16 | 8.1 | 38500 | 34800 | 90.39% | 2 | 0 | 10 |  |  |  | No | R-410A | 2.9833 | Residential & Commercial | Ducted CEE Tier 1
211230333 | Central HP <5.4 tons | AIRQUEST | HRCU-A-CB (Split System: Heat Pump with Remote Outdoor Unit-Air-Source) | DLCURAH36ABK |  |  | EN(A,D,W)4X48L21** | *96VTN1002120A* | 36600 | 15.5 | 8.1 | 39500 | 35000 | 88.61% | 2.04 | 0 | 10 |  |  |  | No | R-410A | 3.05 | Residential & Commercial | Ducted CEE Tier 1
215292524 | Central HP <5.4 tons | AIRQUEST | HRCU-A-CB (Split System: Heat Pump with Remote Outdoor Unit-Air-Source) | DLCURAH24ABK | ADP |  | H,GE1K936 | *96MSN0802120A* | 23600 | 17 | 8.5 | 24800 | 23800 | 95.97% | 2.02 | 0 | 10.5 |  |  |  | No | R-410A | 1.9667 | Residential & Commercial | Ducted CEE Tier 1
215292526 | Central HP <5.4 tons | AIRQUEST | HRCU-A-CB (Split System: Heat Pump with Remote Outdoor Unit-Air-Source) | DLCURAH24ABK | ADP |  | HG80936 | *96MSN0802120A* | 23600 | 17 | 8.5 | 24800 | 23800 | 95.97% | 2.02 | 0 | 10.5 |  |  |  | No | R-410A | 1.9667 | Residential & Commercial | Ducted CEE Tier 1
215292558 | Central HP <5.4 tons | AIRQUEST | HRCU-A-CB (Split System: Heat Pump with Remote Outdoor Unit-Air-Source) | DLCURAH24ABK | ADP |  | H,GG37936 | *96VTN0401410A* | 24000 | 16 | 8.5 | 24000 | 21400 | 89.17% | 1.8 | 0 | 10 |  |  |  | No | R-410A | 2 | Residential & Commercial | Ducted CEE Tier 1
215292606 | Central HP <5.4 tons | AIRQUEST | HRCU-A-CB (Split System: Heat Pump with Remote Outdoor Unit-Air-Source) | DLCURAH24ABK | ADP |  | H,GG36936 | *96VTN0401410B* | 23400 | 16 | 8.5 | 24600 | 23800 | 96.75% | 2 | 0 | 10 |  |  |  | No | R-410A | 1.95 | Residential & Commercial | Ducted CEE Tier 1
215292651 | Central HP <5.4 tons | AIRQUEST | HRCU-A-CB (Split System: Heat Pump with Remote Outdoor Unit-Air-Source) | DLCURAH24ABK | ADP |  | H,GE34936 | *96VTN0401712A* | 23400 | 16 | 8.5 | 24200 | 23200 | 95.87% | 1.94 | 0 | 10 |  |  |  | No | R-410A | 1.95 | Residential & Commercial | Ducted CEE Tier 1
211230360 | Central HP <5.4 tons | AIRQUEST | HRCU-A-CB (Split System: Heat Pump with Remote Outdoor Unit-Air-Source) | DLCURAH36ABK |  |  | EN(A,D,W)4X48L21** | OLV112A16A | 36000 | 15.5 | 8.1 | 38500 | 35000 | 90.91% | 2.02 | 0 | 10 |  |  |  | No | R-410A | 3 | Residential & Commercial | Ducted CEE Tier 1
213081457 | Central HP <5.4 tons | Alsetria | HRCU-A-CB (Split System: Heat Pump with Remote Outdoor Unit-Air-Source) | MOE31U-36HFN1-M |  |  | MVBE-36HWFN1-ML3E |  | 36000 | 17.6 | 9.2 | 38000 | 33400 | 87.89% | 1.81 | 0 | 10.2 |  |  |  | No | R-410A | 3 | Residential & Commercial | Ducted CEE Tier 1
215294806 | Central HP <5.4 tons | AIRQUEST | HRCU-A-CB (Split System: Heat Pump with Remote Outdoor Unit-Air-Source) | DLCURAH36ABK | ADP |  | H,GE36936 | *92MSN1002120A* | 35600 | 16 | 8.5 | 36200 | 34200 | 94.48% | 2.02 | 0 | 10 |  |  |  | No | R-410A | 2.9667 | Residential & Commercial | Ducted CEE Tier 1
213297182 | Central HP <5.4 tons | JOHNSON CONTROLS | HRCU-A-CB (Split System: Heat Pump with Remote Outdoor Unit-Air-Source) | HMH72B341 |  |  | XAFC30CXXN1+TXV | Z8ES080B12SMPS1 | 33200 | 18 | 8.5 | 33000 | 23400 | 70.91% | 2.04 | 0 | 10 |  |  |  | No | R-410A | 2.7667 | Residential & Commercial | Ducted CEE Tier 1
214810549 | Central HP <5.4 tons | DIYCOOL | HRCU-A-CB (Split System: Heat Pump with Remote Outdoor Unit-Air-Source) | ACIQ-18-HPB |  |  | ACIQ-18-AHB |  | 18000 | 18 | 9.3 | 19000 | 16500 | 86.84% | 2.04 | 12.5 | 12.4 |  |  |  | No | R-410A | 1.5 | Residential & Commercial | Ducted CEE Tier 1
215674495 | Central HP <5.4 tons | BRYANT HEATING AND COOLING SYSTEMS | HRCU-A-CB (Split System: Heat Pump with Remote Outdoor Unit-Air-Source) | 290VAN048**AA* |  |  | CAA**6124AM*+UI | 88*TB60110C21*** | 46000 | 18.5 | 9 | 47500 | 33600 | 70.74% | 2.08 | 0 | 10 |  |  |  | No | R-454B | 3.8333 | Residential & Commercial | Ducted CEE Tier 1
216440194 | Central HP <5.4 tons | TRANE | HRCU-A-CB (Split System: Heat Pump with Remote Outdoor Unit-Air-Source) | 5TWV0X36A1 |  |  | 5TXCC005AS3 | S9V2C100U4VSB+LRP | 33200 | 18.8 | 9.4 | 32000 | 24000 | 75% | 2.1 | 0 | 12 |  |  |  | No | R-454B | 2.7667 | Residential & Commercial | Ducted CEE Tier 1
216440212 | Central HP <5.4 tons | TRANE | HRCU-A-CB (Split System: Heat Pump with Remote Outdoor Unit-Air-Source) | 5TWV0X36A1 |  |  | 5TXCC007AS3 | S9V2C100D5PSC+LRP | 32600 | 18.1 | 9.4 | 31600 | 23600 | 74.68% | 2.1 | 0 | 12 |  |  |  | No | R-454B | 2.7167 | Residential & Commercial | Ducted CEE Tier 1
212520291 | Central HP <5.4 tons | CARRIER | HRCU-A-CB (Split System: Heat Pump with Remote Outdoor Unit-Air-Source) | 38MURAQ24AB3* | ADP |  | H,PG9J936 | 58TP*A110V21**22 | 23800 | 17 | 8.1 | 24400 | 23200 | 95.08% | 1.96 | 0 | 10.5 |  |  |  | No | R-410A | 1.9833 | Residential & Commercial | Ducted CEE Tier 1
213386483 | Central HP <5.4 tons | Alsetria | HRCU-A-C (Split System: Heat Pump with Remote Outdoor Unit with No Indoor Fan --Air Source) | MOD30-20HFN1-MW |  |  | MVBM-24A18T3N1 |  | 20000 | 16.3 | 10.2 | 25000 | 20000 | 80% | 2 | 0 | 11.7 |  |  |  | No | R-410A | 1.6667 | Residential & Commercial | Ducted CEE Tier 1
216440028 | Central HP <5.4 tons | TRANE | HRCU-A-CB (Split System: Heat Pump with Remote Outdoor Unit-Air-Source) | 5TWV0X36A1 |  |  | 5PX*B006AS3 | S9V2B080U4VSB+LRP | 34200 | 19.4 | 9.4 | 32800 | 24200 | 73.78% | 2.1 | 0 | 12.5 |  |  |  | No | R-454B | 2.85 | Residential & Commercial | Ducted CEE Tier 1
216440042 | Central HP <5.4 tons | TRANE | HRCU-A-CB (Split System: Heat Pump with Remote Outdoor Unit-Air-Source) | 5TWV0X36A1 |  |  | 5PX*B006AS3 | S9V2B040U3PSC+LRP | 34200 | 19.2 | 9.4 | 32800 | 24200 | 73.78% | 2.1 | 0 | 12 |  |  |  | No | R-454B | 2.85 | Residential & Commercial | Ducted CEE Tier 1
215294888 | Central HP <5.4 tons | AIRQUEST | HRCU-A-CB (Split System: Heat Pump with Remote Outdoor Unit-Air-Source) | DLCURAH36ABK | ADP |  | H,GG35936 | *92MSN1202420A* | 35800 | 16 | 8.1 | 36800 | 34800 | 94.57% | 1.9 | 0 | 10 |  |  |  | No | R-410A | 2.9833 | Residential & Commercial | Ducted CEE Tier 1
215294890 | Central HP <5.4 tons | AIRQUEST | HRCU-A-CB (Split System: Heat Pump with Remote Outdoor Unit-Air-Source) | DLCURAH36ABK | ADP |  | H,GE35936 | *92MSN1202420A* | 35800 | 16 | 8.1 | 36800 | 34800 | 94.57% | 1.9 | 0 | 10 |  |  |  | No | R-410A | 2.9833 | Residential & Commercial | Ducted CEE Tier 1
211230701 | Central HP <5.4 tons | AIRQUEST | HRCU-A-CB (Split System: Heat Pump with Remote Outdoor Unit-Air-Source) | DLCURAH36ABK |  |  | EN(A,D)4X48L24** | *96VSN1002120A* | 36200 | 16 | 8.1 | 38500 | 34800 | 90.39% | 2.02 | 0 | 10 |  |  |  | No | R-410A | 3.0167 | Residential & Commercial | Ducted CEE Tier 1
215292740 | Central HP <5.4 tons | AIRQUEST | HRCU-A-CB (Split System: Heat Pump with Remote Outdoor Unit-Air-Source) | DLCURAH24ABK | ADP |  | HG32936 | *96VTN0601412A* | 23200 | 16 | 8.5 | 24800 | 25200 | 101.6% | 2.14 | 0 | 10 |  |  |  | No | R-410A | 1.9333 | Residential & Commercial | Ducted CEE Tier 1
215292742 | Central HP <5.4 tons | AIRQUEST | HRCU-A-CB (Split System: Heat Pump with Remote Outdoor Unit-Air-Source) | DLCURAH24ABK | ADP |  | H,GE32936 | *96VTN0601412A* | 23200 | 16 | 8.5 | 24800 | 25200 | 101.6% | 2.14 | 0 | 10 |  |  |  | No | R-410A | 1.9333 | Residential & Commercial | Ducted CEE Tier 1
216453129 | Central HP <5.4 tons | TRANE | HRCU-A-CB (Split System: Heat Pump with Remote Outdoor Unit-Air-Source) | 5TWV0X36A1 |  |  | 5TXCB006AS3 | S8V2B060M4PDB | 35200 | 20 | 9.7 | 32400 | 25000 | 77.16% | 2.1 | 0 | 12.5 |  |  |  | No | R-454B | 2.9333 | Residential & Commercial | Ducted CEE Tier 1
216453131 | Central HP <5.4 tons | TRANE | HRCU-A-CB (Split System: Heat Pump with Remote Outdoor Unit-Air-Source) | 5TWV0X36A1 |  |  | 5TXCB006AS3 | S8V2B080M4PDB | 35400 | 20 | 9.7 | 32600 | 25200 | 77.3% | 2.1 | 0 | 12.5 |  |  |  | No | R-454B | 2.95 | Residential & Commercial | Ducted CEE Tier 1
215292817 | Central HP <5.4 tons | AIRQUEST | HRCU-A-CB (Split System: Heat Pump with Remote Outdoor Unit-Air-Source) | DLCURAH24ABK | ADP |  | H,GG9J936 | *96VTN0601412B* | 23600 | 17 | 8.5 | 24600 | 23600 | 95.93% | 2 | 0 | 10 |  |  |  | No | R-410A | 1.9667 | Residential & Commercial | Ducted CEE Tier 1
215292824 | Central HP <5.4 tons | AIRQUEST | HRCU-A-CB (Split System: Heat Pump with Remote Outdoor Unit-Air-Source) | DLCURAH24ABK | ADP |  | H,GG81936 | *96VTN0601412B* | 23600 | 17 | 8.5 | 24600 | 23600 | 95.93% | 2 | 0 | 10 |  |  |  | No | R-410A | 1.9667 | Residential & Commercial | Ducted CEE Tier 1
215292867 | Central HP <5.4 tons | AIRQUEST | HRCU-A-CB (Split System: Heat Pump with Remote Outdoor Unit-Air-Source) | DLCURAH24ABK | ADP |  | H,GE9J936 | *96VTN0601714A* | 24000 | 16 | 8.5 | 24400 | 22400 | 91.8% | 1.88 | 0 | 10 |  |  |  | No | R-410A | 2 | Residential & Commercial | Ducted CEE Tier 1
207436196 | Central HP <5.4 tons | LENNOX | HRCU-A-CB (Split System: Heat Pump with Remote Outdoor Unit-Air-Source) | SL25XPV-024-230A** |  |  | CHX35-42B-**-*+TDR | SL280UH080NV48B* | 22600 | 21.8 | 9.4 | 21400 | 20000 | 93.46% | 1.94 | 15.5 | 14.4 |  |  |  | No | R-410A | 1.8833 | Residential & Commercial | Ducted CEE Tier 1
215679634 | Central HP <5.4 tons | BRYANT HEATING AND COOLING SYSTEMS | HRCU-A-CB (Split System: Heat Pump with Remote Outdoor Unit-Air-Source) | 290VAN036**AA* |  |  | CAA**6121AM*+UI | 987TA42080C17*** | 34600 | 18 | 9 | 34600 | 25000 | 72.25% | 1.92 | 0 | 10 |  |  |  | No | R-454B | 2.8833 | Residential & Commercial | Ducted CEE Tier 1
215679574 | Central HP <5.4 tons | BRYANT HEATING AND COOLING SYSTEMS | HRCU-A-CB (Split System: Heat Pump with Remote Outdoor Unit-Air-Source) | 290VAN036**AA* |  |  | CAA**6024AM*+UI | 987TA66100C21*** | 34400 | 18.5 | 9 | 34200 | 24800 | 72.51% | 1.9 | 0 | 10.5 |  |  |  | No | R-454B | 2.8667 | Residential & Commercial | Ducted CEE Tier 1
216440182 | Central HP <5.4 tons | TRANE | HRCU-A-CB (Split System: Heat Pump with Remote Outdoor Unit-Air-Source) | 5TWV0X36A1 |  |  | 5TXCC005AS3 | S9V2C100D4VSB+LRP | 31600 | 17.2 | 9.4 | 31400 | 23400 | 74.52% | 2 | 0 | 11.7 |  |  |  | No | R-454B | 2.6333 | Residential & Commercial | Ducted CEE Tier 1
216440004 | Central HP <5.4 tons | TRANE | HRCU-A-CB (Split System: Heat Pump with Remote Outdoor Unit-Air-Source) | 5TWV0X36A1 |  |  | 5PX*B004AS3 | S9V2B040D3PSC+LRP | 31400 | 17.1 | 9.4 | 31400 | 23600 | 75.16% | 2 | 0 | 11.7 |  |  |  | No | R-454B | 2.6167 | Residential & Commercial | Ducted CEE Tier 1
213249252 | Central HP <5.4 tons | DAY & NIGHT | HRCU-A-CB (Split System: Heat Pump with Remote Outdoor Unit-Air-Source) | DLCURAH18ABK |  |  | FEVA0024**+NAVA43601CK |  | 18100 | 16.5 | 8.5 | 18300 | 17900 | 97.81% | 2.16 | 0 | 11 |  |  |  | No | R-410A | 1.5083 | Residential & Commercial | Ducted CEE Tier 1
215291884 | Central HP <5.4 tons | AIRQUEST | HRCU-A-CB (Split System: Heat Pump with Remote Outdoor Unit-Air-Source) | DLCURAH24ABK | ADP |  | H,GG37936 | *92MSN0401712A* | 23600 | 16 | 8.5 | 24200 | 22200 | 91.74% | 1.86 | 0 | 10 |  |  |  | No | R-410A | 1.9667 | Residential & Commercial | Ducted CEE Tier 1
215291901 | Central HP <5.4 tons | AIRQUEST | HRCU-A-CB (Split System: Heat Pump with Remote Outdoor Unit-Air-Source) | DLCURAH24ABK | ADP |  | H,GG80936 | *92MSN0401712A* | 23600 | 16 | 8.5 | 24800 | 23600 | 95.16% | 1.96 | 0 | 10 |  |  |  | No | R-410A | 1.9667 | Residential & Commercial | Ducted CEE Tier 1
215291902 | Central HP <5.4 tons | AIRQUEST | HRCU-A-CB (Split System: Heat Pump with Remote Outdoor Unit-Air-Source) | DLCURAH24ABK | ADP |  | HG80936 | *92MSN0401712A* | 23600 | 16 | 8.5 | 24800 | 23600 | 95.16% | 1.96 | 0 | 10 |  |  |  | No | R-410A | 1.9667 | Residential & Commercial | Ducted CEE Tier 1
215291917 | Central HP <5.4 tons | AIRQUEST | HRCU-A-CB (Split System: Heat Pump with Remote Outdoor Unit-Air-Source) | DLCURAH24ABK | ADP |  | H,GG32936 | *92MSN0601412A* | 23200 | 17 | 8.5 | 24800 | 23400 | 94.35% | 1.98 | 0 | 10 |  |  |  | No | R-410A | 1.9333 | Residential & Commercial | Ducted CEE Tier 1
215291948 | Central HP <5.4 tons | AIRQUEST | HRCU-A-CB (Split System: Heat Pump with Remote Outdoor Unit-Air-Source) | DLCURAH24ABK | ADP |  | H,GG9J936 | *92MSN0601412A* | 23800 | 17 | 8.5 | 24800 | 23400 | 94.35% | 1.98 | 0 | 10.5 |  |  |  | No | R-410A | 1.9833 | Residential & Commercial | Ducted CEE Tier 1
215291955 | Central HP <5.4 tons | AIRQUEST | HRCU-A-CB (Split System: Heat Pump with Remote Outdoor Unit-Air-Source) | DLCURAH24ABK | ADP |  | H,GG81936 | *92MSN0601412A* | 23800 | 17 | 8.5 | 24800 | 23400 | 94.35% | 1.98 | 0 | 10.5 |  |  |  | No | R-410A | 1.9833 | Residential & Commercial | Ducted CEE Tier 1
215291982 | Central HP <5.4 tons | AIRQUEST | HRCU-A-CB (Split System: Heat Pump with Remote Outdoor Unit-Air-Source) | DLCURAH24ABK | ADP |  | HE34936 | *92MSN0601714A* | 23600 | 17 | 8.5 | 24800 | 24000 | 96.77% | 2.02 | 0 | 10.5 |  |  |  | No | R-410A | 1.9667 | Residential & Commercial | Ducted CEE Tier 1
216440052 | Central HP <5.4 tons | TRANE | HRCU-A-CB (Split System: Heat Pump with Remote Outdoor Unit-Air-Source) | 5TWV0X36A1 |  |  | 5PX*C005AS3 | S9V2C100D5VSB+LRP | 31600 | 17.2 | 9.4 | 31400 | 23400 | 74.52% | 2 | 0 | 11.7 |  |  |  | No | R-454B | 2.6333 | Residential & Commercial | Ducted CEE Tier 1
216440068 | Central HP <5.4 tons | TRANE | HRCU-A-CB (Split System: Heat Pump with Remote Outdoor Unit-Air-Source) | 5TWV0X36A1 |  |  | 5PX*C005AS3 | S9V2C080U5VSB+LRP | 33200 | 18.6 | 9.4 | 31800 | 24000 | 75.47% | 2.1 | 0 | 12 |  |  |  | No | R-454B | 2.7667 | Residential & Commercial | Ducted CEE Tier 1
216440102 | Central HP <5.4 tons | TRANE | HRCU-A-CB (Split System: Heat Pump with Remote Outdoor Unit-Air-Source) | 5TWV0X36A1 |  |  | 5PX*CD09AS3 | S9V2C100D4VSB+LRP | 34800 | 20 | 9.4 | 32400 | 23800 | 73.46% | 2.1 | 0 | 12.7 |  |  |  | No | R-454B | 2.9 | Residential & Commercial | Ducted CEE Tier 1
216440134 | Central HP <5.4 tons | TRANE | HRCU-A-CB (Split System: Heat Pump with Remote Outdoor Unit-Air-Source) | 5TWV0X36A1 |  |  | 5TXCB004AS3 | L8V1A060U3VSB+LRP | 34000 | 18.6 | 9.7 | 31800 | 25000 | 78.62% | 2.1 | 0 | 11.7 |  |  |  | No | R-454B | 2.8333 | Residential & Commercial | Ducted CEE Tier 1
216440204 | Central HP <5.4 tons | TRANE | HRCU-A-CB (Split System: Heat Pump with Remote Outdoor Unit-Air-Source) | 5TWV0X36A1 |  |  | 5TXCC007AS3 | S9V2C080U5PSC+LRP | 34200 | 19.4 | 9.4 | 32600 | 24200 | 74.23% | 2.1 | 0 | 12.5 |  |  |  | No | R-454B | 2.85 | Residential & Commercial | Ducted CEE Tier 1
212986625 | Central HP <5.4 tons | DAY & NIGHT | HRCU-A-CB (Split System: Heat Pump with Remote Outdoor Unit-Air-Source) | DLCURAH24ABK |  |  | EN(A,D)4X30L17** | *96MSN0401712A* | 23200 | 15.5 | 8.1 | 26000 | 24400 | 93.85% | 2.02 | 0 | 10 |  |  |  | No | R-410A | 1.9333 | Residential & Commercial | Ducted CEE Tier 1
212986943 | Central HP <5.4 tons | DAY & NIGHT | HRCU-A-CB (Split System: Heat Pump with Remote Outdoor Unit-Air-Source) | DLCURAH24ABK |  |  | EN(A,D)4X24L17** | *96MSN0601412A* | 23200 | 16.5 | 8.5 | 27000 | 25200 | 93.33% | 2.1 | 0 | 10 |  |  |  | No | R-410A | 1.9333 | Residential & Commercial | Ducted CEE Tier 1
212987393 | Central HP <5.4 tons | DAY & NIGHT | HRCU-A-CB (Split System: Heat Pump with Remote Outdoor Unit-Air-Source) | DLCURAH24ABK |  |  | EA*4X30L17A* | *96MSN0801716A* | 23600 | 17 | 8.5 | 26400 | 24200 | 91.67% | 2.02 | 0 | 10 |  |  |  | No | R-410A | 1.9667 | Residential & Commercial | Ducted CEE Tier 1
215291880 | Central HP <5.4 tons | AIRQUEST | HRCU-A-CB (Split System: Heat Pump with Remote Outdoor Unit-Air-Source) | DLCURAH24ABK | ADP |  | HG35936 | *92MSN0401712A* | 23600 | 16 | 8.5 | 24800 | 23600 | 95.16% | 1.96 | 0 | 10 |  |  |  | No | R-410A | 1.9667 | Residential & Commercial | Ducted CEE Tier 1
216440238 | Central HP <5.4 tons | TRANE | HRCU-A-CB (Split System: Heat Pump with Remote Outdoor Unit-Air-Source) | 5TWV0X48A1 |  |  | 5PX*C007AS3 | L8V1C100U5VSB+LRP | 44500 | 20 | 9.7 | 47500 | 34000 | 71.58% | 2.1 | 0 | 12 |  |  |  | No | R-454B | 3.7083 | Residential & Commercial | Ducted CEE Tier 1
216440252 | Central HP <5.4 tons | TRANE | HRCU-A-CB (Split System: Heat Pump with Remote Outdoor Unit-Air-Source) | 5TWV0X48A1 |  |  | 5PX*C009AS3 | S9V2C080U5VSB+LRP | 44500 | 20 | 9.7 | 46000 | 33000 | 71.74% | 2.1 | 0 | 12 |  |  |  | No | R-454B | 3.7083 | Residential & Commercial | Ducted CEE Tier 1
216440254 | Central HP <5.4 tons | TRANE | HRCU-A-CB (Split System: Heat Pump with Remote Outdoor Unit-Air-Source) | 5TWV0X48A1 |  |  | 5PX*C009AS3 | S9V2C080U5PSC+LRP | 44500 | 20 | 9.7 | 46000 | 33000 | 71.74% | 2.1 | 0 | 12 |  |  |  | No | R-454B | 3.7083 | Residential & Commercial | Ducted CEE Tier 1
216440286 | Central HP <5.4 tons | TRANE | HRCU-A-CB (Split System: Heat Pump with Remote Outdoor Unit-Air-Source) | 5TWV0X48A1 |  |  | 5PX*D008AS3 | S9V2C080U5PSC+LRP | 44000 | 20 | 9.7 | 46500 | 33400 | 71.83% | 2.1 | 0 | 12 |  |  |  | No | R-454B | 3.6667 | Residential & Commercial | Ducted CEE Tier 1
206133469 | Central HP <5.4 tons | COMFORTMAKER | HRCU-A-CB (Split System: Heat Pump with Remote Outdoor Unit-Air-Source) | CVH825GKA2* |  |  | EA*4X37L21A*+WALLCON | *80CSU1002120A* | 24400 | 16.5 | 8.1 | 21200 | 16700 | 78.77% | 2.02 | 11.5 | 11 |  |  |  | No | R-410A | 2.0333 | Residential & Commercial | Ducted CEE Tier 1
208429477 | Central HP <5.4 tons | LENNOX | HRCU-A-CB (Split System: Heat Pump with Remote Outdoor Unit-Air-Source) | SL25XPV-024-230A** |  |  | CH35-42B+TDR+TXV | SL280UH070V36A* | 22800 | 22.2 | 9.6 | 21400 | 20000 | 93.46% | 1.98 | 15.5 | 14.5 |  |  |  | No | R-410A | 1.9 | Residential & Commercial | Ducted CEE Tier 1
212603090 | Central HP <5.4 tons | DAY & NIGHT | HRCU-A-CB (Split System: Heat Pump with Remote Outdoor Unit-Air-Source) | DLCURAH18ABK | ADP |  | FG80936 | *92ESN0601714A* | 17700 | 16 | 8.5 | 16900 | 18400 | 108.9% | 2.26 | 0 | 11 |  |  |  | No | R-410A | 1.475 | Residential & Commercial | Ducted CEE Tier 1
212603091 | Central HP <5.4 tons | DAY & NIGHT | HRCU-A-CB (Split System: Heat Pump with Remote Outdoor Unit-Air-Source) | DLCURAH18ABK | ADP |  | FG80936 | *95ESN0261410A* | 18000 | 16 | 8.5 | 17000 | 17100 | 100.6% | 2.12 | 0 | 10.5 |  |  |  | No | R-410A | 1.5 | Residential & Commercial | Ducted CEE Tier 1
212603092 | Central HP <5.4 tons | DAY & NIGHT | HRCU-A-CB (Split System: Heat Pump with Remote Outdoor Unit-Air-Source) | DLCURAH18ABK | ADP |  | FG80936 | *95ESN0601412A* | 18000 | 16 | 8.5 | 16900 | 18000 | 106.5% | 2.22 | 0 | 11 |  |  |  | No | R-410A | 1.5 | Residential & Commercial | Ducted CEE Tier 1
211240664 | Central HP <5.4 tons | AIRQUEST | HRCU-A-CB (Split System: Heat Pump with Remote Outdoor Unit-Air-Source) | DLCURAH24ABK |  |  | EA*4X24L17A* | *80ES(N,L)0901714A* | 24200 | 16.5 | 8.5 | 27000 | 23400 | 86.67% | 1.94 | 0 | 10 |  |  |  | No | R-410A | 2.0167 | Residential & Commercial | Ducted CEE Tier 1
211240765 | Central HP <5.4 tons | AIRQUEST | HRCU-A-CB (Split System: Heat Pump with Remote Outdoor Unit-Air-Source) | DLCURAH24ABK |  |  | EA*4X24L17A* | *80ESU0601716A | 24600 | 16.5 | 8.5 | 27200 | 23000 | 84.56% | 1.9 | 0 | 10 |  |  |  | No | R-410A | 2.05 | Residential & Commercial | Ducted CEE Tier 1
211240866 | Central HP <5.4 tons | AIRQUEST | HRCU-A-CB (Split System: Heat Pump with Remote Outdoor Unit-Air-Source) | DLCURAH24ABK |  |  | EA*4X25L17A* | *95ESU0401712A* | 24200 | 17 | 8.5 | 25200 | 21600 | 85.71% | 1.8 | 0 | 10 |  |  |  | No | R-410A | 2.0167 | Residential & Commercial | Ducted CEE Tier 1
215292899 | Central HP <5.4 tons | AIRQUEST | HRCU-A-CB (Split System: Heat Pump with Remote Outdoor Unit-Air-Source) | DLCURAH24ABK | ADP |  | H,GG35936 | *96VTN0601716B* | 24000 | 16 | 9 | 24400 | 22800 | 93.44% | 1.92 | 0 | 10.5 |  |  |  | No | R-410A | 2 | Residential & Commercial | Ducted CEE Tier 1
215292915 | Central HP <5.4 tons | AIRQUEST | HRCU-A-CB (Split System: Heat Pump with Remote Outdoor Unit-Air-Source) | DLCURAH24ABK | ADP |  | HE8J936 | *96VTN0601716B* | 24000 | 16 | 9 | 24400 | 22800 | 93.44% | 1.92 | 0 | 10.5 |  |  |  | No | R-410A | 2 | Residential & Commercial | Ducted CEE Tier 1
215292917 | Central HP <5.4 tons | AIRQUEST | HRCU-A-CB (Split System: Heat Pump with Remote Outdoor Unit-Air-Source) | DLCURAH24ABK | ADP |  | HG9J936 | *96VTN0601716B* | 24000 | 16 | 9 | 24400 | 22800 | 93.44% | 1.92 | 0 | 10.5 |  |  |  | No | R-410A | 2 | Residential & Commercial | Ducted CEE Tier 1
215292924 | Central HP <5.4 tons | AIRQUEST | HRCU-A-CB (Split System: Heat Pump with Remote Outdoor Unit-Air-Source) | DLCURAH24ABK | ADP |  | HG81936 | *96VTN0601716B* | 24000 | 16 | 9 | 24400 | 22800 | 93.44% | 1.92 | 0 | 10.5 |  |  |  | No | R-410A | 2 | Residential & Commercial | Ducted CEE Tier 1
212971976 | Central HP <5.4 tons | BRYANT HEATING AND COOLING SYSTEMS | HRCU-A-CB (Split System: Heat Pump with Remote Outdoor Unit-Air-Source) | 38MURAQ24AB3* |  |  | CAP**2417AL* | 82*TB48090V17*** | 23200 | 17 | 8.5 | 26800 | 27200 | 101.5% | 2.32 | 0 | 10 |  |  |  | No | R-410A | 1.9333 | Residential & Commercial | Ducted CEE Tier 1
212972411 | Central HP <5.4 tons | BRYANT HEATING AND COOLING SYSTEMS | HRCU-A-CB (Split System: Heat Pump with Remote Outdoor Unit-Air-Source) | 38MURAQ24AB3* |  |  | CAP**3721AL* | 82*TB66110V21*** | 24400 | 17.5 | 8.5 | 25400 | 21600 | 85.04% | 1.8 | 0 | 10.5 |  |  |  | No | R-410A | 2.0333 | Residential & Commercial | Ducted CEE Tier 1
211239663 | Central HP <5.4 tons | CARRIER | HRCU-A-CB (Split System: Heat Pump with Remote Outdoor Unit-Air-Source) | 38MURAQ24AB3* |  |  | CAP**2417AL* | 59SP6A060V17**14 | 23800 | 16 | 8.5 | 26800 | 24000 | 89.55% | 1.98 | 0 | 10 |  |  |  | No | R-410A | 1.9833 | Residential & Commercial | Ducted CEE Tier 1
214651706 | Central HP <5.4 tons | JOHNSON CONTROLS | HRCU-A-CB (Split System: Heat Pump with Remote Outdoor Unit-Air-Source) | HH824E2S11 |  |  | CTU30B5XCS1+TXV | TM9Y080B12MP11 | 23000 | 17 | 9.5 | 23000 | 18500 | 80.43% | 2 | 0 | 11.7 |  |  |  | No | R-454B | 1.9167 | Residential & Commercial | Ducted CEE Tier 1
215731716 | Central HP <5.4 tons | YORK | HRCU-A-CB (Split System: Heat Pump with Remote Outdoor Unit-Air-Source) | HH860E2S11 | ADP |  | H,YG54*60+TXV | Y81E120C16SMPS1 | 44000 | 18 | 8.5 | 41500 | 32600 | 78.55% | 2 | 0 | 12 |  |  |  | No | R-454B | 3.6667 | Residential & Commercial | Ducted CEE Tier 1
215731706 | Central HP <5.4 tons | YORK | HRCU-A-CB (Split System: Heat Pump with Remote Outdoor Unit-Air-Source) | HH860E2S11 | ADP |  | H,YG72*60+TXV-BLEED | Y81E120C16SMPS1 | 44000 | 18 | 8.5 | 41500 | 32600 | 78.55% | 2 | 0 | 12 |  |  |  | No | R-454B | 3.6667 | Residential & Commercial | Ducted CEE Tier 1
215731723 | Central HP <5.4 tons | YORK | HRCU-A-CB (Split System: Heat Pump with Remote Outdoor Unit-Air-Source) | HH860E2S11 | ADP |  | H,YG51*48+TXV-BLEED | Y81E120C16SMPS1 | 44000 | 18 | 8.5 | 41500 | 32600 | 78.55% | 2 | 0 | 12 |  |  |  | No | R-454B | 3.6667 | Residential & Commercial | Ducted CEE Tier 1
215731724 | Central HP <5.4 tons | YORK | HRCU-A-CB (Split System: Heat Pump with Remote Outdoor Unit-Air-Source) | HH860E2S11 | ADP |  | H,YG51*60+TXV-BLEED | Y81E120C16SMPS1 | 44000 | 18 | 8.5 | 41500 | 32600 | 78.55% | 2 | 0 | 12 |  |  |  | No | R-454B | 3.6667 | Residential & Commercial | Ducted CEE Tier 1
215731742 | Central HP <5.4 tons | YORK | HRCU-A-CB (Split System: Heat Pump with Remote Outdoor Unit-Air-Source) | HH860E2S11 | ADP |  | H,YG3K*60+TXV-BLEED | Y81E120C20SMPS1 | 45000 | 18 | 8.5 | 43500 | 33600 | 77.24% | 2 | 0 | 11.7 |  |  |  | No | R-454B | 3.75 | Residential & Commercial | Ducted CEE Tier 1
215731755 | Central HP <5.4 tons | YORK | HRCU-A-CB (Split System: Heat Pump with Remote Outdoor Unit-Air-Source) | HH860E2S11 | ADP |  | H,YG51*60+TXV | Y81E120C20SMPS1 | 52500 | 19 | 8.5 | 51500 | 38000 | 73.79% | 2 | 0 | 11.7 |  |  |  | No | R-454B | 4.375 | Residential & Commercial | Ducted CEE Tier 1
215731758 | Central HP <5.4 tons | YORK | HRCU-A-CB (Split System: Heat Pump with Remote Outdoor Unit-Air-Source) | HH860E2S11 | ADP |  | H,YG74*60+TXV-BLEED | Y81E120C20SMPS1 | 52500 | 19 | 8.5 | 51500 | 38000 | 73.79% | 2 | 0 | 11.7 |  |  |  | No | R-454B | 4.375 | Residential & Commercial | Ducted CEE Tier 1
215731789 | Central HP <5.4 tons | YORK | HRCU-A-CB (Split System: Heat Pump with Remote Outdoor Unit-Air-Source) | HH860E2S11 | ADP |  | H,YG74*60+TXV-BLEED | Y81E130D20SMPS1 | 54000 | 19 | 8.5 | 52500 | 39000 | 74.29% | 2 | 0 | 11.7 |  |  |  | No | R-454B | 4.5 | Residential & Commercial | Ducted CEE Tier 1
215319039 | Central HP <5.4 tons | KENMORE | HRCU-A-CB (Split System: Heat Pump with Remote Outdoor Unit-Air-Source) | D5CURAH48AAK |  |  | D5FUAAH48XAK |  | 48000 | 16 | 8.5 | 48000 | 38000 | 79.17% | 1.85 | 0 | 10 |  |  |  | No | R-454B | 4 | Residential & Commercial | Ducted CEE Tier 1
213297807 | Central HP <5.4 tons | JOHNSON CONTROLS | HRCU-A-CB (Split System: Heat Pump with Remote Outdoor Unit-Air-Source) | HMH72B341 |  |  | XAFC30CXXN1+TXV | Z8ES080C20LMPS1 | 33600 | 18 | 8.5 | 33000 | 23200 | 70.3% | 2.08 | 0 | 10 |  |  |  | No | R-410A | 2.8 | Residential & Commercial | Ducted CEE Tier 1
215935013 | Central HP <5.4 tons | TEMPSTAR | HRCU-A-CB (Split System: Heat Pump with Remote Outdoor Unit-Air-Source) | T5H3V36*K*AAA* |  |  | EVM5X49M21A*+WALLCON | *80CTL0701716B* | 35400 | 21.5 | 8.5 | 38500 | 29000 | 75.32% | 2.02 | 0 | 12 |  |  |  | No | R-454B | 2.95 | Residential & Commercial | Ducted CEE Tier 1
215935263 | Central HP <5.4 tons | TEMPSTAR | HRCU-A-CB (Split System: Heat Pump with Remote Outdoor Unit-Air-Source) | T5H3V36*K*AAA* |  |  | EVM5X60M21A*+WALLCON | *95CSU1002122B* | 35600 | 22 | 8.5 | 38000 | 28400 | 74.74% | 2.02 | 0 | 12.5 |  |  |  | No | R-454B | 2.9667 | Residential & Commercial | Ducted CEE Tier 1
215936384 | Central HP <5.4 tons | CARRIER | HRCU-A-CB (Split System: Heat Pump with Remote Outdoor Unit-Air-Source) | 27VNA336A*030* |  |  | CVAVA4824XMA*+UI | 59MN7C100C21**22 | 35000 | 21.5 | 8.5 | 38000 | 28200 | 74.21% | 2.02 | 0 | 12 |  |  |  | No | R-454B | 2.9167 | Residential & Commercial | Ducted CEE Tier 1
215291968 | Central HP <5.4 tons | AIRQUEST | HRCU-A-CB (Split System: Heat Pump with Remote Outdoor Unit-Air-Source) | DLCURAH24ABK | ADP |  | H,GG32930 | *92MSN0601714A* | 23400 | 17 | 8.5 | 25200 | 26000 | 103.2% | 2.24 | 0 | 10 |  |  |  | No | R-410A | 1.95 | Residential & Commercial | Ducted CEE Tier 1
215291969 | Central HP <5.4 tons | AIRQUEST | HRCU-A-CB (Split System: Heat Pump with Remote Outdoor Unit-Air-Source) | DLCURAH24ABK | ADP |  | H,GG32936 | *92MSN0601714A* | 23400 | 17 | 8.5 | 25200 | 26000 | 103.2% | 2.24 | 0 | 10 |  |  |  | No | R-410A | 1.95 | Residential & Commercial | Ducted CEE Tier 1
215291970 | Central HP <5.4 tons | AIRQUEST | HRCU-A-CB (Split System: Heat Pump with Remote Outdoor Unit-Air-Source) | DLCURAH24ABK | ADP |  | HG32924 | *92MSN0601714A* | 23400 | 17 | 8.5 | 25200 | 26000 | 103.2% | 2.24 | 0 | 10 |  |  |  | No | R-410A | 1.95 | Residential & Commercial | Ducted CEE Tier 1
215292933 | Central HP <5.4 tons | AIRQUEST | HRCU-A-CB (Split System: Heat Pump with Remote Outdoor Unit-Air-Source) | DLCURAH24ABK | ADP |  | HE31924 | *96VTN0801716A* | 23600 | 16 | 8.5 | 25200 | 23600 | 93.65% | 1.98 | 0 | 10 |  |  |  | No | R-410A | 1.9667 | Residential & Commercial | Ducted CEE Tier 1
215292944 | Central HP <5.4 tons | AIRQUEST | HRCU-A-CB (Split System: Heat Pump with Remote Outdoor Unit-Air-Source) | DLCURAH24ABK | ADP |  | H,GE33936 | *96VTN0801716A* | 24000 | 16 | 8.1 | 24600 | 22600 | 91.87% | 1.9 | 0 | 10.5 |  |  |  | No | R-410A | 2 | Residential & Commercial | Ducted CEE Tier 1
215292960 | Central HP <5.4 tons | AIRQUEST | HRCU-A-CB (Split System: Heat Pump with Remote Outdoor Unit-Air-Source) | DLCURAH24ABK | ADP |  | H,GE7J936 | *96VTN0801716A* | 24200 | 16 | 8.5 | 24600 | 22000 | 89.43% | 1.86 | 0 | 10 |  |  |  | No | R-410A | 2.0167 | Residential & Commercial | Ducted CEE Tier 1
213732641 | Central HP <5.4 tons | Breeze33 | HRCU-A-C (Split System: Heat Pump with Remote Outdoor Unit with No Indoor Fan --Air Source) | BZ33-INV36OUT2-J |  |  | BZ33-MSC36B-J |  | 35000 | 15.5 | 8.6 | 38000 | 31600 | 83.16% | 1.85 | 0 | 10 |  |  |  | No | R-410A | 2.9167 | Residential & Commercial | Ducted CEE Tier 1
215679484 | Central HP <5.4 tons | BRYANT HEATING AND COOLING SYSTEMS | HRCU-A-CB (Split System: Heat Pump with Remote Outdoor Unit-Air-Source) | 290VAN036**AA* |  |  | CAA**4821AM*+UI | 986TD60080C21*** | 33800 | 18 | 9 | 35000 | 25000 | 71.43% | 1.88 | 0 | 10 |  |  |  | No | R-454B | 2.8167 | Residential & Commercial | Ducted CEE Tier 1
215679534 | Central HP <5.4 tons | BRYANT HEATING AND COOLING SYSTEMS | HRCU-A-CB (Split System: Heat Pump with Remote Outdoor Unit-Air-Source) | 290VAN036**AA* |  |  | CAA**4821AM*+UI | 987TA60080C21*** | 33800 | 18 | 9 | 35000 | 25000 | 71.43% | 1.88 | 0 | 10 |  |  |  | No | R-454B | 2.8167 | Residential & Commercial | Ducted CEE Tier 1
214389317 | Central HP <5.4 tons | BRYANT HEATING AND COOLING SYSTEMS | HRCU-A-CB (Split System: Heat Pump with Remote Outdoor Unit-Air-Source) | 284ANV036*0**B* |  |  | CNPV*6024AL*+UI | 88*TB60090C21*** | 34000 | 20 | 9 | 36200 | 25400 | 70.17% | 2.02 | 0 | 12.5 |  |  |  | No | R-410A | 2.8333 | Residential & Commercial | Ducted CEE Tier 1
215291998 | Central HP <5.4 tons | AIRQUEST | HRCU-A-CB (Split System: Heat Pump with Remote Outdoor Unit-Air-Source) | DLCURAH24ABK | ADP |  | H,GE8J936 | *92MSN0601714A* | 23400 | 17 | 8.5 | 24800 | 23800 | 95.97% | 2.02 | 0 | 10.5 |  |  |  | No | R-410A | 1.95 | Residential & Commercial | Ducted CEE Tier 1
215292005 | Central HP <5.4 tons | AIRQUEST | HRCU-A-CB (Split System: Heat Pump with Remote Outdoor Unit-Air-Source) | DLCURAH24ABK | ADP |  | H,GG80936 | *92MSN0601714A* | 23600 | 17 | 8.5 | 24800 | 24000 | 96.77% | 2.02 | 0 | 10.5 |  |  |  | No | R-410A | 1.9667 | Residential & Commercial | Ducted CEE Tier 1
215292023 | Central HP <5.4 tons | AIRQUEST | HRCU-A-CB (Split System: Heat Pump with Remote Outdoor Unit-Air-Source) | DLCURAH24ABK | ADP |  | HG32936 | *92MSN0801716A* | 23200 | 17 | 9 | 25200 | 26400 | 104.8% | 2.3 | 0 | 10 |  |  |  | No | R-410A | 1.9333 | Residential & Commercial | Ducted CEE Tier 1
215292046 | Central HP <5.4 tons | AIRQUEST | HRCU-A-CB (Split System: Heat Pump with Remote Outdoor Unit-Air-Source) | DLCURAH24ABK | ADP |  | H,GE7J924 | *92MSN0801716A* | 23200 | 17 | 9 | 25200 | 26400 | 104.8% | 2.3 | 0 | 10 |  |  |  | No | R-410A | 1.9333 | Residential & Commercial | Ducted CEE Tier 1
215292001 | Central HP <5.4 tons | AIRQUEST | HRCU-A-CB (Split System: Heat Pump with Remote Outdoor Unit-Air-Source) | DLCURAH24ABK | ADP |  | HG9J936 | *92MSN0601714A* | 23600 | 17 | 8.5 | 24800 | 23800 | 95.97% | 2.02 | 0 | 10.5 |  |  |  | No | R-410A | 1.9667 | Residential & Commercial | Ducted CEE Tier 1
215292020 | Central HP <5.4 tons | AIRQUEST | HRCU-A-CB (Split System: Heat Pump with Remote Outdoor Unit-Air-Source) | DLCURAH24ABK | ADP |  | H,GG32930 | *92MSN0801716A* | 23200 | 17 | 9 | 25200 | 26400 | 104.8% | 2.3 | 0 | 10 |  |  |  | No | R-410A | 1.9333 | Residential & Commercial | Ducted CEE Tier 1
215292051 | Central HP <5.4 tons | AIRQUEST | HRCU-A-CB (Split System: Heat Pump with Remote Outdoor Unit-Air-Source) | DLCURAH24ABK | ADP |  | HE8J936 | *92MSN0801716A* | 23400 | 17 | 8.5 | 24600 | 24200 | 98.37% | 2.04 | 0 | 10.5 |  |  |  | No | R-410A | 1.95 | Residential & Commercial | Ducted CEE Tier 1
215292084 | Central HP <5.4 tons | AIRQUEST | HRCU-A-CB (Split System: Heat Pump with Remote Outdoor Unit-Air-Source) | DLCURAH24ABK | ADP |  | HG34936 | *92MSN0802120A* | 23200 | 17 | 8.5 | 24600 | 24400 | 99.19% | 2.08 | 0 | 10.5 |  |  |  | No | R-410A | 1.9333 | Residential & Commercial | Ducted CEE Tier 1
213078315 | Central HP <5.4 tons | CARRIER | HRCU-A-CB (Split System: Heat Pump with Remote Outdoor Unit-Air-Source) | 38MURAQ36AB3* |  |  | CAP**4321AL* | 58S(B,C)*B090M17**14 | 36200 | 16.5 | 8.5 | 38000 | 34800 | 91.58% | 2.04 | 0 | 10 |  |  |  | No | R-410A | 3.0167 | Residential & Commercial | Ducted CEE Tier 1
213078431 | Central HP <5.4 tons | CARRIER | HRCU-A-CB (Split System: Heat Pump with Remote Outdoor Unit-Air-Source) | 38MURAQ36AB3* |  |  | CAP**4321AL* | 58S(B,C)*B090M21**16 | 36400 | 16.5 | 8.5 | 38000 | 34800 | 91.58% | 2.06 | 0 | 10 |  |  |  | No | R-410A | 3.0333 | Residential & Commercial | Ducted CEE Tier 1
213078497 | Central HP <5.4 tons | CARRIER | HRCU-A-CB (Split System: Heat Pump with Remote Outdoor Unit-Air-Source) | 38MURAQ36AB3* |  |  | CAP**3721AL* | 58S(B,C)*B090M21**20 | 37000 | 16 | 8.5 | 38500 | 35000 | 90.91% | 2.08 | 0 | 10 |  |  |  | No | R-410A | 3.0833 | Residential & Commercial | Ducted CEE Tier 1
213146426 | Central HP <5.4 tons | BRYANT HEATING AND COOLING SYSTEMS | HRCU-A-CB (Split System: Heat Pump with Remote Outdoor Unit-Air-Source) | 38MURAQ36AB3* | ADP |  | C36A***L159+AEFE3A* |  | 36000 | 16 | 8.1 | 38000 | 35000 | 92.11% | 1.82 | 0 | 10 |  |  |  | No | R-410A | 3 | Residential & Commercial | Ducted CEE Tier 1
213297707 | Central HP <5.4 tons | JOHNSON CONTROLS | HRCU-A-CB (Split System: Heat Pump with Remote Outdoor Unit-Air-Source) | HMH72B341 |  |  | XAHC36DBCN1 | Z9ES080C20SMPS1 | 33800 | 17 | 8.5 | 32800 | 23000 | 70.12% | 1.8 | 0 | 10 |  |  |  | No | R-410A | 2.8167 | Residential & Commercial | Ducted CEE Tier 1
216012017 | Central HP <5.4 tons | Breeze33 | HRCU-A-CB (Split System: Heat Pump with Remote Outdoor Unit-Air-Source) | BZ33-INV60OUT2-454-G3-J |  |  | BZ33-INVAHU60-454-G3-J |  | 54000 | 16 | 9 | 56000 | 52000 | 92.86% | 1.8 | 0 | 10 |  |  |  | No | R-454B | 4.5 | Residential & Commercial | Ducted CEE Tier 1
211239696 | Central HP <5.4 tons | CARRIER | HRCU-A-CB (Split System: Heat Pump with Remote Outdoor Unit-Air-Source) | 38MURAQ24AB3* |  |  | CAP**2417AL* | 59SC5B060E17**14 | 24400 | 15.5 | 8.5 | 27200 | 23200 | 85.29% | 1.9 | 0 | 10 |  |  |  | No | R-410A | 2.0333 | Residential & Commercial | Ducted CEE Tier 1
211239697 | Central HP <5.4 tons | CARRIER | HRCU-A-CB (Split System: Heat Pump with Remote Outdoor Unit-Air-Source) | 38MURAQ24AB3* |  |  | CAP**2417AL* | 59SC5B080E17**16 | 24400 | 15.5 | 8.5 | 27400 | 23000 | 83.94% | 1.88 | 0 | 10 |  |  |  | No | R-410A | 2.0333 | Residential & Commercial | Ducted CEE Tier 1
211239712 | Central HP <5.4 tons | CARRIER | HRCU-A-CB (Split System: Heat Pump with Remote Outdoor Unit-Air-Source) | 38MURAQ24AB3* |  |  | CAP**2517AL* | 59SU5A040E17**12 | 24200 | 17 | 8.5 | 25200 | 21600 | 85.71% | 1.8 | 0 | 10 |  |  |  | No | R-410A | 2.0167 | Residential & Commercial | Ducted CEE Tier 1
215941005 | Central HP <5.4 tons | BRYANT HEATING AND COOLING SYSTEMS | HRCU-A-CB (Split System: Heat Pump with Remote Outdoor Unit-Air-Source) | 293VAN048**AA* |  |  | CAA**6024AM*+UI | 987TA60080C21*** | 44500 | 21 | 9.5 | 48500 | 36600 | 75.46% | 2 | 0 | 11 |  |  |  | No | R-454B | 3.7083 | Residential & Commercial | Ducted CEE Tier 1
211239728 | Central HP <5.4 tons | CARRIER | HRCU-A-CB (Split System: Heat Pump with Remote Outdoor Unit-Air-Source) | 38MURAQ24AB3* |  |  | CAP**2517AL* | 59SC5B060E14**12 | 25000 | 16 | 8.5 | 26000 | 21000 | 80.77% | 1.76 | 0 | 10 |  |  |  | No | R-410A | 2.0833 | Residential & Commercial | Ducted CEE Tier 1
211239729 | Central HP <5.4 tons | CARRIER | HRCU-A-CB (Split System: Heat Pump with Remote Outdoor Unit-Air-Source) | 38MURAQ24AB3* |  |  | CAP**2517AL* | 59TP6B040V14**10 | 24400 | 16 | 8.5 | 25600 | 21600 | 84.38% | 1.78 | 0 | 10 |  |  |  | No | R-410A | 2.0333 | Residential & Commercial | Ducted CEE Tier 1
211239730 | Central HP <5.4 tons | CARRIER | HRCU-A-CB (Split System: Heat Pump with Remote Outdoor Unit-Air-Source) | 38MURAQ24AB3* |  |  | CAP**2517AL* | 59TP6B060V14**12 | 24000 | 16.5 | 8.1 | 25200 | 21600 | 85.71% | 1.82 | 0 | 10 |  |  |  | No | R-410A | 2 | Residential & Commercial | Ducted CEE Tier 1
211239748 | Central HP <5.4 tons | CARRIER | HRCU-A-CB (Split System: Heat Pump with Remote Outdoor Unit-Air-Source) | 38MURAQ24AB3* |  |  | CAP**2517AL* | OVMAAB042112 | 24800 | 16 | 8.5 | 25800 | 21200 | 82.17% | 1.76 | 0 | 10 |  |  |  | No | R-410A | 2.0667 | Residential & Commercial | Ducted CEE Tier 1
211239780 | Central HP <5.4 tons | CARRIER | HRCU-A-CB (Split System: Heat Pump with Remote Outdoor Unit-Air-Source) | 38MURAQ24AB3* |  |  | CAP**3017AL* | 58TP*A090V17**16 | 23800 | 17 | 8.5 | 26000 | 23600 | 90.77% | 1.96 | 0 | 10 |  |  |  | No | R-410A | 1.9833 | Residential & Commercial | Ducted CEE Tier 1
211239797 | Central HP <5.4 tons | CARRIER | HRCU-A-CB (Split System: Heat Pump with Remote Outdoor Unit-Air-Source) | 38MURAQ24AB3* |  |  | CAP**3017AL* | 59SC2D080E17**16 | 24200 | 17 | 8.5 | 26400 | 22800 | 86.36% | 1.9 | 0 | 10 |  |  |  | No | R-410A | 2.0167 | Residential & Commercial | Ducted CEE Tier 1
211239831 | Central HP <5.4 tons | CARRIER | HRCU-A-CB (Split System: Heat Pump with Remote Outdoor Unit-Air-Source) | 38MURAQ24AB3* |  |  | CAP**3617AL* | 59TP6B040V14**10 | 23400 | 16 | 8.5 | 25600 | 23800 | 92.97% | 1.96 | 0 | 10 |  |  |  | No | R-410A | 1.95 | Residential & Commercial | Ducted CEE Tier 1
213297197 | Central HP <5.4 tons | JOHNSON CONTROLS | HRCU-A-CB (Split System: Heat Pump with Remote Outdoor Unit-Air-Source) | HMH72B341 |  |  | XAFB30CXXN1+TXV | Z8ES040A12LMPS1 | 33200 | 18 | 8.5 | 33000 | 23400 | 70.91% | 2.06 | 0 | 10 |  |  |  | No | R-410A | 2.7667 | Residential & Commercial | Ducted CEE Tier 1
213297417 | Central HP <5.4 tons | JOHNSON CONTROLS | HRCU-A-CB (Split System: Heat Pump with Remote Outdoor Unit-Air-Source) | HMH72B341 |  |  | XAFB36DXXN1+JMVT12BC2N1+TXV |  | 34000 | 18.5 | 8.5 | 33600 | 23600 | 70.24% | 2.1 | 0 | 10 |  |  |  | No | R-410A | 2.8333 | Residential & Commercial | Ducted CEE Tier 1
213732639 | Central HP <5.4 tons | Breeze33 | HRCU-A-C (Split System: Heat Pump with Remote Outdoor Unit with No Indoor Fan --Air Source) | BZ33-INV24OUT2-J |  |  | BZ33-MSC24A-J |  | 24000 | 16.1 | 9.8 | 25000 | 20000 | 80% | 2 | 0 | 10.7 |  |  |  | No | R-410A | 2 | Residential & Commercial | Ducted CEE Tier 1
215731790 | Central HP <5.4 tons | YORK | HRCU-A-CB (Split System: Heat Pump with Remote Outdoor Unit-Air-Source) | HH860E2S11 | ADP |  | H,YG74*60+TXV | Y81E130D20SMPS1 | 54000 | 19 | 8.5 | 52500 | 39000 | 74.29% | 2 | 0 | 11.7 |  |  |  | No | R-454B | 4.5 | Residential & Commercial | Ducted CEE Tier 1
215731610 | Central HP <5.4 tons | YORK | HRCU-A-CB (Split System: Heat Pump with Remote Outdoor Unit-Air-Source) | HH860E2S11 | ADP |  | H,YG3K*60+TXV | Y81E080C16SMPS1 | 44500 | 18 | 8.5 | 42500 | 33000 | 77.65% | 2 | 0 | 12 |  |  |  | No | R-454B | 3.7083 | Residential & Commercial | Ducted CEE Tier 1
215731621 | Central HP <5.4 tons | YORK | HRCU-A-CB (Split System: Heat Pump with Remote Outdoor Unit-Air-Source) | HH860E2S11 | ADP |  | H,YG51*48+TXV-BLEED | Y81E080C16SMPS1 | 44500 | 18 | 8.5 | 42500 | 33000 | 77.65% | 2 | 0 | 12 |  |  |  | No | R-454B | 3.7083 | Residential & Commercial | Ducted CEE Tier 1
215731628 | Central HP <5.4 tons | YORK | HRCU-A-CB (Split System: Heat Pump with Remote Outdoor Unit-Air-Source) | HH860E2S11 | ADP |  | H,YG74*60+TXV | Y81E080C16SMPS1 | 44500 | 18 | 8.5 | 42500 | 33000 | 77.65% | 2 | 0 | 12 |  |  |  | No | R-454B | 3.7083 | Residential & Commercial | Ducted CEE Tier 1
215731651 | Central HP <5.4 tons | YORK | HRCU-A-CB (Split System: Heat Pump with Remote Outdoor Unit-Air-Source) | HH860E2S11 | ADP |  | H,YG37*60+TXV-BLEED | Y81E100C16SMPS1 | 44000 | 17 | 8.5 | 42000 | 32800 | 78.1% | 2 | 0 | 12 |  |  |  | No | R-454B | 3.6667 | Residential & Commercial | Ducted CEE Tier 1
213774704 | Central HP <5.4 tons | TEMPSTAR | HRCU-A-CB (Split System: Heat Pump with Remote Outdoor Unit-Air-Source) | TVH825GKA3* |  |  | EHD4X48AAL+WALLCON | *96CTN0801714B* | 24200 | 16 | 8.1 | 21400 | 16600 | 77.57% | 2 | 0 | 10.5 |  |  |  | No | R-410A | 2.0167 | Residential & Commercial | Ducted CEE Tier 1
214584720 | Central HP <5.4 tons | JOHNSON CONTROLS | HRCU-A-CB (Split System: Heat Pump with Remote Outdoor Unit-Air-Source) | HH860E2S11 |  |  | CTF60C5CGS1 | Z8ES100C20SMPS1 | 44500 | 18 | 9 | 44500 | 33400 | 75.06% | 2 | 0 | 12 |  |  |  | No | R-454B | 3.7083 | Residential & Commercial | Ducted CEE Tier 1
215423455 | Central HP <5.4 tons | YORK | HRCU-A-CB (Split System: Heat Pump with Remote Outdoor Unit-Air-Source) | HH860E2S11 | ADP |  | H,YE48*48+TXV | TL9E080C16UH11 | 44500 | 18 | 8.5 | 44000 | 34000 | 77.27% | 2 | 0 | 11 |  |  |  | No | R-454B | 3.7083 | Residential & Commercial | Ducted CEE Tier 1
216440026 | Central HP <5.4 tons | TRANE | HRCU-A-CB (Split System: Heat Pump with Remote Outdoor Unit-Air-Source) | 5TWV0X36A1 |  |  | 5PX*B006AS3 | S9V2B080U4PSC+LRP | 34200 | 19.4 | 9.4 | 32800 | 24200 | 73.78% | 2.1 | 0 | 12.5 |  |  |  | No | R-454B | 2.85 | Residential & Commercial | Ducted CEE Tier 1
216440076 | Central HP <5.4 tons | TRANE | HRCU-A-CB (Split System: Heat Pump with Remote Outdoor Unit-Air-Source) | 5TWV0X36A1 |  |  | 5PX*C007AS3 | S9V2C080U5VSB+LRP | 34400 | 19.6 | 9.4 | 32600 | 24200 | 74.23% | 2.1 | 0 | 12.5 |  |  |  | No | R-454B | 2.8667 | Residential & Commercial | Ducted CEE Tier 1
216440096 | Central HP <5.4 tons | TRANE | HRCU-A-CB (Split System: Heat Pump with Remote Outdoor Unit-Air-Source) | 5TWV0X36A1 |  |  | 5PX*C009AS3 | S9V2C100U5VSB+LRP | 34800 | 20 | 9.4 | 32400 | 23800 | 73.46% | 2.1 | 0 | 12.7 |  |  |  | No | R-454B | 2.9 | Residential & Commercial | Ducted CEE Tier 1
214389568 | Central HP <5.4 tons | Breeze33 | HRCU-A-CB (Split System: Heat Pump with Remote Outdoor Unit-Air-Source) | BZ33-INV24OUT2-J |  |  | BZ33-WMAHU24-J |  | 24000 | 17.5 | 10.5 | 26000 | 24000 | 92.31% | 2 | 0 | 11.7 |  |  |  | No | R-410A | 2 | Residential & Commercial | Ducted CEE Tier 1
213298067 | Central HP <5.4 tons | JOHNSON CONTROLS | HRCU-A-CB (Split System: Heat Pump with Remote Outdoor Unit-Air-Source) | HMH72B341 |  |  | XAFB36DXXN1+TXV | Z8ES040A12LMPS1 | 34000 | 18 | 8.5 | 33400 | 24200 | 72.46% | 2.1 | 0 | 10 |  |  |  | No | R-410A | 2.8333 | Residential & Commercial | Ducted CEE Tier 1
215675604 | Central HP <5.4 tons | BRYANT HEATING AND COOLING SYSTEMS | HRCU-A-CB (Split System: Heat Pump with Remote Outdoor Unit-Air-Source) | 290VAN048**AA* |  |  | CVAMA4921XMA*+UI | 987MC60060C21*** | 47500 | 18.5 | 9 | 50000 | 37200 | 74.4% | 1.98 | 0 | 10 |  |  |  | No | R-454B | 3.9583 | Residential & Commercial | Ducted CEE Tier 1
208130392 | Central HP <5.4 tons | Alsetria | HRCU-A-CB (Split System: Heat Pump with Remote Outdoor Unit-Air-Source) | MOD30-24HFN1-MW |  |  | MVC-24HWFN1-M |  | 24000 | 17.4 | 10 | 24000 | 22600 | 94.17% | 1.91 | 12.5 | 11.7 |  |  |  | No | R-410A | 2 | Residential & Commercial | Ducted CEE Tier 1
215675854 | Central HP <5.4 tons | BRYANT HEATING AND COOLING SYSTEMS | HRCU-A-CB (Split System: Heat Pump with Remote Outdoor Unit-Air-Source) | 290VAN048**AA* |  |  | CVAMA6024XMA*+UI | 83*CA60100C21*** | 48000 | 18.5 | 9 | 50000 | 36600 | 73.2% | 2 | 0 | 10 |  |  |  | No | R-454B | 4 | Residential & Commercial | Ducted CEE Tier 1
215423487 | Central HP <5.4 tons | YORK | HRCU-A-CB (Split System: Heat Pump with Remote Outdoor Unit-Air-Source) | HH860E2S11 | ADP |  | H,YE54*48+TXV | TM8E080C16MP11 | 44500 | 18 | 8.5 | 43500 | 33800 | 77.7% | 2 | 0 | 11 |  |  |  | No | R-454B | 3.7083 | Residential & Commercial | Ducted CEE Tier 1
215423504 | Central HP <5.4 tons | YORK | HRCU-A-CB (Split System: Heat Pump with Remote Outdoor Unit-Air-Source) | HH860E2S11 | ADP |  | H,YE84*60+TXV | TM8E080C20MP11 | 53500 | 19 | 8.5 | 53000 | 39500 | 74.53% | 2 | 0 | 11 |  |  |  | No | R-454B | 4.4583 | Residential & Commercial | Ducted CEE Tier 1
215423586 | Central HP <5.4 tons | YORK | HRCU-A-CB (Split System: Heat Pump with Remote Outdoor Unit-Air-Source) | HH860E2S11 | ADP |  | H,YE48*60+TXV-BLEED | TM8V080C16MP12 | 43500 | 18 | 8.5 | 42000 | 32800 | 78.1% | 2 | 0 | 11.7 |  |  |  | No | R-454B | 3.625 | Residential & Commercial | Ducted CEE Tier 1
215423587 | Central HP <5.4 tons | YORK | HRCU-A-CB (Split System: Heat Pump with Remote Outdoor Unit-Air-Source) | HH860E2S11 | ADP |  | H,YE48*48+TXV | TM8V080C16MP12 | 43500 | 18 | 8.5 | 42000 | 32800 | 78.1% | 2 | 0 | 11.7 |  |  |  | No | R-454B | 3.625 | Residential & Commercial | Ducted CEE Tier 1
215423619 | Central HP <5.4 tons | YORK | HRCU-A-CB (Split System: Heat Pump with Remote Outdoor Unit-Air-Source) | HH860E2S11 | ADP |  | H,YE48*60+TXV-BLEED | TM8V100C20MP12 | 44000 | 18 | 8.5 | 42500 | 33200 | 78.12% | 2 | 0 | 11.7 |  |  |  | No | R-454B | 3.6667 | Residential & Commercial | Ducted CEE Tier 1
215423621 | Central HP <5.4 tons | YORK | HRCU-A-CB (Split System: Heat Pump with Remote Outdoor Unit-Air-Source) | HH860E2S11 | ADP |  | H,YE48*60+TXV | TM8V100C20MP12 | 44000 | 18 | 8.5 | 42500 | 33200 | 78.12% | 2 | 0 | 11.7 |  |  |  | No | R-454B | 3.6667 | Residential & Commercial | Ducted CEE Tier 1
215423622 | Central HP <5.4 tons | YORK | HRCU-A-CB (Split System: Heat Pump with Remote Outdoor Unit-Air-Source) | HH860E2S11 | ADP |  | H,YE54*60+TXV | TM8V100C20MP12 | 53000 | 19 | 8.5 | 52000 | 38500 | 74.04% | 2 | 0 | 11 |  |  |  | No | R-454B | 4.4167 | Residential & Commercial | Ducted CEE Tier 1
215423623 | Central HP <5.4 tons | YORK | HRCU-A-CB (Split System: Heat Pump with Remote Outdoor Unit-Air-Source) | HH860E2S11 | ADP |  | H,YE55*60+TXV | TM8V100C20MP12 | 53000 | 19 | 8.5 | 52000 | 38500 | 74.04% | 2 | 0 | 11 |  |  |  | No | R-454B | 4.4167 | Residential & Commercial | Ducted CEE Tier 1
215423655 | Central HP <5.4 tons | YORK | HRCU-A-CB (Split System: Heat Pump with Remote Outdoor Unit-Air-Source) | HH860E2S11 | ADP |  | H,YE74*48+TXV | TM8Y080C16MP11 | 44000 | 18 | 8.5 | 42000 | 33000 | 78.57% | 2 | 0 | 11.7 |  |  |  | No | R-454B | 3.6667 | Residential & Commercial | Ducted CEE Tier 1
215423656 | Central HP <5.4 tons | YORK | HRCU-A-CB (Split System: Heat Pump with Remote Outdoor Unit-Air-Source) | HH860E2S11 | ADP |  | H,YE84*60+TXV | TM8Y080C16MP11 | 44000 | 18 | 8.5 | 42000 | 33000 | 78.57% | 2 | 0 | 11.7 |  |  |  | No | R-454B | 3.6667 | Residential & Commercial | Ducted CEE Tier 1
215423670 | Central HP <5.4 tons | YORK | HRCU-A-CB (Split System: Heat Pump with Remote Outdoor Unit-Air-Source) | HH860E2S11 | ADP |  | H,YE54*60+TXV | TM8Y100C16MP11 | 44000 | 18 | 8.5 | 42000 | 33000 | 78.57% | 2 | 0 | 11.7 |  |  |  | No | R-454B | 3.6667 | Residential & Commercial | Ducted CEE Tier 1
215423686 | Central HP <5.4 tons | YORK | HRCU-A-CB (Split System: Heat Pump with Remote Outdoor Unit-Air-Source) | HH860E2S11 | ADP |  | H,YE49*60+TXV | TM8Y100C20MP11 | 53500 | 19 | 8.5 | 53000 | 39500 | 74.53% | 2 | 0 | 11 |  |  |  | No | R-454B | 4.4583 | Residential & Commercial | Ducted CEE Tier 1
215423687 | Central HP <5.4 tons | YORK | HRCU-A-CB (Split System: Heat Pump with Remote Outdoor Unit-Air-Source) | HH860E2S11 | ADP |  | H,YE84*60+TXV | TM8Y100C20MP11 | 53500 | 19 | 8.5 | 53000 | 39500 | 74.53% | 2 | 0 | 11 |  |  |  | No | R-454B | 4.4583 | Residential & Commercial | Ducted CEE Tier 1
215731653 | Central HP <5.4 tons | YORK | HRCU-A-CB (Split System: Heat Pump with Remote Outdoor Unit-Air-Source) | HH860E2S11 | ADP |  | H,YG72*48+TXV-BLEED | Y81E100C16SMPS1 | 44000 | 18 | 8.5 | 42000 | 32800 | 78.1% | 2 | 0 | 12 |  |  |  | No | R-454B | 3.6667 | Residential & Commercial | Ducted CEE Tier 1
215731662 | Central HP <5.4 tons | YORK | HRCU-A-CB (Split System: Heat Pump with Remote Outdoor Unit-Air-Source) | HH860E2S11 | ADP |  | H,YG54*60+TXV-BLEED | Y81E100C16SMPS1 | 44000 | 18 | 8.5 | 42000 | 32800 | 78.1% | 2 | 0 | 12 |  |  |  | No | R-454B | 3.6667 | Residential & Commercial | Ducted CEE Tier 1
215731687 | Central HP <5.4 tons | YORK | HRCU-A-CB (Split System: Heat Pump with Remote Outdoor Unit-Air-Source) | HH860E2S11 | ADP |  | H,YG72*48+TXV-BLEED | Y81E100C20SMPS1 | 44500 | 18 | 8.5 | 42500 | 33000 | 77.65% | 2 | 0 | 12 |  |  |  | No | R-454B | 3.7083 | Residential & Commercial | Ducted CEE Tier 1
216440110 | Central HP <5.4 tons | TRANE | HRCU-A-CB (Split System: Heat Pump with Remote Outdoor Unit-Air-Source) | 5TWV0X36A1 |  |  | 5TAMXD04AV31 |  | 34400 | 19.4 | 10 | 33000 | 24600 | 74.55% | 2.1 | 0 | 12 |  |  |  | No | R-454B | 2.8667 | Residential & Commercial | Ducted CEE Tier 1
215675584 | Central HP <5.4 tons | BRYANT HEATING AND COOLING SYSTEMS | HRCU-A-CB (Split System: Heat Pump with Remote Outdoor Unit-Air-Source) | 290VAN048**AA* |  |  | CVAMA4921XMA*+UI | 935CB48060C17*** | 47500 | 18 | 9 | 50000 | 37200 | 74.4% | 1.98 | 0 | 10 |  |  |  | No | R-454B | 3.9583 | Residential & Commercial | Ducted CEE Tier 1
213081456 | Central HP <5.4 tons | Alsetria | HRCU-A-CB (Split System: Heat Pump with Remote Outdoor Unit-Air-Source) | MOD30-24HFN1-MW |  |  | MVBE-24HWFN1-MM3E |  | 24000 | 17.5 | 10.5 | 26000 | 24000 | 92.31% | 2 | 0 | 11.7 |  |  |  | No | R-410A | 2 | Residential & Commercial | Ducted CEE Tier 1
215675734 | Central HP <5.4 tons | BRYANT HEATING AND COOLING SYSTEMS | HRCU-A-CB (Split System: Heat Pump with Remote Outdoor Unit-Air-Source) | 290VAN048**AA* |  |  | CVAMA6021XMA*+UI | 88*TB60090C21*** | 48000 | 19 | 9.5 | 50000 | 36600 | 73.2% | 2.1 | 0 | 10.5 |  |  |  | No | R-454B | 4 | Residential & Commercial | Ducted CEE Tier 1
215676084 | Central HP <5.4 tons | BRYANT HEATING AND COOLING SYSTEMS | HRCU-A-CB (Split System: Heat Pump with Remote Outdoor Unit-Air-Source) | 290VAN048**AA* |  |  | CVAMA6124XMA*+UI | 986TD66120C24*** | 48500 | 19.5 | 9.5 | 50000 | 36600 | 73.2% | 2.12 | 0 | 10.5 |  |  |  | No | R-454B | 4.0417 | Residential & Commercial | Ducted CEE Tier 1
213298097 | Central HP <5.4 tons | JOHNSON CONTROLS | HRCU-A-CB (Split System: Heat Pump with Remote Outdoor Unit-Air-Source) | HMH72B341 |  |  | XAUB30CXXN1+JMVT12BC2N1+TXV |  | 33400 | 18.5 | 8.5 | 33400 | 23400 | 70.06% | 2.06 | 0 | 10 |  |  |  | No | R-410A | 2.7833 | Residential & Commercial | Ducted CEE Tier 1
213298112 | Central HP <5.4 tons | JOHNSON CONTROLS | HRCU-A-CB (Split System: Heat Pump with Remote Outdoor Unit-Air-Source) | HMH72B341 |  |  | XAUB36DXXN1+JMET12BS2N1+TXV |  | 34000 | 18.5 | 8.5 | 33800 | 23800 | 70.41% | 2.12 | 0 | 10.5 |  |  |  | No | R-410A | 2.8333 | Residential & Commercial | Ducted CEE Tier 1
215423220 | Central HP <5.4 tons | YORK | HRCU-A-CB (Split System: Heat Pump with Remote Outdoor Unit-Air-Source) | HH836E2S11 | ADP |  | H,YE80*36+TXV | TM8E100B12MP11 | 33200 | 18 | 8.5 | 29600 | 25000 | 84.46% | 2 | 0 | 11 |  |  |  | No | R-454B | 2.7667 | Residential & Commercial | Ducted CEE Tier 1
215292595 | Central HP <5.4 tons | AIRQUEST | HRCU-A-CB (Split System: Heat Pump with Remote Outdoor Unit-Air-Source) | DLCURAH24ABK | ADP |  | HG33936 | *96VTN0401410B* | 23200 | 16 | 8.5 | 24800 | 24400 | 98.39% | 2.06 | 0 | 10 |  |  |  | No | R-410A | 1.9333 | Residential & Commercial | Ducted CEE Tier 1
215293069 | Central HP <5.4 tons | AIRQUEST | HRCU-A-CB (Split System: Heat Pump with Remote Outdoor Unit-Air-Source) | DLCURAH24ABK | ADP |  | HG80936 | *96VTN0802120A* | 23600 | 17 | 8.1 | 24200 | 23400 | 96.69% | 1.98 | 0 | 10.5 |  |  |  | No | R-410A | 1.9667 | Residential & Commercial | Ducted CEE Tier 1
215293074 | Central HP <5.4 tons | AIRQUEST | HRCU-A-CB (Split System: Heat Pump with Remote Outdoor Unit-Air-Source) | DLCURAH24ABK | ADP |  | H,GE24936 | *96VTN0802120B* | 23200 | 17 | 8.5 | 24800 | 23600 | 95.16% | 1.98 | 0 | 10 |  |  |  | No | R-410A | 1.9333 | Residential & Commercial | Ducted CEE Tier 1
207436178 | Central HP <5.4 tons | LENNOX | HRCU-A-CB (Split System: Heat Pump with Remote Outdoor Unit-Air-Source) | SL25XPV-024-230A** |  |  | CH35-42C+TDR+TXV | EL296UH090XV48C* | 22200 | 21.4 | 9.4 | 21400 | 20000 | 93.46% | 1.9 | 15.5 | 14.5 |  |  |  | No | R-410A | 1.85 | Residential & Commercial | Ducted CEE Tier 1
206133831 | Central HP <5.4 tons | COMFORTMAKER | HRCU-A-CB (Split System: Heat Pump with Remote Outdoor Unit-Air-Source) | CVH825GKA2* |  |  | EA*4X37L21A*+WALLCON | *95CSU1002122A* | 24400 | 17 | 8.5 | 21200 | 16600 | 78.3% | 2.04 | 11.5 | 11 |  |  |  | No | R-410A | 2.0333 | Residential & Commercial | Ducted CEE Tier 1
213485861 | Central HP <5.4 tons | Alsetria | HRCU-A-CB (Split System: Heat Pump with Remote Outdoor Unit-Air-Source) | MOX630-36HFN1-M3X |  |  | MVC-36HWFN1-M |  | 35000 | 16.3 | 9.5 | 39000 | 38000 | 97.44% | 1.8 | 0 | 11.7 |  |  |  | No | R-410A | 2.9167 | Residential & Commercial | Ducted CEE Tier 1
215423221 | Central HP <5.4 tons | YORK | HRCU-A-CB (Split System: Heat Pump with Remote Outdoor Unit-Air-Source) | HH836E2S11 | ADP |  | H,YE34*36+TXV | TM8E100C16MP11 | 32200 | 18 | 8.35 | 29400 | 25000 | 85.03% | 1.98 | 0 | 10.5 |  |  |  | No | R-454B | 2.6833 | Residential & Commercial | Ducted CEE Tier 1
215423255 | Central HP <5.4 tons | YORK | HRCU-A-CB (Split System: Heat Pump with Remote Outdoor Unit-Air-Source) | HH836E2S11 | ADP |  | H,YE80*36+TXV | TM8V100C16MP12 | 33600 | 18 | 8.5 | 29600 | 25000 | 84.46% | 2 | 0 | 11 |  |  |  | No | R-454B | 2.8 | Residential & Commercial | Ducted CEE Tier 1
215423302 | Central HP <5.4 tons | YORK | HRCU-A-CB (Split System: Heat Pump with Remote Outdoor Unit-Air-Source) | HH836E2S11 | ADP |  | H,YE35*36+TXV | TM9E100C16MP12 | 33400 | 18 | 8.5 | 29600 | 24800 | 83.78% | 2 | 0 | 11 |  |  |  | No | R-454B | 2.7833 | Residential & Commercial | Ducted CEE Tier 1
215423303 | Central HP <5.4 tons | YORK | HRCU-A-CB (Split System: Heat Pump with Remote Outdoor Unit-Air-Source) | HH836E2S11 | ADP |  | H,YE9J*36+TXV-BLEED | TM9E100C16MP12 | 32600 | 18 | 8.5 | 29400 | 23800 | 80.95% | 2 | 0 | 10.5 |  |  |  | No | R-454B | 2.7167 | Residential & Commercial | Ducted CEE Tier 1
215423321 | Central HP <5.4 tons | YORK | HRCU-A-CB (Split System: Heat Pump with Remote Outdoor Unit-Air-Source) | HH836E2S11 | ADP |  | H,YE34*36+TXV | TM9V080C16MP12 | 33000 | 17 | 8.4 | 29800 | 25000 | 83.89% | 1.98 | 0 | 10.5 |  |  |  | No | R-454B | 2.75 | Residential & Commercial | Ducted CEE Tier 1
213297667 | Central HP <5.4 tons | JOHNSON CONTROLS | HRCU-A-CB (Split System: Heat Pump with Remote Outdoor Unit-Air-Source) | HMH72B341 |  |  | XAHB36DBCN1 | Z8ES040A12LMPS1 | 33200 | 17.5 | 8.1 | 32800 | 23000 | 70.12% | 2.02 | 0 | 10 |  |  |  | No | R-410A | 2.7667 | Residential & Commercial | Ducted CEE Tier 1
215423322 | Central HP <5.4 tons | YORK | HRCU-A-CB (Split System: Heat Pump with Remote Outdoor Unit-Air-Source) | HH836E2S11 | ADP |  | H,YE35*36+TXV | TM9V080C16MP12 | 33400 | 18 | 8.5 | 29800 | 25000 | 83.89% | 2 | 0 | 11 |  |  |  | No | R-454B | 2.7833 | Residential & Commercial | Ducted CEE Tier 1
215423335 | Central HP <5.4 tons | YORK | HRCU-A-CB (Split System: Heat Pump with Remote Outdoor Unit-Air-Source) | HH836E2S11 | ADP |  | H,YE80*36+TXV | TM9V100C20MP12 | 33800 | 18 | 8.5 | 30600 | 25400 | 83.01% | 2 | 0 | 11 |  |  |  | No | R-454B | 2.8167 | Residential & Commercial | Ducted CEE Tier 1
215423388 | Central HP <5.4 tons | YORK | HRCU-A-CB (Split System: Heat Pump with Remote Outdoor Unit-Air-Source) | HH836E2S11 | ADP |  | H,YE9J*36+TXV-BLEED | Y81E100C20SMPS1 | 34200 | 18 | 8.5 | 30200 | 25000 | 82.78% | 2 | 0 | 11 |  |  |  | No | R-454B | 2.85 | Residential & Commercial | Ducted CEE Tier 1
215423421 | Central HP <5.4 tons | YORK | HRCU-A-CB (Split System: Heat Pump with Remote Outdoor Unit-Air-Source) | HH836E2S11 | ADP |  | H,YE34*36+TXV | YP9C060B12MP13 | 32200 | 16 | 8.4 | 29000 | 24800 | 85.52% | 1.98 | 0 | 10.5 |  |  |  | No | R-454B | 2.6833 | Residential & Commercial | Ducted CEE Tier 1
215675774 | Central HP <5.4 tons | BRYANT HEATING AND COOLING SYSTEMS | HRCU-A-CB (Split System: Heat Pump with Remote Outdoor Unit-Air-Source) | 290VAN048**AA* |  |  | CVAMA6021XMA*+UI | 935CB66100C21*** | 48000 | 19 | 9 | 50000 | 36600 | 73.2% | 2.12 | 0 | 10 |  |  |  | No | R-454B | 4 | Residential & Commercial | Ducted CEE Tier 1
215676074 | Central HP <5.4 tons | BRYANT HEATING AND COOLING SYSTEMS | HRCU-A-CB (Split System: Heat Pump with Remote Outdoor Unit-Air-Source) | 290VAN048**AA* |  |  | CVAMA6124XMA*+UI | 986TD66100C21*** | 48500 | 19.5 | 9.5 | 50000 | 36600 | 73.2% | 2.12 | 0 | 10.5 |  |  |  | No | R-454B | 4.0417 | Residential & Commercial | Ducted CEE Tier 1
216012015 | Central HP <5.4 tons | Breeze33 | HRCU-A-CB (Split System: Heat Pump with Remote Outdoor Unit-Air-Source) | BZ33-INV36OUT2-454-G3-J |  |  | BZ33-INVAHU36-454-G3-J |  | 36000 | 17.3 | 10.3 | 37000 | 39000 | 105.4% | 1.9 | 0 | 11.7 |  |  |  | No | R-454B | 3 | Residential & Commercial | Ducted CEE Tier 1
215676124 | Central HP <5.4 tons | BRYANT HEATING AND COOLING SYSTEMS | HRCU-A-CB (Split System: Heat Pump with Remote Outdoor Unit-Air-Source) | 290VAN048**AA* |  |  | CVAVA4821XMA*+UI | 88*TB60110C21*** | 47000 | 18.5 | 9 | 50000 | 36400 | 72.8% | 2 | 0 | 10 |  |  |  | No | R-454B | 3.9167 | Residential & Commercial | Ducted CEE Tier 1
213298077 | Central HP <5.4 tons | JOHNSON CONTROLS | HRCU-A-CB (Split System: Heat Pump with Remote Outdoor Unit-Air-Source) | HMH72B341 |  |  | XAUB36DXXN1+TXV | Z8ES040A12SMPS1 | 34000 | 18 | 8.5 | 33400 | 24200 | 72.46% | 2.1 | 0 | 10 |  |  |  | No | R-410A | 2.8333 | Residential & Commercial | Ducted CEE Tier 1
215676334 | Central HP <5.4 tons | BRYANT HEATING AND COOLING SYSTEMS | HRCU-A-CB (Split System: Heat Pump with Remote Outdoor Unit-Air-Source) | 290VAN048**AA* |  |  | CVAVA4924XMA*+UI | 935CB66100C21*** | 48000 | 19 | 9 | 50000 | 36400 | 72.8% | 2.02 | 0 | 10 |  |  |  | No | R-454B | 4 | Residential & Commercial | Ducted CEE Tier 1
215676384 | Central HP <5.4 tons | BRYANT HEATING AND COOLING SYSTEMS | HRCU-A-CB (Split System: Heat Pump with Remote Outdoor Unit-Air-Source) | 290VAN048**AA* |  |  | CVAVA4924XMA*+UI | 986TD66100C21*** | 48000 | 19 | 9 | 50000 | 36600 | 73.2% | 2 | 0 | 10 |  |  |  | No | R-454B | 4 | Residential & Commercial | Ducted CEE Tier 1
215676144 | Central HP <5.4 tons | BRYANT HEATING AND COOLING SYSTEMS | HRCU-A-CB (Split System: Heat Pump with Remote Outdoor Unit-Air-Source) | 290VAN048**AA* |  |  | CVAVA4821XMA*+UI | 987MC66100C21*** | 47000 | 18.5 | 9 | 50000 | 36400 | 72.8% | 2 | 0 | 10 |  |  |  | No | R-454B | 3.9167 | Residential & Commercial | Ducted CEE Tier 1
215676194 | Central HP <5.4 tons | BRYANT HEATING AND COOLING SYSTEMS | HRCU-A-CB (Split System: Heat Pump with Remote Outdoor Unit-Air-Source) | 290VAN048**AA* |  |  | CVAVA4824XMA*+UI | 88*TB60070C21*** | 47000 | 18.5 | 9 | 50000 | 36600 | 73.2% | 2.02 | 0 | 10 |  |  |  | No | R-454B | 3.9167 | Residential & Commercial | Ducted CEE Tier 1
215292085 | Central HP <5.4 tons | AIRQUEST | HRCU-A-CB (Split System: Heat Pump with Remote Outdoor Unit-Air-Source) | DLCURAH24ABK | ADP |  | H,GE34936 | *92MSN0802120A* | 23200 | 17 | 8.5 | 24600 | 24400 | 99.19% | 2.08 | 0 | 10.5 |  |  |  | No | R-410A | 1.9333 | Residential & Commercial | Ducted CEE Tier 1
215292086 | Central HP <5.4 tons | AIRQUEST | HRCU-A-CB (Split System: Heat Pump with Remote Outdoor Unit-Air-Source) | DLCURAH24ABK | ADP |  | HE34936 | *92MSN0802120A* | 23200 | 17 | 8.5 | 24600 | 24400 | 99.19% | 2.08 | 0 | 10.5 |  |  |  | No | R-410A | 1.9333 | Residential & Commercial | Ducted CEE Tier 1
215292101 | Central HP <5.4 tons | AIRQUEST | HRCU-A-CB (Split System: Heat Pump with Remote Outdoor Unit-Air-Source) | DLCURAH24ABK | ADP |  | HG8J936 | *92MSN0802120A* | 23400 | 17 | 8.5 | 24400 | 23600 | 96.72% | 2.02 | 0 | 10 |  |  |  | No | R-410A | 1.95 | Residential & Commercial | Ducted CEE Tier 1
215292118 | Central HP <5.4 tons | AIRQUEST | HRCU-A-CB (Split System: Heat Pump with Remote Outdoor Unit-Air-Source) | DLCURAH24ABK | ADP |  | H,GG31930 | *92MSN1002120A* | 22600 | 17 | 8.5 | 24800 | 23800 | 95.97% | 2.02 | 0 | 10 |  |  |  | No | R-410A | 1.8833 | Residential & Commercial | Ducted CEE Tier 1
215292080 | Central HP <5.4 tons | AIRQUEST | HRCU-A-CB (Split System: Heat Pump with Remote Outdoor Unit-Air-Source) | DLCURAH24ABK | ADP |  | HG33936 | *92MSN0802120A* | 23000 | 17 | 8.5 | 24600 | 24400 | 99.19% | 2.08 | 0 | 10 |  |  |  | No | R-410A | 1.9167 | Residential & Commercial | Ducted CEE Tier 1
215292091 | Central HP <5.4 tons | AIRQUEST | HRCU-A-CB (Split System: Heat Pump with Remote Outdoor Unit-Air-Source) | DLCURAH24ABK | ADP |  | H,GG36936 | *92MSN0802120A* | 23400 | 17 | 8.5 | 24600 | 24400 | 99.19% | 2.08 | 0 | 10.5 |  |  |  | No | R-410A | 1.95 | Residential & Commercial | Ducted CEE Tier 1
215292136 | Central HP <5.4 tons | AIRQUEST | HRCU-A-CB (Split System: Heat Pump with Remote Outdoor Unit-Air-Source) | DLCURAH24ABK | ADP |  | HG34936 | *92MSN1002120A* | 23600 | 17 | 8.5 | 24800 | 23800 | 95.97% | 2.02 | 0 | 10.5 |  |  |  | No | R-410A | 1.9667 | Residential & Commercial | Ducted CEE Tier 1
215292153 | Central HP <5.4 tons | AIRQUEST | HRCU-A-CB (Split System: Heat Pump with Remote Outdoor Unit-Air-Source) | DLCURAH24ABK | ADP |  | HG8J936 | *92MSN1002120A* | 23400 | 17 | 8.5 | 24800 | 23800 | 95.97% | 2.02 | 0 | 10.5 |  |  |  | No | R-410A | 1.95 | Residential & Commercial | Ducted CEE Tier 1
215292167 | Central HP <5.4 tons | AIRQUEST | HRCU-A-CB (Split System: Heat Pump with Remote Outdoor Unit-Air-Source) | DLCURAH24ABK | ADP |  | H,GG24936 | *96MSN0261410A* | 23400 | 16 | 8.5 | 25400 | 25800 | 101.6% | 2.2 | 0 | 10 |  |  |  | No | R-410A | 1.95 | Residential & Commercial | Ducted CEE Tier 1
215292007 | Central HP <5.4 tons | AIRQUEST | HRCU-A-CB (Split System: Heat Pump with Remote Outdoor Unit-Air-Source) | DLCURAH24ABK | ADP |  | H,GG81936 | *92MSN0601714A* | 23600 | 17 | 8.5 | 24800 | 24000 | 96.77% | 2.02 | 0 | 10.5 |  |  |  | No | R-410A | 1.9667 | Residential & Commercial | Ducted CEE Tier 1
215292105 | Central HP <5.4 tons | AIRQUEST | HRCU-A-CB (Split System: Heat Pump with Remote Outdoor Unit-Air-Source) | DLCURAH24ABK | ADP |  | HG9J936 | *92MSN0802120A* | 23400 | 17 | 8.5 | 24600 | 24400 | 99.19% | 2.08 | 0 | 10.5 |  |  |  | No | R-410A | 1.95 | Residential & Commercial | Ducted CEE Tier 1
215292123 | Central HP <5.4 tons | AIRQUEST | HRCU-A-CB (Split System: Heat Pump with Remote Outdoor Unit-Air-Source) | DLCURAH24ABK | ADP |  | HE31930 | *92MSN1002120A* | 22600 | 17 | 8.5 | 24800 | 23800 | 95.97% | 2.02 | 0 | 10 |  |  |  | No | R-410A | 1.8833 | Residential & Commercial | Ducted CEE Tier 1
215292130 | Central HP <5.4 tons | AIRQUEST | HRCU-A-CB (Split System: Heat Pump with Remote Outdoor Unit-Air-Source) | DLCURAH24ABK | ADP |  | HE32936 | *92MSN1002120A* | 23000 | 17 | 8.5 | 24800 | 23800 | 95.97% | 2.02 | 0 | 10 |  |  |  | No | R-410A | 1.9167 | Residential & Commercial | Ducted CEE Tier 1
212603123 | Central HP <5.4 tons | DAY & NIGHT | HRCU-A-CB (Split System: Heat Pump with Remote Outdoor Unit-Air-Source) | DLCURAH24ABK | ADP |  | FG80936 | *80ES(N,L)0901714A* | 24800 | 17 | 8.5 | 24800 | 21600 | 87.1% | 1.84 | 0 | 10 |  |  |  | No | R-410A | 2.0667 | Residential & Commercial | Ducted CEE Tier 1
212603125 | Central HP <5.4 tons | DAY & NIGHT | HRCU-A-CB (Split System: Heat Pump with Remote Outdoor Unit-Air-Source) | DLCURAH24ABK | ADP |  | FG80936 | *80ESU0401712A* | 24000 | 17 | 8.1 | 24400 | 22800 | 93.44% | 1.94 | 0 | 10.5 |  |  |  | No | R-410A | 2 | Residential & Commercial | Ducted CEE Tier 1
212603208 | Central HP <5.4 tons | DAY & NIGHT | HRCU-A-CB (Split System: Heat Pump with Remote Outdoor Unit-Air-Source) | DLCURAH24ABK | ADP |  | FG80936 | *96VSN0601714A* | 23800 | 16 | 8.5 | 25200 | 23600 | 93.65% | 1.98 | 0 | 10 |  |  |  | No | R-410A | 1.9833 | Residential & Commercial | Ducted CEE Tier 1
215292729 | Central HP <5.4 tons | AIRQUEST | HRCU-A-CB (Split System: Heat Pump with Remote Outdoor Unit-Air-Source) | DLCURAH24ABK | ADP |  | H,GG24936 | *96VTN0601412A* | 23200 | 16 | 8.5 | 24800 | 25200 | 101.6% | 2.14 | 0 | 10 |  |  |  | No | R-410A | 1.9333 | Residential & Commercial | Ducted CEE Tier 1
215292746 | Central HP <5.4 tons | AIRQUEST | HRCU-A-CB (Split System: Heat Pump with Remote Outdoor Unit-Air-Source) | DLCURAH24ABK | ADP |  | H,GE33936 | *96VTN0601412A* | 23200 | 16 | 8.5 | 24800 | 25200 | 101.6% | 2.14 | 0 | 10 |  |  |  | No | R-410A | 1.9333 | Residential & Commercial | Ducted CEE Tier 1
215292764 | Central HP <5.4 tons | AIRQUEST | HRCU-A-CB (Split System: Heat Pump with Remote Outdoor Unit-Air-Source) | DLCURAH24ABK | ADP |  | HG8J936 | *96VTN0601412A* | 23400 | 16 | 8.5 | 24200 | 23000 | 95.04% | 1.94 | 0 | 10 |  |  |  | No | R-410A | 1.95 | Residential & Commercial | Ducted CEE Tier 1
215293076 | Central HP <5.4 tons | AIRQUEST | HRCU-A-CB (Split System: Heat Pump with Remote Outdoor Unit-Air-Source) | DLCURAH24ABK | ADP |  | H,GG31930 | *96VTN0802120B* | 22800 | 16 | 8.5 | 24800 | 23600 | 95.16% | 1.98 | 0 | 10 |  |  |  | No | R-410A | 1.9 | Residential & Commercial | Ducted CEE Tier 1
215293149 | Central HP <5.4 tons | AIRQUEST | HRCU-A-CB (Split System: Heat Pump with Remote Outdoor Unit-Air-Source) | DLCURAH24ABK | ADP |  | H,GE35936 | *96VTN1002120A* | 24000 | 17 | 8.5 | 24400 | 22400 | 91.8% | 1.9 | 0 | 10 |  |  |  | No | R-410A | 2 | Residential & Commercial | Ducted CEE Tier 1
215293167 | Central HP <5.4 tons | AIRQUEST | HRCU-A-CB (Split System: Heat Pump with Remote Outdoor Unit-Air-Source) | DLCURAH24ABK | ADP |  | H,GG80936 | *96VTN1002120A* | 24000 | 17 | 8.5 | 24400 | 22400 | 91.8% | 1.9 | 0 | 10 |  |  |  | No | R-410A | 2 | Residential & Commercial | Ducted CEE Tier 1
212603210 | Central HP <5.4 tons | DAY & NIGHT | HRCU-A-CB (Split System: Heat Pump with Remote Outdoor Unit-Air-Source) | DLCURAH24ABK | ADP |  | PL36H210P299 | *96VSN0801716A* | 24800 | 17 | 8.5 | 24000 | 20600 | 85.83% | 1.76 | 0 | 10.5 |  |  |  | No | R-410A | 2.0667 | Residential & Commercial | Ducted CEE Tier 1
212603224 | Central HP <5.4 tons | DAY & NIGHT | HRCU-A-CB (Split System: Heat Pump with Remote Outdoor Unit-Air-Source) | DLCURAH24ABK | ADP |  | PL36H210P299 | *96VTN0801716A* | 24800 | 17 | 8.5 | 24000 | 20600 | 85.83% | 1.76 | 0 | 10.5 |  |  |  | No | R-410A | 2.0667 | Residential & Commercial | Ducted CEE Tier 1
212971398 | Central HP <5.4 tons | CARRIER | HRCU-A-CB (Split System: Heat Pump with Remote Outdoor Unit-Air-Source) | 38MURAQ24AB3* |  |  | CAP**2517AL* | 58TP*B070V14**12 | 24400 | 17.5 | 8.5 | 25200 | 21600 | 85.71% | 1.82 | 0 | 10.5 |  |  |  | No | R-410A | 2.0333 | Residential & Commercial | Ducted CEE Tier 1
212971632 | Central HP <5.4 tons | CARRIER | HRCU-A-CB (Split System: Heat Pump with Remote Outdoor Unit-Air-Source) | 38MURAQ24AB3* |  |  | CAP**2517AL* | 58TP*B070V17**16 | 24200 | 17 | 8.5 | 25200 | 21600 | 85.71% | 1.82 | 0 | 10 |  |  |  | No | R-410A | 2.0167 | Residential & Commercial | Ducted CEE Tier 1
211239941 | Central HP <5.4 tons | CARRIER | HRCU-A-CB (Split System: Heat Pump with Remote Outdoor Unit-Air-Source) | 38MURAQ24AB3* |  |  | CAP**3717AL* | 58S(B,C)*A070E14**12 | 24800 | 17 | 8.5 | 25800 | 21400 | 82.95% | 1.8 | 0 | 10.5 |  |  |  | No | R-410A | 2.0667 | Residential & Commercial | Ducted CEE Tier 1
211240005 | Central HP <5.4 tons | CARRIER | HRCU-A-CB (Split System: Heat Pump with Remote Outdoor Unit-Air-Source) | 38MURAQ24AB3* |  |  | CNPV*2414AL* | 59TP6B060V14**12 | 23200 | 16 | 8.5 | 26400 | 24600 | 93.18% | 2.04 | 0 | 10 |  |  |  | No | R-410A | 1.9333 | Residential & Commercial | Ducted CEE Tier 1
215934943 | Central HP <5.4 tons | TEMPSTAR | HRCU-A-CB (Split System: Heat Pump with Remote Outdoor Unit-Air-Source) | T5H3V36*K*AAA* |  |  | EVM5X44M21A*+WALLCON | *96CTN0801714B* | 35400 | 21.5 | 8.5 | 38500 | 28800 | 74.81% | 2.02 | 0 | 12 |  |  |  | No | R-454B | 2.95 | Residential & Commercial | Ducted CEE Tier 1
215935143 | Central HP <5.4 tons | TEMPSTAR | HRCU-A-CB (Split System: Heat Pump with Remote Outdoor Unit-Air-Source) | T5H3V36*K*AAA* |  |  | EVM5X49M21A*+WALLCON | *96CTN1002122B* | 35600 | 22 | 8.5 | 38000 | 28600 | 75.26% | 2.02 | 0 | 12.5 |  |  |  | No | R-454B | 2.9667 | Residential & Commercial | Ducted CEE Tier 1
215935293 | Central HP <5.4 tons | TEMPSTAR | HRCU-A-CB (Split System: Heat Pump with Remote Outdoor Unit-Air-Source) | T5H3V36*K*AAA* |  |  | EVM5X60M21A*+WALLCON | *97CMN0802120B* | 35600 | 21.5 | 8.5 | 38000 | 28600 | 75.26% | 2.02 | 0 | 12 |  |  |  | No | R-454B | 2.9667 | Residential & Commercial | Ducted CEE Tier 1
215935123 | Central HP <5.4 tons | TEMPSTAR | HRCU-A-CB (Split System: Heat Pump with Remote Outdoor Unit-Air-Source) | T5H3V36*K*AAA* |  |  | EVM5X49M21A*+WALLCON | *97CMN1002122B* | 35600 | 22 | 8.5 | 38000 | 28600 | 75.26% | 2.02 | 0 | 12.5 |  |  |  | No | R-454B | 2.9667 | Residential & Commercial | Ducted CEE Tier 1
215942411 | Central HP <5.4 tons | BRYANT HEATING AND COOLING SYSTEMS | HRCU-A-CB (Split System: Heat Pump with Remote Outdoor Unit-Air-Source) | 293VAN036**AA* |  |  | CVAMA6021XMA*+UI | 986TD42060C17*** | 35200 | 21 | 8.5 | 37400 | 28000 | 74.87% | 2.06 | 0 | 11.7 |  |  |  | No | R-454B | 2.9333 | Residential & Commercial | Ducted CEE Tier 1
215942441 | Central HP <5.4 tons | BRYANT HEATING AND COOLING SYSTEMS | HRCU-A-CB (Split System: Heat Pump with Remote Outdoor Unit-Air-Source) | 293VAN036**AA* |  |  | CVAMA6124XMA*+UI | 987MC60080C21*** | 36000 | 22 | 8.5 | 37400 | 28200 | 75.4% | 2.04 | 0 | 12.5 |  |  |  | No | R-454B | 3 | Residential & Commercial | Ducted CEE Tier 1
215942541 | Central HP <5.4 tons | BRYANT HEATING AND COOLING SYSTEMS | HRCU-A-CB (Split System: Heat Pump with Remote Outdoor Unit-Air-Source) | 293VAN036**AA* |  |  | CVAVA6121XMA*+UI | 986TD66100C21*** | 36000 | 22 | 8.5 | 37400 | 28200 | 75.4% | 2.04 | 0 | 12.5 |  |  |  | No | R-454B | 3 | Residential & Commercial | Ducted CEE Tier 1
212970646 | Central HP <5.4 tons | CARRIER | HRCU-A-CB (Split System: Heat Pump with Remote Outdoor Unit-Air-Source) | 38MURAQ36AB3* |  |  | CAP**3721AL* | 58SP*B090V21**20 | 36600 | 16 | 8.5 | 38500 | 35000 | 90.91% | 2.08 | 0 | 10 |  |  |  | No | R-410A | 3.05 | Residential & Commercial | Ducted CEE Tier 1
212970676 | Central HP <5.4 tons | CARRIER | HRCU-A-CB (Split System: Heat Pump with Remote Outdoor Unit-Air-Source) | 38MURAQ36AB3* |  |  | CAP**4321AL* | 58SP*B090V21**20 | 36800 | 16 | 8.5 | 38500 | 35000 | 90.91% | 2.08 | 0 | 10 |  |  |  | No | R-410A | 3.0667 | Residential & Commercial | Ducted CEE Tier 1
211240024 | Central HP <5.4 tons | CARRIER | HRCU-A-CB (Split System: Heat Pump with Remote Outdoor Unit-Air-Source) | 38MURAQ24AB3* |  |  | CNPV*2417AL* | 59SU5A060E17**16 | 23800 | 16.5 | 8.5 | 26800 | 23400 | 87.31% | 1.92 | 0 | 10 |  |  |  | No | R-410A | 1.9833 | Residential & Commercial | Ducted CEE Tier 1
211240040 | Central HP <5.4 tons | CARRIER | HRCU-A-CB (Split System: Heat Pump with Remote Outdoor Unit-Air-Source) | 38MURAQ24AB3* |  |  | CNPV*2417AL* | 58S(B,C)*A045E17**12 | 23600 | 16 | 8.5 | 26800 | 23600 | 88.06% | 1.94 | 0 | 10 |  |  |  | No | R-410A | 1.9667 | Residential & Commercial | Ducted CEE Tier 1
211240072 | Central HP <5.4 tons | CARRIER | HRCU-A-CB (Split System: Heat Pump with Remote Outdoor Unit-Air-Source) | 38MURAQ24AB3* |  |  | CNPV*3017AL* | 59SP6A040V14**10 | 23400 | 16 | 8.1 | 25800 | 24000 | 93.02% | 2 | 0 | 10 |  |  |  | No | R-410A | 1.95 | Residential & Commercial | Ducted CEE Tier 1
211240124 | Central HP <5.4 tons | CARRIER | HRCU-A-CB (Split System: Heat Pump with Remote Outdoor Unit-Air-Source) | 38MURAQ24AB3* |  |  | CNPV*3617AL* | 58SP*A045V17**16 | 24200 | 16 | 8.1 | 26400 | 22800 | 86.36% | 1.88 | 0 | 10.5 |  |  |  | No | R-410A | 2.0167 | Residential & Commercial | Ducted CEE Tier 1
212973892 | Central HP <5.4 tons | CARRIER | HRCU-A-CB (Split System: Heat Pump with Remote Outdoor Unit-Air-Source) | 38MURAQ24AB3* |  |  | CNPV*2417AL* | 59SP6B080V17**16 | 23400 | 16.5 | 8.5 | 27000 | 24800 | 91.85% | 2.04 | 0 | 10 |  |  |  | No | R-410A | 1.95 | Residential & Commercial | Ducted CEE Tier 1
215934286 | Central HP <5.4 tons | HEIL | HRCU-A-CB (Split System: Heat Pump with Remote Outdoor Unit-Air-Source) | H5H3V48*K*AAA* |  |  | EA*5X61M21A*+WALLCON | *96CTN1002122B* | 45500 | 21 | 9.5 | 48500 | 36800 | 75.88% | 2 | 0 | 11 |  |  |  | No | R-454B | 3.7917 | Residential & Commercial | Ducted CEE Tier 1
212971698 | Central HP <5.4 tons | CARRIER | HRCU-A-CB (Split System: Heat Pump with Remote Outdoor Unit-Air-Source) | 38MURAQ24AB3* |  |  | CNPV*2417AL* | 58TP*B070V17**16 | 23200 | 16.5 | 8.5 | 26800 | 25200 | 94.03% | 2.1 | 0 | 10 |  |  |  | No | R-410A | 1.9333 | Residential & Commercial | Ducted CEE Tier 1
212975042 | Central HP <5.4 tons | CARRIER | HRCU-A-CB (Split System: Heat Pump with Remote Outdoor Unit-Air-Source) | 38MURAQ24AB3* |  |  | CNPV*3017AL* | GG96VTAB30040A** | 23400 | 16 | 8.1 | 26400 | 24600 | 93.18% | 2.04 | 0 | 10 |  |  |  | No | R-410A | 1.95 | Residential & Commercial | Ducted CEE Tier 1
215292189 | Central HP <5.4 tons | AIRQUEST | HRCU-A-CB (Split System: Heat Pump with Remote Outdoor Unit-Air-Source) | DLCURAH24ABK | ADP |  | H,GE34936 | *96MSN0261410A* | 23400 | 16 | 8.5 | 24800 | 24200 | 97.58% | 2.04 | 0 | 10 |  |  |  | No | R-410A | 1.95 | Residential & Commercial | Ducted CEE Tier 1
215292214 | Central HP <5.4 tons | AIRQUEST | HRCU-A-CB (Split System: Heat Pump with Remote Outdoor Unit-Air-Source) | DLCURAH24ABK | ADP |  | HG80936 | *96MSN0261410A* | 23400 | 16 | 8.5 | 24800 | 24200 | 97.58% | 2.04 | 0 | 10 |  |  |  | No | R-410A | 1.95 | Residential & Commercial | Ducted CEE Tier 1
215292241 | Central HP <5.4 tons | AIRQUEST | HRCU-A-CB (Split System: Heat Pump with Remote Outdoor Unit-Air-Source) | DLCURAH24ABK | ADP |  | H,GE34936 | *96MSN0401410A* | 23600 | 16 | 8.5 | 24600 | 23600 | 95.93% | 1.98 | 0 | 10 |  |  |  | No | R-410A | 1.9667 | Residential & Commercial | Ducted CEE Tier 1
215292257 | Central HP <5.4 tons | AIRQUEST | HRCU-A-CB (Split System: Heat Pump with Remote Outdoor Unit-Air-Source) | DLCURAH24ABK | ADP |  | HG8J936 | *96MSN0401410A* | 23400 | 16 | 8.5 | 24600 | 23600 | 95.93% | 1.98 | 0 | 10 |  |  |  | No | R-410A | 1.95 | Residential & Commercial | Ducted CEE Tier 1
215292797 | Central HP <5.4 tons | AIRQUEST | HRCU-A-CB (Split System: Heat Pump with Remote Outdoor Unit-Air-Source) | DLCURAH24ABK | ADP |  | HG34936 | *96VTN0601412B* | 23400 | 17 | 8.5 | 24600 | 23600 | 95.93% | 2 | 0 | 10 |  |  |  | No | R-410A | 1.95 | Residential & Commercial | Ducted CEE Tier 1
215292828 | Central HP <5.4 tons | AIRQUEST | HRCU-A-CB (Split System: Heat Pump with Remote Outdoor Unit-Air-Source) | DLCURAH24ABK | ADP |  | H,GG24936 | *96VTN0601714A* | 23600 | 16 | 8.5 | 25200 | 24000 | 95.24% | 2.02 | 0 | 10 |  |  |  | No | R-410A | 1.9667 | Residential & Commercial | Ducted CEE Tier 1
215292844 | Central HP <5.4 tons | AIRQUEST | HRCU-A-CB (Split System: Heat Pump with Remote Outdoor Unit-Air-Source) | DLCURAH24ABK | ADP |  | HG33936 | *96VTN0601714A* | 23800 | 16 | 8.5 | 24400 | 22400 | 91.8% | 1.88 | 0 | 10 |  |  |  | No | R-410A | 1.9833 | Residential & Commercial | Ducted CEE Tier 1
215292845 | Central HP <5.4 tons | AIRQUEST | HRCU-A-CB (Split System: Heat Pump with Remote Outdoor Unit-Air-Source) | DLCURAH24ABK | ADP |  | H,GE33936 | *96VTN0601714A* | 23800 | 16 | 8.5 | 24400 | 22400 | 91.8% | 1.88 | 0 | 10 |  |  |  | No | R-410A | 1.9833 | Residential & Commercial | Ducted CEE Tier 1
215731785 | Central HP <5.4 tons | YORK | HRCU-A-CB (Split System: Heat Pump with Remote Outdoor Unit-Air-Source) | HH860E2S11 | ADP |  | H,YG55*60+TXV-BLEED | Y81E130D20SMPS1 | 54000 | 19 | 8.5 | 52500 | 39000 | 74.29% | 2 | 0 | 11.7 |  |  |  | No | R-454B | 4.5 | Residential & Commercial | Ducted CEE Tier 1
215423688 | Central HP <5.4 tons | YORK | HRCU-A-CB (Split System: Heat Pump with Remote Outdoor Unit-Air-Source) | HH860E2S11 | ADP |  | H,YE86*60+TXV | TM8Y100C20MP11 | 53500 | 19 | 8.5 | 53000 | 39500 | 74.53% | 2 | 0 | 11 |  |  |  | No | R-454B | 4.4583 | Residential & Commercial | Ducted CEE Tier 1
215853266 | Central HP <5.4 tons | YORK | HRCU-A-CB (Split System: Heat Pump with Remote Outdoor Unit-Air-Source) | HH860E2S11 |  |  | CTF60D5CJS1 | Y91E120D20SMPS1 | 53000 | 18 | 9 | 54500 | 39500 | 72.48% | 2 | 0 | 11 |  |  |  | No | R-454B | 4.4167 | Residential & Commercial | Ducted CEE Tier 1
215423720 | Central HP <5.4 tons | YORK | HRCU-A-CB (Split System: Heat Pump with Remote Outdoor Unit-Air-Source) | HH860E2S11 | ADP |  | H,YE36*60+TXV-BLEED | TM9E080C20MP12 | 52000 | 18 | 8.3 | 53000 | 39500 | 74.53% | 1.96 | 0 | 10.5 |  |  |  | No | R-454B | 4.3333 | Residential & Commercial | Ducted CEE Tier 1
215423823 | Central HP <5.4 tons | YORK | HRCU-A-CB (Split System: Heat Pump with Remote Outdoor Unit-Air-Source) | HH860E2S11 | ADP |  | H,YE36*60+TXV-BLEED | TM9V120D20MP12 | 51500 | 18 | 8.3 | 52500 | 39000 | 74.29% | 1.96 | 0 | 10.5 |  |  |  | No | R-454B | 4.2917 | Residential & Commercial | Ducted CEE Tier 1
215423840 | Central HP <5.4 tons | YORK | HRCU-A-CB (Split System: Heat Pump with Remote Outdoor Unit-Air-Source) | HH860E2S11 | ADP |  | H,YE37*60+TXV | TM9Y080C16MP11 | 44000 | 16 | 8.5 | 42500 | 33400 | 78.59% | 2 | 0 | 11 |  |  |  | No | R-454B | 3.6667 | Residential & Commercial | Ducted CEE Tier 1
215423870 | Central HP <5.4 tons | YORK | HRCU-A-CB (Split System: Heat Pump with Remote Outdoor Unit-Air-Source) | HH860E2S11 | ADP |  | H,YE84*60+TXV | TM9Y100C16MP11 | 44000 | 17 | 8.5 | 42500 | 33400 | 78.59% | 2 | 0 | 11 |  |  |  | No | R-454B | 3.6667 | Residential & Commercial | Ducted CEE Tier 1
215423887 | Central HP <5.4 tons | YORK | HRCU-A-CB (Split System: Heat Pump with Remote Outdoor Unit-Air-Source) | HH860E2S11 | ADP |  | H,YE2K*60+TXV | TM9Y120D20MP11 | 52000 | 18 | 8.35 | 52500 | 39000 | 74.29% | 1.96 | 0 | 10.5 |  |  |  | No | R-454B | 4.3333 | Residential & Commercial | Ducted CEE Tier 1
212407358 | Central HP <5.4 tons | BRYANT HEATING AND COOLING SYSTEMS | HRCU-A-CB (Split System: Heat Pump with Remote Outdoor Unit-Air-Source) | 284ANV036*0**B* | ADP |  | C36A***L759 | 88*TA36070C14*** | 33400 | 19 | 9 | 33800 | 25800 | 76.33% | 2 | 0 | 12 |  |  |  | No | R-410A | 2.7833 | Residential & Commercial | Ducted CEE Tier 1
215423889 | Central HP <5.4 tons | YORK | HRCU-A-CB (Split System: Heat Pump with Remote Outdoor Unit-Air-Source) | HH860E2S11 | ADP |  | H,YE48*60+TXV-BLEED | TM9Y120D20MP11 | 44000 | 18 | 8.5 | 42000 | 33000 | 78.57% | 2 | 0 | 11.7 |  |  |  | No | R-454B | 3.6667 | Residential & Commercial | Ducted CEE Tier 1
215423890 | Central HP <5.4 tons | YORK | HRCU-A-CB (Split System: Heat Pump with Remote Outdoor Unit-Air-Source) | HH860E2S11 | ADP |  | H,YE48*48+TXV | TM9Y120D20MP11 | 44000 | 18 | 8.5 | 42000 | 33000 | 78.57% | 2 | 0 | 11.7 |  |  |  | No | R-454B | 3.6667 | Residential & Commercial | Ducted CEE Tier 1
215423904 | Central HP <5.4 tons | YORK | HRCU-A-CB (Split System: Heat Pump with Remote Outdoor Unit-Air-Source) | HH860E2S11 | ADP |  | H,YE3K*60+TXV | Y81E080C16SMPS1 | 44500 | 18 | 8.5 | 42500 | 33000 | 77.65% | 2 | 0 | 12 |  |  |  | No | R-454B | 3.7083 | Residential & Commercial | Ducted CEE Tier 1
215423922 | Central HP <5.4 tons | YORK | HRCU-A-CB (Split System: Heat Pump with Remote Outdoor Unit-Air-Source) | HH860E2S11 | ADP |  | H,YE48*60+TXV | Y81E080C20SMPS1 | 44000 | 18 | 8.5 | 42500 | 33000 | 77.65% | 2 | 0 | 12 |  |  |  | No | R-454B | 3.6667 | Residential & Commercial | Ducted CEE Tier 1
215423974 | Central HP <5.4 tons | YORK | HRCU-A-CB (Split System: Heat Pump with Remote Outdoor Unit-Air-Source) | HH860E2S11 | ADP |  | H,YE74*48+TXV | Y81E120C16SMPS1 | 44000 | 18 | 8.5 | 41500 | 32600 | 78.55% | 2 | 0 | 12 |  |  |  | No | R-454B | 3.6667 | Residential & Commercial | Ducted CEE Tier 1
215424022 | Central HP <5.4 tons | YORK | HRCU-A-CB (Split System: Heat Pump with Remote Outdoor Unit-Air-Source) | HH860E2S11 | ADP |  | H,YE36*48+TXV | Y91E080C20SMPS1 | 44000 | 17 | 8.4 | 44500 | 33000 | 74.16% | 1.98 | 0 | 11.7 |  |  |  | No | R-454B | 3.6667 | Residential & Commercial | Ducted CEE Tier 1
215424023 | Central HP <5.4 tons | YORK | HRCU-A-CB (Split System: Heat Pump with Remote Outdoor Unit-Air-Source) | HH860E2S11 | ADP |  | H,YE36*60+TXV | Y91E080C20SMPS1 | 44000 | 17 | 8.4 | 44500 | 33000 | 74.16% | 1.98 | 0 | 11.7 |  |  |  | No | R-454B | 3.6667 | Residential & Commercial | Ducted CEE Tier 1
215424037 | Central HP <5.4 tons | YORK | HRCU-A-CB (Split System: Heat Pump with Remote Outdoor Unit-Air-Source) | HH860E2S11 | ADP |  | H,YE86*60+TXV | Y91E080C20SMPS1 | 44500 | 18 | 8.5 | 44500 | 33000 | 74.16% | 2 | 0 | 12 |  |  |  | No | R-454B | 3.7083 | Residential & Commercial | Ducted CEE Tier 1
215292339 | Central HP <5.4 tons | AIRQUEST | HRCU-A-CB (Split System: Heat Pump with Remote Outdoor Unit-Air-Source) | DLCURAH24ABK | ADP |  | H,GG33936 | *96MSN0601412A* | 23400 | 16 | 8.5 | 24600 | 23800 | 96.75% | 2 | 0 | 10 |  |  |  | No | R-410A | 1.95 | Residential & Commercial | Ducted CEE Tier 1
215292252 | Central HP <5.4 tons | AIRQUEST | HRCU-A-CB (Split System: Heat Pump with Remote Outdoor Unit-Air-Source) | DLCURAH24ABK | ADP |  | HG7J924 | *96MSN0401410A* | 23200 | 16 | 8.5 | 25400 | 24800 | 97.64% | 2.1 | 0 | 10 |  |  |  | No | R-410A | 1.9333 | Residential & Commercial | Ducted CEE Tier 1
215424074 | Central HP <5.4 tons | YORK | HRCU-A-CB (Split System: Heat Pump with Remote Outdoor Unit-Air-Source) | HH860E2S11 | ADP |  | H,YE35*48+TXV | Y91E120D20SMPS1 | 45500 | 17 | 8.3 | 45000 | 33800 | 75.11% | 1.96 | 0 | 11 |  |  |  | No | R-454B | 3.7917 | Residential & Commercial | Ducted CEE Tier 1
215424122 | Central HP <5.4 tons | YORK | HRCU-A-CB (Split System: Heat Pump with Remote Outdoor Unit-Air-Source) | HH860E2S11 | ADP |  | H,YE49*60+TXV | YP9C100C16MP13 | 43500 | 18 | 8.5 | 42000 | 32800 | 78.1% | 2 | 0 | 11.7 |  |  |  | No | R-454B | 3.625 | Residential & Commercial | Ducted CEE Tier 1
215424137 | Central HP <5.4 tons | YORK | HRCU-A-CB (Split System: Heat Pump with Remote Outdoor Unit-Air-Source) | HH860E2S11 | ADP |  | H,YE84*60+TXV | YP9C100C20MP13 | 52000 | 19 | 8.5 | 51500 | 38000 | 73.79% | 2 | 0 | 11 |  |  |  | No | R-454B | 4.3333 | Residential & Commercial | Ducted CEE Tier 1
215424139 | Central HP <5.4 tons | YORK | HRCU-A-CB (Split System: Heat Pump with Remote Outdoor Unit-Air-Source) | HH860E2S11 | ADP |  | H,YE36*60+TXV-BLEED | YP9C120D20MP13 | 51500 | 18 | 8.3 | 52500 | 39000 | 74.29% | 1.96 | 0 | 10.5 |  |  |  | No | R-454B | 4.2917 | Residential & Commercial | Ducted CEE Tier 1
215424140 | Central HP <5.4 tons | YORK | HRCU-A-CB (Split System: Heat Pump with Remote Outdoor Unit-Air-Source) | HH860E2S11 | ADP |  | H,YE36*60+TXV | YP9C120D20MP13 | 51500 | 18 | 8.3 | 52500 | 39000 | 74.29% | 1.96 | 0 | 10.5 |  |  |  | No | R-454B | 4.2917 | Residential & Commercial | Ducted CEE Tier 1
214391155 | Central HP <5.4 tons | Breeze33 | HRCU-A-CB (Split System: Heat Pump with Remote Outdoor Unit-Air-Source) | BZ33-INV30OUT2-J |  |  | BZ33-WMAHU30-J |  | 30000 | 16.9 | 9 | 31000 | 25000 | 80.65% | 1.8 | 0 | 10 |  |  |  | No | R-410A | 2.5 | Residential & Commercial | Ducted CEE Tier 1
215423481 | Central HP <5.4 tons | YORK | HRCU-A-CB (Split System: Heat Pump with Remote Outdoor Unit-Air-Source) | HH860E2S11 | ADP |  | H,YE2K*48+TXV | TM8E080C16MP11 | 44500 | 17 | 8.45 | 43500 | 33800 | 77.7% | 2 | 0 | 11 |  |  |  | No | R-454B | 3.7083 | Residential & Commercial | Ducted CEE Tier 1
215423510 | Central HP <5.4 tons | YORK | HRCU-A-CB (Split System: Heat Pump with Remote Outdoor Unit-Air-Source) | HH860E2S11 | ADP |  | H,YE37*60+TXV | TM8E100C16MP11 | 44500 | 17 | 8.5 | 43500 | 33800 | 77.7% | 2 | 0 | 11 |  |  |  | No | R-454B | 3.7083 | Residential & Commercial | Ducted CEE Tier 1
211260614 | Central HP <5.4 tons | AIRQUEST | HRCU-A-CB (Split System: Heat Pump with Remote Outdoor Unit-Air-Source) | DLCURAH18ABK |  |  | EA*4X24L17A* | *92ESN0401712A* | 17800 | 15.5 | 8.5 | 18800 | 19000 | 101.1% | 2.28 | 0 | 10.5 |  |  |  | No | R-410A | 1.4833 | Residential & Commercial | Ducted CEE Tier 1
211260243 | Central HP <5.4 tons | AIRQUEST | HRCU-A-CB (Split System: Heat Pump with Remote Outdoor Unit-Air-Source) | DLCURAH18ABK |  |  | EA*4X24L17A* | *80VSL0451412A* | 17700 | 16 | 8.5 | 18600 | 19100 | 102.7% | 2.28 | 0 | 10.5 |  |  |  | No | R-410A | 1.475 | Residential & Commercial | Ducted CEE Tier 1
211260830 | Central HP <5.4 tons | AIRQUEST | HRCU-A-CB (Split System: Heat Pump with Remote Outdoor Unit-Air-Source) | DLCURAH18ABK |  |  | EA*4X25L17A* | *80VTL0451412A* | 18200 | 16.5 | 8.5 | 18000 | 17500 | 97.22% | 2.12 | 0 | 11 |  |  |  | No | R-410A | 1.5167 | Residential & Commercial | Ducted CEE Tier 1
211260912 | Central HP <5.4 tons | AIRQUEST | HRCU-A-CB (Split System: Heat Pump with Remote Outdoor Unit-Air-Source) | DLCURAH18ABK |  |  | EA*4X25L17A* | *95ESN0601412A* | 18400 | 16.5 | 8.5 | 18200 | 17500 | 96.15% | 2.12 | 0 | 11 |  |  |  | No | R-410A | 1.5333 | Residential & Commercial | Ducted CEE Tier 1
212520264 | Central HP <5.4 tons | CARRIER | HRCU-A-CB (Split System: Heat Pump with Remote Outdoor Unit-Air-Source) | 38MURAQ24AB3* | ADP |  | H,PG24936 | 58SU*A080E21**20 | 24000 | 17 | 8.5 | 24600 | 21800 | 88.62% | 1.86 | 0 | 10 |  |  |  | No | R-410A | 2 | Residential & Commercial | Ducted CEE Tier 1
204456458 | Central HP <5.4 tons | COMFORTMAKER | HRCU-A-CB (Split System: Heat Pump with Remote Outdoor Unit-Air-Source) | CVH825GKA2* |  |  | EA*4X25L17A*+WALLCON | *96CTN0601714A* | 24200 | 16.5 | 8.1 | 21400 | 16700 | 78.04% | 2 | 11 | 11 |  |  |  | No | R-410A | 2.0167 | Residential & Commercial | Ducted CEE Tier 1
204456792 | Central HP <5.4 tons | COMFORTMAKER | HRCU-A-CB (Split System: Heat Pump with Remote Outdoor Unit-Air-Source) | CVH825GKA2* |  |  | EA*4X36L21A*+WALLCON | *80CTL0901716A* | 23600 | 17.5 | 8.1 | 21400 | 16600 | 77.57% | 1.96 | 11 | 11 |  |  |  | No | R-410A | 1.9667 | Residential & Commercial | Ducted CEE Tier 1
204456810 | Central HP <5.4 tons | COMFORTMAKER | HRCU-A-CB (Split System: Heat Pump with Remote Outdoor Unit-Air-Source) | CVH825GKA2* |  |  | EA*4X36L21A*+WALLCON | *97CMN0602120A* | 23600 | 16 | 8.1 | 21600 | 16700 | 77.31% | 1.92 | 11 | 10.5 |  |  |  | No | R-410A | 1.9667 | Residential & Commercial | Ducted CEE Tier 1
213296972 | Central HP <5.4 tons | JOHNSON CONTROLS | HRCU-A-CB (Split System: Heat Pump with Remote Outdoor Unit-Air-Source) | HMH72B341 |  |  | XAHC36DBCN1 | Z8ES080B12LMPS1 | 33400 | 17.5 | 8.1 | 32800 | 23000 | 70.12% | 2.02 | 0 | 10 |  |  |  | No | R-410A | 2.7833 | Residential & Commercial | Ducted CEE Tier 1
213297222 | Central HP <5.4 tons | JOHNSON CONTROLS | HRCU-A-CB (Split System: Heat Pump with Remote Outdoor Unit-Air-Source) | HMH72B341 |  |  | XAHC36DBCN1+JMET12CS2N1 |  | 33800 | 18 | 8.1 | 32800 | 23000 | 70.12% | 2.06 | 0 | 10 |  |  |  | No | R-410A | 2.8167 | Residential & Commercial | Ducted CEE Tier 1
215676274 | Central HP <5.4 tons | BRYANT HEATING AND COOLING SYSTEMS | HRCU-A-CB (Split System: Heat Pump with Remote Outdoor Unit-Air-Source) | 290VAN048**AA* |  |  | CVAVA4824XMA*+UI | 986TD66120C24*** | 47000 | 18.5 | 9 | 50000 | 36400 | 72.8% | 2 | 0 | 10 |  |  |  | No | R-454B | 3.9167 | Residential & Commercial | Ducted CEE Tier 1
213297742 | Central HP <5.4 tons | JOHNSON CONTROLS | HRCU-A-CB (Split System: Heat Pump with Remote Outdoor Unit-Air-Source) | HMH72B341 |  |  | XAHC36DBCN1 | Z8ET100C16LMPS1 | 34000 | 18 | 8.5 | 32800 | 23000 | 70.12% | 2.06 | 0 | 10.5 |  |  |  | No | R-410A | 2.8333 | Residential & Commercial | Ducted CEE Tier 1
215423437 | Central HP <5.4 tons | YORK | HRCU-A-CB (Split System: Heat Pump with Remote Outdoor Unit-Air-Source) | HH836E2S11 | ADP |  | H,YE35*36+TXV | YP9C100C16MP13 | 33400 | 18 | 8.5 | 29400 | 24800 | 84.35% | 2 | 0 | 11 |  |  |  | No | R-454B | 2.7833 | Residential & Commercial | Ducted CEE Tier 1
215423439 | Central HP <5.4 tons | YORK | HRCU-A-CB (Split System: Heat Pump with Remote Outdoor Unit-Air-Source) | HH836E2S11 | ADP |  | H,YE9J*36+TXV | YP9C100C16MP13 | 33400 | 17 | 8.5 | 29400 | 24800 | 84.35% | 2 | 0 | 11 |  |  |  | No | R-454B | 2.7833 | Residential & Commercial | Ducted CEE Tier 1
207574744 | Central HP <5.4 tons | LENNOX | HRCU-A-CB (Split System: Heat Pump with Remote Outdoor Unit-Air-Source) | SL25XPV-036-230A** |  |  | CBA38MV-042-230*+TDR |  | 34200 | 21 | 9.2 | 34400 | 25800 | 75% | 1.8 | 13.5 | 13.4 |  |  |  | No | R-410A | 2.85 | Residential & Commercial | Ducted CEE Tier 1
215424438 | Central HP <5.4 tons | YORK | HRCU-A-CB (Split System: Heat Pump with Remote Outdoor Unit-Air-Source) | HH824E2S11 | ADP |  | H,YE33*36+TXV | TL9E060B12UH11 | 22600 | 17 | 8.8 | 21400 | 17700 | 82.71% | 1.96 | 0 | 11.5 |  |  |  | No | R-454B | 1.8833 | Residential & Commercial | Ducted CEE Tier 1
215424439 | Central HP <5.4 tons | YORK | HRCU-A-CB (Split System: Heat Pump with Remote Outdoor Unit-Air-Source) | HH824E2S11 | ADP |  | H,YE7J*36+TXV-BLEED | TL9E060B12UH11 | 22400 | 17 | 8.8 | 21400 | 17700 | 82.71% | 1.96 | 0 | 11 |  |  |  | No | R-454B | 1.8667 | Residential & Commercial | Ducted CEE Tier 1
215424457 | Central HP <5.4 tons | YORK | HRCU-A-CB (Split System: Heat Pump with Remote Outdoor Unit-Air-Source) | HH824E2S11 | ADP |  | H,YE7J*36+TXV-BLEED | TM8E060A12MP11 | 22400 | 17 | 8.8 | 21400 | 17500 | 81.78% | 1.96 | 0 | 11 |  |  |  | No | R-454B | 1.8667 | Residential & Commercial | Ducted CEE Tier 1
215424473 | Central HP <5.4 tons | YORK | HRCU-A-CB (Split System: Heat Pump with Remote Outdoor Unit-Air-Source) | HH824E2S11 | ADP |  | H,YE32*36+TXV | TM8E100B12MP11 | 22200 | 17 | 8.65 | 21200 | 17700 | 83.49% | 1.94 | 0 | 11.5 |  |  |  | No | R-454B | 1.85 | Residential & Commercial | Ducted CEE Tier 1
215424492 | Central HP <5.4 tons | YORK | HRCU-A-CB (Split System: Heat Pump with Remote Outdoor Unit-Air-Source) | HH824E2S11 | ADP |  | H,YE31*30+TXV | TM8Y080B12MP11 | 21800 | 17 | 8.5 | 21200 | 17200 | 81.13% | 1.9 | 0 | 11 |  |  |  | No | R-454B | 1.8167 | Residential & Commercial | Ducted CEE Tier 1
215424506 | Central HP <5.4 tons | YORK | HRCU-A-CB (Split System: Heat Pump with Remote Outdoor Unit-Air-Source) | HH824E2S11 | ADP |  | H,YE7J*36+TXV | TM9E026A08MP12 | 22400 | 16 | 8.8 | 21400 | 17200 | 80.37% | 1.96 | 0 | 10.5 |  |  |  | No | R-454B | 1.8667 | Residential & Commercial | Ducted CEE Tier 1
215423517 | Central HP <5.4 tons | YORK | HRCU-A-CB (Split System: Heat Pump with Remote Outdoor Unit-Air-Source) | HH860E2S11 | ADP |  | H,YE54*48+TXV | TM8E100C16MP11 | 44500 | 18 | 8.5 | 43500 | 33800 | 77.7% | 2 | 0 | 11 |  |  |  | No | R-454B | 3.7083 | Residential & Commercial | Ducted CEE Tier 1
215423585 | Central HP <5.4 tons | YORK | HRCU-A-CB (Split System: Heat Pump with Remote Outdoor Unit-Air-Source) | HH860E2S11 | ADP |  | H,YE3K*60+TXV | TM8V080C16MP12 | 43500 | 17 | 8.5 | 42000 | 32800 | 78.1% | 2 | 0 | 11.7 |  |  |  | No | R-454B | 3.625 | Residential & Commercial | Ducted CEE Tier 1
215423608 | Central HP <5.4 tons | YORK | HRCU-A-CB (Split System: Heat Pump with Remote Outdoor Unit-Air-Source) | HH860E2S11 | ADP |  | H,YE54*60+TXV | TM8V100C16MP12 | 43500 | 18 | 8.5 | 42000 | 32800 | 78.1% | 2 | 0 | 11.7 |  |  |  | No | R-454B | 3.625 | Residential & Commercial | Ducted CEE Tier 1
215423642 | Central HP <5.4 tons | YORK | HRCU-A-CB (Split System: Heat Pump with Remote Outdoor Unit-Air-Source) | HH860E2S11 | ADP |  | H,YE36*48+TXV | TM8Y080C16MP11 | 43500 | 17 | 8.4 | 42000 | 33000 | 78.57% | 1.98 | 0 | 11.5 |  |  |  | No | R-454B | 3.625 | Residential & Commercial | Ducted CEE Tier 1
215423667 | Central HP <5.4 tons | YORK | HRCU-A-CB (Split System: Heat Pump with Remote Outdoor Unit-Air-Source) | HH860E2S11 | ADP |  | H,YE48*48+TXV | TM8Y100C16MP11 | 44000 | 18 | 8.5 | 42000 | 33000 | 78.57% | 2 | 0 | 11.7 |  |  |  | No | R-454B | 3.6667 | Residential & Commercial | Ducted CEE Tier 1
215423685 | Central HP <5.4 tons | YORK | HRCU-A-CB (Split System: Heat Pump with Remote Outdoor Unit-Air-Source) | HH860E2S11 | ADP |  | H,YE55*60+TXV | TM8Y100C20MP11 | 53500 | 19 | 8.5 | 53000 | 39500 | 74.53% | 2 | 0 | 11 |  |  |  | No | R-454B | 4.4583 | Residential & Commercial | Ducted CEE Tier 1
215423694 | Central HP <5.4 tons | YORK | HRCU-A-CB (Split System: Heat Pump with Remote Outdoor Unit-Air-Source) | HH860E2S11 | ADP |  | H,YE48*60+TXV-BLEED | TM8Y120C20MP11 | 44500 | 18 | 8.5 | 43000 | 33400 | 77.67% | 2 | 0 | 11.7 |  |  |  | No | R-454B | 3.7083 | Residential & Commercial | Ducted CEE Tier 1
215423701 | Central HP <5.4 tons | YORK | HRCU-A-CB (Split System: Heat Pump with Remote Outdoor Unit-Air-Source) | HH860E2S11 | ADP |  | H,YE86*60+TXV | TM8Y120C20MP11 | 53500 | 19 | 8.5 | 53000 | 39500 | 74.53% | 2 | 0 | 11 |  |  |  | No | R-454B | 4.4583 | Residential & Commercial | Ducted CEE Tier 1
215293201 | Central HP <5.4 tons | AIRQUEST | HRCU-A-CB (Split System: Heat Pump with Remote Outdoor Unit-Air-Source) | DLCURAH24ABK | ADP |  | H,GG37936 | *96VTN1002120B* | 23600 | 17 | 8.5 | 24600 | 24200 | 98.37% | 2.04 | 0 | 10.5 |  |  |  | No | R-410A | 1.9667 | Residential & Commercial | Ducted CEE Tier 1
215293219 | Central HP <5.4 tons | AIRQUEST | HRCU-A-CB (Split System: Heat Pump with Remote Outdoor Unit-Air-Source) | DLCURAH24ABK | ADP |  | HG80936 | *96VTN1002120B* | 23600 | 17 | 8.5 | 24600 | 24200 | 98.37% | 2.04 | 0 | 10.5 |  |  |  | No | R-410A | 1.9667 | Residential & Commercial | Ducted CEE Tier 1
215293226 | Central HP <5.4 tons | AIRQUEST | HRCU-A-CB (Split System: Heat Pump with Remote Outdoor Unit-Air-Source) | DLCURAH24ABK | ADP |  | H,GG31924 | *96VTN1002122A* | 22600 | 16 | 8.1 | 24200 | 23400 | 96.69% | 1.98 | 0 | 10 |  |  |  | No | R-410A | 1.8833 | Residential & Commercial | Ducted CEE Tier 1
215293242 | Central HP <5.4 tons | AIRQUEST | HRCU-A-CB (Split System: Heat Pump with Remote Outdoor Unit-Air-Source) | DLCURAH24ABK | ADP |  | HE33936 | *96VTN1002122A* | 23200 | 17 | 8.1 | 24200 | 23400 | 96.69% | 1.98 | 0 | 10 |  |  |  | No | R-410A | 1.9333 | Residential & Commercial | Ducted CEE Tier 1
215292846 | Central HP <5.4 tons | AIRQUEST | HRCU-A-CB (Split System: Heat Pump with Remote Outdoor Unit-Air-Source) | DLCURAH24ABK | ADP |  | HE33936 | *96VTN0601714A* | 23800 | 16 | 8.5 | 24400 | 22400 | 91.8% | 1.88 | 0 | 10 |  |  |  | No | R-410A | 1.9833 | Residential & Commercial | Ducted CEE Tier 1
215292879 | Central HP <5.4 tons | AIRQUEST | HRCU-A-CB (Split System: Heat Pump with Remote Outdoor Unit-Air-Source) | DLCURAH24ABK | ADP |  | HG31930 | *96VTN0601716B* | 23000 | 16 | 9 | 24400 | 22800 | 93.44% | 1.92 | 0 | 10 |  |  |  | No | R-410A | 1.9167 | Residential & Commercial | Ducted CEE Tier 1
215292898 | Central HP <5.4 tons | AIRQUEST | HRCU-A-CB (Split System: Heat Pump with Remote Outdoor Unit-Air-Source) | DLCURAH24ABK | ADP |  | HE34936 | *96VTN0601716B* | 24000 | 16 | 9 | 24400 | 22800 | 93.44% | 1.92 | 0 | 10.5 |  |  |  | No | R-410A | 2 | Residential & Commercial | Ducted CEE Tier 1
215292946 | Central HP <5.4 tons | AIRQUEST | HRCU-A-CB (Split System: Heat Pump with Remote Outdoor Unit-Air-Source) | DLCURAH24ABK | ADP |  | H,GG34936 | *96VTN0801716A* | 24200 | 16 | 8.1 | 24600 | 22600 | 91.87% | 1.9 | 0 | 10.5 |  |  |  | No | R-410A | 2.0167 | Residential & Commercial | Ducted CEE Tier 1
215424542 | Central HP <5.4 tons | YORK | HRCU-A-CB (Split System: Heat Pump with Remote Outdoor Unit-Air-Source) | HH824E2S11 | ADP |  | H,YE7J*36+TXV | TM9E080B12MP12 | 23000 | 17 | 9 | 21400 | 18300 | 85.51% | 2 | 0 | 11.7 |  |  |  | No | R-454B | 1.9167 | Residential & Commercial | Ducted CEE Tier 1
215424557 | Central HP <5.4 tons | YORK | HRCU-A-CB (Split System: Heat Pump with Remote Outdoor Unit-Air-Source) | HH824E2S11 | ADP |  | H,YE33*36+TXV | TM9V060B12MP12 | 22400 | 17 | 8.8 | 21400 | 17200 | 80.37% | 1.96 | 0 | 11 |  |  |  | No | R-454B | 1.8667 | Residential & Commercial | Ducted CEE Tier 1
215424558 | Central HP <5.4 tons | YORK | HRCU-A-CB (Split System: Heat Pump with Remote Outdoor Unit-Air-Source) | HH824E2S11 | ADP |  | H,YE7J*36+TXV-BLEED | TM9V060B12MP12 | 22400 | 17 | 8.8 | 21400 | 17200 | 80.37% | 1.96 | 0 | 11 |  |  |  | No | R-454B | 1.8667 | Residential & Commercial | Ducted CEE Tier 1
215424589 | Central HP <5.4 tons | YORK | HRCU-A-CB (Split System: Heat Pump with Remote Outdoor Unit-Air-Source) | HH824E2S11 | ADP |  | H,YE8J*36+TXV | TM9Y060B12MP11 | 23000 | 17 | 9 | 21400 | 18000 | 84.11% | 2 | 0 | 11.7 |  |  |  | No | R-454B | 1.9167 | Residential & Commercial | Ducted CEE Tier 1
215424605 | Central HP <5.4 tons | YORK | HRCU-A-CB (Split System: Heat Pump with Remote Outdoor Unit-Air-Source) | HH824E2S11 | ADP |  | H,YE7J*36+TXV-BLEED | Y81E060A12SMPS1 | 22400 | 17 | 8.8 | 21000 | 16900 | 80.48% | 1.96 | 0 | 11.5 |  |  |  | No | R-454B | 1.8667 | Residential & Commercial | Ducted CEE Tier 1
215424606 | Central HP <5.4 tons | YORK | HRCU-A-CB (Split System: Heat Pump with Remote Outdoor Unit-Air-Source) | HH824E2S11 | ADP |  | H,YE7J*30+TXV | Y81E060A12SMPS1 | 22400 | 17 | 8.8 | 21000 | 16900 | 80.48% | 1.96 | 0 | 11.5 |  |  |  | No | R-454B | 1.8667 | Residential & Commercial | Ducted CEE Tier 1
215424607 | Central HP <5.4 tons | YORK | HRCU-A-CB (Split System: Heat Pump with Remote Outdoor Unit-Air-Source) | HH824E2S11 | ADP |  | H,YE7J*36+TXV | Y81E060A12SMPS1 | 22400 | 17 | 8.8 | 21000 | 16900 | 80.48% | 1.96 | 0 | 11.5 |  |  |  | No | R-454B | 1.8667 | Residential & Commercial | Ducted CEE Tier 1
215424640 | Central HP <5.4 tons | YORK | HRCU-A-CB (Split System: Heat Pump with Remote Outdoor Unit-Air-Source) | HH824E2S11 | ADP |  | H,YE7J*30+TXV | Y82E080B12LMPS1 | 23000 | 18 | 9 | 21400 | 18100 | 84.58% | 2 | 0 | 12 |  |  |  | No | R-454B | 1.9167 | Residential & Commercial | Ducted CEE Tier 1
215423744 | Central HP <5.4 tons | YORK | HRCU-A-CB (Split System: Heat Pump with Remote Outdoor Unit-Air-Source) | HH860E2S11 | ADP |  | H,YE54*60+TXV | TM9E100C16MP12 | 44500 | 18 | 8.5 | 44000 | 34000 | 77.27% | 2 | 0 | 11 |  |  |  | No | R-454B | 3.7083 | Residential & Commercial | Ducted CEE Tier 1
215423751 | Central HP <5.4 tons | YORK | HRCU-A-CB (Split System: Heat Pump with Remote Outdoor Unit-Air-Source) | HH860E2S11 | ADP |  | H,YE36*60+TXV | TM9E100C20MP12 | 52000 | 18 | 8.3 | 53000 | 39500 | 74.53% | 1.96 | 0 | 10.5 |  |  |  | No | R-454B | 4.3333 | Residential & Commercial | Ducted CEE Tier 1
215423767 | Central HP <5.4 tons | YORK | HRCU-A-CB (Split System: Heat Pump with Remote Outdoor Unit-Air-Source) | HH860E2S11 | ADP |  | H,YE48*60+TXV-BLEED | TM9E120D20MP12 | 53000 | 18 | 8.5 | 52500 | 39000 | 74.29% | 2 | 0 | 11 |  |  |  | No | R-454B | 4.4167 | Residential & Commercial | Ducted CEE Tier 1
215423810 | Central HP <5.4 tons | YORK | HRCU-A-CB (Split System: Heat Pump with Remote Outdoor Unit-Air-Source) | HH860E2S11 | ADP |  | H,YE36*60+TXV-BLEED | TM9V100C20MP12 | 50500 | 18 | 8.3 | 51500 | 38000 | 73.79% | 1.96 | 0 | 10.5 |  |  |  | No | R-454B | 4.2083 | Residential & Commercial | Ducted CEE Tier 1
215423835 | Central HP <5.4 tons | YORK | HRCU-A-CB (Split System: Heat Pump with Remote Outdoor Unit-Air-Source) | HH860E2S11 | ADP |  | H,YE86*60+TXV | TM9V120D20MP12 | 53000 | 19 | 8.5 | 52500 | 39000 | 74.29% | 2 | 0 | 11 |  |  |  | No | R-454B | 4.4167 | Residential & Commercial | Ducted CEE Tier 1
215423851 | Central HP <5.4 tons | YORK | HRCU-A-CB (Split System: Heat Pump with Remote Outdoor Unit-Air-Source) | HH860E2S11 | ADP |  | H,YE74*48+TXV | TM9Y080C16MP11 | 44000 | 17 | 8.5 | 42500 | 33400 | 78.59% | 2 | 0 | 11 |  |  |  | No | R-454B | 3.6667 | Residential & Commercial | Ducted CEE Tier 1
215423910 | Central HP <5.4 tons | YORK | HRCU-A-CB (Split System: Heat Pump with Remote Outdoor Unit-Air-Source) | HH860E2S11 | ADP |  | H,YE55*60+TXV | Y81E080C16SMPS1 | 44500 | 18 | 8.5 | 42500 | 33000 | 77.65% | 2 | 0 | 12 |  |  |  | No | R-454B | 3.7083 | Residential & Commercial | Ducted CEE Tier 1
215423942 | Central HP <5.4 tons | YORK | HRCU-A-CB (Split System: Heat Pump with Remote Outdoor Unit-Air-Source) | HH860E2S11 | ADP |  | H,YE49*60+TXV | Y81E100C16SMPS1 | 44000 | 18 | 8.5 | 42000 | 32800 | 78.1% | 2 | 0 | 12 |  |  |  | No | R-454B | 3.6667 | Residential & Commercial | Ducted CEE Tier 1
215423958 | Central HP <5.4 tons | YORK | HRCU-A-CB (Split System: Heat Pump with Remote Outdoor Unit-Air-Source) | HH860E2S11 | ADP |  | H,YE86*60+TXV | Y81E100C20SMPS1 | 53000 | 19 | 8.5 | 51500 | 38000 | 73.79% | 2 | 0 | 11.7 |  |  |  | No | R-454B | 4.4167 | Residential & Commercial | Ducted CEE Tier 1
215423983 | Central HP <5.4 tons | YORK | HRCU-A-CB (Split System: Heat Pump with Remote Outdoor Unit-Air-Source) | HH860E2S11 | ADP |  | H,YE48*60+TXV | Y81E120C20SMPS1 | 52500 | 18 | 8.5 | 51500 | 38000 | 73.79% | 2 | 0 | 11.7 |  |  |  | No | R-454B | 4.375 | Residential & Commercial | Ducted CEE Tier 1
215423992 | Central HP <5.4 tons | YORK | HRCU-A-CB (Split System: Heat Pump with Remote Outdoor Unit-Air-Source) | HH860E2S11 | ADP |  | H,YE2K*60+TXV | Y81E130D20SMPS1 | 53000 | 18 | 8.35 | 52500 | 39000 | 74.29% | 1.96 | 0 | 11 |  |  |  | No | R-454B | 4.4167 | Residential & Commercial | Ducted CEE Tier 1
215424001 | Central HP <5.4 tons | YORK | HRCU-A-CB (Split System: Heat Pump with Remote Outdoor Unit-Air-Source) | HH860E2S11 | ADP |  | H,YE86*60+TXV | Y81E130D20SMPS1 | 54000 | 19 | 8.5 | 52500 | 39000 | 74.29% | 2 | 0 | 11.7 |  |  |  | No | R-454B | 4.5 | Residential & Commercial | Ducted CEE Tier 1
215424019 | Central HP <5.4 tons | YORK | HRCU-A-CB (Split System: Heat Pump with Remote Outdoor Unit-Air-Source) | HH860E2S11 | ADP |  | H,YE86*60+TXV | Y91E080C16SMPS1 | 45000 | 18 | 8.5 | 45000 | 33400 | 74.22% | 2 | 0 | 11.7 |  |  |  | No | R-454B | 3.75 | Residential & Commercial | Ducted CEE Tier 1
215424076 | Central HP <5.4 tons | YORK | HRCU-A-CB (Split System: Heat Pump with Remote Outdoor Unit-Air-Source) | HH860E2S11 | ADP |  | H,YE36*48+TXV | Y91E120D20SMPS1 | 46000 | 17 | 8.4 | 45000 | 33800 | 75.11% | 1.98 | 0 | 11.5 |  |  |  | No | R-454B | 3.8333 | Residential & Commercial | Ducted CEE Tier 1
215424083 | Central HP <5.4 tons | YORK | HRCU-A-CB (Split System: Heat Pump with Remote Outdoor Unit-Air-Source) | HH860E2S11 | ADP |  | H,YE48*48+TXV | Y91E120D20SMPS1 | 46500 | 18 | 8.5 | 45000 | 33800 | 75.11% | 2 | 0 | 11.7 |  |  |  | No | R-454B | 3.875 | Residential & Commercial | Ducted CEE Tier 1
215424094 | Central HP <5.4 tons | YORK | HRCU-A-CB (Split System: Heat Pump with Remote Outdoor Unit-Air-Source) | HH860E2S11 | ADP |  | H,YE37*60+TXV | YP9C080C16MP13 | 43500 | 17 | 8.5 | 42000 | 33000 | 78.57% | 2 | 0 | 11 |  |  |  | No | R-454B | 3.625 | Residential & Commercial | Ducted CEE Tier 1
215295040 | Central HP <5.4 tons | AIRQUEST | HRCU-A-CB (Split System: Heat Pump with Remote Outdoor Unit-Air-Source) | DLCURAH36ABK | ADP |  | H,GG81936 | *96MSN0801716A* | 35400 | 16 | 8.1 | 36800 | 34600 | 94.02% | 1.98 | 0 | 10 |  |  |  | No | R-410A | 2.95 | Residential & Commercial | Ducted CEE Tier 1
213079409 | Central HP <5.4 tons | CARRIER | HRCU-A-CB (Split System: Heat Pump with Remote Outdoor Unit-Air-Source) | 38MURAQ36AB3* |  |  | CAP**3721AL* | 59SC2E060M17**14 | 36600 | 16 | 8.5 | 38500 | 35000 | 90.91% | 2.06 | 0 | 10 |  |  |  | No | R-410A | 3.05 | Residential & Commercial | Ducted CEE Tier 1
213079709 | Central HP <5.4 tons | CARRIER | HRCU-A-CB (Split System: Heat Pump with Remote Outdoor Unit-Air-Source) | 38MURAQ36AB3* |  |  | CNPV*4821AL* | 59SC2E080M21**20 | 35800 | 16.5 | 8.1 | 38500 | 34800 | 90.39% | 2 | 0 | 10 |  |  |  | No | R-410A | 2.9833 | Residential & Commercial | Ducted CEE Tier 1
213079777 | Central HP <5.4 tons | CARRIER | HRCU-A-CB (Split System: Heat Pump with Remote Outdoor Unit-Air-Source) | 38MURAQ36AB3* |  |  | CAP**4321AL* | 59SC2E100M21**20 | 36600 | 16.5 | 8.5 | 38000 | 34800 | 91.58% | 2.08 | 0 | 10 |  |  |  | No | R-410A | 3.05 | Residential & Commercial | Ducted CEE Tier 1
213079825 | Central HP <5.4 tons | CARRIER | HRCU-A-CB (Split System: Heat Pump with Remote Outdoor Unit-Air-Source) | 38MURAQ36AB3* |  |  | CNPV*4824AL* | 59SC2E100M21**20 | 36000 | 16.5 | 8.1 | 38500 | 34800 | 90.39% | 2 | 0 | 10.5 |  |  |  | No | R-410A | 3 | Residential & Commercial | Ducted CEE Tier 1
213080291 | Central HP <5.4 tons | CARRIER | HRCU-A-CB (Split System: Heat Pump with Remote Outdoor Unit-Air-Source) | 38MURAQ36AB3* |  |  | CAP**4221AL* | 59SC6A100M21**20 | 35400 | 16 | 8.1 | 38500 | 35000 | 90.91% | 1.88 | 0 | 10 |  |  |  | No | R-410A | 2.95 | Residential & Commercial | Ducted CEE Tier 1
213080860 | Central HP <5.4 tons | CARRIER | HRCU-A-CB (Split System: Heat Pump with Remote Outdoor Unit-Air-Source) | 38MURAQ36AB3* |  |  | CNPV*4821AL* | 59SU5B080M21**20 | 35800 | 16.5 | 8.1 | 38500 | 35000 | 90.91% | 2 | 0 | 10 |  |  |  | No | R-410A | 2.9833 | Residential & Commercial | Ducted CEE Tier 1
212969956 | Central HP <5.4 tons | CARRIER | HRCU-A-CB (Split System: Heat Pump with Remote Outdoor Unit-Air-Source) | 38MURAQ36AB3* |  |  | CNPV*4217AL* | 58SP*B045V14**12 | 35400 | 16 | 8.1 | 38500 | 35000 | 90.91% | 1.94 | 0 | 10 |  |  |  | No | R-410A | 2.95 | Residential & Commercial | Ducted CEE Tier 1
215449747 | Central HP <5.4 tons | Breeze33 | HRCU-A-CB (Split System: Heat Pump with Remote Outdoor Unit-Air-Source) | BZ33-INV36OUT2-454-G3-J |  |  | BZ33-AHU36-454-G3-J |  | 36000 | 18 | 10 | 37000 | 37400 | 101.1% | 1.9 | 0 | 12 |  |  |  | No | R-454B | 3 | Residential & Commercial | Ducted CEE Tier 1
215292387 | Central HP <5.4 tons | AIRQUEST | HRCU-A-CB (Split System: Heat Pump with Remote Outdoor Unit-Air-Source) | DLCURAH24ABK | ADP |  | HG32936 | *96MSN0601716A* | 23600 | 16 | 9.5 | 25000 | 24400 | 97.6% | 2.04 | 0 | 10 |  |  |  | No | R-410A | 1.9667 | Residential & Commercial | Ducted CEE Tier 1
215292341 | Central HP <5.4 tons | AIRQUEST | HRCU-A-CB (Split System: Heat Pump with Remote Outdoor Unit-Air-Source) | DLCURAH24ABK | ADP |  | H,GE33936 | *96MSN0601412A* | 23400 | 16 | 8.5 | 25400 | 26000 | 102.4% | 2.22 | 0 | 10 |  |  |  | No | R-410A | 1.95 | Residential & Commercial | Ducted CEE Tier 1
215292357 | Central HP <5.4 tons | AIRQUEST | HRCU-A-CB (Split System: Heat Pump with Remote Outdoor Unit-Air-Source) | DLCURAH24ABK | ADP |  | HG7J936 | *96MSN0601412A* | 23400 | 16 | 8.5 | 25400 | 26000 | 102.4% | 2.22 | 0 | 10 |  |  |  | No | R-410A | 1.95 | Residential & Commercial | Ducted CEE Tier 1
215292366 | Central HP <5.4 tons | AIRQUEST | HRCU-A-CB (Split System: Heat Pump with Remote Outdoor Unit-Air-Source) | DLCURAH24ABK | ADP |  | H,GE9J936 | *96MSN0601412A* | 23600 | 16 | 8.5 | 24600 | 23800 | 96.75% | 2 | 0 | 10 |  |  |  | No | R-410A | 1.9667 | Residential & Commercial | Ducted CEE Tier 1
213350741 | Central HP <5.4 tons | Durastar | HRCU-A-CB (Split System: Heat Pump with Remote Outdoor Unit-Air-Source) | DRA1H24S1A |  |  | DRAM24F1A |  | 23000 | 18.4 | 9.3 | 26000 | 21200 | 81.54% | 1.9 | 12.5 | 11.7 |  |  |  | No | R-410A | 1.9167 | Residential & Commercial | Ducted CEE Tier 1
212973692 | Central HP <5.4 tons | CARRIER | HRCU-A-CB (Split System: Heat Pump with Remote Outdoor Unit-Air-Source) | 38MURAQ18AB3* |  |  | CNPV*2417AL* | 59SP6B080V17**16 | 17700 | 16 | 8.5 | 18700 | 19100 | 102.1% | 2.3 | 0 | 11 |  |  |  | No | R-410A | 1.475 | Residential & Commercial | Ducted CEE Tier 1
212974678 | Central HP <5.4 tons | CARRIER | HRCU-A-CB (Split System: Heat Pump with Remote Outdoor Unit-Air-Source) | 38MURAQ18AB3* |  |  | CAP**3017AL* | GG96VTAB30040A** | 17300 | 16 | 8.5 | 18100 | 18900 | 104.4% | 2.26 | 0 | 10.5 |  |  |  | No | R-410A | 1.4417 | Residential & Commercial | Ducted CEE Tier 1
212498554 | Central HP <5.4 tons | BRYANT HEATING AND COOLING SYSTEMS | HRCU-A-CB (Split System: Heat Pump with Remote Outdoor Unit-Air-Source) | 38MURAQ18AB3* | ADP |  | CP1801A+TXV+TD |  | 17100 | 15.2 | 8.6 | 17000 | 19300 | 113.5% | 2.3 | 0 | 10.5 |  |  |  | No | R-410A | 1.425 | Residential & Commercial | Ducted CEE Tier 1
212498556 | Central HP <5.4 tons | BRYANT HEATING AND COOLING SYSTEMS | HRCU-A-CB (Split System: Heat Pump with Remote Outdoor Unit-Air-Source) | 38MURAQ18AB3* | ADP |  | CP1903A+TXV+TD |  | 17400 | 15.2 | 8.7 | 17000 | 19400 | 114.1% | 2.32 | 0 | 10.5 |  |  |  | No | R-410A | 1.45 | Residential & Commercial | Ducted CEE Tier 1
208130312 | Central HP <5.4 tons | Breeze33 | HRCU-A-CB (Split System: Heat Pump with Remote Outdoor Unit-Air-Source) | BZ33-HYP24OUT2-G2-P |  |  | BZ33-MSAHU24-G2-P |  | 23000 | 18.4 | 9.3 | 26000 | 21200 | 81.54% | 1.9 | 12.5 | 11.7 |  |  |  | No | R-410A | 1.9167 | Residential & Commercial | Ducted CEE Tier 1
212520153 | Central HP <5.4 tons | CARRIER | HRCU-A-CB (Split System: Heat Pump with Remote Outdoor Unit-Air-Source) | 38MURAQ18AB3* | ADP |  | H,PG32936 | 58S(B,C)*A045E17**12 | 18400 | 15.2 | 8.5 | 17800 | 18100 | 101.7% | 2.24 | 0 | 11 |  |  |  | No | R-410A | 1.5333 | Residential & Commercial | Ducted CEE Tier 1
215295083 | Central HP <5.4 tons | AIRQUEST | HRCU-A-CB (Split System: Heat Pump with Remote Outdoor Unit-Air-Source) | DLCURAH36ABK | ADP |  | H,GG81936 | *96MSN0802120A* | 36000 | 16 | 8.5 | 36400 | 34400 | 94.51% | 2.04 | 0 | 10 |  |  |  | No | R-410A | 3 | Residential & Commercial | Ducted CEE Tier 1
216440296 | Central HP <5.4 tons | TRANE | HRCU-A-CB (Split System: Heat Pump with Remote Outdoor Unit-Air-Source) | 5TWV0X48A1 |  |  | 5PX*D010AS3 | S9V2C080U5VSB+LRP | 44500 | 20 | 9.7 | 46000 | 33000 | 71.74% | 2.1 | 0 | 12 |  |  |  | No | R-454B | 3.7083 | Residential & Commercial | Ducted CEE Tier 1
216440310 | Central HP <5.4 tons | TRANE | HRCU-A-CB (Split System: Heat Pump with Remote Outdoor Unit-Air-Source) | 5TWV0X48A1 |  |  | 5PX*D010AS3 | S9V2D120U5PSC+LRP | 44500 | 20.2 | 9.7 | 46000 | 32800 | 71.3% | 2.1 | 0 | 12 |  |  |  | No | R-454B | 3.7083 | Residential & Commercial | Ducted CEE Tier 1
216440328 | Central HP <5.4 tons | TRANE | HRCU-A-CB (Split System: Heat Pump with Remote Outdoor Unit-Air-Source) | 5TWV0X48A1 |  |  | 5TAMXD05AV41 |  | 44500 | 20 | 9.7 | 47000 | 33600 | 71.49% | 2.1 | 0 | 12 |  |  |  | No | R-454B | 3.7083 | Residential & Commercial | Ducted CEE Tier 1
216440360 | Central HP <5.4 tons | TRANE | HRCU-A-CB (Split System: Heat Pump with Remote Outdoor Unit-Air-Source) | 5TWV0X48A1 |  |  | 5TXCC009AS3 | S9V2C100U5VSB+LRP | 44500 | 20 | 9.7 | 46000 | 33000 | 71.74% | 2.1 | 0 | 12 |  |  |  | No | R-454B | 3.7083 | Residential & Commercial | Ducted CEE Tier 1
216440410 | Central HP <5.4 tons | TRANE | HRCU-A-CB (Split System: Heat Pump with Remote Outdoor Unit-Air-Source) | 5TWV0X48A1 |  |  | 5TXCD010AS3 | S9V2C100U4VSB+LRP | 44500 | 20 | 9.7 | 46000 | 33200 | 72.17% | 2.1 | 0 | 12 |  |  |  | No | R-454B | 3.7083 | Residential & Commercial | Ducted CEE Tier 1
215425274 | Central HP <5.4 tons | YORK | HRCU-A-CB (Split System: Heat Pump with Remote Outdoor Unit-Air-Source) | HH836E2S11 | ADP |  | H,YE1K*36+TXV | TM8E080B12MP11 | 33200 | 18 | 8.5 | 29800 | 25000 | 83.89% | 2 | 0 | 11 |  |  |  | No | R-454B | 2.7667 | Residential & Commercial | Ducted CEE Tier 1
213296987 | Central HP <5.4 tons | JOHNSON CONTROLS | HRCU-A-CB (Split System: Heat Pump with Remote Outdoor Unit-Air-Source) | HMH72B341 |  |  | XAFB36DBCN1 | Z8ES080B12SMPS1 | 34000 | 18 | 8.1 | 33400 | 24000 | 71.86% | 2.08 | 0 | 10 |  |  |  | No | R-410A | 2.8333 | Residential & Commercial | Ducted CEE Tier 1
213298032 | Central HP <5.4 tons | JOHNSON CONTROLS | HRCU-A-CB (Split System: Heat Pump with Remote Outdoor Unit-Air-Source) | HMH72B341 |  |  | XAFC36DBCN1 | Z8ES080C16SMPS1 | 34000 | 18 | 8.5 | 33400 | 24200 | 72.46% | 2.14 | 0 | 10 |  |  |  | No | R-410A | 2.8333 | Residential & Commercial | Ducted CEE Tier 1
215423215 | Central HP <5.4 tons | YORK | HRCU-A-CB (Split System: Heat Pump with Remote Outdoor Unit-Air-Source) | HH836E2S11 | ADP |  | H,YE80*36+TXV | TM8E080C20MP11 | 34200 | 17 | 8.5 | 30800 | 25400 | 82.47% | 2 | 0 | 11 |  |  |  | No | R-454B | 2.85 | Residential & Commercial | Ducted CEE Tier 1
215423217 | Central HP <5.4 tons | YORK | HRCU-A-CB (Split System: Heat Pump with Remote Outdoor Unit-Air-Source) | HH836E2S11 | ADP |  | H,YE35*36+TXV | TM8E100B12MP11 | 33200 | 18 | 8.5 | 29600 | 25000 | 84.46% | 2 | 0 | 11 |  |  |  | No | R-454B | 2.7667 | Residential & Commercial | Ducted CEE Tier 1
215423226 | Central HP <5.4 tons | YORK | HRCU-A-CB (Split System: Heat Pump with Remote Outdoor Unit-Air-Source) | HH836E2S11 | ADP |  | H,YE34*36+TXV | TM8E100C20MP11 | 33400 | 16 | 8.35 | 30600 | 25400 | 83.01% | 1.98 | 0 | 10.5 |  |  |  | No | R-454B | 2.7833 | Residential & Commercial | Ducted CEE Tier 1
216453156 | Central HP <5.4 tons | AMERICAN STANDARD | HRCU-A-CB (Split System: Heat Pump with Remote Outdoor Unit-Air-Source) | 5A6V0X48A1 |  |  | 5PX*C009AS3 | S8V2C100M5PCB | 45500 | 20 | 9.7 | 47000 | 33800 | 71.91% | 2.1 | 0 | 12 |  |  |  | No | R-454B | 3.7917 | Residential & Commercial | Ducted CEE Tier 1
215294755 | Central HP <5.4 tons | AIRQUEST | HRCU-A-CB (Split System: Heat Pump with Remote Outdoor Unit-Air-Source) | DLCURAH36ABK | ADP |  | H,GE36936 | *92MSN0802120A* | 35600 | 16 | 8.5 | 36200 | 34200 | 94.48% | 2.02 | 0 | 10 |  |  |  | No | R-410A | 2.9667 | Residential & Commercial | Ducted CEE Tier 1
215294762 | Central HP <5.4 tons | AIRQUEST | HRCU-A-CB (Split System: Heat Pump with Remote Outdoor Unit-Air-Source) | DLCURAH36ABK | ADP |  | HG48936 | *92MSN0802120A* | 35800 | 16 | 8.5 | 36200 | 34200 | 94.48% | 2.02 | 0 | 10 |  |  |  | No | R-410A | 2.9833 | Residential & Commercial | Ducted CEE Tier 1
213778817 | Central HP <5.4 tons | HEIL | HRCU-A-CB (Split System: Heat Pump with Remote Outdoor Unit-Air-Source) | HVH837GKA** |  |  | EA*4X36L21A*+WALLCON | *80CTL0451712B* | 31200 | 16.5 | 8.1 | 33400 | 24600 | 73.65% | 1.82 | 0 | 10.5 |  |  |  | No | R-410A | 2.6 | Residential & Commercial | Ducted CEE Tier 1
216012014 | Central HP <5.4 tons | Breeze33 | HRCU-A-CB (Split System: Heat Pump with Remote Outdoor Unit-Air-Source) | BZ33-INV30OUT2-454-G3-J |  |  | BZ33-INVAHU30-454-G3-J |  | 30000 | 16.8 | 10 | 34000 | 32600 | 95.88% | 1.96 | 0 | 11.7 |  |  |  | No | R-454B | 2.5 | Residential & Commercial | Ducted CEE Tier 1
215415501 | Central HP <5.4 tons | Durastar | HRCU-A-CB (Split System: Heat Pump with Remote Outdoor Unit-Air-Source) | DRU1H30S2A |  |  | DRUM3036S2A |  | 30000 | 16.8 | 10 | 34000 | 32600 | 95.88% | 1.96 | 0 | 11.7 |  |  |  | No | R-454B | 2.5 | Residential & Commercial | Ducted CEE Tier 1
211259797 | Central HP <5.4 tons | AIRQUEST | HRCU-A-CB (Split System: Heat Pump with Remote Outdoor Unit-Air-Source) | DLCURAH18ABK |  |  | EA*4X19L17A* | *95ESN0401410A* | 18300 | 16 | 8.5 | 18300 | 17600 | 96.17% | 2.12 | 0 | 10.5 |  |  |  | No | R-410A | 1.525 | Residential & Commercial | Ducted CEE Tier 1
212520235 | Central HP <5.4 tons | CARRIER | HRCU-A-CB (Split System: Heat Pump with Remote Outdoor Unit-Air-Source) | 38MURAQ24AB3* | ADP |  | H,PG9J936 | 58S(B,C)*A110E21**20 | 24800 | 16 | 8.5 | 25200 | 21800 | 86.51% | 1.82 | 0 | 10.5 |  |  |  | No | R-410A | 2.0667 | Residential & Commercial | Ducted CEE Tier 1
212520251 | Central HP <5.4 tons | CARRIER | HRCU-A-CB (Split System: Heat Pump with Remote Outdoor Unit-Air-Source) | 38MURAQ24AB3* | ADP |  | H,PG9J936 | 58SP*A070V21**20 | 24600 | 16 | 8.1 | 25000 | 22000 | 88% | 1.84 | 0 | 10.5 |  |  |  | No | R-410A | 2.05 | Residential & Commercial | Ducted CEE Tier 1
215294839 | Central HP <5.4 tons | AIRQUEST | HRCU-A-CB (Split System: Heat Pump with Remote Outdoor Unit-Air-Source) | DLCURAH36ABK | ADP |  | HE33936 | *92MSN1002122A* | 35200 | 16 | 8.1 | 36800 | 34600 | 94.02% | 1.88 | 0 | 10 |  |  |  | No | R-410A | 2.9333 | Residential & Commercial | Ducted CEE Tier 1
215294855 | Central HP <5.4 tons | AIRQUEST | HRCU-A-CB (Split System: Heat Pump with Remote Outdoor Unit-Air-Source) | DLCURAH36ABK | ADP |  | H,GE7J936 | *92MSN1002122A* | 34000 | 16 | 8.1 | 36800 | 34600 | 94.02% | 2 | 0 | 10 |  |  |  | No | R-410A | 2.8333 | Residential & Commercial | Ducted CEE Tier 1
215294866 | Central HP <5.4 tons | AIRQUEST | HRCU-A-CB (Split System: Heat Pump with Remote Outdoor Unit-Air-Source) | DLCURAH36ABK | ADP |  | H,GG80936 | *92MSN1002122A* | 36000 | 16 | 8.5 | 36200 | 34200 | 94.48% | 2.04 | 0 | 10 |  |  |  | No | R-410A | 3 | Residential & Commercial | Ducted CEE Tier 1
215294871 | Central HP <5.4 tons | AIRQUEST | HRCU-A-CB (Split System: Heat Pump with Remote Outdoor Unit-Air-Source) | DLCURAH36ABK | ADP |  | HG82936 | *92MSN1002122A* | 36000 | 16 | 8.1 | 36800 | 34600 | 94.02% | 2 | 0 | 10.5 |  |  |  | No | R-410A | 3 | Residential & Commercial | Ducted CEE Tier 1
215294882 | Central HP <5.4 tons | AIRQUEST | HRCU-A-CB (Split System: Heat Pump with Remote Outdoor Unit-Air-Source) | DLCURAH36ABK | ADP |  | H,GE33936 | *92MSN1202420A* | 35600 | 16 | 8.1 | 36800 | 34800 | 94.57% | 1.9 | 0 | 10 |  |  |  | No | R-410A | 2.9667 | Residential & Commercial | Ducted CEE Tier 1
215294907 | Central HP <5.4 tons | AIRQUEST | HRCU-A-CB (Split System: Heat Pump with Remote Outdoor Unit-Air-Source) | DLCURAH36ABK | ADP |  | H,GG1K936 | *92MSN1202420A* | 36000 | 16 | 8.5 | 36400 | 34400 | 94.51% | 2.04 | 0 | 10 |  |  |  | No | R-410A | 3 | Residential & Commercial | Ducted CEE Tier 1
215294914 | Central HP <5.4 tons | AIRQUEST | HRCU-A-CB (Split System: Heat Pump with Remote Outdoor Unit-Air-Source) | DLCURAH36ABK | ADP |  | HG82936 | *92MSN1202420A* | 36400 | 16 | 8.1 | 36800 | 34600 | 94.02% | 2.02 | 0 | 10.5 |  |  |  | No | R-410A | 3.0333 | Residential & Commercial | Ducted CEE Tier 1
215423242 | Central HP <5.4 tons | YORK | HRCU-A-CB (Split System: Heat Pump with Remote Outdoor Unit-Air-Source) | HH836E2S11 | ADP |  | H,YE35*36+TXV | TM8V080B12MP12 | 32400 | 17 | 8.5 | 28800 | 24800 | 86.11% | 2 | 0 | 11 |  |  |  | No | R-454B | 2.7 | Residential & Commercial | Ducted CEE Tier 1
215423249 | Central HP <5.4 tons | YORK | HRCU-A-CB (Split System: Heat Pump with Remote Outdoor Unit-Air-Source) | HH836E2S11 | ADP |  | H,YE9J*36+TXV | TM8V080C16MP12 | 33600 | 18 | 8.5 | 30000 | 25200 | 84% | 2 | 0 | 11 |  |  |  | No | R-454B | 2.8 | Residential & Commercial | Ducted CEE Tier 1
215423276 | Central HP <5.4 tons | YORK | HRCU-A-CB (Split System: Heat Pump with Remote Outdoor Unit-Air-Source) | HH836E2S11 | ADP |  | H,YE34*36+TXV | TM8Y120C20MP11 | 33400 | 18 | 8.35 | 30600 | 25400 | 83.01% | 1.98 | 0 | 10.5 |  |  |  | No | R-454B | 2.7833 | Residential & Commercial | Ducted CEE Tier 1
215423326 | Central HP <5.4 tons | YORK | HRCU-A-CB (Split System: Heat Pump with Remote Outdoor Unit-Air-Source) | HH836E2S11 | ADP |  | H,YE34*36+TXV | TM9V100C16MP12 | 33000 | 17 | 8.4 | 29400 | 24800 | 84.35% | 1.98 | 0 | 10.5 |  |  |  | No | R-454B | 2.75 | Residential & Commercial | Ducted CEE Tier 1
215423333 | Central HP <5.4 tons | YORK | HRCU-A-CB (Split System: Heat Pump with Remote Outdoor Unit-Air-Source) | HH836E2S11 | ADP |  | H,YE9J*36+TXV-BLEED | TM9V100C20MP12 | 34200 | 18 | 8.5 | 31000 | 25600 | 82.58% | 2 | 0 | 10 |  |  |  | No | R-454B | 2.85 | Residential & Commercial | Ducted CEE Tier 1
215423342 | Central HP <5.4 tons | YORK | HRCU-A-CB (Split System: Heat Pump with Remote Outdoor Unit-Air-Source) | HH836E2S11 | ADP |  | H,YE35*36+TXV | TM9Y080B12MP11 | 33000 | 18 | 8.5 | 29400 | 25000 | 85.03% | 2 | 0 | 11 |  |  |  | No | R-454B | 2.75 | Residential & Commercial | Ducted CEE Tier 1
213386484 | Central HP <5.4 tons | Alsetria | HRCU-A-C (Split System: Heat Pump with Remote Outdoor Unit with No Indoor Fan --Air Source) | MOD30-24HFN1-MW |  |  | MVBM-24A18T3N1 |  | 24000 | 16.1 | 9.8 | 25000 | 20000 | 80% | 2 | 0 | 10.7 |  |  |  | No | R-410A | 2 | Residential & Commercial | Ducted CEE Tier 1
207436235 | Central HP <5.4 tons | LENNOX | HRCU-A-CB (Split System: Heat Pump with Remote Outdoor Unit-Air-Source) | SL25XPV-024-230A** |  |  | CX35-36B+TDR | SL280UH090V48B* | 22400 | 22 | 9.3 | 21600 | 20400 | 94.44% | 1.84 | 15 | 14.5 |  |  |  | No | R-410A | 1.8667 | Residential & Commercial | Ducted CEE Tier 1
215295055 | Central HP <5.4 tons | AIRQUEST | HRCU-A-CB (Split System: Heat Pump with Remote Outdoor Unit-Air-Source) | DLCURAH36ABK | ADP |  | H,GG34936 | *96MSN0802120A* | 35600 | 16 | 8.1 | 36800 | 34800 | 94.57% | 1.9 | 0 | 10 |  |  |  | No | R-410A | 2.9667 | Residential & Commercial | Ducted CEE Tier 1
215295066 | Central HP <5.4 tons | AIRQUEST | HRCU-A-CB (Split System: Heat Pump with Remote Outdoor Unit-Air-Source) | DLCURAH36ABK | ADP |  | H,GG37936 | *96MSN0802120A* | 36000 | 16 | 8.5 | 36400 | 34400 | 94.51% | 2.04 | 0 | 10 |  |  |  | No | R-410A | 3 | Residential & Commercial | Ducted CEE Tier 1
215295107 | Central HP <5.4 tons | AIRQUEST | HRCU-A-CB (Split System: Heat Pump with Remote Outdoor Unit-Air-Source) | DLCURAH36ABK | ADP |  | H,GE36936 | *96MSN1002120A* | 35800 | 16 | 8.5 | 36200 | 34200 | 94.48% | 2.04 | 0 | 10 |  |  |  | No | R-410A | 2.9833 | Residential & Commercial | Ducted CEE Tier 1
212552675 | Central HP <5.4 tons | DAY & NIGHT | HRCU-A-CB (Split System: Heat Pump with Remote Outdoor Unit-Air-Source) | CVH848GKA** | ADP |  | FG35948 | *97CMN1002122A* | 45000 | 17 | 8.5 | 45000 | 34800 | 77.33% | 2 | 0 | 10 |  |  |  | No | R-410A | 3.75 | Residential & Commercial | Ducted CEE Tier 1
213297397 | Central HP <5.4 tons | JOHNSON CONTROLS | HRCU-A-CB (Split System: Heat Pump with Remote Outdoor Unit-Air-Source) | HMH72B341 |  |  | XAHB30CXXN1+TXV | Z8ES080B12SMPS1 | 31800 | 17 | 8.1 | 32200 | 22600 | 70.19% | 2 | 0 | 10 |  |  |  | No | R-410A | 2.65 | Residential & Commercial | Ducted CEE Tier 1
215731832 | Central HP <5.4 tons | YORK | HRCU-A-CB (Split System: Heat Pump with Remote Outdoor Unit-Air-Source) | HH836E2S11 | ADP |  | H,YG48*36+TXV-BLEED | Y81E100C20SMPS1 | 33800 | 19 | 8.5 | 30000 | 25000 | 83.33% | 2 | 0 | 11 |  |  |  | No | R-454B | 2.8167 | Residential & Commercial | Ducted CEE Tier 1
215674661 | Central HP <5.4 tons | BRYANT HEATING AND COOLING SYSTEMS | HRCU-A-CB (Split System: Heat Pump with Remote Outdoor Unit-Air-Source) | 290VAN048**AA* |  |  | CAA**6124AM*+UI | 986TD66120C24*** | 46000 | 18.5 | 9 | 47500 | 33600 | 70.74% | 2.06 | 0 | 10 |  |  |  | No | R-454B | 3.8333 | Residential & Commercial | Ducted CEE Tier 1
215676284 | Central HP <5.4 tons | BRYANT HEATING AND COOLING SYSTEMS | HRCU-A-CB (Split System: Heat Pump with Remote Outdoor Unit-Air-Source) | 290VAN048**AA* |  |  | CVAVA4924XMA*+UI | 83*CA60080C21*** | 48000 | 19 | 9 | 50000 | 36400 | 72.8% | 2.12 | 0 | 10 |  |  |  | No | R-454B | 4 | Residential & Commercial | Ducted CEE Tier 1
213298102 | Central HP <5.4 tons | JOHNSON CONTROLS | HRCU-A-CB (Split System: Heat Pump with Remote Outdoor Unit-Air-Source) | HMH72B341 |  |  | XAFB36DXXN1+JMET12BS2N1+TXV |  | 34000 | 18.5 | 8.5 | 33800 | 23800 | 70.41% | 2.12 | 0 | 10.5 |  |  |  | No | R-410A | 2.8333 | Residential & Commercial | Ducted CEE Tier 1
213770261 | Central HP <5.4 tons | CARRIER | HRCU-A-CB (Split System: Heat Pump with Remote Outdoor Unit-Air-Source) | 25VNA448A*031* |  |  | CAP**4821AL*+UI | 58TN*B090C21**20 | 43500 | 21 | 9 | 46500 | 36200 | 77.85% | 2.28 | 0 | 11.7 |  |  |  | No | R-410A | 3.625 | Residential & Commercial | Ducted CEE Tier 1
215292114 | Central HP <5.4 tons | AIRQUEST | HRCU-A-CB (Split System: Heat Pump with Remote Outdoor Unit-Air-Source) | DLCURAH24ABK | ADP |  | H,GE23936 | *92MSN1002120A* | 22600 | 17 | 8.5 | 24800 | 23800 | 95.97% | 2.02 | 0 | 10 |  |  |  | No | R-410A | 1.8833 | Residential & Commercial | Ducted CEE Tier 1
215292121 | Central HP <5.4 tons | AIRQUEST | HRCU-A-CB (Split System: Heat Pump with Remote Outdoor Unit-Air-Source) | DLCURAH24ABK | ADP |  | H,GE31930 | *92MSN1002120A* | 22600 | 17 | 8.5 | 24800 | 23800 | 95.97% | 2.02 | 0 | 10 |  |  |  | No | R-410A | 1.8833 | Residential & Commercial | Ducted CEE Tier 1
215292148 | Central HP <5.4 tons | AIRQUEST | HRCU-A-CB (Split System: Heat Pump with Remote Outdoor Unit-Air-Source) | DLCURAH24ABK | ADP |  | HG7J924 | *92MSN1002120A* | 23000 | 17 | 8.5 | 24800 | 23800 | 95.97% | 2.02 | 0 | 10 |  |  |  | No | R-410A | 1.9167 | Residential & Commercial | Ducted CEE Tier 1
215292150 | Central HP <5.4 tons | AIRQUEST | HRCU-A-CB (Split System: Heat Pump with Remote Outdoor Unit-Air-Source) | DLCURAH24ABK | ADP |  | H,GE7J924 | *92MSN1002120A* | 23000 | 17 | 8.5 | 24800 | 23800 | 95.97% | 2.02 | 0 | 10 |  |  |  | No | R-410A | 1.9167 | Residential & Commercial | Ducted CEE Tier 1
215292519 | Central HP <5.4 tons | AIRQUEST | HRCU-A-CB (Split System: Heat Pump with Remote Outdoor Unit-Air-Source) | DLCURAH24ABK | ADP |  | HE8J936 | *96MSN0802120A* | 23400 | 17 | 8.5 | 24800 | 23800 | 95.97% | 2.02 | 0 | 10.5 |  |  |  | No | R-410A | 1.95 | Residential & Commercial | Ducted CEE Tier 1
215292520 | Central HP <5.4 tons | AIRQUEST | HRCU-A-CB (Split System: Heat Pump with Remote Outdoor Unit-Air-Source) | DLCURAH24ABK | ADP |  | H,GG9J936 | *96MSN0802120A* | 23600 | 17 | 8.5 | 24800 | 23800 | 95.97% | 2.02 | 0 | 10.5 |  |  |  | No | R-410A | 1.9667 | Residential & Commercial | Ducted CEE Tier 1
215292522 | Central HP <5.4 tons | AIRQUEST | HRCU-A-CB (Split System: Heat Pump with Remote Outdoor Unit-Air-Source) | DLCURAH24ABK | ADP |  | H,GE9J936 | *96MSN0802120A* | 23600 | 17 | 8.5 | 24800 | 23800 | 95.97% | 2.02 | 0 | 10.5 |  |  |  | No | R-410A | 1.9667 | Residential & Commercial | Ducted CEE Tier 1
213297732 | Central HP <5.4 tons | JOHNSON CONTROLS | HRCU-A-CB (Split System: Heat Pump with Remote Outdoor Unit-Air-Source) | HMH72B341 |  |  | XAFC36DBCN1 | Z8ET120C20LMPS1 | 35200 | 18.5 | 8.5 | 34000 | 23800 | 70% | 2.1 | 0 | 10 |  |  |  | No | R-410A | 2.9333 | Residential & Commercial | Ducted CEE Tier 1
213298052 | Central HP <5.4 tons | JOHNSON CONTROLS | HRCU-A-CB (Split System: Heat Pump with Remote Outdoor Unit-Air-Source) | HMH72B341 |  |  | XAFC36DBCN1 | Z8ES080B12SMPS1 | 34000 | 18 | 8.1 | 33400 | 24000 | 71.86% | 2.08 | 0 | 10 |  |  |  | No | R-410A | 2.8333 | Residential & Commercial | Ducted CEE Tier 1
215676484 | Central HP <5.4 tons | BRYANT HEATING AND COOLING SYSTEMS | HRCU-A-CB (Split System: Heat Pump with Remote Outdoor Unit-Air-Source) | 290VAN048**AA* |  |  | CVAVA6021XMA*+UI | 88*TB60110C21*** | 48000 | 19 | 9.5 | 50000 | 36600 | 73.2% | 2.1 | 0 | 10.5 |  |  |  | No | R-454B | 4 | Residential & Commercial | Ducted CEE Tier 1
215676684 | Central HP <5.4 tons | BRYANT HEATING AND COOLING SYSTEMS | HRCU-A-CB (Split System: Heat Pump with Remote Outdoor Unit-Air-Source) | 290VAN048**AA* |  |  | CVAVA6121XMA*+UI | 83*CA48060C17*** | 48500 | 19 | 9 | 50000 | 36800 | 73.6% | 2 | 0 | 10 |  |  |  | No | R-454B | 4.0417 | Residential & Commercial | Ducted CEE Tier 1
215676734 | Central HP <5.4 tons | BRYANT HEATING AND COOLING SYSTEMS | HRCU-A-CB (Split System: Heat Pump with Remote Outdoor Unit-Air-Source) | 290VAN048**AA* |  |  | CVAVA6121XMA*+UI | 88*TB48090C17*** | 48500 | 19 | 9 | 50000 | 37000 | 74% | 2 | 0 | 10 |  |  |  | No | R-454B | 4.0417 | Residential & Commercial | Ducted CEE Tier 1
213297817 | Central HP <5.4 tons | JOHNSON CONTROLS | HRCU-A-CB (Split System: Heat Pump with Remote Outdoor Unit-Air-Source) | HMH72B341 |  |  | XAHC30CXXN1+TXV | Z8ES080B12LMPS1 | 31800 | 17 | 8.1 | 32200 | 22600 | 70.19% | 2 | 0 | 10 |  |  |  | No | R-410A | 2.65 | Residential & Commercial | Ducted CEE Tier 1
215291875 | Central HP <5.4 tons | AIRQUEST | HRCU-A-CB (Split System: Heat Pump with Remote Outdoor Unit-Air-Source) | DLCURAH24ABK | ADP |  | H,GG34936 | *92MSN0401712A* | 23600 | 16 | 8.5 | 24800 | 23600 | 95.16% | 1.96 | 0 | 10 |  |  |  | No | R-410A | 1.9667 | Residential & Commercial | Ducted CEE Tier 1
215291877 | Central HP <5.4 tons | AIRQUEST | HRCU-A-CB (Split System: Heat Pump with Remote Outdoor Unit-Air-Source) | DLCURAH24ABK | ADP |  | H,GE34936 | *92MSN0401712A* | 23600 | 16 | 8.5 | 24800 | 23600 | 95.16% | 1.96 | 0 | 10 |  |  |  | No | R-410A | 1.9667 | Residential & Commercial | Ducted CEE Tier 1
215291878 | Central HP <5.4 tons | AIRQUEST | HRCU-A-CB (Split System: Heat Pump with Remote Outdoor Unit-Air-Source) | DLCURAH24ABK | ADP |  | HE34936 | *92MSN0401712A* | 23600 | 16 | 8.5 | 24800 | 23600 | 95.16% | 1.96 | 0 | 10 |  |  |  | No | R-410A | 1.9667 | Residential & Commercial | Ducted CEE Tier 1
215291912 | Central HP <5.4 tons | AIRQUEST | HRCU-A-CB (Split System: Heat Pump with Remote Outdoor Unit-Air-Source) | DLCURAH24ABK | ADP |  | H,GE31924 | *92MSN0601412A* | 22800 | 16 | 8.5 | 24800 | 23400 | 94.35% | 1.98 | 0 | 10 |  |  |  | No | R-410A | 1.9 | Residential & Commercial | Ducted CEE Tier 1
215292155 | Central HP <5.4 tons | AIRQUEST | HRCU-A-CB (Split System: Heat Pump with Remote Outdoor Unit-Air-Source) | DLCURAH24ABK | ADP |  | HE8J936 | *92MSN1002120A* | 23400 | 17 | 8.5 | 24800 | 23800 | 95.97% | 2.02 | 0 | 10.5 |  |  |  | No | R-410A | 1.95 | Residential & Commercial | Ducted CEE Tier 1
215292164 | Central HP <5.4 tons | AIRQUEST | HRCU-A-CB (Split System: Heat Pump with Remote Outdoor Unit-Air-Source) | DLCURAH24ABK | ADP |  | HG81936 | *92MSN1002120A* | 23600 | 17 | 8.5 | 24800 | 23800 | 95.97% | 2.02 | 0 | 10.5 |  |  |  | No | R-410A | 1.9667 | Residential & Commercial | Ducted CEE Tier 1
215292552 | Central HP <5.4 tons | AIRQUEST | HRCU-A-CB (Split System: Heat Pump with Remote Outdoor Unit-Air-Source) | DLCURAH24ABK | ADP |  | H,GE34936 | *96VTN0401410A* | 23200 | 16 | 8.5 | 24000 | 23400 | 97.5% | 1.96 | 0 | 10 |  |  |  | No | R-410A | 1.9333 | Residential & Commercial | Ducted CEE Tier 1
215292603 | Central HP <5.4 tons | AIRQUEST | HRCU-A-CB (Split System: Heat Pump with Remote Outdoor Unit-Air-Source) | DLCURAH24ABK | ADP |  | HG35936 | *96VTN0401410B* | 23400 | 16 | 8.5 | 24800 | 24400 | 98.39% | 2.06 | 0 | 10 |  |  |  | No | R-410A | 1.95 | Residential & Commercial | Ducted CEE Tier 1
215293311 | Central HP <5.4 tons | AIRQUEST | HRCU-A-CB (Split System: Heat Pump with Remote Outdoor Unit-Air-Source) | DLCURAH24ABK | ADP |  | HE8J936 | *96VTN1002122B* | 23600 | 17 | 8.5 | 24800 | 23400 | 94.35% | 1.98 | 0 | 10.5 |  |  |  | No | R-410A | 1.9667 | Residential & Commercial | Ducted CEE Tier 1
215293316 | Central HP <5.4 tons | AIRQUEST | HRCU-A-CB (Split System: Heat Pump with Remote Outdoor Unit-Air-Source) | DLCURAH24ABK | ADP |  | H,GE1K936 | *96VTN1002122B* | 23800 | 17 | 8.5 | 24800 | 23400 | 94.35% | 1.98 | 0 | 10.5 |  |  |  | No | R-410A | 1.9833 | Residential & Commercial | Ducted CEE Tier 1
215295238 | Central HP <5.4 tons | AIRQUEST | HRCU-A-CB (Split System: Heat Pump with Remote Outdoor Unit-Air-Source) | DLCURAH36ABK | ADP |  | H,GG37936 | *96MSN1402422A* | 35600 | 16 | 8.5 | 36200 | 34200 | 94.48% | 2.02 | 0 | 10 |  |  |  | No | R-410A | 2.9667 | Residential & Commercial | Ducted CEE Tier 1
215295492 | Central HP <5.4 tons | AIRQUEST | HRCU-A-CB (Split System: Heat Pump with Remote Outdoor Unit-Air-Source) | DLCURAH36ABK | ADP |  | H,GE80936 | *96VTN0802120A* | 35600 | 16 | 8.1 | 36200 | 34200 | 94.48% | 2.02 | 0 | 10 |  |  |  | No | R-410A | 2.9667 | Residential & Commercial | Ducted CEE Tier 1
206133801 | Central HP <5.4 tons | COMFORTMAKER | HRCU-A-CB (Split System: Heat Pump with Remote Outdoor Unit-Air-Source) | CVH825GKA2* |  |  | EA*4X37L17A*+WALLCON | *95CSU0601716A* | 24200 | 16.5 | 8.1 | 21400 | 16800 | 78.5% | 1.98 | 11 | 10.5 |  |  |  | No | R-410A | 2.0167 | Residential & Commercial | Ducted CEE Tier 1
213386486 | Central HP <5.4 tons | Alsetria | HRCU-A-C (Split System: Heat Pump with Remote Outdoor Unit with No Indoor Fan --Air Source) | MOX630-36HFN1-M3X |  |  | MVB-36B23T4N1 |  | 35000 | 15.2 | 8.5 | 36000 | 30000 | 83.33% | 1.8 | 0 | 10 |  |  |  | No | R-410A | 2.9167 | Residential & Commercial | Ducted CEE Tier 1
213297842 | Central HP <5.4 tons | JOHNSON CONTROLS | HRCU-A-CB (Split System: Heat Pump with Remote Outdoor Unit-Air-Source) | HMH72B341 |  |  | XAHB36DXXN1+JMVT12BC2N1+TXV |  | 33200 | 18 | 8.1 | 32200 | 22600 | 70.19% | 2.02 | 0 | 10 |  |  |  | No | R-410A | 2.7667 | Residential & Commercial | Ducted CEE Tier 1
213296997 | Central HP <5.4 tons | JOHNSON CONTROLS | HRCU-A-CB (Split System: Heat Pump with Remote Outdoor Unit-Air-Source) | HMH72B341 |  |  | XAFB36DBCN1 | Z8ES080B12LMPS1 | 34000 | 18 | 8.1 | 33400 | 24000 | 71.86% | 2.08 | 0 | 10 |  |  |  | No | R-410A | 2.8333 | Residential & Commercial | Ducted CEE Tier 1
213297047 | Central HP <5.4 tons | JOHNSON CONTROLS | HRCU-A-CB (Split System: Heat Pump with Remote Outdoor Unit-Air-Source) | HMH72B341 |  |  | XAHC36DBCN1 | Z9ES080B12SMPS1 | 33200 | 17 | 8.5 | 32000 | 22400 | 70% | 1.8 | 0 | 10 |  |  |  | No | R-410A | 2.7667 | Residential & Commercial | Ducted CEE Tier 1
213297272 | Central HP <5.4 tons | JOHNSON CONTROLS | HRCU-A-CB (Split System: Heat Pump with Remote Outdoor Unit-Air-Source) | HMH72B341 |  |  | XAFB36DBCN1 | Z9ES080B12SMPS1 | 33200 | 17 | 8.5 | 32200 | 22600 | 70.19% | 1.8 | 0 | 10 |  |  |  | No | R-410A | 2.7667 | Residential & Commercial | Ducted CEE Tier 1
213297297 | Central HP <5.4 tons | JOHNSON CONTROLS | HRCU-A-CB (Split System: Heat Pump with Remote Outdoor Unit-Air-Source) | HMH72B341 |  |  | XAHC36DBCN1 | Z8ET100C20LMPS1 | 33400 | 18.5 | 8.5 | 32200 | 22600 | 70.19% | 2.04 | 0 | 10.5 |  |  |  | No | R-410A | 2.7833 | Residential & Commercial | Ducted CEE Tier 1
213297422 | Central HP <5.4 tons | JOHNSON CONTROLS | HRCU-A-CB (Split System: Heat Pump with Remote Outdoor Unit-Air-Source) | HMH72B341 |  |  | XAFB36DBCN1+JMVT12BC2N1 |  | 34000 | 18.5 | 8.5 | 33600 | 23600 | 70.24% | 2.1 | 0 | 10 |  |  |  | No | R-410A | 2.8333 | Residential & Commercial | Ducted CEE Tier 1
215293251 | Central HP <5.4 tons | AIRQUEST | HRCU-A-CB (Split System: Heat Pump with Remote Outdoor Unit-Air-Source) | DLCURAH24ABK | ADP |  | H,GG37936 | *96VTN1002122A* | 23600 | 17 | 8.1 | 24200 | 23400 | 96.69% | 1.98 | 0 | 10.5 |  |  |  | No | R-410A | 1.9667 | Residential & Commercial | Ducted CEE Tier 1
215293260 | Central HP <5.4 tons | AIRQUEST | HRCU-A-CB (Split System: Heat Pump with Remote Outdoor Unit-Air-Source) | DLCURAH24ABK | ADP |  | H,GE8J936 | *96VTN1002122A* | 23400 | 17 | 8.1 | 24200 | 23400 | 96.69% | 1.98 | 0 | 10.5 |  |  |  | No | R-410A | 1.95 | Residential & Commercial | Ducted CEE Tier 1
215935326 | Central HP <5.4 tons | HEIL | HRCU-A-CB (Split System: Heat Pump with Remote Outdoor Unit-Air-Source) | H5H3V36*K*AAA* |  |  | EVM5X60M24A*+WALLCON | *80CSU1002120A* | 35400 | 21.5 | 8.5 | 38000 | 28600 | 75.26% | 2.02 | 0 | 12 |  |  |  | No | R-454B | 2.95 | Residential & Commercial | Ducted CEE Tier 1
215935376 | Central HP <5.4 tons | HEIL | HRCU-A-CB (Split System: Heat Pump with Remote Outdoor Unit-Air-Source) | H5H3V36*K*AAA* |  |  | EVM5X60M24A*+WALLCON | *95CSU0802120B* | 35400 | 21.5 | 8.5 | 38000 | 28600 | 75.26% | 2.04 | 0 | 12 |  |  |  | No | R-454B | 2.95 | Residential & Commercial | Ducted CEE Tier 1
215295549 | Central HP <5.4 tons | AIRQUEST | HRCU-A-CB (Split System: Heat Pump with Remote Outdoor Unit-Air-Source) | DLCURAH36ABK | ADP |  | HE33936 | *96VTN1002120A* | 35800 | 15.2 | 8.1 | 37800 | 34800 | 92.06% | 1.9 | 0 | 10 |  |  |  | No | R-410A | 2.9833 | Residential & Commercial | Ducted CEE Tier 1
215295608 | Central HP <5.4 tons | AIRQUEST | HRCU-A-CB (Split System: Heat Pump with Remote Outdoor Unit-Air-Source) | DLCURAH36ABK | ADP |  | H,GG9J936 | *96VTN1002120B* | 35400 | 16 | 8.1 | 36800 | 34600 | 94.02% | 1.88 | 0 | 10 |  |  |  | No | R-410A | 2.95 | Residential & Commercial | Ducted CEE Tier 1
215295617 | Central HP <5.4 tons | AIRQUEST | HRCU-A-CB (Split System: Heat Pump with Remote Outdoor Unit-Air-Source) | DLCURAH36ABK | ADP |  | HG81936 | *96VTN1002120B* | 36000 | 16 | 8.5 | 36200 | 34400 | 95.03% | 2.04 | 0 | 10 |  |  |  | No | R-410A | 3 | Residential & Commercial | Ducted CEE Tier 1
215295633 | Central HP <5.4 tons | AIRQUEST | HRCU-A-CB (Split System: Heat Pump with Remote Outdoor Unit-Air-Source) | DLCURAH36ABK | ADP |  | H,GE34936 | *96VTN1002122A* | 35400 | 16 | 8.1 | 36800 | 34600 | 94.02% | 1.88 | 0 | 10 |  |  |  | No | R-410A | 2.95 | Residential & Commercial | Ducted CEE Tier 1
215295656 | Central HP <5.4 tons | AIRQUEST | HRCU-A-CB (Split System: Heat Pump with Remote Outdoor Unit-Air-Source) | DLCURAH36ABK | ADP |  | HG82936 | *96VTN1002122A* | 36000 | 16 | 8.1 | 36800 | 34400 | 93.48% | 2.02 | 0 | 10.5 |  |  |  | No | R-410A | 3 | Residential & Commercial | Ducted CEE Tier 1
215295676 | Central HP <5.4 tons | AIRQUEST | HRCU-A-CB (Split System: Heat Pump with Remote Outdoor Unit-Air-Source) | DLCURAH36ABK | ADP |  | HE35936 | *96VTN1002122B* | 35000 | 17 | 8.1 | 36800 | 34400 | 93.48% | 2 | 0 | 10 |  |  |  | No | R-410A | 2.9167 | Residential & Commercial | Ducted CEE Tier 1
214382102 | Central HP <5.4 tons | JOHNSON CONTROLS | HRCU-A-CB (Split System: Heat Pump with Remote Outdoor Unit-Air-Source) | HL20B3621 |  |  | JHVVC36DE2C2N1+CC |  | 33200 | 19.5 | 8.5 | 33800 | 28800 | 85.21% | 1.98 | 0 | 12 |  |  |  | No | R-410A | 2.7667 | Residential & Commercial | Ducted CEE Tier 1
215935126 | Central HP <5.4 tons | HEIL | HRCU-A-CB (Split System: Heat Pump with Remote Outdoor Unit-Air-Source) | H5H3V36*K*AAA* |  |  | EVM5X49M21A*+WALLCON | *96CTN0801714B* | 35400 | 21.5 | 8.5 | 38500 | 28800 | 74.81% | 2.02 | 0 | 12 |  |  |  | No | R-454B | 2.95 | Residential & Commercial | Ducted CEE Tier 1
215934776 | Central HP <5.4 tons | HEIL | HRCU-A-CB (Split System: Heat Pump with Remote Outdoor Unit-Air-Source) | H5H3V36*K*AAA* |  |  | EVM5X44M21A*+WALLCON | *80CSU0401712A* | 35600 | 22 | 8.5 | 38000 | 28800 | 75.79% | 2.02 | 0 | 12 |  |  |  | No | R-454B | 2.9667 | Residential & Commercial | Ducted CEE Tier 1
215934876 | Central HP <5.4 tons | HEIL | HRCU-A-CB (Split System: Heat Pump with Remote Outdoor Unit-Air-Source) | H5H3V36*K*AAA* |  |  | EVM5X44M21A*+WALLCON | *95CSU0802120B* | 35600 | 21.5 | 8.5 | 38000 | 28600 | 75.26% | 2.04 | 0 | 12 |  |  |  | No | R-454B | 2.9667 | Residential & Commercial | Ducted CEE Tier 1
215934976 | Central HP <5.4 tons | HEIL | HRCU-A-CB (Split System: Heat Pump with Remote Outdoor Unit-Air-Source) | H5H3V36*K*AAA* |  |  | EVM5X49M21A*+WALLCON | *80CSU0401712A* | 35600 | 22 | 8.5 | 38000 | 28800 | 75.79% | 2.02 | 0 | 12 |  |  |  | No | R-454B | 2.9667 | Residential & Commercial | Ducted CEE Tier 1
215295731 | Central HP <5.4 tons | AIRQUEST | HRCU-A-CB (Split System: Heat Pump with Remote Outdoor Unit-Air-Source) | DLCURAH36ABK | ADP |  | H,GG1K936 | *96VTN1202422A* | 35800 | 16 | 8.5 | 36800 | 34200 | 92.93% | 2.06 | 0 | 10 |  |  |  | No | R-410A | 2.9833 | Residential & Commercial | Ducted CEE Tier 1
215295507 | Central HP <5.4 tons | AIRQUEST | HRCU-A-CB (Split System: Heat Pump with Remote Outdoor Unit-Air-Source) | DLCURAH36ABK | ADP |  | H,GG34936 | *96VTN0802120B* | 35600 | 16 | 8.1 | 36800 | 34800 | 94.57% | 1.9 | 0 | 10 |  |  |  | No | R-410A | 2.9667 | Residential & Commercial | Ducted CEE Tier 1
215295525 | Central HP <5.4 tons | AIRQUEST | HRCU-A-CB (Split System: Heat Pump with Remote Outdoor Unit-Air-Source) | DLCURAH36ABK | ADP |  | H,GE8J936 | *96VTN0802120B* | 35600 | 16 | 8.1 | 36800 | 34800 | 94.57% | 1.9 | 0 | 10 |  |  |  | No | R-410A | 2.9667 | Residential & Commercial | Ducted CEE Tier 1
215295534 | Central HP <5.4 tons | AIRQUEST | HRCU-A-CB (Split System: Heat Pump with Remote Outdoor Unit-Air-Source) | DLCURAH36ABK | ADP |  | H,GE80936 | *96VTN0802120B* | 36200 | 16 | 8.5 | 36400 | 34400 | 94.51% | 2.04 | 0 | 10 |  |  |  | No | R-410A | 3.0167 | Residential & Commercial | Ducted CEE Tier 1
215295548 | Central HP <5.4 tons | AIRQUEST | HRCU-A-CB (Split System: Heat Pump with Remote Outdoor Unit-Air-Source) | DLCURAH36ABK | ADP |  | H,GE33936 | *96VTN1002120A* | 35800 | 15.2 | 8.1 | 37800 | 34800 | 92.06% | 1.9 | 0 | 10 |  |  |  | No | R-410A | 2.9833 | Residential & Commercial | Ducted CEE Tier 1
215295557 | Central HP <5.4 tons | AIRQUEST | HRCU-A-CB (Split System: Heat Pump with Remote Outdoor Unit-Air-Source) | DLCURAH36ABK | ADP |  | H,GG36936 | *96VTN1002120A* | 36400 | 15.2 | 8.5 | 36800 | 34400 | 93.48% | 2.08 | 0 | 10 |  |  |  | No | R-410A | 3.0333 | Residential & Commercial | Ducted CEE Tier 1
215295559 | Central HP <5.4 tons | AIRQUEST | HRCU-A-CB (Split System: Heat Pump with Remote Outdoor Unit-Air-Source) | DLCURAH36ABK | ADP |  | HE36936 | *96VTN1002120A* | 36400 | 15.2 | 8.5 | 36800 | 34400 | 93.48% | 2.08 | 0 | 10 |  |  |  | No | R-410A | 3.0333 | Residential & Commercial | Ducted CEE Tier 1
215293283 | Central HP <5.4 tons | AIRQUEST | HRCU-A-CB (Split System: Heat Pump with Remote Outdoor Unit-Air-Source) | DLCURAH24ABK | ADP |  | HG32936 | *96VTN1002122B* | 23200 | 17 | 8.5 | 24800 | 23400 | 94.35% | 1.98 | 0 | 10 |  |  |  | No | R-410A | 1.9333 | Residential & Commercial | Ducted CEE Tier 1
215292230 | Central HP <5.4 tons | AIRQUEST | HRCU-A-CB (Split System: Heat Pump with Remote Outdoor Unit-Air-Source) | DLCURAH24ABK | ADP |  | HG32924 | *96MSN0401410A* | 23000 | 16 | 8.5 | 25400 | 24800 | 97.64% | 2.1 | 0 | 10 |  |  |  | No | R-410A | 1.9167 | Residential & Commercial | Ducted CEE Tier 1
215292323 | Central HP <5.4 tons | AIRQUEST | HRCU-A-CB (Split System: Heat Pump with Remote Outdoor Unit-Air-Source) | DLCURAH24ABK | ADP |  | H,GG24936 | *96MSN0601412A* | 23400 | 16 | 8.5 | 25400 | 26000 | 102.4% | 2.22 | 0 | 10 |  |  |  | No | R-410A | 1.95 | Residential & Commercial | Ducted CEE Tier 1
215293285 | Central HP <5.4 tons | AIRQUEST | HRCU-A-CB (Split System: Heat Pump with Remote Outdoor Unit-Air-Source) | DLCURAH24ABK | ADP |  | H,GE32936 | *96VTN1002122B* | 23200 | 17 | 8.5 | 24800 | 23400 | 94.35% | 1.98 | 0 | 10 |  |  |  | No | R-410A | 1.9333 | Residential & Commercial | Ducted CEE Tier 1
216453106 | Central HP <5.4 tons | AMERICAN STANDARD | HRCU-A-CB (Split System: Heat Pump with Remote Outdoor Unit-Air-Source) | 5A6V0X36A1 |  |  | 5PX*D008AS3 | S8V2D120M5PDB | 35800 | 20.6 | 10 | 32200 | 25000 | 77.64% | 2.2 | 0 | 13 |  |  |  | No | R-454B | 2.9833 | Residential & Commercial | Ducted CEE Tier 1
215935286 | Central HP <5.4 tons | HEIL | HRCU-A-CB (Split System: Heat Pump with Remote Outdoor Unit-Air-Source) | H5H3V36*K*AAA* |  |  | EVM5X60M21A*+WALLCON | *97CMN0802120B* | 35600 | 21.5 | 8.5 | 38000 | 28600 | 75.26% | 2.02 | 0 | 12 |  |  |  | No | R-454B | 2.9667 | Residential & Commercial | Ducted CEE Tier 1
215935136 | Central HP <5.4 tons | HEIL | HRCU-A-CB (Split System: Heat Pump with Remote Outdoor Unit-Air-Source) | H5H3V36*K*AAA* |  |  | EVM5X49M21A*+WALLCON | *96CTN1002122B* | 35600 | 22 | 8.5 | 38000 | 28600 | 75.26% | 2.02 | 0 | 12.5 |  |  |  | No | R-454B | 2.9667 | Residential & Commercial | Ducted CEE Tier 1
215934686 | Central HP <5.4 tons | HEIL | HRCU-A-CB (Split System: Heat Pump with Remote Outdoor Unit-Air-Source) | H5H3V36*K*AAA* |  |  | EVM5X32M17A*+WALLCON | *97CMN0601714B* | 35000 | 21 | 8.5 | 38000 | 28000 | 73.68% | 2.06 | 0 | 11.5 |  |  |  | No | R-454B | 2.9167 | Residential & Commercial | Ducted CEE Tier 1
215934716 | Central HP <5.4 tons | HEIL | HRCU-A-CB (Split System: Heat Pump with Remote Outdoor Unit-Air-Source) | H5H3V36*K*AAA* |  |  | EVM5X36M17A*+WALLCON | *97CMN0601714B* | 34000 | 20 | 8.1 | 38000 | 27200 | 71.58% | 2 | 0 | 11 |  |  |  | No | R-454B | 2.8333 | Residential & Commercial | Ducted CEE Tier 1
215295584 | Central HP <5.4 tons | AIRQUEST | HRCU-A-CB (Split System: Heat Pump with Remote Outdoor Unit-Air-Source) | DLCURAH36ABK | ADP |  | H,GG33936 | *96VTN1002120B* | 35200 | 16 | 8.1 | 36800 | 34600 | 94.02% | 1.88 | 0 | 10 |  |  |  | No | R-410A | 2.9333 | Residential & Commercial | Ducted CEE Tier 1
215295607 | Central HP <5.4 tons | AIRQUEST | HRCU-A-CB (Split System: Heat Pump with Remote Outdoor Unit-Air-Source) | DLCURAH36ABK | ADP |  | HE8J936 | *96VTN1002120B* | 35400 | 16 | 8.1 | 36800 | 34600 | 94.02% | 1.88 | 0 | 10 |  |  |  | No | R-410A | 2.95 | Residential & Commercial | Ducted CEE Tier 1
215295614 | Central HP <5.4 tons | AIRQUEST | HRCU-A-CB (Split System: Heat Pump with Remote Outdoor Unit-Air-Source) | DLCURAH36ABK | ADP |  | HG80936 | *96VTN1002120B* | 36000 | 16 | 8.5 | 36200 | 34400 | 95.03% | 2.04 | 0 | 10 |  |  |  | No | R-410A | 3 | Residential & Commercial | Ducted CEE Tier 1
215295616 | Central HP <5.4 tons | AIRQUEST | HRCU-A-CB (Split System: Heat Pump with Remote Outdoor Unit-Air-Source) | DLCURAH36ABK | ADP |  | H,GG81936 | *96VTN1002120B* | 36000 | 16 | 8.5 | 36200 | 34400 | 95.03% | 2.04 | 0 | 10 |  |  |  | No | R-410A | 3 | Residential & Commercial | Ducted CEE Tier 1
215295623 | Central HP <5.4 tons | AIRQUEST | HRCU-A-CB (Split System: Heat Pump with Remote Outdoor Unit-Air-Source) | DLCURAH36ABK | ADP |  | H,GG32936 | *96VTN1002122A* | 35000 | 16 | 8.1 | 36800 | 34800 | 94.57% | 1.82 | 0 | 10 |  |  |  | No | R-410A | 2.9167 | Residential & Commercial | Ducted CEE Tier 1
215295641 | Central HP <5.4 tons | AIRQUEST | HRCU-A-CB (Split System: Heat Pump with Remote Outdoor Unit-Air-Source) | DLCURAH36ABK | ADP |  | H,GG37936 | *96VTN1002122A* | 35800 | 16 | 8.1 | 36800 | 34400 | 93.48% | 2.02 | 0 | 10.5 |  |  |  | No | R-410A | 2.9833 | Residential & Commercial | Ducted CEE Tier 1
215295643 | Central HP <5.4 tons | AIRQUEST | HRCU-A-CB (Split System: Heat Pump with Remote Outdoor Unit-Air-Source) | DLCURAH36ABK | ADP |  | H,GE7J936 | *96VTN1002122A* | 35200 | 16 | 8.1 | 36800 | 34800 | 94.57% | 1.82 | 0 | 10 |  |  |  | No | R-410A | 2.9333 | Residential & Commercial | Ducted CEE Tier 1
215295648 | Central HP <5.4 tons | AIRQUEST | HRCU-A-CB (Split System: Heat Pump with Remote Outdoor Unit-Air-Source) | DLCURAH36ABK | ADP |  | H,GG9J936 | *96VTN1002122A* | 35400 | 16 | 8.1 | 36800 | 34600 | 94.02% | 1.88 | 0 | 10 |  |  |  | No | R-410A | 2.95 | Residential & Commercial | Ducted CEE Tier 1
213297622 | Central HP <5.4 tons | JOHNSON CONTROLS | HRCU-A-CB (Split System: Heat Pump with Remote Outdoor Unit-Air-Source) | HMH72B341 |  |  | XAHC36DBCN1 | Z8ES080C16SMPS1 | 34000 | 17.5 | 8.5 | 33400 | 23600 | 70.66% | 2.08 | 0 | 10 |  |  |  | No | R-410A | 2.8333 | Residential & Commercial | Ducted CEE Tier 1
215676474 | Central HP <5.4 tons | BRYANT HEATING AND COOLING SYSTEMS | HRCU-A-CB (Split System: Heat Pump with Remote Outdoor Unit-Air-Source) | 290VAN048**AA* |  |  | CVAVA6021XMA*+UI | 88*TB60090C21*** | 48000 | 19 | 9.5 | 50000 | 36600 | 73.2% | 2.12 | 0 | 10.5 |  |  |  | No | R-454B | 4 | Residential & Commercial | Ducted CEE Tier 1
215676554 | Central HP <5.4 tons | BRYANT HEATING AND COOLING SYSTEMS | HRCU-A-CB (Split System: Heat Pump with Remote Outdoor Unit-Air-Source) | 290VAN048**AA* |  |  | CVAVA6021XMA*+UI | 987MC66100C21*** | 48000 | 19 | 9 | 50000 | 36600 | 73.2% | 2 | 0 | 10 |  |  |  | No | R-454B | 4 | Residential & Commercial | Ducted CEE Tier 1
213298037 | Central HP <5.4 tons | JOHNSON CONTROLS | HRCU-A-CB (Split System: Heat Pump with Remote Outdoor Unit-Air-Source) | HMH72B341 |  |  | XAFC36DBCN1 | Z8ES080C16LMPS1 | 34000 | 18 | 8.5 | 33400 | 24200 | 72.46% | 2.14 | 0 | 10 |  |  |  | No | R-410A | 2.8333 | Residential & Commercial | Ducted CEE Tier 1
213297002 | Central HP <5.4 tons | JOHNSON CONTROLS | HRCU-A-CB (Split System: Heat Pump with Remote Outdoor Unit-Air-Source) | HMH72B341 |  |  | XAUB36DXXN1+TXV | Z8ES080B12LMPS1 | 34000 | 18 | 8.1 | 33400 | 24000 | 71.86% | 2.08 | 0 | 10 |  |  |  | No | R-410A | 2.8333 | Residential & Commercial | Ducted CEE Tier 1
216453122 | Central HP <5.4 tons | AMERICAN STANDARD | HRCU-A-CB (Split System: Heat Pump with Remote Outdoor Unit-Air-Source) | 5A6V0X36A1 |  |  | 5TXCB004AS3 | S8V2B080M4PCB | 34200 | 19 | 9.7 | 31800 | 25000 | 78.62% | 2.1 | 0 | 12 |  |  |  | No | R-454B | 2.85 | Residential & Commercial | Ducted CEE Tier 1
215292364 | Central HP <5.4 tons | AIRQUEST | HRCU-A-CB (Split System: Heat Pump with Remote Outdoor Unit-Air-Source) | DLCURAH24ABK | ADP |  | H,GG9J936 | *96MSN0601412A* | 23600 | 16 | 8.5 | 24600 | 23800 | 96.75% | 2 | 0 | 10 |  |  |  | No | R-410A | 1.9667 | Residential & Commercial | Ducted CEE Tier 1
215292398 | Central HP <5.4 tons | AIRQUEST | HRCU-A-CB (Split System: Heat Pump with Remote Outdoor Unit-Air-Source) | DLCURAH24ABK | ADP |  | HE34936 | *96MSN0601716A* | 23400 | 17 | 9 | 24200 | 23200 | 95.87% | 1.96 | 0 | 10 |  |  |  | No | R-410A | 1.95 | Residential & Commercial | Ducted CEE Tier 1
215292416 | Central HP <5.4 tons | AIRQUEST | HRCU-A-CB (Split System: Heat Pump with Remote Outdoor Unit-Air-Source) | DLCURAH24ABK | ADP |  | H,GG9J936 | *96MSN0601716A* | 23600 | 17 | 9 | 24200 | 23200 | 95.87% | 1.96 | 0 | 10 |  |  |  | No | R-410A | 1.9667 | Residential & Commercial | Ducted CEE Tier 1
215292423 | Central HP <5.4 tons | AIRQUEST | HRCU-A-CB (Split System: Heat Pump with Remote Outdoor Unit-Air-Source) | DLCURAH24ABK | ADP |  | H,GG81936 | *96MSN0601716A* | 23600 | 17 | 9 | 24200 | 23200 | 95.87% | 1.96 | 0 | 10 |  |  |  | No | R-410A | 1.9667 | Residential & Commercial | Ducted CEE Tier 1
211260203 | Central HP <5.4 tons | AIRQUEST | HRCU-A-CB (Split System: Heat Pump with Remote Outdoor Unit-Air-Source) | DLCURAH18ABK |  |  | EA*4X24L14A* | *92ESN0601412A* | 18100 | 16 | 9 | 18900 | 18900 | 100% | 2.28 | 0 | 10.5 |  |  |  | No | R-410A | 1.5083 | Residential & Commercial | Ducted CEE Tier 1
211260672 | Central HP <5.4 tons | AIRQUEST | HRCU-A-CB (Split System: Heat Pump with Remote Outdoor Unit-Air-Source) | DLCURAH18ABK |  |  | EA*4X24L17A* | OMV112K14A | 18100 | 15.5 | 8.5 | 19100 | 18900 | 98.95% | 2.26 | 0 | 10.5 |  |  |  | No | R-410A | 1.5083 | Residential & Commercial | Ducted CEE Tier 1
211260704 | Central HP <5.4 tons | AIRQUEST | HRCU-A-CB (Split System: Heat Pump with Remote Outdoor Unit-Air-Source) | DLCURAH18ABK |  |  | EA*4X25L17A* | *96VSN0601714A* | 18200 | 16 | 8.5 | 18100 | 17600 | 97.24% | 2.12 | 0 | 11 |  |  |  | No | R-410A | 1.5167 | Residential & Commercial | Ducted CEE Tier 1
211260736 | Central HP <5.4 tons | AIRQUEST | HRCU-A-CB (Split System: Heat Pump with Remote Outdoor Unit-Air-Source) | DLCURAH18ABK |  |  | EA*4X25L17A* | *96VSN0601412A* | 18500 | 16 | 8.5 | 18300 | 17400 | 95.08% | 2.12 | 0 | 11 |  |  |  | No | R-410A | 1.5417 | Residential & Commercial | Ducted CEE Tier 1
211261106 | Central HP <5.4 tons | AIRQUEST | HRCU-A-CB (Split System: Heat Pump with Remote Outdoor Unit-Air-Source) | DLCURAH18ABK |  |  | EA*4X25L17A* | *80ES(N,L)0701412A* | 18200 | 16.5 | 8.5 | 17900 | 17500 | 97.77% | 2.12 | 0 | 11 |  |  |  | No | R-410A | 1.5167 | Residential & Commercial | Ducted CEE Tier 1
211261224 | Central HP <5.4 tons | AIRQUEST | HRCU-A-CB (Split System: Heat Pump with Remote Outdoor Unit-Air-Source) | DLCURAH18ABK |  |  | EA*4X25L17A* | OMV112K14A | 18700 | 15.5 | 8.5 | 18700 | 17400 | 93.05% | 2.12 | 0 | 11 |  |  |  | No | R-410A | 1.5583 | Residential & Commercial | Ducted CEE Tier 1
211261572 | Central HP <5.4 tons | AIRQUEST | HRCU-A-CB (Split System: Heat Pump with Remote Outdoor Unit-Air-Source) | DLCURAH18ABK |  |  | EA*4X30L17A* | *96VSN0401410A* | 17500 | 16 | 8.5 | 18100 | 18600 | 102.8% | 2.24 | 0 | 10.5 |  |  |  | No | R-410A | 1.4583 | Residential & Commercial | Ducted CEE Tier 1
211261739 | Central HP <5.4 tons | AIRQUEST | HRCU-A-CB (Split System: Heat Pump with Remote Outdoor Unit-Air-Source) | DLCURAH18ABK |  |  | EA*4X30L17A* | *80ESU0401712A* | 18600 | 16.5 | 9 | 19000 | 18200 | 95.79% | 2.22 | 0 | 11 |  |  |  | No | R-410A | 1.55 | Residential & Commercial | Ducted CEE Tier 1
215423460 | Central HP <5.4 tons | YORK | HRCU-A-CB (Split System: Heat Pump with Remote Outdoor Unit-Air-Source) | HH860E2S11 | ADP |  | H,YE49*60+TXV | TL9E080C16UH11 | 44500 | 18 | 8.5 | 44000 | 34000 | 77.27% | 2 | 0 | 11 |  |  |  | No | R-454B | 3.7083 | Residential & Commercial | Ducted CEE Tier 1
213433269 | Central HP <5.4 tons | DIYCOOL | HRCU-A-CB (Split System: Heat Pump with Remote Outdoor Unit-Air-Source) | ACIQ-30-HPB |  |  | ACIQ-30W-WM |  | 30000 | 16.9 | 9 | 31000 | 25000 | 80.65% | 1.8 | 0 | 10 |  |  |  | No | R-410A | 2.5 | Residential & Commercial | Ducted CEE Tier 1
207573695 | Central HP <5.4 tons | DAY & NIGHT | HRCU-A-CB (Split System: Heat Pump with Remote Outdoor Unit-Air-Source) | CVH848GKA2* | ADP |  | PL48H210P299 | *80CTL0902120A* | 44500 | 17 | 8.5 | 44500 | 34600 | 77.75% | 2 | 10 | 10 |  |  |  | No | R-410A | 3.7083 | Residential & Commercial | Ducted CEE Tier 1
207573698 | Central HP <5.4 tons | DAY & NIGHT | HRCU-A-CB (Split System: Heat Pump with Remote Outdoor Unit-Air-Source) | CVH848GKA2* | ADP |  | FG36948 | *80CTL0902120A* | 44500 | 17 | 8.5 | 44500 | 34600 | 77.75% | 2 | 10.5 | 10 |  |  |  | No | R-410A | 3.7083 | Residential & Commercial | Ducted CEE Tier 1
215292514 | Central HP <5.4 tons | AIRQUEST | HRCU-A-CB (Split System: Heat Pump with Remote Outdoor Unit-Air-Source) | DLCURAH24ABK | ADP |  | H,GE7J924 | *96MSN0802120A* | 23000 | 17 | 8.5 | 24800 | 23800 | 95.97% | 2.02 | 0 | 10 |  |  |  | No | R-410A | 1.9167 | Residential & Commercial | Ducted CEE Tier 1
215292605 | Central HP <5.4 tons | AIRQUEST | HRCU-A-CB (Split System: Heat Pump with Remote Outdoor Unit-Air-Source) | DLCURAH24ABK | ADP |  | HE35936 | *96VTN0401410B* | 23400 | 16 | 8.5 | 24600 | 23800 | 96.75% | 2 | 0 | 10 |  |  |  | No | R-410A | 1.95 | Residential & Commercial | Ducted CEE Tier 1
212603134 | Central HP <5.4 tons | DAY & NIGHT | HRCU-A-CB (Split System: Heat Pump with Remote Outdoor Unit-Air-Source) | DLCURAH24ABK | ADP |  | FG80936 | *80ESU0601716A | 25000 | 17 | 8.5 | 25000 | 21400 | 85.6% | 1.82 | 0 | 10.5 |  |  |  | No | R-410A | 2.0833 | Residential & Commercial | Ducted CEE Tier 1
212603165 | Central HP <5.4 tons | DAY & NIGHT | HRCU-A-CB (Split System: Heat Pump with Remote Outdoor Unit-Air-Source) | DLCURAH24ABK | ADP |  | FG35936 | *80VTL0701716A* | 24200 | 17 | 8.1 | 24600 | 22600 | 91.87% | 1.9 | 0 | 10.5 |  |  |  | No | R-410A | 2.0167 | Residential & Commercial | Ducted CEE Tier 1
215295666 | Central HP <5.4 tons | AIRQUEST | HRCU-A-CB (Split System: Heat Pump with Remote Outdoor Unit-Air-Source) | DLCURAH36ABK | ADP |  | HG33936 | *96VTN1002122B* | 35200 | 16 | 8.1 | 36800 | 34600 | 94.02% | 1.88 | 0 | 10 |  |  |  | No | R-410A | 2.9333 | Residential & Commercial | Ducted CEE Tier 1
215295673 | Central HP <5.4 tons | AIRQUEST | HRCU-A-CB (Split System: Heat Pump with Remote Outdoor Unit-Air-Source) | DLCURAH36ABK | ADP |  | H,GG35936 | *96VTN1002122B* | 35000 | 17 | 8.1 | 36800 | 34400 | 93.48% | 2 | 0 | 10 |  |  |  | No | R-410A | 2.9167 | Residential & Commercial | Ducted CEE Tier 1
215295123 | Central HP <5.4 tons | AIRQUEST | HRCU-A-CB (Split System: Heat Pump with Remote Outdoor Unit-Air-Source) | DLCURAH36ABK | ADP |  | H,GG80936 | *96MSN1002120A* | 36000 | 16 | 8.5 | 36200 | 34200 | 94.48% | 2.04 | 0 | 10 |  |  |  | No | R-410A | 3 | Residential & Commercial | Ducted CEE Tier 1
215295205 | Central HP <5.4 tons | AIRQUEST | HRCU-A-CB (Split System: Heat Pump with Remote Outdoor Unit-Air-Source) | DLCURAH36ABK | ADP |  | HG9J936 | *96MSN1202422A* | 35200 | 16 | 8.1 | 36800 | 34600 | 94.02% | 1.88 | 0 | 10 |  |  |  | No | R-410A | 2.9333 | Residential & Commercial | Ducted CEE Tier 1
215295698 | Central HP <5.4 tons | AIRQUEST | HRCU-A-CB (Split System: Heat Pump with Remote Outdoor Unit-Air-Source) | DLCURAH36ABK | ADP |  | HG81936 | *96VTN1002122B* | 36000 | 17 | 8.1 | 36800 | 34400 | 93.48% | 2 | 0 | 10.5 |  |  |  | No | R-410A | 3 | Residential & Commercial | Ducted CEE Tier 1
215295723 | Central HP <5.4 tons | AIRQUEST | HRCU-A-CB (Split System: Heat Pump with Remote Outdoor Unit-Air-Source) | DLCURAH36ABK | ADP |  | H,GG48936 | *96VTN1202422A* | 36000 | 16 | 8.5 | 36800 | 34200 | 92.93% | 2.06 | 0 | 10 |  |  |  | No | R-410A | 3 | Residential & Commercial | Ducted CEE Tier 1
215295732 | Central HP <5.4 tons | AIRQUEST | HRCU-A-CB (Split System: Heat Pump with Remote Outdoor Unit-Air-Source) | DLCURAH36ABK | ADP |  | H,GE1K936 | *96VTN1202422A* | 35800 | 16 | 8.5 | 36800 | 34200 | 92.93% | 2.06 | 0 | 10 |  |  |  | No | R-410A | 2.9833 | Residential & Commercial | Ducted CEE Tier 1
211228548 | Central HP <5.4 tons | AIRQUEST | HRCU-A-CB (Split System: Heat Pump with Remote Outdoor Unit-Air-Source) | DLCURAH36ABK |  |  | EA*4X43L21A* | *96VSN0801716A* | 36800 | 15.5 | 8.5 | 38500 | 35000 | 90.91% | 2.1 | 0 | 10 |  |  |  | No | R-410A | 3.0667 | Residential & Commercial | Ducted CEE Tier 1
211228648 | Central HP <5.4 tons | AIRQUEST | HRCU-A-CB (Split System: Heat Pump with Remote Outdoor Unit-Air-Source) | DLCURAH36ABK |  |  | EA*4X43L21A* | *96VTN1002120A* | 36800 | 15.5 | 8.5 | 38500 | 34800 | 90.39% | 2.1 | 0 | 10 |  |  |  | No | R-410A | 3.0667 | Residential & Commercial | Ducted CEE Tier 1
215679644 | Central HP <5.4 tons | BRYANT HEATING AND COOLING SYSTEMS | HRCU-A-CB (Split System: Heat Pump with Remote Outdoor Unit-Air-Source) | 290VAN036**AA* |  |  | CAA**6121AM*+UI | 987TA60080C21*** | 34800 | 18 | 9 | 34400 | 24800 | 72.09% | 1.92 | 0 | 10.5 |  |  |  | No | R-454B | 2.9 | Residential & Commercial | Ducted CEE Tier 1
215679694 | Central HP <5.4 tons | BRYANT HEATING AND COOLING SYSTEMS | HRCU-A-CB (Split System: Heat Pump with Remote Outdoor Unit-Air-Source) | 290VAN036**AA* |  |  | CAA**6124AM*+UI | 987TA66120C24*** | 35000 | 18.5 | 9 | 34400 | 24800 | 72.09% | 1.92 | 0 | 10.5 |  |  |  | No | R-454B | 2.9167 | Residential & Commercial | Ducted CEE Tier 1
215679994 | Central HP <5.4 tons | BRYANT HEATING AND COOLING SYSTEMS | HRCU-A-CB (Split System: Heat Pump with Remote Outdoor Unit-Air-Source) | 290VAN036**AA* |  |  | CSAH*6012AM*+UI | 987TA66100C21*** | 34600 | 17 | 8.5 | 34600 | 24800 | 71.68% | 1.82 | 0 | 10 |  |  |  | No | R-454B | 2.8833 | Residential & Commercial | Ducted CEE Tier 1
215295675 | Central HP <5.4 tons | AIRQUEST | HRCU-A-CB (Split System: Heat Pump with Remote Outdoor Unit-Air-Source) | DLCURAH36ABK | ADP |  | H,GE35936 | *96VTN1002122B* | 35000 | 17 | 8.1 | 36800 | 34400 | 93.48% | 2 | 0 | 10 |  |  |  | No | R-410A | 2.9167 | Residential & Commercial | Ducted CEE Tier 1
215295684 | Central HP <5.4 tons | AIRQUEST | HRCU-A-CB (Split System: Heat Pump with Remote Outdoor Unit-Air-Source) | DLCURAH36ABK | ADP |  | H,GE7J936 | *96VTN1002122B* | 35000 | 16 | 8.1 | 36800 | 34800 | 94.57% | 1.82 | 0 | 10 |  |  |  | No | R-410A | 2.9167 | Residential & Commercial | Ducted CEE Tier 1
211230651 | Central HP <5.4 tons | AIRQUEST | HRCU-A-CB (Split System: Heat Pump with Remote Outdoor Unit-Air-Source) | DLCURAH36ABK |  |  | EN(A,D)4X48L24** | *95ESN1002120A* | 36800 | 16 | 8.1 | 39500 | 35000 | 88.61% | 2.06 | 0 | 10.5 |  |  |  | No | R-410A | 3.0667 | Residential & Commercial | Ducted CEE Tier 1
215294603 | Central HP <5.4 tons | AIRQUEST | HRCU-A-CB (Split System: Heat Pump with Remote Outdoor Unit-Air-Source) | DLCURAH36ABK | ADP |  | HE36936 | *92MSN0601412A* | 35600 | 15.2 | 8.1 | 36800 | 34800 | 94.57% | 1.94 | 0 | 10 |  |  |  | No | R-410A | 2.9667 | Residential & Commercial | Ducted CEE Tier 1
215294623 | Central HP <5.4 tons | AIRQUEST | HRCU-A-CB (Split System: Heat Pump with Remote Outdoor Unit-Air-Source) | DLCURAH36ABK | ADP |  | HG82936 | *92MSN0601412A* | 36200 | 15.2 | 8.5 | 36800 | 34800 | 94.57% | 2 | 0 | 10 |  |  |  | No | R-410A | 3.0167 | Residential & Commercial | Ducted CEE Tier 1
211228751 | Central HP <5.4 tons | AIRQUEST | HRCU-A-CB (Split System: Heat Pump with Remote Outdoor Unit-Air-Source) | DLCURAH36ABK |  |  | EA*4X48L21A* | *80ES(N,L)0701712A* | 36000 | 15.5 | 8.5 | 38500 | 34800 | 90.39% | 2.06 | 0 | 10 |  |  |  | No | R-410A | 3 | Residential & Commercial | Ducted CEE Tier 1
215295712 | Central HP <5.4 tons | AIRQUEST | HRCU-A-CB (Split System: Heat Pump with Remote Outdoor Unit-Air-Source) | DLCURAH36ABK | ADP |  | H,GG34936 | *96VTN1202422A* | 35600 | 16 | 8.1 | 36800 | 34600 | 94.02% | 1.88 | 0 | 10 |  |  |  | No | R-410A | 2.9667 | Residential & Commercial | Ducted CEE Tier 1
215295728 | Central HP <5.4 tons | AIRQUEST | HRCU-A-CB (Split System: Heat Pump with Remote Outdoor Unit-Air-Source) | DLCURAH36ABK | ADP |  | HE8J936 | *96VTN1202422A* | 35600 | 16 | 8.1 | 36800 | 34600 | 94.02% | 1.88 | 0 | 10 |  |  |  | No | R-410A | 2.9667 | Residential & Commercial | Ducted CEE Tier 1
216453102 | Central HP <5.4 tons | AMERICAN STANDARD | HRCU-A-CB (Split System: Heat Pump with Remote Outdoor Unit-Air-Source) | 5A6V0X36A1 |  |  | 5PX*B006AS3 | S8V2B080M4PCB | 35400 | 20 | 9.7 | 32600 | 25200 | 77.3% | 2.1 | 0 | 12.5 |  |  |  | No | R-454B | 2.95 | Residential & Commercial | Ducted CEE Tier 1
215292242 | Central HP <5.4 tons | AIRQUEST | HRCU-A-CB (Split System: Heat Pump with Remote Outdoor Unit-Air-Source) | DLCURAH24ABK | ADP |  | HE34936 | *96MSN0401410A* | 23600 | 16 | 8.5 | 24600 | 23600 | 95.93% | 1.98 | 0 | 10 |  |  |  | No | R-410A | 1.9667 | Residential & Commercial | Ducted CEE Tier 1
215293228 | Central HP <5.4 tons | AIRQUEST | HRCU-A-CB (Split System: Heat Pump with Remote Outdoor Unit-Air-Source) | DLCURAH24ABK | ADP |  | H,GE31924 | *96VTN1002122A* | 22600 | 16 | 8.1 | 24200 | 23400 | 96.69% | 1.98 | 0 | 10 |  |  |  | No | R-410A | 1.8833 | Residential & Commercial | Ducted CEE Tier 1
215293258 | Central HP <5.4 tons | AIRQUEST | HRCU-A-CB (Split System: Heat Pump with Remote Outdoor Unit-Air-Source) | DLCURAH24ABK | ADP |  | HE7J936 | *96VTN1002122A* | 23000 | 17 | 8.1 | 24200 | 23400 | 96.69% | 1.98 | 0 | 10 |  |  |  | No | R-410A | 1.9167 | Residential & Commercial | Ducted CEE Tier 1
215292702 | Central HP <5.4 tons | AIRQUEST | HRCU-A-CB (Split System: Heat Pump with Remote Outdoor Unit-Air-Source) | DLCURAH24ABK | ADP |  | HG35936 | *96VTN0401712B* | 23400 | 16 | 8.5 | 24600 | 24000 | 97.56% | 2.02 | 0 | 10 |  |  |  | No | R-410A | 1.95 | Residential & Commercial | Ducted CEE Tier 1
215292756 | Central HP <5.4 tons | AIRQUEST | HRCU-A-CB (Split System: Heat Pump with Remote Outdoor Unit-Air-Source) | DLCURAH24ABK | ADP |  | H,GG37936 | *96VTN0601412A* | 23800 | 16 | 8.5 | 23600 | 21600 | 91.53% | 1.84 | 0 | 10 |  |  |  | No | R-410A | 1.9833 | Residential & Commercial | Ducted CEE Tier 1
215292788 | Central HP <5.4 tons | AIRQUEST | HRCU-A-CB (Split System: Heat Pump with Remote Outdoor Unit-Air-Source) | DLCURAH24ABK | ADP |  | HG32936 | *96VTN0601412B* | 23200 | 16 | 8.5 | 25200 | 26600 | 105.6% | 2.3 | 0 | 10 |  |  |  | No | R-410A | 1.9333 | Residential & Commercial | Ducted CEE Tier 1
215295634 | Central HP <5.4 tons | AIRQUEST | HRCU-A-CB (Split System: Heat Pump with Remote Outdoor Unit-Air-Source) | DLCURAH36ABK | ADP |  | HE34936 | *96VTN1002122A* | 35400 | 16 | 8.1 | 36800 | 34600 | 94.02% | 1.88 | 0 | 10 |  |  |  | No | R-410A | 2.95 | Residential & Commercial | Ducted CEE Tier 1
215295691 | Central HP <5.4 tons | AIRQUEST | HRCU-A-CB (Split System: Heat Pump with Remote Outdoor Unit-Air-Source) | DLCURAH36ABK | ADP |  | H,GE9J936 | *96VTN1002122B* | 35400 | 16 | 8.1 | 36800 | 34600 | 94.02% | 1.88 | 0 | 10 |  |  |  | No | R-410A | 2.95 | Residential & Commercial | Ducted CEE Tier 1
215295693 | Central HP <5.4 tons | AIRQUEST | HRCU-A-CB (Split System: Heat Pump with Remote Outdoor Unit-Air-Source) | DLCURAH36ABK | ADP |  | H,GE1K936 | *96VTN1002122B* | 35200 | 17 | 8.1 | 36800 | 34400 | 93.48% | 2 | 0 | 10 |  |  |  | No | R-410A | 2.9333 | Residential & Commercial | Ducted CEE Tier 1
215295734 | Central HP <5.4 tons | AIRQUEST | HRCU-A-CB (Split System: Heat Pump with Remote Outdoor Unit-Air-Source) | DLCURAH36ABK | ADP |  | HG80936 | *96VTN1202422A* | 36000 | 16 | 8.5 | 36800 | 34200 | 92.93% | 2.06 | 0 | 10 |  |  |  | No | R-410A | 3 | Residential & Commercial | Ducted CEE Tier 1
207573577 | Central HP <5.4 tons | DAY & NIGHT | HRCU-A-CB (Split System: Heat Pump with Remote Outdoor Unit-Air-Source) | CVH837GKA2* | ADP |  | PL36H175P159 | *80CTL0701716A* | 32000 | 17 | 8.1 | 31000 | 27400 | 88.39% | 2.18 | 11.7 | 11 |  |  |  | No | R-410A | 2.6667 | Residential & Commercial | Ducted CEE Tier 1
215295583 | Central HP <5.4 tons | AIRQUEST | HRCU-A-CB (Split System: Heat Pump with Remote Outdoor Unit-Air-Source) | DLCURAH36ABK | ADP |  | HE32936 | *96VTN1002120B* | 35000 | 16 | 8.1 | 36800 | 34800 | 94.57% | 1.82 | 0 | 10 |  |  |  | No | R-410A | 2.9167 | Residential & Commercial | Ducted CEE Tier 1
215295592 | Central HP <5.4 tons | AIRQUEST | HRCU-A-CB (Split System: Heat Pump with Remote Outdoor Unit-Air-Source) | DLCURAH36ABK | ADP |  | H,GG35936 | *96VTN1002120B* | 35400 | 16 | 8.1 | 36800 | 34600 | 94.02% | 1.88 | 0 | 10 |  |  |  | No | R-410A | 2.95 | Residential & Commercial | Ducted CEE Tier 1
215295601 | Central HP <5.4 tons | AIRQUEST | HRCU-A-CB (Split System: Heat Pump with Remote Outdoor Unit-Air-Source) | DLCURAH36ABK | ADP |  | HG48936 | *96VTN1002120B* | 36000 | 16 | 8.5 | 36200 | 34400 | 95.03% | 2.04 | 0 | 10 |  |  |  | No | R-410A | 3 | Residential & Commercial | Ducted CEE Tier 1
215295606 | Central HP <5.4 tons | AIRQUEST | HRCU-A-CB (Split System: Heat Pump with Remote Outdoor Unit-Air-Source) | DLCURAH36ABK | ADP |  | H,GE8J936 | *96VTN1002120B* | 35400 | 16 | 8.1 | 36800 | 34600 | 94.02% | 1.88 | 0 | 10 |  |  |  | No | R-410A | 2.95 | Residential & Commercial | Ducted CEE Tier 1
215295615 | Central HP <5.4 tons | AIRQUEST | HRCU-A-CB (Split System: Heat Pump with Remote Outdoor Unit-Air-Source) | DLCURAH36ABK | ADP |  | H,GE80936 | *96VTN1002120B* | 36000 | 16 | 8.5 | 36200 | 34400 | 95.03% | 2.04 | 0 | 10 |  |  |  | No | R-410A | 3 | Residential & Commercial | Ducted CEE Tier 1
215295626 | Central HP <5.4 tons | AIRQUEST | HRCU-A-CB (Split System: Heat Pump with Remote Outdoor Unit-Air-Source) | DLCURAH36ABK | ADP |  | HE32936 | *96VTN1002122A* | 35000 | 16 | 8.1 | 36800 | 34800 | 94.57% | 1.82 | 0 | 10 |  |  |  | No | R-410A | 2.9167 | Residential & Commercial | Ducted CEE Tier 1
215295640 | Central HP <5.4 tons | AIRQUEST | HRCU-A-CB (Split System: Heat Pump with Remote Outdoor Unit-Air-Source) | DLCURAH36ABK | ADP |  | HE36936 | *96VTN1002122A* | 35800 | 16 | 8.5 | 36200 | 34200 | 94.48% | 2.06 | 0 | 10 |  |  |  | No | R-410A | 2.9833 | Residential & Commercial | Ducted CEE Tier 1
215291882 | Central HP <5.4 tons | AIRQUEST | HRCU-A-CB (Split System: Heat Pump with Remote Outdoor Unit-Air-Source) | DLCURAH24ABK | ADP |  | HE35936 | *92MSN0401712A* | 23600 | 16 | 8.5 | 24800 | 23600 | 95.16% | 1.96 | 0 | 10 |  |  |  | No | R-410A | 1.9667 | Residential & Commercial | Ducted CEE Tier 1
215291923 | Central HP <5.4 tons | AIRQUEST | HRCU-A-CB (Split System: Heat Pump with Remote Outdoor Unit-Air-Source) | DLCURAH24ABK | ADP |  | H,GG33936 | *92MSN0601412A* | 23600 | 17 | 8.5 | 24800 | 23400 | 94.35% | 1.98 | 0 | 10.5 |  |  |  | No | R-410A | 1.9667 | Residential & Commercial | Ducted CEE Tier 1
215295649 | Central HP <5.4 tons | AIRQUEST | HRCU-A-CB (Split System: Heat Pump with Remote Outdoor Unit-Air-Source) | DLCURAH36ABK | ADP |  | H,GE9J936 | *96VTN1002122A* | 35400 | 16 | 8.1 | 36800 | 34600 | 94.02% | 1.88 | 0 | 10 |  |  |  | No | R-410A | 2.95 | Residential & Commercial | Ducted CEE Tier 1
215295665 | Central HP <5.4 tons | AIRQUEST | HRCU-A-CB (Split System: Heat Pump with Remote Outdoor Unit-Air-Source) | DLCURAH36ABK | ADP |  | H,GG33936 | *96VTN1002122B* | 35200 | 16 | 8.1 | 36800 | 34600 | 94.02% | 1.88 | 0 | 10 |  |  |  | No | R-410A | 2.9333 | Residential & Commercial | Ducted CEE Tier 1
215295690 | Central HP <5.4 tons | AIRQUEST | HRCU-A-CB (Split System: Heat Pump with Remote Outdoor Unit-Air-Source) | DLCURAH36ABK | ADP |  | HG9J936 | *96VTN1002122B* | 35400 | 16 | 8.1 | 36800 | 34600 | 94.02% | 1.88 | 0 | 10 |  |  |  | No | R-410A | 2.95 | Residential & Commercial | Ducted CEE Tier 1
215295699 | Central HP <5.4 tons | AIRQUEST | HRCU-A-CB (Split System: Heat Pump with Remote Outdoor Unit-Air-Source) | DLCURAH36ABK | ADP |  | HG82936 | *96VTN1002122B* | 36000 | 17 | 8.1 | 36800 | 34400 | 93.48% | 2 | 0 | 10.5 |  |  |  | No | R-410A | 3 | Residential & Commercial | Ducted CEE Tier 1
215295708 | Central HP <5.4 tons | AIRQUEST | HRCU-A-CB (Split System: Heat Pump with Remote Outdoor Unit-Air-Source) | DLCURAH36ABK | ADP |  | H,GG33936 | *96VTN1202422A* | 35400 | 16 | 8.1 | 36800 | 34600 | 94.02% | 1.88 | 0 | 10 |  |  |  | No | R-410A | 2.95 | Residential & Commercial | Ducted CEE Tier 1
215295715 | Central HP <5.4 tons | AIRQUEST | HRCU-A-CB (Split System: Heat Pump with Remote Outdoor Unit-Air-Source) | DLCURAH36ABK | ADP |  | HE34936 | *96VTN1202422A* | 35600 | 16 | 8.1 | 36800 | 34600 | 94.02% | 1.88 | 0 | 10 |  |  |  | No | R-410A | 2.9667 | Residential & Commercial | Ducted CEE Tier 1
213386485 | Central HP <5.4 tons | Alsetria | HRCU-A-C (Split System: Heat Pump with Remote Outdoor Unit with No Indoor Fan --Air Source) | MOE31U-36HFN1-M |  |  | MVB-36B23T4N1 |  | 35000 | 15.5 | 8.6 | 38000 | 31600 | 83.16% | 1.85 | 0 | 10 |  |  |  | No | R-410A | 2.9167 | Residential & Commercial | Ducted CEE Tier 1
215449750 | Central HP <5.4 tons | Breeze33 | HRCU-A-CB (Split System: Heat Pump with Remote Outdoor Unit-Air-Source) | BZ33-HYP18OUT2-454-G3-P |  |  | BZ33-MSAHU18-454-G3-P |  | 18000 | 18 | 10 | 19500 | 18000 | 92.31% | 2.2 | 0 | 12 |  |  |  | No | R-454B | 1.5 | Residential & Commercial | Ducted CEE Tier 1
211230406 | Central HP <5.4 tons | AIRQUEST | HRCU-A-CB (Split System: Heat Pump with Remote Outdoor Unit-Air-Source) | DLCURAH36ABK |  |  | EN(A,D)4X48L24** | *80ES(N,L)0702116A* | 35800 | 16.5 | 8.1 | 38500 | 34800 | 90.39% | 2 | 0 | 10 |  |  |  | No | R-410A | 2.9833 | Residential & Commercial | Ducted CEE Tier 1
211230906 | Central HP <5.4 tons | AIRQUEST | HRCU-A-CB (Split System: Heat Pump with Remote Outdoor Unit-Air-Source) | DLCURAH36ABK |  |  | FXM4X36**AL |  | 35800 | 16.5 | 8.1 | 38500 | 34600 | 89.87% | 1.94 | 0 | 10 |  |  |  | No | R-410A | 2.9833 | Residential & Commercial | Ducted CEE Tier 1
215291941 | Central HP <5.4 tons | AIRQUEST | HRCU-A-CB (Split System: Heat Pump with Remote Outdoor Unit-Air-Source) | DLCURAH24ABK | ADP |  | HG7J936 | *92MSN0601412A* | 23400 | 17 | 8.5 | 24800 | 23400 | 94.35% | 1.98 | 0 | 10 |  |  |  | No | R-410A | 1.95 | Residential & Commercial | Ducted CEE Tier 1
215291980 | Central HP <5.4 tons | AIRQUEST | HRCU-A-CB (Split System: Heat Pump with Remote Outdoor Unit-Air-Source) | DLCURAH24ABK | ADP |  | HG34936 | *92MSN0601714A* | 23600 | 17 | 8.5 | 24800 | 24000 | 96.77% | 2.02 | 0 | 10.5 |  |  |  | No | R-410A | 1.9667 | Residential & Commercial | Ducted CEE Tier 1
215291996 | Central HP <5.4 tons | AIRQUEST | HRCU-A-CB (Split System: Heat Pump with Remote Outdoor Unit-Air-Source) | DLCURAH24ABK | ADP |  | HE7J936 | *92MSN0601714A* | 23400 | 17 | 8.5 | 25200 | 26000 | 103.2% | 2.24 | 0 | 10 |  |  |  | No | R-410A | 1.95 | Residential & Commercial | Ducted CEE Tier 1
212520158 | Central HP <5.4 tons | CARRIER | HRCU-A-CB (Split System: Heat Pump with Remote Outdoor Unit-Air-Source) | 38MURAQ18AB3* | ADP |  | H,PG34936 | 58S(B,C)*A070E14**12 | 17500 | 16 | 8.5 | 16800 | 18400 | 109.5% | 2.26 | 0 | 11 |  |  |  | No | R-410A | 1.4583 | Residential & Commercial | Ducted CEE Tier 1
212520169 | Central HP <5.4 tons | CARRIER | HRCU-A-CB (Split System: Heat Pump with Remote Outdoor Unit-Air-Source) | 38MURAQ18AB3* | ADP |  | H,PG32936 | 58SP*A045V17**16 | 17300 | 16 | 8.5 | 16900 | 18700 | 110.7% | 2.3 | 0 | 10 |  |  |  | No | R-410A | 1.4417 | Residential & Commercial | Ducted CEE Tier 1
215935183 | Central HP <5.4 tons | TEMPSTAR | HRCU-A-CB (Split System: Heat Pump with Remote Outdoor Unit-Air-Source) | T5H3V36*K*AAA* |  |  | EVM5X60M21A*+WALLCON | *80CTL0451712B* | 35200 | 21 | 8.5 | 39000 | 29400 | 75.38% | 2 | 0 | 11.7 |  |  |  | No | R-454B | 2.9333 | Residential & Commercial | Ducted CEE Tier 1
215292021 | Central HP <5.4 tons | AIRQUEST | HRCU-A-CB (Split System: Heat Pump with Remote Outdoor Unit-Air-Source) | DLCURAH24ABK | ADP |  | H,GG32936 | *92MSN0801716A* | 23200 | 17 | 9 | 25200 | 26400 | 104.8% | 2.3 | 0 | 10 |  |  |  | No | R-410A | 1.9333 | Residential & Commercial | Ducted CEE Tier 1
215292030 | Central HP <5.4 tons | AIRQUEST | HRCU-A-CB (Split System: Heat Pump with Remote Outdoor Unit-Air-Source) | DLCURAH24ABK | ADP |  | HE33936 | *92MSN0801716A* | 23200 | 17 | 9 | 25200 | 26400 | 104.8% | 2.3 | 0 | 10 |  |  |  | No | R-410A | 1.9333 | Residential & Commercial | Ducted CEE Tier 1
215292048 | Central HP <5.4 tons | AIRQUEST | HRCU-A-CB (Split System: Heat Pump with Remote Outdoor Unit-Air-Source) | DLCURAH24ABK | ADP |  | HE7J936 | *92MSN0801716A* | 23200 | 17 | 9 | 25200 | 26400 | 104.8% | 2.3 | 0 | 10 |  |  |  | No | R-410A | 1.9333 | Residential & Commercial | Ducted CEE Tier 1
215292698 | Central HP <5.4 tons | AIRQUEST | HRCU-A-CB (Split System: Heat Pump with Remote Outdoor Unit-Air-Source) | DLCURAH24ABK | ADP |  | HG34936 | *96VTN0401712B* | 23200 | 16 | 8.5 | 24600 | 23800 | 96.75% | 2 | 0 | 10 |  |  |  | No | R-410A | 1.9333 | Residential & Commercial | Ducted CEE Tier 1
215292700 | Central HP <5.4 tons | AIRQUEST | HRCU-A-CB (Split System: Heat Pump with Remote Outdoor Unit-Air-Source) | DLCURAH24ABK | ADP |  | HE34936 | *96VTN0401712B* | 23200 | 16 | 8.5 | 24600 | 23800 | 96.75% | 2 | 0 | 10 |  |  |  | No | R-410A | 1.9333 | Residential & Commercial | Ducted CEE Tier 1
215292484 | Central HP <5.4 tons | AIRQUEST | HRCU-A-CB (Split System: Heat Pump with Remote Outdoor Unit-Air-Source) | DLCURAH24ABK | ADP |  | H,GE31924 | *96MSN0802120A* | 22600 | 16 | 8.5 | 24800 | 23800 | 95.97% | 2.02 | 0 | 10 |  |  |  | No | R-410A | 1.8833 | Residential & Commercial | Ducted CEE Tier 1
215292516 | Central HP <5.4 tons | AIRQUEST | HRCU-A-CB (Split System: Heat Pump with Remote Outdoor Unit-Air-Source) | DLCURAH24ABK | ADP |  | HE7J936 | *96MSN0802120A* | 23000 | 17 | 8.5 | 24800 | 23800 | 95.97% | 2.02 | 0 | 10 |  |  |  | No | R-410A | 1.9167 | Residential & Commercial | Ducted CEE Tier 1
215292525 | Central HP <5.4 tons | AIRQUEST | HRCU-A-CB (Split System: Heat Pump with Remote Outdoor Unit-Air-Source) | DLCURAH24ABK | ADP |  | H,GG80936 | *96MSN0802120A* | 23600 | 17 | 8.5 | 24800 | 23800 | 95.97% | 2.02 | 0 | 10.5 |  |  |  | No | R-410A | 1.9667 | Residential & Commercial | Ducted CEE Tier 1
215292822 | Central HP <5.4 tons | AIRQUEST | HRCU-A-CB (Split System: Heat Pump with Remote Outdoor Unit-Air-Source) | DLCURAH24ABK | ADP |  | H,GG80936 | *96VTN0601412B* | 23600 | 17 | 8.5 | 24600 | 23600 | 95.93% | 2 | 0 | 10 |  |  |  | No | R-410A | 1.9667 | Residential & Commercial | Ducted CEE Tier 1
215292836 | Central HP <5.4 tons | AIRQUEST | HRCU-A-CB (Split System: Heat Pump with Remote Outdoor Unit-Air-Source) | DLCURAH24ABK | ADP |  | H,GG32930 | *96VTN0601714A* | 23600 | 16 | 8.5 | 25200 | 24000 | 95.24% | 2.02 | 0 | 10 |  |  |  | No | R-410A | 1.9667 | Residential & Commercial | Ducted CEE Tier 1
215292872 | Central HP <5.4 tons | AIRQUEST | HRCU-A-CB (Split System: Heat Pump with Remote Outdoor Unit-Air-Source) | DLCURAH24ABK | ADP |  | H,GG81936 | *96VTN0601714A* | 24000 | 16 | 8.5 | 24400 | 22400 | 91.8% | 1.88 | 0 | 10 |  |  |  | No | R-410A | 2 | Residential & Commercial | Ducted CEE Tier 1
215292089 | Central HP <5.4 tons | AIRQUEST | HRCU-A-CB (Split System: Heat Pump with Remote Outdoor Unit-Air-Source) | DLCURAH24ABK | ADP |  | H,GE35936 | *92MSN0802120A* | 23400 | 17 | 8.5 | 24600 | 24400 | 99.19% | 2.08 | 0 | 10.5 |  |  |  | No | R-410A | 1.95 | Residential & Commercial | Ducted CEE Tier 1
215292116 | Central HP <5.4 tons | AIRQUEST | HRCU-A-CB (Split System: Heat Pump with Remote Outdoor Unit-Air-Source) | DLCURAH24ABK | ADP |  | H,GE24936 | *92MSN1002120A* | 23000 | 17 | 8.5 | 24800 | 23800 | 95.97% | 2.02 | 0 | 10 |  |  |  | No | R-410A | 1.9167 | Residential & Commercial | Ducted CEE Tier 1
215292132 | Central HP <5.4 tons | AIRQUEST | HRCU-A-CB (Split System: Heat Pump with Remote Outdoor Unit-Air-Source) | DLCURAH24ABK | ADP |  | HG33936 | *92MSN1002120A* | 23200 | 17 | 8.5 | 24800 | 23800 | 95.97% | 2.02 | 0 | 10 |  |  |  | No | R-410A | 1.9333 | Residential & Commercial | Ducted CEE Tier 1
215292607 | Central HP <5.4 tons | AIRQUEST | HRCU-A-CB (Split System: Heat Pump with Remote Outdoor Unit-Air-Source) | DLCURAH24ABK | ADP |  | H,GG37936 | *96VTN0401410B* | 23400 | 16 | 8.5 | 24600 | 23800 | 96.75% | 2 | 0 | 10 |  |  |  | No | R-410A | 1.95 | Residential & Commercial | Ducted CEE Tier 1
215291944 | Central HP <5.4 tons | AIRQUEST | HRCU-A-CB (Split System: Heat Pump with Remote Outdoor Unit-Air-Source) | DLCURAH24ABK | ADP |  | HE7J936 | *92MSN0601412A* | 23400 | 17 | 8.5 | 24800 | 23400 | 94.35% | 1.98 | 0 | 10 |  |  |  | No | R-410A | 1.95 | Residential & Commercial | Ducted CEE Tier 1
215291945 | Central HP <5.4 tons | AIRQUEST | HRCU-A-CB (Split System: Heat Pump with Remote Outdoor Unit-Air-Source) | DLCURAH24ABK | ADP |  | HG8J936 | *92MSN0601412A* | 23600 | 17 | 8.5 | 24800 | 23400 | 94.35% | 1.98 | 0 | 10.5 |  |  |  | No | R-410A | 1.9667 | Residential & Commercial | Ducted CEE Tier 1
215291959 | Central HP <5.4 tons | AIRQUEST | HRCU-A-CB (Split System: Heat Pump with Remote Outdoor Unit-Air-Source) | DLCURAH24ABK | ADP |  | H,GG24936 | *92MSN0601714A* | 23400 | 17 | 8.5 | 25200 | 26000 | 103.2% | 2.24 | 0 | 10 |  |  |  | No | R-410A | 1.95 | Residential & Commercial | Ducted CEE Tier 1
215291992 | Central HP <5.4 tons | AIRQUEST | HRCU-A-CB (Split System: Heat Pump with Remote Outdoor Unit-Air-Source) | DLCURAH24ABK | ADP |  | HG7J924 | *92MSN0601714A* | 23400 | 17 | 8.5 | 25200 | 26000 | 103.2% | 2.24 | 0 | 10 |  |  |  | No | R-410A | 1.95 | Residential & Commercial | Ducted CEE Tier 1
215292182 | Central HP <5.4 tons | AIRQUEST | HRCU-A-CB (Split System: Heat Pump with Remote Outdoor Unit-Air-Source) | DLCURAH24ABK | ADP |  | HE32936 | *96MSN0261410A* | 23400 | 16 | 8.5 | 25400 | 25800 | 101.6% | 2.2 | 0 | 10 |  |  |  | No | R-410A | 1.95 | Residential & Commercial | Ducted CEE Tier 1
213145936 | Central HP <5.4 tons | CARRIER | HRCU-A-CB (Split System: Heat Pump with Remote Outdoor Unit-Air-Source) | 38MURAQ36AB3* | ADP |  | PL36H175P159+AEFE4B* |  | 37000 | 16 | 8.1 | 36800 | 34400 | 93.48% | 2 | 0 | 10 |  |  |  | No | R-410A | 3.0833 | Residential & Commercial | Ducted CEE Tier 1
213146424 | Central HP <5.4 tons | BRYANT HEATING AND COOLING SYSTEMS | HRCU-A-CB (Split System: Heat Pump with Remote Outdoor Unit-Air-Source) | 38MURAQ36AB3* | ADP |  | PL36H175P159+AEFE4B* |  | 37000 | 16 | 8.1 | 36800 | 34400 | 93.48% | 2 | 0 | 10 |  |  |  | No | R-410A | 3.0833 | Residential & Commercial | Ducted CEE Tier 1
213546642 | Central HP <5.4 tons | LENNOX | HRCU-A-CB (Split System: Heat Pump with Remote Outdoor Unit-Air-Source) | EL22XPV-024-230A** | ADP |  | L*35/36U9 | EL280UH070XE36A* | 24000 | 21 | 8.5 | 22000 | 15400 | 70% | 1.92 | 0 | 13.5 |  |  |  | No | R-410A | 2 | Residential & Commercial | Ducted CEE Tier 1
213546645 | Central HP <5.4 tons | LENNOX | HRCU-A-CB (Split System: Heat Pump with Remote Outdoor Unit-Air-Source) | EL22XPV-024-230A** | ADP |  | LH18/37D9 | EL280UH070XE36A* | 24000 | 21 | 8.5 | 22000 | 15400 | 70% | 1.92 | 0 | 13.5 |  |  |  | No | R-410A | 2 | Residential & Commercial | Ducted CEE Tier 1
215424657 | Central HP <5.4 tons | YORK | HRCU-A-CB (Split System: Heat Pump with Remote Outdoor Unit-Air-Source) | HH824E2S11 | ADP |  | H,YE7J*36+TXV-BLEED | Y91E040A10SMPS1 | 22400 | 17 | 8.3 | 21400 | 17400 | 81.31% | 1.96 | 0 | 11.5 |  |  |  | No | R-454B | 1.8667 | Residential & Commercial | Ducted CEE Tier 1
216013783 | Central HP <5.4 tons | YORK | HRCU-A-CB (Split System: Heat Pump with Remote Outdoor Unit-Air-Source) | HH824E2S11 | ADP |  | H,YG80*36+TXV-BLEED | Y91E080B12SMPS1 | 23000 | 18 | 9 | 21400 | 17400 | 81.31% | 2 | 0 | 12 |  |  |  | No | R-454B | 1.9167 | Residential & Commercial | Ducted CEE Tier 1
215424437 | Central HP <5.4 tons | YORK | HRCU-A-CB (Split System: Heat Pump with Remote Outdoor Unit-Air-Source) | HH824E2S11 | ADP |  | H,YE32*36+TXV | TL9E060B12UH11 | 22200 | 17 | 8.65 | 21200 | 17700 | 83.49% | 1.94 | 0 | 11 |  |  |  | No | R-454B | 1.85 | Residential & Commercial | Ducted CEE Tier 1
215424442 | Central HP <5.4 tons | YORK | HRCU-A-CB (Split System: Heat Pump with Remote Outdoor Unit-Air-Source) | HH824E2S11 | ADP |  | H,YE8J*30+TXV | TL9E060B12UH11 | 23000 | 17 | 9 | 21400 | 17600 | 82.24% | 2 | 0 | 12 |  |  |  | No | R-454B | 1.9167 | Residential & Commercial | Ducted CEE Tier 1
207436487 | Central HP <5.4 tons | LENNOX | HRCU-A-CB (Split System: Heat Pump with Remote Outdoor Unit-Air-Source) | SL25XPV-036-230A** |  |  | CX35-48C+TDR | SL280UH110XV60C* | 34000 | 21 | 8.8 | 35400 | 27400 | 77.4% | 1.84 | 14 | 13.5 |  |  |  | No | R-410A | 2.8333 | Residential & Commercial | Ducted CEE Tier 1
207436335 | Central HP <5.4 tons | LENNOX | HRCU-A-CB (Split System: Heat Pump with Remote Outdoor Unit-Air-Source) | SL25XPV-036-230A** |  |  | CH35-42B+TDR+TXV | SL297UH040NV36B* | 34600 | 21.4 | 8.8 | 34400 | 26400 | 76.74% | 1.82 | 13.5 | 13 |  |  |  | No | R-410A | 2.8833 | Residential & Commercial | Ducted CEE Tier 1
215292216 | Central HP <5.4 tons | AIRQUEST | HRCU-A-CB (Split System: Heat Pump with Remote Outdoor Unit-Air-Source) | DLCURAH24ABK | ADP |  | HG81936 | *96MSN0261410A* | 23400 | 16 | 8.5 | 24600 | 24000 | 97.56% | 2.02 | 0 | 10 |  |  |  | No | R-410A | 1.95 | Residential & Commercial | Ducted CEE Tier 1
215292092 | Central HP <5.4 tons | AIRQUEST | HRCU-A-CB (Split System: Heat Pump with Remote Outdoor Unit-Air-Source) | DLCURAH24ABK | ADP |  | H,GG37936 | *92MSN0802120A* | 23400 | 17 | 8.5 | 24600 | 24400 | 99.19% | 2.08 | 0 | 10.5 |  |  |  | No | R-410A | 1.95 | Residential & Commercial | Ducted CEE Tier 1
215292128 | Central HP <5.4 tons | AIRQUEST | HRCU-A-CB (Split System: Heat Pump with Remote Outdoor Unit-Air-Source) | DLCURAH24ABK | ADP |  | H,GE32930 | *92MSN1002120A* | 23000 | 17 | 8.5 | 24800 | 23800 | 95.97% | 2.02 | 0 | 10 |  |  |  | No | R-410A | 1.9167 | Residential & Commercial | Ducted CEE Tier 1
215292142 | Central HP <5.4 tons | AIRQUEST | HRCU-A-CB (Split System: Heat Pump with Remote Outdoor Unit-Air-Source) | DLCURAH24ABK | ADP |  | HE35936 | *92MSN1002120A* | 23600 | 17 | 8.5 | 24800 | 23800 | 95.97% | 2.02 | 0 | 10.5 |  |  |  | No | R-410A | 1.9667 | Residential & Commercial | Ducted CEE Tier 1
215292143 | Central HP <5.4 tons | AIRQUEST | HRCU-A-CB (Split System: Heat Pump with Remote Outdoor Unit-Air-Source) | DLCURAH24ABK | ADP |  | H,GG36936 | *92MSN1002120A* | 23600 | 17 | 8.5 | 24800 | 23800 | 95.97% | 2.02 | 0 | 10.5 |  |  |  | No | R-410A | 1.9667 | Residential & Commercial | Ducted CEE Tier 1
211240259 | Central HP <5.4 tons | DAY & NIGHT | HRCU-A-CB (Split System: Heat Pump with Remote Outdoor Unit-Air-Source) | DLCURAH24ABK |  |  | EA*4X24L14A* | *80VTL0451412A* | 23800 | 16.5 | 8.5 | 26800 | 24000 | 89.55% | 1.98 | 0 | 10 |  |  |  | No | R-410A | 1.9833 | Residential & Commercial | Ducted CEE Tier 1
215291906 | Central HP <5.4 tons | AIRQUEST | HRCU-A-CB (Split System: Heat Pump with Remote Outdoor Unit-Air-Source) | DLCURAH24ABK | ADP |  | H,GE23936 | *92MSN0601412A* | 22800 | 16 | 8.5 | 24800 | 23400 | 94.35% | 1.98 | 0 | 10 |  |  |  | No | R-410A | 1.9 | Residential & Commercial | Ducted CEE Tier 1
215291922 | Central HP <5.4 tons | AIRQUEST | HRCU-A-CB (Split System: Heat Pump with Remote Outdoor Unit-Air-Source) | DLCURAH24ABK | ADP |  | HE32936 | *92MSN0601412A* | 23200 | 17 | 8.5 | 24800 | 23400 | 94.35% | 1.98 | 0 | 10 |  |  |  | No | R-410A | 1.9333 | Residential & Commercial | Ducted CEE Tier 1
211230928 | Central HP <5.4 tons | AIRQUEST | HRCU-A-CB (Split System: Heat Pump with Remote Outdoor Unit-Air-Source) | DLCURAH36ABK |  |  | FXM4X48**AL |  | 36800 | 16 | 8.5 | 38500 | 34600 | 89.87% | 2.08 | 0 | 10 |  |  |  | No | R-410A | 3.0667 | Residential & Commercial | Ducted CEE Tier 1
215294712 | Central HP <5.4 tons | AIRQUEST | HRCU-A-CB (Split System: Heat Pump with Remote Outdoor Unit-Air-Source) | DLCURAH36ABK | ADP |  | H,GE80936 | *92MSN0801716A* | 35800 | 16 | 8.5 | 36200 | 34200 | 94.48% | 2.02 | 0 | 10 |  |  |  | No | R-410A | 2.9833 | Residential & Commercial | Ducted CEE Tier 1
215674578 | Central HP <5.4 tons | BRYANT HEATING AND COOLING SYSTEMS | HRCU-A-CB (Split System: Heat Pump with Remote Outdoor Unit-Air-Source) | 290VAN048**AA* |  |  | CAA**6124AM*+UI | 987MC60080C21*** | 46000 | 18 | 9 | 48000 | 33800 | 70.42% | 2.08 | 0 | 10 |  |  |  | No | R-454B | 3.8333 | Residential & Commercial | Ducted CEE Tier 1
215674596 | Central HP <5.4 tons | BRYANT HEATING AND COOLING SYSTEMS | HRCU-A-CB (Split System: Heat Pump with Remote Outdoor Unit-Air-Source) | 290VAN048**AA* |  |  | CAA**6124AM*+UI | 987MC66100C21*** | 46000 | 18.5 | 9 | 47500 | 33600 | 70.74% | 2.06 | 0 | 10 |  |  |  | No | R-454B | 3.8333 | Residential & Commercial | Ducted CEE Tier 1
204456431 | Central HP <5.4 tons | COMFORTMAKER | HRCU-A-CB (Split System: Heat Pump with Remote Outdoor Unit-Air-Source) | CVH825GKA2* |  |  | EA*4X24L17A*+WALLCON | *80CTL0901716A* | 23400 | 17 | 8.1 | 21800 | 16700 | 76.61% | 1.9 | 11.5 | 11 |  |  |  | No | R-410A | 1.95 | Residential & Commercial | Ducted CEE Tier 1
204456467 | Central HP <5.4 tons | COMFORTMAKER | HRCU-A-CB (Split System: Heat Pump with Remote Outdoor Unit-Air-Source) | CVH825GKA2* |  |  | EA*4X25L17A*+WALLCON | *96CTN0801714A* | 24200 | 16.5 | 8.1 | 21400 | 16700 | 78.04% | 2 | 11 | 11 |  |  |  | No | R-410A | 2.0167 | Residential & Commercial | Ducted CEE Tier 1
215291956 | Central HP <5.4 tons | AIRQUEST | HRCU-A-CB (Split System: Heat Pump with Remote Outdoor Unit-Air-Source) | DLCURAH24ABK | ADP |  | HG81936 | *92MSN0601412A* | 23800 | 17 | 8.5 | 24800 | 23400 | 94.35% | 1.98 | 0 | 10.5 |  |  |  | No | R-410A | 1.9833 | Residential & Commercial | Ducted CEE Tier 1
215292144 | Central HP <5.4 tons | AIRQUEST | HRCU-A-CB (Split System: Heat Pump with Remote Outdoor Unit-Air-Source) | DLCURAH24ABK | ADP |  | H,GG37936 | *92MSN1002120A* | 23600 | 17 | 8.5 | 24800 | 23800 | 95.97% | 2.02 | 0 | 10.5 |  |  |  | No | R-410A | 1.9667 | Residential & Commercial | Ducted CEE Tier 1
215292177 | Central HP <5.4 tons | AIRQUEST | HRCU-A-CB (Split System: Heat Pump with Remote Outdoor Unit-Air-Source) | DLCURAH24ABK | ADP |  | H,GG32936 | *96MSN0261410A* | 23400 | 16 | 8.5 | 25400 | 25800 | 101.6% | 2.2 | 0 | 10 |  |  |  | No | R-410A | 1.95 | Residential & Commercial | Ducted CEE Tier 1
215292193 | Central HP <5.4 tons | AIRQUEST | HRCU-A-CB (Split System: Heat Pump with Remote Outdoor Unit-Air-Source) | DLCURAH24ABK | ADP |  | H,GE35936 | *96MSN0261410A* | 23400 | 16 | 8.5 | 24600 | 24600 | 100% | 2.08 | 0 | 10 |  |  |  | No | R-410A | 1.95 | Residential & Commercial | Ducted CEE Tier 1
215292209 | Central HP <5.4 tons | AIRQUEST | HRCU-A-CB (Split System: Heat Pump with Remote Outdoor Unit-Air-Source) | DLCURAH24ABK | ADP |  | HG9J936 | *96MSN0261410A* | 23400 | 16 | 8.5 | 24600 | 24600 | 100% | 2.08 | 0 | 10 |  |  |  | No | R-410A | 1.95 | Residential & Commercial | Ducted CEE Tier 1
215292232 | Central HP <5.4 tons | AIRQUEST | HRCU-A-CB (Split System: Heat Pump with Remote Outdoor Unit-Air-Source) | DLCURAH24ABK | ADP |  | H,GE32930 | *96MSN0401410A* | 23000 | 16 | 8.5 | 25400 | 24800 | 97.64% | 2.1 | 0 | 10 |  |  |  | No | R-410A | 1.9167 | Residential & Commercial | Ducted CEE Tier 1
215292239 | Central HP <5.4 tons | AIRQUEST | HRCU-A-CB (Split System: Heat Pump with Remote Outdoor Unit-Air-Source) | DLCURAH24ABK | ADP |  | H,GG34936 | *96MSN0401410A* | 23600 | 16 | 8.5 | 24600 | 23600 | 95.93% | 1.98 | 0 | 10 |  |  |  | No | R-410A | 1.9667 | Residential & Commercial | Ducted CEE Tier 1
215292248 | Central HP <5.4 tons | AIRQUEST | HRCU-A-CB (Split System: Heat Pump with Remote Outdoor Unit-Air-Source) | DLCURAH24ABK | ADP |  | H,GG37936 | *96MSN0401410A* | 23600 | 16 | 8.5 | 24600 | 23600 | 95.93% | 1.98 | 0 | 10 |  |  |  | No | R-410A | 1.9667 | Residential & Commercial | Ducted CEE Tier 1
215292904 | Central HP <5.4 tons | AIRQUEST | HRCU-A-CB (Split System: Heat Pump with Remote Outdoor Unit-Air-Source) | DLCURAH24ABK | ADP |  | H,GG37936 | *96VTN0601716B* | 24000 | 16 | 9 | 24400 | 22800 | 93.44% | 1.92 | 0 | 10.5 |  |  |  | No | R-410A | 2 | Residential & Commercial | Ducted CEE Tier 1
215292905 | Central HP <5.4 tons | AIRQUEST | HRCU-A-CB (Split System: Heat Pump with Remote Outdoor Unit-Air-Source) | DLCURAH24ABK | ADP |  | H,GG30924 | *96VTN0601716B* | 22800 | 16 | 9 | 24400 | 22800 | 93.44% | 1.92 | 0 | 10 |  |  |  | No | R-410A | 1.9 | Residential & Commercial | Ducted CEE Tier 1
215292906 | Central HP <5.4 tons | AIRQUEST | HRCU-A-CB (Split System: Heat Pump with Remote Outdoor Unit-Air-Source) | DLCURAH24ABK | ADP |  | H,GE30924 | *96VTN0601716B* | 22800 | 16 | 9 | 24400 | 22800 | 93.44% | 1.92 | 0 | 10 |  |  |  | No | R-410A | 1.9 | Residential & Commercial | Ducted CEE Tier 1
215292923 | Central HP <5.4 tons | AIRQUEST | HRCU-A-CB (Split System: Heat Pump with Remote Outdoor Unit-Air-Source) | DLCURAH24ABK | ADP |  | H,GG81936 | *96VTN0601716B* | 24000 | 16 | 9 | 24400 | 22800 | 93.44% | 1.92 | 0 | 10.5 |  |  |  | No | R-410A | 2 | Residential & Commercial | Ducted CEE Tier 1
215292657 | Central HP <5.4 tons | AIRQUEST | HRCU-A-CB (Split System: Heat Pump with Remote Outdoor Unit-Air-Source) | DLCURAH24ABK | ADP |  | H,GG37936 | *96VTN0401712A* | 23400 | 16 | 8.5 | 24200 | 23200 | 95.87% | 1.96 | 0 | 10 |  |  |  | No | R-410A | 1.95 | Residential & Commercial | Ducted CEE Tier 1
215292743 | Central HP <5.4 tons | AIRQUEST | HRCU-A-CB (Split System: Heat Pump with Remote Outdoor Unit-Air-Source) | DLCURAH24ABK | ADP |  | HE32936 | *96VTN0601412A* | 23200 | 16 | 8.5 | 24800 | 25200 | 101.6% | 2.14 | 0 | 10 |  |  |  | No | R-410A | 1.9333 | Residential & Commercial | Ducted CEE Tier 1
215292773 | Central HP <5.4 tons | AIRQUEST | HRCU-A-CB (Split System: Heat Pump with Remote Outdoor Unit-Air-Source) | DLCURAH24ABK | ADP |  | H,GG81936 | *96VTN0601412A* | 23600 | 16 | 8.5 | 24200 | 23000 | 95.04% | 1.94 | 0 | 10 |  |  |  | No | R-410A | 1.9667 | Residential & Commercial | Ducted CEE Tier 1
215292264 | Central HP <5.4 tons | AIRQUEST | HRCU-A-CB (Split System: Heat Pump with Remote Outdoor Unit-Air-Source) | DLCURAH24ABK | ADP |  | H,GE1K936 | *96MSN0401410A* | 23600 | 16 | 8.5 | 24600 | 23600 | 95.93% | 1.98 | 0 | 10 |  |  |  | No | R-410A | 1.9667 | Residential & Commercial | Ducted CEE Tier 1
215292266 | Central HP <5.4 tons | AIRQUEST | HRCU-A-CB (Split System: Heat Pump with Remote Outdoor Unit-Air-Source) | DLCURAH24ABK | ADP |  | HG80936 | *96MSN0401410A* | 23600 | 16 | 8.5 | 24600 | 23600 | 95.93% | 1.98 | 0 | 10 |  |  |  | No | R-410A | 1.9667 | Residential & Commercial | Ducted CEE Tier 1
215292938 | Central HP <5.4 tons | AIRQUEST | HRCU-A-CB (Split System: Heat Pump with Remote Outdoor Unit-Air-Source) | DLCURAH24ABK | ADP |  | HG32936 | *96VTN0801716A* | 23800 | 16 | 8.5 | 25200 | 23000 | 91.27% | 1.92 | 0 | 10 |  |  |  | No | R-410A | 1.9833 | Residential & Commercial | Ducted CEE Tier 1
215293003 | Central HP <5.4 tons | AIRQUEST | HRCU-A-CB (Split System: Heat Pump with Remote Outdoor Unit-Air-Source) | DLCURAH24ABK | ADP |  | H,GG37936 | *96VTN0801716B* | 24000 | 17 | 8.5 | 24200 | 21800 | 90.08% | 1.84 | 0 | 10 |  |  |  | No | R-410A | 2 | Residential & Commercial | Ducted CEE Tier 1
215292332 | Central HP <5.4 tons | AIRQUEST | HRCU-A-CB (Split System: Heat Pump with Remote Outdoor Unit-Air-Source) | DLCURAH24ABK | ADP |  | H,GG32930 | *96MSN0601412A* | 23400 | 16 | 8.5 | 25400 | 26000 | 102.4% | 2.22 | 0 | 10 |  |  |  | No | R-410A | 1.95 | Residential & Commercial | Ducted CEE Tier 1
215292334 | Central HP <5.4 tons | AIRQUEST | HRCU-A-CB (Split System: Heat Pump with Remote Outdoor Unit-Air-Source) | DLCURAH24ABK | ADP |  | HG32924 | *96MSN0601412A* | 23400 | 16 | 8.5 | 25400 | 26000 | 102.4% | 2.22 | 0 | 10 |  |  |  | No | R-410A | 1.95 | Residential & Commercial | Ducted CEE Tier 1
215292718 | Central HP <5.4 tons | AIRQUEST | HRCU-A-CB (Split System: Heat Pump with Remote Outdoor Unit-Air-Source) | DLCURAH24ABK | ADP |  | H,GG9J936 | *96VTN0401712B* | 23400 | 16 | 8.5 | 24600 | 24000 | 97.56% | 2.02 | 0 | 10 |  |  |  | No | R-410A | 1.95 | Residential & Commercial | Ducted CEE Tier 1
215292748 | Central HP <5.4 tons | AIRQUEST | HRCU-A-CB (Split System: Heat Pump with Remote Outdoor Unit-Air-Source) | DLCURAH24ABK | ADP |  | H,GG34936 | *96VTN0601412A* | 23600 | 16 | 8.5 | 24200 | 23000 | 95.04% | 1.94 | 0 | 10 |  |  |  | No | R-410A | 1.9667 | Residential & Commercial | Ducted CEE Tier 1
215934596 | Central HP <5.4 tons | HEIL | HRCU-A-CB (Split System: Heat Pump with Remote Outdoor Unit-Air-Source) | H5H3V48*K*AAA* |  |  | ESH5X60M12A*+WALLCON | *97CMN0801714B* | 44000 | 19.5 | 9 | 49000 | 36400 | 74.29% | 1.84 | 0 | 11 |  |  |  | No | R-454B | 3.6667 | Residential & Commercial | Ducted CEE Tier 1
215319053 | Central HP <5.4 tons | KENMORE | HRCU-A-CB (Split System: Heat Pump with Remote Outdoor Unit-Air-Source) | D5CLRAH48AAK |  |  | D5FLAAH48XAK |  | 48000 | 17.8 | 10 | 50000 | 35200 | 70.4% | 1.9 | 0 | 10 |  |  |  | No | R-454B | 4 | Residential & Commercial | Ducted CEE Tier 1
215292768 | Central HP <5.4 tons | AIRQUEST | HRCU-A-CB (Split System: Heat Pump with Remote Outdoor Unit-Air-Source) | DLCURAH24ABK | ADP |  | H,GE9J936 | *96VTN0601412A* | 23600 | 16 | 8.5 | 24200 | 23000 | 95.04% | 1.94 | 0 | 10 |  |  |  | No | R-410A | 1.9667 | Residential & Commercial | Ducted CEE Tier 1
215291879 | Central HP <5.4 tons | AIRQUEST | HRCU-A-CB (Split System: Heat Pump with Remote Outdoor Unit-Air-Source) | DLCURAH24ABK | ADP |  | H,GG35936 | *92MSN0401712A* | 23600 | 16 | 8.5 | 24800 | 23600 | 95.16% | 1.96 | 0 | 10 |  |  |  | No | R-410A | 1.9667 | Residential & Commercial | Ducted CEE Tier 1
215291988 | Central HP <5.4 tons | AIRQUEST | HRCU-A-CB (Split System: Heat Pump with Remote Outdoor Unit-Air-Source) | DLCURAH24ABK | ADP |  | H,GG37936 | *92MSN0601714A* | 23600 | 17 | 8.5 | 24800 | 24000 | 96.77% | 2.02 | 0 | 10.5 |  |  |  | No | R-410A | 1.9667 | Residential & Commercial | Ducted CEE Tier 1
215292006 | Central HP <5.4 tons | AIRQUEST | HRCU-A-CB (Split System: Heat Pump with Remote Outdoor Unit-Air-Source) | DLCURAH24ABK | ADP |  | HG80936 | *92MSN0601714A* | 23600 | 17 | 8.5 | 24800 | 24000 | 96.77% | 2.02 | 0 | 10.5 |  |  |  | No | R-410A | 1.9667 | Residential & Commercial | Ducted CEE Tier 1
215292038 | Central HP <5.4 tons | AIRQUEST | HRCU-A-CB (Split System: Heat Pump with Remote Outdoor Unit-Air-Source) | DLCURAH24ABK | ADP |  | HE35936 | *92MSN0801716A* | 23600 | 17 | 8.5 | 24600 | 24200 | 98.37% | 2.04 | 0 | 10.5 |  |  |  | No | R-410A | 1.9667 | Residential & Commercial | Ducted CEE Tier 1
215292047 | Central HP <5.4 tons | AIRQUEST | HRCU-A-CB (Split System: Heat Pump with Remote Outdoor Unit-Air-Source) | DLCURAH24ABK | ADP |  | H,GE7J936 | *92MSN0801716A* | 23200 | 17 | 9 | 25200 | 26400 | 104.8% | 2.3 | 0 | 10 |  |  |  | No | R-410A | 1.9333 | Residential & Commercial | Ducted CEE Tier 1
215292359 | Central HP <5.4 tons | AIRQUEST | HRCU-A-CB (Split System: Heat Pump with Remote Outdoor Unit-Air-Source) | DLCURAH24ABK | ADP |  | H,GE7J936 | *96MSN0601412A* | 23400 | 16 | 8.5 | 25400 | 26000 | 102.4% | 2.22 | 0 | 10 |  |  |  | No | R-410A | 1.95 | Residential & Commercial | Ducted CEE Tier 1
215291934 | Central HP <5.4 tons | AIRQUEST | HRCU-A-CB (Split System: Heat Pump with Remote Outdoor Unit-Air-Source) | DLCURAH24ABK | ADP |  | HE35936 | *92MSN0601412A* | 23800 | 17 | 8.5 | 24800 | 23400 | 94.35% | 1.98 | 0 | 10.5 |  |  |  | No | R-410A | 1.9833 | Residential & Commercial | Ducted CEE Tier 1
215291951 | Central HP <5.4 tons | AIRQUEST | HRCU-A-CB (Split System: Heat Pump with Remote Outdoor Unit-Air-Source) | DLCURAH24ABK | ADP |  | H,GG1K936 | *92MSN0601412A* | 23800 | 17 | 8.5 | 24800 | 23400 | 94.35% | 1.98 | 0 | 10.5 |  |  |  | No | R-410A | 1.9833 | Residential & Commercial | Ducted CEE Tier 1
215934453 | Central HP <5.4 tons | TEMPSTAR | HRCU-A-CB (Split System: Heat Pump with Remote Outdoor Unit-Air-Source) | T5H3V48*K*AAA* |  |  | ESH5X48M12A*+WALLCON | *80CTL0901716B* | 43500 | 20 | 9 | 48500 | 35800 | 73.81% | 1.86 | 0 | 11 |  |  |  | No | R-454B | 3.625 | Residential & Commercial | Ducted CEE Tier 1
215934533 | Central HP <5.4 tons | TEMPSTAR | HRCU-A-CB (Split System: Heat Pump with Remote Outdoor Unit-Air-Source) | T5H3V48*K*AAA* |  |  | ESH5X48M12A*+WALLCON | *96CTN1002122B* | 44000 | 20 | 9 | 48500 | 36400 | 75.05% | 1.82 | 0 | 10.5 |  |  |  | No | R-454B | 3.6667 | Residential & Commercial | Ducted CEE Tier 1
215291953 | Central HP <5.4 tons | AIRQUEST | HRCU-A-CB (Split System: Heat Pump with Remote Outdoor Unit-Air-Source) | DLCURAH24ABK | ADP |  | H,GG80936 | *92MSN0601412A* | 23800 | 17 | 8.5 | 24800 | 23400 | 94.35% | 1.98 | 0 | 10.5 |  |  |  | No | R-410A | 1.9833 | Residential & Commercial | Ducted CEE Tier 1
215292800 | Central HP <5.4 tons | AIRQUEST | HRCU-A-CB (Split System: Heat Pump with Remote Outdoor Unit-Air-Source) | DLCURAH24ABK | ADP |  | H,GG35936 | *96VTN0601412B* | 23600 | 17 | 8.5 | 24600 | 23600 | 95.93% | 2 | 0 | 10 |  |  |  | No | R-410A | 1.9667 | Residential & Commercial | Ducted CEE Tier 1
215292832 | Central HP <5.4 tons | AIRQUEST | HRCU-A-CB (Split System: Heat Pump with Remote Outdoor Unit-Air-Source) | DLCURAH24ABK | ADP |  | H,GE31924 | *96VTN0601714A* | 23400 | 16 | 8.5 | 25200 | 24000 | 95.24% | 2.02 | 0 | 10 |  |  |  | No | R-410A | 1.95 | Residential & Commercial | Ducted CEE Tier 1
215292843 | Central HP <5.4 tons | AIRQUEST | HRCU-A-CB (Split System: Heat Pump with Remote Outdoor Unit-Air-Source) | DLCURAH24ABK | ADP |  | H,GG33936 | *96VTN0601714A* | 23800 | 16 | 8.5 | 24400 | 22400 | 91.8% | 1.88 | 0 | 10 |  |  |  | No | R-410A | 1.9833 | Residential & Commercial | Ducted CEE Tier 1
215292877 | Central HP <5.4 tons | AIRQUEST | HRCU-A-CB (Split System: Heat Pump with Remote Outdoor Unit-Air-Source) | DLCURAH24ABK | ADP |  | H,GG31924 | *96VTN0601716B* | 23000 | 16 | 9 | 24400 | 22800 | 93.44% | 1.92 | 0 | 10 |  |  |  | No | R-410A | 1.9167 | Residential & Commercial | Ducted CEE Tier 1
215292907 | Central HP <5.4 tons | AIRQUEST | HRCU-A-CB (Split System: Heat Pump with Remote Outdoor Unit-Air-Source) | DLCURAH24ABK | ADP |  | HE30924 | *96VTN0601716B* | 22800 | 16 | 9 | 24400 | 22800 | 93.44% | 1.92 | 0 | 10 |  |  |  | No | R-410A | 1.9 | Residential & Commercial | Ducted CEE Tier 1
215292229 | Central HP <5.4 tons | AIRQUEST | HRCU-A-CB (Split System: Heat Pump with Remote Outdoor Unit-Air-Source) | DLCURAH24ABK | ADP |  | H,GG32936 | *96MSN0401410A* | 23000 | 16 | 8.5 | 25400 | 24800 | 97.64% | 2.1 | 0 | 10 |  |  |  | No | R-410A | 1.9167 | Residential & Commercial | Ducted CEE Tier 1
215292243 | Central HP <5.4 tons | AIRQUEST | HRCU-A-CB (Split System: Heat Pump with Remote Outdoor Unit-Air-Source) | DLCURAH24ABK | ADP |  | H,GG35936 | *96MSN0401410A* | 23600 | 16 | 8.5 | 24600 | 23600 | 95.93% | 1.98 | 0 | 10 |  |  |  | No | R-410A | 1.9667 | Residential & Commercial | Ducted CEE Tier 1
215292244 | Central HP <5.4 tons | AIRQUEST | HRCU-A-CB (Split System: Heat Pump with Remote Outdoor Unit-Air-Source) | DLCURAH24ABK | ADP |  | HG35936 | *96MSN0401410A* | 23600 | 16 | 8.5 | 24600 | 23600 | 95.93% | 1.98 | 0 | 10 |  |  |  | No | R-410A | 1.9667 | Residential & Commercial | Ducted CEE Tier 1
215292262 | Central HP <5.4 tons | AIRQUEST | HRCU-A-CB (Split System: Heat Pump with Remote Outdoor Unit-Air-Source) | DLCURAH24ABK | ADP |  | H,GE9J936 | *96MSN0401410A* | 23600 | 16 | 8.5 | 24600 | 23600 | 95.93% | 1.98 | 0 | 10 |  |  |  | No | R-410A | 1.9667 | Residential & Commercial | Ducted CEE Tier 1
215292441 | Central HP <5.4 tons | AIRQUEST | HRCU-A-CB (Split System: Heat Pump with Remote Outdoor Unit-Air-Source) | DLCURAH24ABK | ADP |  | H,GE32936 | *96MSN0801716A* | 23200 | 17 | 8.5 | 24800 | 23600 | 95.16% | 2 | 0 | 10 |  |  |  | No | R-410A | 1.9333 | Residential & Commercial | Ducted CEE Tier 1
215292464 | Central HP <5.4 tons | AIRQUEST | HRCU-A-CB (Split System: Heat Pump with Remote Outdoor Unit-Air-Source) | DLCURAH24ABK | ADP |  | HE7J936 | *96MSN0801716A* | 23400 | 17 | 8.5 | 24800 | 23600 | 95.16% | 2 | 0 | 10 |  |  |  | No | R-410A | 1.95 | Residential & Commercial | Ducted CEE Tier 1
215319048 | Central HP <5.4 tons | KENMORE | HRCU-A-CB (Split System: Heat Pump with Remote Outdoor Unit-Air-Source) | D5CSRAH24AAK |  |  | D5FSAAH24XBK |  | 24000 | 19.8 | 9 | 25000 | 18000 | 72% | 2.2 | 0 | 11.7 |  |  |  | No | R-454B | 2 | Residential & Commercial | Ducted CEE Tier 1
215292475 | Central HP <5.4 tons | AIRQUEST | HRCU-A-CB (Split System: Heat Pump with Remote Outdoor Unit-Air-Source) | DLCURAH24ABK | ADP |  | H,GG81936 | *96MSN0801716A* | 23800 | 17 | 8.5 | 24800 | 23600 | 95.16% | 2 | 0 | 10.5 |  |  |  | No | R-410A | 1.9833 | Residential & Commercial | Ducted CEE Tier 1
215292941 | Central HP <5.4 tons | AIRQUEST | HRCU-A-CB (Split System: Heat Pump with Remote Outdoor Unit-Air-Source) | DLCURAH24ABK | ADP |  | HE32936 | *96VTN0801716A* | 23800 | 16 | 8.5 | 25200 | 23000 | 91.27% | 1.92 | 0 | 10 |  |  |  | No | R-410A | 1.9833 | Residential & Commercial | Ducted CEE Tier 1
215292950 | Central HP <5.4 tons | AIRQUEST | HRCU-A-CB (Split System: Heat Pump with Remote Outdoor Unit-Air-Source) | DLCURAH24ABK | ADP |  | H,GG35936 | *96VTN0801716A* | 24200 | 16 | 8.1 | 24600 | 22600 | 91.87% | 1.9 | 0 | 10.5 |  |  |  | No | R-410A | 2.0167 | Residential & Commercial | Ducted CEE Tier 1
215292952 | Central HP <5.4 tons | AIRQUEST | HRCU-A-CB (Split System: Heat Pump with Remote Outdoor Unit-Air-Source) | DLCURAH24ABK | ADP |  | HE35936 | *96VTN0801716A* | 24200 | 16 | 8.1 | 24600 | 22600 | 91.87% | 1.9 | 0 | 10.5 |  |  |  | No | R-410A | 2.0167 | Residential & Commercial | Ducted CEE Tier 1
215293018 | Central HP <5.4 tons | AIRQUEST | HRCU-A-CB (Split System: Heat Pump with Remote Outdoor Unit-Air-Source) | DLCURAH24ABK | ADP |  | H,GG1K936 | *96VTN0801716B* | 23600 | 17 | 8.5 | 24600 | 23600 | 95.93% | 2 | 0 | 10 |  |  |  | No | R-410A | 1.9667 | Residential & Commercial | Ducted CEE Tier 1
215292345 | Central HP <5.4 tons | AIRQUEST | HRCU-A-CB (Split System: Heat Pump with Remote Outdoor Unit-Air-Source) | DLCURAH24ABK | ADP |  | H,GE34936 | *96MSN0601412A* | 23600 | 16 | 8.5 | 24600 | 23400 | 95.12% | 1.98 | 0 | 10 |  |  |  | No | R-410A | 1.9667 | Residential & Commercial | Ducted CEE Tier 1
215292346 | Central HP <5.4 tons | AIRQUEST | HRCU-A-CB (Split System: Heat Pump with Remote Outdoor Unit-Air-Source) | DLCURAH24ABK | ADP |  | HE34936 | *96MSN0601412A* | 23600 | 16 | 8.5 | 24600 | 23400 | 95.12% | 1.98 | 0 | 10 |  |  |  | No | R-410A | 1.9667 | Residential & Commercial | Ducted CEE Tier 1
215292395 | Central HP <5.4 tons | AIRQUEST | HRCU-A-CB (Split System: Heat Pump with Remote Outdoor Unit-Air-Source) | DLCURAH24ABK | ADP |  | H,GG34936 | *96MSN0601716A* | 23400 | 17 | 9 | 24200 | 23200 | 95.87% | 1.96 | 0 | 10 |  |  |  | No | R-410A | 1.95 | Residential & Commercial | Ducted CEE Tier 1
215292500 | Central HP <5.4 tons | AIRQUEST | HRCU-A-CB (Split System: Heat Pump with Remote Outdoor Unit-Air-Source) | DLCURAH24ABK | ADP |  | HG34936 | *96MSN0802120A* | 23600 | 17 | 8.5 | 24800 | 23800 | 95.97% | 2.02 | 0 | 10.5 |  |  |  | No | R-410A | 1.9667 | Residential & Commercial | Ducted CEE Tier 1
215292523 | Central HP <5.4 tons | AIRQUEST | HRCU-A-CB (Split System: Heat Pump with Remote Outdoor Unit-Air-Source) | DLCURAH24ABK | ADP |  | H,GG1K936 | *96MSN0802120A* | 23600 | 17 | 8.5 | 24800 | 23800 | 95.97% | 2.02 | 0 | 10.5 |  |  |  | No | R-410A | 1.9667 | Residential & Commercial | Ducted CEE Tier 1
215292550 | Central HP <5.4 tons | AIRQUEST | HRCU-A-CB (Split System: Heat Pump with Remote Outdoor Unit-Air-Source) | DLCURAH24ABK | ADP |  | H,GG34936 | *96VTN0401410A* | 23200 | 16 | 8.5 | 24000 | 23400 | 97.5% | 1.96 | 0 | 10 |  |  |  | No | R-410A | 1.9333 | Residential & Commercial | Ducted CEE Tier 1
215291899 | Central HP <5.4 tons | AIRQUEST | HRCU-A-CB (Split System: Heat Pump with Remote Outdoor Unit-Air-Source) | DLCURAH24ABK | ADP |  | H,GG1K936 | *92MSN0401712A* | 23600 | 16 | 8.5 | 24800 | 23600 | 95.16% | 1.96 | 0 | 10 |  |  |  | No | R-410A | 1.9667 | Residential & Commercial | Ducted CEE Tier 1
206133741 | Central HP <5.4 tons | COMFORTMAKER | HRCU-A-CB (Split System: Heat Pump with Remote Outdoor Unit-Air-Source) | CVH825GKA2* |  |  | EA*4X25L17A*+WALLCON | *95CSU0601716A* | 24200 | 16.5 | 8.1 | 21400 | 16700 | 78.04% | 2 | 11 | 10.5 |  |  |  | No | R-410A | 2.0167 | Residential & Commercial | Ducted CEE Tier 1
215934456 | Central HP <5.4 tons | HEIL | HRCU-A-CB (Split System: Heat Pump with Remote Outdoor Unit-Air-Source) | H5H3V48*K*AAA* |  |  | ESH5X48M12A*+WALLCON | *80CTL0902120B* | 44500 | 20.5 | 9 | 48500 | 36400 | 75.05% | 1.82 | 0 | 11 |  |  |  | No | R-454B | 3.7083 | Residential & Commercial | Ducted CEE Tier 1
215934486 | Central HP <5.4 tons | HEIL | HRCU-A-CB (Split System: Heat Pump with Remote Outdoor Unit-Air-Source) | H5H3V48*K*AAA* |  |  | ESH5X48M12A*+WALLCON | *97CMN0802120B* | 44000 | 20 | 9 | 48500 | 36600 | 75.46% | 1.8 | 0 | 10.5 |  |  |  | No | R-454B | 3.6667 | Residential & Commercial | Ducted CEE Tier 1
215934186 | Central HP <5.4 tons | HEIL | HRCU-A-CB (Split System: Heat Pump with Remote Outdoor Unit-Air-Source) | H5H3V48*K*AAA* |  |  | EA*5X61M21A*+WALLCON | *80CTL0902120B* | 45500 | 21.5 | 9.5 | 48500 | 36600 | 75.46% | 2 | 0 | 11.5 |  |  |  | No | R-454B | 3.7917 | Residential & Commercial | Ducted CEE Tier 1
215934476 | Central HP <5.4 tons | HEIL | HRCU-A-CB (Split System: Heat Pump with Remote Outdoor Unit-Air-Source) | H5H3V48*K*AAA* |  |  | ESH5X48M12A*+WALLCON | *80CTL1352422B* | 44500 | 20.5 | 9 | 48500 | 36400 | 75.05% | 1.82 | 0 | 11 |  |  |  | No | R-454B | 3.7083 | Residential & Commercial | Ducted CEE Tier 1
215934076 | Central HP <5.4 tons | HEIL | HRCU-A-CB (Split System: Heat Pump with Remote Outdoor Unit-Air-Source) | H5H3V48*K*AAA* |  |  | EA*5X48M21A*+WALLCON | *96CTN0801714B* | 42500 | 20 | 9 | 48500 | 35200 | 72.58% | 2 | 0 | 11 |  |  |  | No | R-454B | 3.5417 | Residential & Commercial | Ducted CEE Tier 1
215934106 | Central HP <5.4 tons | HEIL | HRCU-A-CB (Split System: Heat Pump with Remote Outdoor Unit-Air-Source) | H5H3V48*K*AAA* |  |  | EA*5X60M24A*+WALLCON | *80CTL1102120B* | 45000 | 21.5 | 9.5 | 48000 | 36200 | 75.42% | 2 | 0 | 11 |  |  |  | No | R-454B | 3.75 | Residential & Commercial | Ducted CEE Tier 1
215934126 | Central HP <5.4 tons | HEIL | HRCU-A-CB (Split System: Heat Pump with Remote Outdoor Unit-Air-Source) | H5H3V48*K*AAA* |  |  | EA*5X60M24A*+WALLCON | *95CSU0802120B* | 44500 | 21 | 9.5 | 48500 | 36600 | 75.46% | 2 | 0 | 11 |  |  |  | No | R-454B | 3.7083 | Residential & Commercial | Ducted CEE Tier 1
215935594 | Central HP <5.4 tons | CARRIER | HRCU-A-CB (Split System: Heat Pump with Remote Outdoor Unit-Air-Source) | 27VNA336A*030* |  |  | CVAVA3621XMA*+UI | 58CU*A060C17**16 | 34400 | 21 | 8.5 | 38500 | 28200 | 73.25% | 2.04 | 0 | 11.7 |  |  |  | No | R-454B | 2.8667 | Residential & Commercial | Ducted CEE Tier 1
206133957 | Central HP <5.4 tons | COMFORTMAKER | HRCU-A-CB (Split System: Heat Pump with Remote Outdoor Unit-Air-Source) | CVH825GKA2* |  |  | EHD4X30AAL+WALLCON | *95CSU0802120A* | 23800 | 16 | 8.1 | 21800 | 16700 | 76.61% | 1.98 | 11 | 10.5 |  |  |  | No | R-410A | 1.9833 | Residential & Commercial | Ducted CEE Tier 1
215291972 | Central HP <5.4 tons | AIRQUEST | HRCU-A-CB (Split System: Heat Pump with Remote Outdoor Unit-Air-Source) | DLCURAH24ABK | ADP |  | H,GE32930 | *92MSN0601714A* | 23400 | 17 | 8.5 | 25200 | 26000 | 103.2% | 2.24 | 0 | 10 |  |  |  | No | R-410A | 1.95 | Residential & Commercial | Ducted CEE Tier 1
215293050 | Central HP <5.4 tons | AIRQUEST | HRCU-A-CB (Split System: Heat Pump with Remote Outdoor Unit-Air-Source) | DLCURAH24ABK | ADP |  | H,GE35936 | *96VTN0802120A* | 23600 | 17 | 8.1 | 24200 | 23400 | 96.69% | 1.98 | 0 | 10.5 |  |  |  | No | R-410A | 1.9667 | Residential & Commercial | Ducted CEE Tier 1
215293052 | Central HP <5.4 tons | AIRQUEST | HRCU-A-CB (Split System: Heat Pump with Remote Outdoor Unit-Air-Source) | DLCURAH24ABK | ADP |  | H,GG36936 | *96VTN0802120A* | 23600 | 17 | 8.1 | 24200 | 23400 | 96.69% | 1.98 | 0 | 10.5 |  |  |  | No | R-410A | 1.9667 | Residential & Commercial | Ducted CEE Tier 1
215293066 | Central HP <5.4 tons | AIRQUEST | HRCU-A-CB (Split System: Heat Pump with Remote Outdoor Unit-Air-Source) | DLCURAH24ABK | ADP |  | H,GG1K936 | *96VTN0802120A* | 23600 | 17 | 8.1 | 24200 | 23400 | 96.69% | 1.98 | 0 | 10.5 |  |  |  | No | R-410A | 1.9667 | Residential & Commercial | Ducted CEE Tier 1
215293082 | Central HP <5.4 tons | AIRQUEST | HRCU-A-CB (Split System: Heat Pump with Remote Outdoor Unit-Air-Source) | DLCURAH24ABK | ADP |  | H,GG32930 | *96VTN0802120B* | 23200 | 17 | 8.5 | 24800 | 23600 | 95.16% | 1.98 | 0 | 10 |  |  |  | No | R-410A | 1.9333 | Residential & Commercial | Ducted CEE Tier 1
215292961 | Central HP <5.4 tons | AIRQUEST | HRCU-A-CB (Split System: Heat Pump with Remote Outdoor Unit-Air-Source) | DLCURAH24ABK | ADP |  | HE7J936 | *96VTN0801716A* | 24200 | 16 | 8.5 | 24600 | 22000 | 89.43% | 1.86 | 0 | 10 |  |  |  | No | R-410A | 2.0167 | Residential & Commercial | Ducted CEE Tier 1
215292997 | Central HP <5.4 tons | AIRQUEST | HRCU-A-CB (Split System: Heat Pump with Remote Outdoor Unit-Air-Source) | DLCURAH24ABK | ADP |  | HE34936 | *96VTN0801716B* | 23400 | 17 | 8.5 | 24600 | 23600 | 95.93% | 2 | 0 | 10 |  |  |  | No | R-410A | 1.95 | Residential & Commercial | Ducted CEE Tier 1
215675664 | Central HP <5.4 tons | BRYANT HEATING AND COOLING SYSTEMS | HRCU-A-CB (Split System: Heat Pump with Remote Outdoor Unit-Air-Source) | 290VAN048**AA* |  |  | CVAMA6021XMA*+UI | 83*CA48060C17*** | 48000 | 19 | 9 | 50000 | 36800 | 73.6% | 2 | 0 | 10 |  |  |  | No | R-454B | 4 | Residential & Commercial | Ducted CEE Tier 1
215675834 | Central HP <5.4 tons | BRYANT HEATING AND COOLING SYSTEMS | HRCU-A-CB (Split System: Heat Pump with Remote Outdoor Unit-Air-Source) | 290VAN048**AA* |  |  | CVAMA6021XMA*+UI | 986TD66100C21*** | 48000 | 19 | 9 | 50000 | 36800 | 73.6% | 2 | 0 | 10 |  |  |  | No | R-454B | 4 | Residential & Commercial | Ducted CEE Tier 1
215675884 | Central HP <5.4 tons | BRYANT HEATING AND COOLING SYSTEMS | HRCU-A-CB (Split System: Heat Pump with Remote Outdoor Unit-Air-Source) | 290VAN048**AA* |  |  | CVAMA6024XMA*+UI | 88*TB60110C21*** | 48000 | 19 | 9 | 50000 | 36400 | 72.8% | 2 | 0 | 10.5 |  |  |  | No | R-454B | 4 | Residential & Commercial | Ducted CEE Tier 1
213298057 | Central HP <5.4 tons | JOHNSON CONTROLS | HRCU-A-CB (Split System: Heat Pump with Remote Outdoor Unit-Air-Source) | HMH72B341 |  |  | XAFC36DBCN1 | Z8ES080B12LMPS1 | 34000 | 18 | 8.1 | 33400 | 24000 | 71.86% | 2.08 | 0 | 10 |  |  |  | No | R-410A | 2.8333 | Residential & Commercial | Ducted CEE Tier 1
213298082 | Central HP <5.4 tons | JOHNSON CONTROLS | HRCU-A-CB (Split System: Heat Pump with Remote Outdoor Unit-Air-Source) | HMH72B341 |  |  | XAFB36DBCN1 | Z8ES040A12LMPS1 | 34000 | 18 | 8.5 | 33400 | 24200 | 72.46% | 2.1 | 0 | 10 |  |  |  | No | R-410A | 2.8333 | Residential & Commercial | Ducted CEE Tier 1
215675484 | Central HP <5.4 tons | BRYANT HEATING AND COOLING SYSTEMS | HRCU-A-CB (Split System: Heat Pump with Remote Outdoor Unit-Air-Source) | 290VAN048**AA* |  |  | CVAMA4821XMA*+UI | 986TD66100C21*** | 47000 | 18.5 | 9 | 50000 | 36400 | 72.8% | 2 | 0 | 10 |  |  |  | No | R-454B | 3.9167 | Residential & Commercial | Ducted CEE Tier 1
215675534 | Central HP <5.4 tons | BRYANT HEATING AND COOLING SYSTEMS | HRCU-A-CB (Split System: Heat Pump with Remote Outdoor Unit-Air-Source) | 290VAN048**AA* |  |  | CVAMA4921XMA*+UI | 88*TB48070C17*** | 48000 | 18.5 | 9 | 50000 | 37200 | 74.4% | 2 | 0 | 10 |  |  |  | No | R-454B | 4 | Residential & Commercial | Ducted CEE Tier 1
215291895 | Central HP <5.4 tons | AIRQUEST | HRCU-A-CB (Split System: Heat Pump with Remote Outdoor Unit-Air-Source) | DLCURAH24ABK | ADP |  | HE8J936 | *92MSN0401712A* | 23400 | 16 | 8.5 | 24800 | 23600 | 95.16% | 1.96 | 0 | 10 |  |  |  | No | R-410A | 1.95 | Residential & Commercial | Ducted CEE Tier 1
215291985 | Central HP <5.4 tons | AIRQUEST | HRCU-A-CB (Split System: Heat Pump with Remote Outdoor Unit-Air-Source) | DLCURAH24ABK | ADP |  | H,GE35936 | *92MSN0601714A* | 23600 | 17 | 8.5 | 24800 | 24000 | 96.77% | 2.02 | 0 | 10.5 |  |  |  | No | R-410A | 1.9667 | Residential & Commercial | Ducted CEE Tier 1
215291987 | Central HP <5.4 tons | AIRQUEST | HRCU-A-CB (Split System: Heat Pump with Remote Outdoor Unit-Air-Source) | DLCURAH24ABK | ADP |  | H,GG36936 | *92MSN0601714A* | 23600 | 17 | 8.5 | 24800 | 24000 | 96.77% | 2.02 | 0 | 10.5 |  |  |  | No | R-410A | 1.9667 | Residential & Commercial | Ducted CEE Tier 1
215292035 | Central HP <5.4 tons | AIRQUEST | HRCU-A-CB (Split System: Heat Pump with Remote Outdoor Unit-Air-Source) | DLCURAH24ABK | ADP |  | H,GG35936 | *92MSN0801716A* | 23600 | 17 | 8.5 | 24600 | 24200 | 98.37% | 2.04 | 0 | 10.5 |  |  |  | No | R-410A | 1.9667 | Residential & Commercial | Ducted CEE Tier 1
215292568 | Central HP <5.4 tons | AIRQUEST | HRCU-A-CB (Split System: Heat Pump with Remote Outdoor Unit-Air-Source) | DLCURAH24ABK | ADP |  | HE8J936 | *96VTN0401410A* | 23000 | 16 | 8.5 | 24200 | 23800 | 98.35% | 2.02 | 0 | 10 |  |  |  | No | R-410A | 1.9167 | Residential & Commercial | Ducted CEE Tier 1
215292648 | Central HP <5.4 tons | AIRQUEST | HRCU-A-CB (Split System: Heat Pump with Remote Outdoor Unit-Air-Source) | DLCURAH24ABK | ADP |  | HE33936 | *96VTN0401712A* | 23000 | 16 | 8.5 | 24200 | 23800 | 98.35% | 2 | 0 | 10 |  |  |  | No | R-410A | 1.9167 | Residential & Commercial | Ducted CEE Tier 1
215292666 | Central HP <5.4 tons | AIRQUEST | HRCU-A-CB (Split System: Heat Pump with Remote Outdoor Unit-Air-Source) | DLCURAH24ABK | ADP |  | H,GE8J936 | *96VTN0401712A* | 23200 | 16 | 8.5 | 24200 | 23200 | 95.87% | 1.94 | 0 | 10 |  |  |  | No | R-410A | 1.9333 | Residential & Commercial | Ducted CEE Tier 1
215291999 | Central HP <5.4 tons | AIRQUEST | HRCU-A-CB (Split System: Heat Pump with Remote Outdoor Unit-Air-Source) | DLCURAH24ABK | ADP |  | HE8J936 | *92MSN0601714A* | 23400 | 17 | 8.5 | 24800 | 23800 | 95.97% | 2.02 | 0 | 10.5 |  |  |  | No | R-410A | 1.95 | Residential & Commercial | Ducted CEE Tier 1
215292008 | Central HP <5.4 tons | AIRQUEST | HRCU-A-CB (Split System: Heat Pump with Remote Outdoor Unit-Air-Source) | DLCURAH24ABK | ADP |  | HG81936 | *92MSN0601714A* | 23600 | 17 | 8.5 | 24800 | 24000 | 96.77% | 2.02 | 0 | 10.5 |  |  |  | No | R-410A | 1.9667 | Residential & Commercial | Ducted CEE Tier 1
215292013 | Central HP <5.4 tons | AIRQUEST | HRCU-A-CB (Split System: Heat Pump with Remote Outdoor Unit-Air-Source) | DLCURAH24ABK | ADP |  | H,GG31924 | *92MSN0801716A* | 22400 | 17 | 8.5 | 24600 | 24200 | 98.37% | 2.04 | 0 | 10 |  |  |  | No | R-410A | 1.8667 | Residential & Commercial | Ducted CEE Tier 1
215293102 | Central HP <5.4 tons | AIRQUEST | HRCU-A-CB (Split System: Heat Pump with Remote Outdoor Unit-Air-Source) | DLCURAH24ABK | ADP |  | H,GG37936 | *96VTN0802120B* | 23800 | 17 | 8.5 | 24800 | 23600 | 95.16% | 1.98 | 0 | 10.5 |  |  |  | No | R-410A | 1.9833 | Residential & Commercial | Ducted CEE Tier 1
215293118 | Central HP <5.4 tons | AIRQUEST | HRCU-A-CB (Split System: Heat Pump with Remote Outdoor Unit-Air-Source) | DLCURAH24ABK | ADP |  | H,GE1K936 | *96VTN0802120B* | 23800 | 17 | 8.5 | 24800 | 23600 | 95.16% | 1.98 | 0 | 10.5 |  |  |  | No | R-410A | 1.9833 | Residential & Commercial | Ducted CEE Tier 1
212407360 | Central HP <5.4 tons | BRYANT HEATING AND COOLING SYSTEMS | HRCU-A-CB (Split System: Heat Pump with Remote Outdoor Unit-Air-Source) | 284ANV036*0**B* | ADP |  | C36A***C709 | 88*TA36070C14*** | 32600 | 19 | 9 | 33800 | 25800 | 76.33% | 2 | 0 | 11.7 |  |  |  | No | R-410A | 2.7167 | Residential & Commercial | Ducted CEE Tier 1
213770307 | Central HP <5.4 tons | CARRIER | HRCU-A-CB (Split System: Heat Pump with Remote Outdoor Unit-Air-Source) | 25VNA448A*031* |  |  | CAP**6121AL*+UI | 59TN6C100C21**22 | 45500 | 21 | 9.5 | 46000 | 36400 | 79.13% | 2.34 | 0 | 11.7 |  |  |  | No | R-410A | 3.7917 | Residential & Commercial | Ducted CEE Tier 1
215293152 | Central HP <5.4 tons | AIRQUEST | HRCU-A-CB (Split System: Heat Pump with Remote Outdoor Unit-Air-Source) | DLCURAH24ABK | ADP |  | H,GG37936 | *96VTN1002120A* | 24000 | 17 | 8.5 | 24400 | 22400 | 91.8% | 1.9 | 0 | 10 |  |  |  | No | R-410A | 2 | Residential & Commercial | Ducted CEE Tier 1
215292716 | Central HP <5.4 tons | AIRQUEST | HRCU-A-CB (Split System: Heat Pump with Remote Outdoor Unit-Air-Source) | DLCURAH24ABK | ADP |  | H,GE8J936 | *96VTN0401712B* | 23200 | 16 | 8.5 | 24600 | 23800 | 96.75% | 2 | 0 | 10 |  |  |  | No | R-410A | 1.9333 | Residential & Commercial | Ducted CEE Tier 1
215292750 | Central HP <5.4 tons | AIRQUEST | HRCU-A-CB (Split System: Heat Pump with Remote Outdoor Unit-Air-Source) | DLCURAH24ABK | ADP |  | H,GE34936 | *96VTN0601412A* | 23600 | 16 | 8.5 | 24200 | 23000 | 95.04% | 1.94 | 0 | 10 |  |  |  | No | R-410A | 1.9667 | Residential & Commercial | Ducted CEE Tier 1
215291909 | Central HP <5.4 tons | AIRQUEST | HRCU-A-CB (Split System: Heat Pump with Remote Outdoor Unit-Air-Source) | DLCURAH24ABK | ADP |  | H,GG31924 | *92MSN0601412A* | 22800 | 16 | 8.5 | 24800 | 23400 | 94.35% | 1.98 | 0 | 10 |  |  |  | No | R-410A | 1.9 | Residential & Commercial | Ducted CEE Tier 1
215291910 | Central HP <5.4 tons | AIRQUEST | HRCU-A-CB (Split System: Heat Pump with Remote Outdoor Unit-Air-Source) | DLCURAH24ABK | ADP |  | H,GG31930 | *92MSN0601412A* | 22800 | 16 | 8.5 | 24800 | 23400 | 94.35% | 1.98 | 0 | 10 |  |  |  | No | R-410A | 1.9 | Residential & Commercial | Ducted CEE Tier 1
215291975 | Central HP <5.4 tons | AIRQUEST | HRCU-A-CB (Split System: Heat Pump with Remote Outdoor Unit-Air-Source) | DLCURAH24ABK | ADP |  | H,GG33936 | *92MSN0601714A* | 23400 | 17 | 8.5 | 25200 | 26000 | 103.2% | 2.24 | 0 | 10 |  |  |  | No | R-410A | 1.95 | Residential & Commercial | Ducted CEE Tier 1
212971912 | Central HP <5.4 tons | BRYANT HEATING AND COOLING SYSTEMS | HRCU-A-CB (Split System: Heat Pump with Remote Outdoor Unit-Air-Source) | 38MURAQ18AB3* |  |  | CAP**2417AL* | 82*TB48090V17*** | 17500 | 16 | 8.5 | 18500 | 19500 | 105.4% | 2.34 | 0 | 10.5 |  |  |  | No | R-410A | 1.4583 | Residential & Commercial | Ducted CEE Tier 1
213363367 | Central HP <5.4 tons | Alsetria | HRCU-A-C (Split System: Heat Pump with Remote Outdoor Unit with No Indoor Fan --Air Source) | MOE30U-45HFN1-M |  |  | MAC-60HWDN1-MN0 |  | 45000 | 15.2 | 9.2 | 55000 | 46500 | 84.55% | 1.8 | 0 | 10 |  |  |  | No | R-410A | 3.75 | Residential & Commercial | Ducted CEE Tier 1
215935003 | Central HP <5.4 tons | TEMPSTAR | HRCU-A-CB (Split System: Heat Pump with Remote Outdoor Unit-Air-Source) | T5H3V36*K*AAA* |  |  | EVM5X49M21A*+WALLCON | *80CTL0451712B* | 35200 | 21 | 8.5 | 39000 | 29400 | 75.38% | 2 | 0 | 11.7 |  |  |  | No | R-454B | 2.9333 | Residential & Commercial | Ducted CEE Tier 1
215292026 | Central HP <5.4 tons | AIRQUEST | HRCU-A-CB (Split System: Heat Pump with Remote Outdoor Unit-Air-Source) | DLCURAH24ABK | ADP |  | HE32936 | *92MSN0801716A* | 23200 | 17 | 9 | 25200 | 26400 | 104.8% | 2.3 | 0 | 10 |  |  |  | No | R-410A | 1.9333 | Residential & Commercial | Ducted CEE Tier 1
215293161 | Central HP <5.4 tons | AIRQUEST | HRCU-A-CB (Split System: Heat Pump with Remote Outdoor Unit-Air-Source) | DLCURAH24ABK | ADP |  | H,GE8J936 | *96VTN1002120A* | 23800 | 17 | 8.5 | 24400 | 22400 | 91.8% | 1.9 | 0 | 10 |  |  |  | No | R-410A | 1.9833 | Residential & Commercial | Ducted CEE Tier 1
215293168 | Central HP <5.4 tons | AIRQUEST | HRCU-A-CB (Split System: Heat Pump with Remote Outdoor Unit-Air-Source) | DLCURAH24ABK | ADP |  | HG80936 | *96VTN1002120A* | 24000 | 17 | 8.5 | 24400 | 22400 | 91.8% | 1.9 | 0 | 10 |  |  |  | No | R-410A | 2 | Residential & Commercial | Ducted CEE Tier 1
215292766 | Central HP <5.4 tons | AIRQUEST | HRCU-A-CB (Split System: Heat Pump with Remote Outdoor Unit-Air-Source) | DLCURAH24ABK | ADP |  | HE8J936 | *96VTN0601412A* | 23400 | 16 | 8.5 | 24200 | 23000 | 95.04% | 1.94 | 0 | 10 |  |  |  | No | R-410A | 1.95 | Residential & Commercial | Ducted CEE Tier 1
215292825 | Central HP <5.4 tons | AIRQUEST | HRCU-A-CB (Split System: Heat Pump with Remote Outdoor Unit-Air-Source) | DLCURAH24ABK | ADP |  | HG81936 | *96VTN0601412B* | 23600 | 17 | 8.5 | 24600 | 23600 | 95.93% | 2 | 0 | 10 |  |  |  | No | R-410A | 1.9667 | Residential & Commercial | Ducted CEE Tier 1
215292022 | Central HP <5.4 tons | AIRQUEST | HRCU-A-CB (Split System: Heat Pump with Remote Outdoor Unit-Air-Source) | DLCURAH24ABK | ADP |  | HG32924 | *92MSN0801716A* | 23200 | 17 | 9 | 25200 | 26400 | 104.8% | 2.3 | 0 | 10 |  |  |  | No | R-410A | 1.9333 | Residential & Commercial | Ducted CEE Tier 1
215292083 | Central HP <5.4 tons | AIRQUEST | HRCU-A-CB (Split System: Heat Pump with Remote Outdoor Unit-Air-Source) | DLCURAH24ABK | ADP |  | H,GG34936 | *92MSN0802120A* | 23200 | 17 | 8.5 | 24600 | 24400 | 99.19% | 2.08 | 0 | 10.5 |  |  |  | No | R-410A | 1.9333 | Residential & Commercial | Ducted CEE Tier 1
215292108 | Central HP <5.4 tons | AIRQUEST | HRCU-A-CB (Split System: Heat Pump with Remote Outdoor Unit-Air-Source) | DLCURAH24ABK | ADP |  | H,GE1K936 | *92MSN0802120A* | 23400 | 17 | 8.5 | 24600 | 24400 | 99.19% | 2.08 | 0 | 10.5 |  |  |  | No | R-410A | 1.95 | Residential & Commercial | Ducted CEE Tier 1
215292036 | Central HP <5.4 tons | AIRQUEST | HRCU-A-CB (Split System: Heat Pump with Remote Outdoor Unit-Air-Source) | DLCURAH24ABK | ADP |  | HG35936 | *92MSN0801716A* | 23600 | 17 | 8.5 | 24600 | 24200 | 98.37% | 2.04 | 0 | 10.5 |  |  |  | No | R-410A | 1.9667 | Residential & Commercial | Ducted CEE Tier 1
215292053 | Central HP <5.4 tons | AIRQUEST | HRCU-A-CB (Split System: Heat Pump with Remote Outdoor Unit-Air-Source) | DLCURAH24ABK | ADP |  | HG9J936 | *92MSN0801716A* | 23600 | 17 | 8.5 | 24600 | 24200 | 98.37% | 2.04 | 0 | 10.5 |  |  |  | No | R-410A | 1.9667 | Residential & Commercial | Ducted CEE Tier 1
215292117 | Central HP <5.4 tons | AIRQUEST | HRCU-A-CB (Split System: Heat Pump with Remote Outdoor Unit-Air-Source) | DLCURAH24ABK | ADP |  | H,GG31924 | *92MSN1002120A* | 22600 | 17 | 8.5 | 24800 | 23800 | 95.97% | 2.02 | 0 | 10 |  |  |  | No | R-410A | 1.8833 | Residential & Commercial | Ducted CEE Tier 1
215675564 | Central HP <5.4 tons | BRYANT HEATING AND COOLING SYSTEMS | HRCU-A-CB (Split System: Heat Pump with Remote Outdoor Unit-Air-Source) | 290VAN048**AA* |  |  | CVAMA4921XMA*+UI | 88*TB60090C21*** | 48000 | 19 | 9 | 50000 | 36600 | 73.2% | 2 | 0 | 10.5 |  |  |  | No | R-454B | 4 | Residential & Commercial | Ducted CEE Tier 1
215675634 | Central HP <5.4 tons | BRYANT HEATING AND COOLING SYSTEMS | HRCU-A-CB (Split System: Heat Pump with Remote Outdoor Unit-Air-Source) | 290VAN048**AA* |  |  | CVAMA4921XMA*+UI | 987MC66100C21*** | 48000 | 19 | 9 | 50000 | 36800 | 73.6% | 2 | 0 | 10.5 |  |  |  | No | R-454B | 4 | Residential & Commercial | Ducted CEE Tier 1
215675714 | Central HP <5.4 tons | BRYANT HEATING AND COOLING SYSTEMS | HRCU-A-CB (Split System: Heat Pump with Remote Outdoor Unit-Air-Source) | 290VAN048**AA* |  |  | CVAMA6021XMA*+UI | 88*TB60070C21*** | 48000 | 19 | 9 | 50000 | 36800 | 73.6% | 2 | 0 | 10 |  |  |  | No | R-454B | 4 | Residential & Commercial | Ducted CEE Tier 1
215746023 | Central HP <5.4 tons | Custom Comfort | HRCU-A-CB (Split System: Heat Pump with Remote Outdoor Unit-Air-Source) | CCOXHBSZ36CHP |  |  | CCOXHBAHUC36 |  | 36000 | 17.2 | 9.5 | 38000 | 38000 | 100% | 2.06 | 0 | 11.7 |  |  |  | No | R-454B | 3 | Residential & Commercial | Ducted CEE Tier 1
212520267 | Central HP <5.4 tons | CARRIER | HRCU-A-CB (Split System: Heat Pump with Remote Outdoor Unit-Air-Source) | 38MURAQ24AB3* | ADP |  | H,PG9J936 | 58SU*A080E21**20 | 24600 | 17 | 8.5 | 24600 | 21800 | 88.62% | 1.86 | 0 | 10.5 |  |  |  | No | R-410A | 2.05 | Residential & Commercial | Ducted CEE Tier 1
211260165 | Central HP <5.4 tons | AIRQUEST | HRCU-A-CB (Split System: Heat Pump with Remote Outdoor Unit-Air-Source) | DLCURAH18ABK |  |  | EA*4X24L14A* | *96VTN0601412A* | 17800 | 16 | 8.5 | 18800 | 19000 | 101.1% | 2.28 | 0 | 10.5 |  |  |  | No | R-410A | 1.4833 | Residential & Commercial | Ducted CEE Tier 1
215294714 | Central HP <5.4 tons | AIRQUEST | HRCU-A-CB (Split System: Heat Pump with Remote Outdoor Unit-Air-Source) | DLCURAH36ABK | ADP |  | H,GG81936 | *92MSN0801716A* | 35800 | 16 | 8.5 | 36200 | 34200 | 94.48% | 2.02 | 0 | 10 |  |  |  | No | R-410A | 2.9833 | Residential & Commercial | Ducted CEE Tier 1
211229516 | Central HP <5.4 tons | DAY & NIGHT | HRCU-A-CB (Split System: Heat Pump with Remote Outdoor Unit-Air-Source) | DLCURAH36ABK |  |  | EA*4X48L24A* | *95ESN1202422A* | 37200 | 15.5 | 8.5 | 38500 | 35000 | 90.91% | 2.12 | 0 | 10 |  |  |  | No | R-410A | 3.1 | Residential & Commercial | Ducted CEE Tier 1
211229546 | Central HP <5.4 tons | DAY & NIGHT | HRCU-A-CB (Split System: Heat Pump with Remote Outdoor Unit-Air-Source) | DLCURAH36ABK |  |  | EA*4X48L24A* | *96VSN1002120A* | 36000 | 16 | 8.5 | 38500 | 34600 | 89.87% | 2.06 | 0 | 10 |  |  |  | No | R-410A | 3 | Residential & Commercial | Ducted CEE Tier 1
211229973 | Central HP <5.4 tons | DAY & NIGHT | HRCU-A-CB (Split System: Heat Pump with Remote Outdoor Unit-Air-Source) | DLCURAH36ABK |  |  | EN(A,D,W)4X48L21** | *80ES(N,L)1102120A* | 36200 | 16.5 | 8.1 | 38500 | 34800 | 90.39% | 2.02 | 0 | 10.5 |  |  |  | No | R-410A | 3.0167 | Residential & Commercial | Ducted CEE Tier 1
211230043 | Central HP <5.4 tons | DAY & NIGHT | HRCU-A-CB (Split System: Heat Pump with Remote Outdoor Unit-Air-Source) | DLCURAH36ABK |  |  | EN(A,D,W)4X48L21** | *80ESU0802120A | 37400 | 15.5 | 8.5 | 39500 | 35000 | 88.61% | 2.1 | 0 | 10.5 |  |  |  | No | R-410A | 3.1167 | Residential & Commercial | Ducted CEE Tier 1
215295762 | Central HP <5.4 tons | AIRQUEST | HRCU-A-CB (Split System: Heat Pump with Remote Outdoor Unit-Air-Source) | DLCURAH36ABK | ADP |  | H,GG48936 | *96VTN1202422B* | 35600 | 16 | 8.5 | 36200 | 34200 | 94.48% | 2.02 | 0 | 10 |  |  |  | No | R-410A | 2.9667 | Residential & Commercial | Ducted CEE Tier 1
211229135 | Central HP <5.4 tons | AIRQUEST | HRCU-A-CB (Split System: Heat Pump with Remote Outdoor Unit-Air-Source) | DLCURAH36ABK |  |  | EA*4X48L21A* | *95ESU1002120A* | 36200 | 16 | 8.5 | 38500 | 34600 | 89.87% | 2.06 | 0 | 10 |  |  |  | No | R-410A | 3.0167 | Residential & Commercial | Ducted CEE Tier 1
215292120 | Central HP <5.4 tons | AIRQUEST | HRCU-A-CB (Split System: Heat Pump with Remote Outdoor Unit-Air-Source) | DLCURAH24ABK | ADP |  | H,GE31924 | *92MSN1002120A* | 22600 | 17 | 8.5 | 24800 | 23800 | 95.97% | 2.02 | 0 | 10 |  |  |  | No | R-410A | 1.8833 | Residential & Commercial | Ducted CEE Tier 1
215292059 | Central HP <5.4 tons | AIRQUEST | HRCU-A-CB (Split System: Heat Pump with Remote Outdoor Unit-Air-Source) | DLCURAH24ABK | ADP |  | H,GG81936 | *92MSN0801716A* | 23600 | 17 | 8.5 | 24600 | 24200 | 98.37% | 2.04 | 0 | 10.5 |  |  |  | No | R-410A | 1.9667 | Residential & Commercial | Ducted CEE Tier 1
215292079 | Central HP <5.4 tons | AIRQUEST | HRCU-A-CB (Split System: Heat Pump with Remote Outdoor Unit-Air-Source) | DLCURAH24ABK | ADP |  | H,GG33936 | *92MSN0802120A* | 23000 | 17 | 8.5 | 24600 | 24400 | 99.19% | 2.08 | 0 | 10 |  |  |  | No | R-410A | 1.9167 | Residential & Commercial | Ducted CEE Tier 1
215292129 | Central HP <5.4 tons | AIRQUEST | HRCU-A-CB (Split System: Heat Pump with Remote Outdoor Unit-Air-Source) | DLCURAH24ABK | ADP |  | H,GE32936 | *92MSN1002120A* | 23000 | 17 | 8.5 | 24800 | 23800 | 95.97% | 2.02 | 0 | 10 |  |  |  | No | R-410A | 1.9167 | Residential & Commercial | Ducted CEE Tier 1
215292882 | Central HP <5.4 tons | AIRQUEST | HRCU-A-CB (Split System: Heat Pump with Remote Outdoor Unit-Air-Source) | DLCURAH24ABK | ADP |  | HE31924 | *96VTN0601716B* | 23000 | 16 | 9 | 24400 | 22800 | 93.44% | 1.92 | 0 | 10 |  |  |  | No | R-410A | 1.9167 | Residential & Commercial | Ducted CEE Tier 1
215292902 | Central HP <5.4 tons | AIRQUEST | HRCU-A-CB (Split System: Heat Pump with Remote Outdoor Unit-Air-Source) | DLCURAH24ABK | ADP |  | HE35936 | *96VTN0601716B* | 24000 | 16 | 9 | 24400 | 22800 | 93.44% | 1.92 | 0 | 10.5 |  |  |  | No | R-410A | 2 | Residential & Commercial | Ducted CEE Tier 1
215292909 | Central HP <5.4 tons | AIRQUEST | HRCU-A-CB (Split System: Heat Pump with Remote Outdoor Unit-Air-Source) | DLCURAH24ABK | ADP |  | HG7J936 | *96VTN0601716B* | 23600 | 16 | 9 | 24400 | 22800 | 93.44% | 1.92 | 0 | 10 |  |  |  | No | R-410A | 1.9667 | Residential & Commercial | Ducted CEE Tier 1
211229284 | Central HP <5.4 tons | AIRQUEST | HRCU-A-CB (Split System: Heat Pump with Remote Outdoor Unit-Air-Source) | DLCURAH36ABK |  |  | EA*4X48L24A* | *80ES(N,L)0902420A* | 36000 | 16.5 | 8.5 | 38500 | 34600 | 89.87% | 2.06 | 0 | 10 |  |  |  | No | R-410A | 3 | Residential & Commercial | Ducted CEE Tier 1
215295514 | Central HP <5.4 tons | AIRQUEST | HRCU-A-CB (Split System: Heat Pump with Remote Outdoor Unit-Air-Source) | DLCURAH36ABK | ADP |  | HE35936 | *96VTN0802120B* | 35600 | 16 | 8.1 | 36800 | 34800 | 94.57% | 1.9 | 0 | 10 |  |  |  | No | R-410A | 2.9667 | Residential & Commercial | Ducted CEE Tier 1
215295564 | Central HP <5.4 tons | AIRQUEST | HRCU-A-CB (Split System: Heat Pump with Remote Outdoor Unit-Air-Source) | DLCURAH36ABK | ADP |  | HG8J936 | *96VTN1002120A* | 35800 | 15.2 | 8.1 | 37800 | 34800 | 92.06% | 1.9 | 0 | 10 |  |  |  | No | R-410A | 2.9833 | Residential & Commercial | Ducted CEE Tier 1
215295582 | Central HP <5.4 tons | AIRQUEST | HRCU-A-CB (Split System: Heat Pump with Remote Outdoor Unit-Air-Source) | DLCURAH36ABK | ADP |  | H,GE32936 | *96VTN1002120B* | 35000 | 16 | 8.1 | 36800 | 34800 | 94.57% | 1.82 | 0 | 10 |  |  |  | No | R-410A | 2.9167 | Residential & Commercial | Ducted CEE Tier 1
215295598 | Central HP <5.4 tons | AIRQUEST | HRCU-A-CB (Split System: Heat Pump with Remote Outdoor Unit-Air-Source) | DLCURAH36ABK | ADP |  | HE36936 | *96VTN1002120B* | 35800 | 16 | 8.5 | 36200 | 34400 | 95.03% | 2.04 | 0 | 10 |  |  |  | No | R-410A | 2.9833 | Residential & Commercial | Ducted CEE Tier 1
215292918 | Central HP <5.4 tons | AIRQUEST | HRCU-A-CB (Split System: Heat Pump with Remote Outdoor Unit-Air-Source) | DLCURAH24ABK | ADP |  | H,GE9J936 | *96VTN0601716B* | 24000 | 16 | 9 | 24400 | 22800 | 93.44% | 1.92 | 0 | 10.5 |  |  |  | No | R-410A | 2 | Residential & Commercial | Ducted CEE Tier 1
215292798 | Central HP <5.4 tons | AIRQUEST | HRCU-A-CB (Split System: Heat Pump with Remote Outdoor Unit-Air-Source) | DLCURAH24ABK | ADP |  | H,GE34936 | *96VTN0601412B* | 23400 | 17 | 8.5 | 24600 | 23600 | 95.93% | 2 | 0 | 10 |  |  |  | No | R-410A | 1.95 | Residential & Commercial | Ducted CEE Tier 1
215292823 | Central HP <5.4 tons | AIRQUEST | HRCU-A-CB (Split System: Heat Pump with Remote Outdoor Unit-Air-Source) | DLCURAH24ABK | ADP |  | HG80936 | *96VTN0601412B* | 23600 | 17 | 8.5 | 24600 | 23600 | 95.93% | 2 | 0 | 10 |  |  |  | No | R-410A | 1.9667 | Residential & Commercial | Ducted CEE Tier 1
215292859 | Central HP <5.4 tons | AIRQUEST | HRCU-A-CB (Split System: Heat Pump with Remote Outdoor Unit-Air-Source) | DLCURAH24ABK | ADP |  | HG7J924 | *96VTN0601714A* | 23600 | 16 | 8.5 | 25200 | 24000 | 95.24% | 2.02 | 0 | 10 |  |  |  | No | R-410A | 1.9667 | Residential & Commercial | Ducted CEE Tier 1
215292875 | Central HP <5.4 tons | AIRQUEST | HRCU-A-CB (Split System: Heat Pump with Remote Outdoor Unit-Air-Source) | DLCURAH24ABK | ADP |  | H,GG24936 | *96VTN0601716B* | 23400 | 16 | 9 | 24400 | 22800 | 93.44% | 1.92 | 0 | 10 |  |  |  | No | R-410A | 1.95 | Residential & Commercial | Ducted CEE Tier 1
215292124 | Central HP <5.4 tons | AIRQUEST | HRCU-A-CB (Split System: Heat Pump with Remote Outdoor Unit-Air-Source) | DLCURAH24ABK | ADP |  | H,GG32930 | *92MSN1002120A* | 23000 | 17 | 8.5 | 24800 | 23800 | 95.97% | 2.02 | 0 | 10 |  |  |  | No | R-410A | 1.9167 | Residential & Commercial | Ducted CEE Tier 1
215292158 | Central HP <5.4 tons | AIRQUEST | HRCU-A-CB (Split System: Heat Pump with Remote Outdoor Unit-Air-Source) | DLCURAH24ABK | ADP |  | H,GE9J936 | *92MSN1002120A* | 23600 | 17 | 8.5 | 24800 | 23800 | 95.97% | 2.02 | 0 | 10.5 |  |  |  | No | R-410A | 1.9667 | Residential & Commercial | Ducted CEE Tier 1
215292215 | Central HP <5.4 tons | AIRQUEST | HRCU-A-CB (Split System: Heat Pump with Remote Outdoor Unit-Air-Source) | DLCURAH24ABK | ADP |  | H,GG81936 | *96MSN0261410A* | 23400 | 16 | 8.5 | 24600 | 24000 | 97.56% | 2.02 | 0 | 10 |  |  |  | No | R-410A | 1.95 | Residential & Commercial | Ducted CEE Tier 1
213297207 | Central HP <5.4 tons | JOHNSON CONTROLS | HRCU-A-CB (Split System: Heat Pump with Remote Outdoor Unit-Air-Source) | HMH72B341 |  |  | XAUB30CXXN1+TXV | Z8ES040A12LMPS1 | 33200 | 18 | 8.5 | 33000 | 23400 | 70.91% | 2.06 | 0 | 10 |  |  |  | No | R-410A | 2.7667 | Residential & Commercial | Ducted CEE Tier 1
213297617 | Central HP <5.4 tons | JOHNSON CONTROLS | HRCU-A-CB (Split System: Heat Pump with Remote Outdoor Unit-Air-Source) | HMH72B341 |  |  | XAHC36DXXN1+TXV | Z8ES080C16LMPS1 | 34000 | 17.5 | 8.5 | 33400 | 23600 | 70.66% | 2.08 | 0 | 10 |  |  |  | No | R-410A | 2.8333 | Residential & Commercial | Ducted CEE Tier 1
214397233 | Central HP <5.4 tons | JOHNSON CONTROLS | HRCU-A-CB (Split System: Heat Pump with Remote Outdoor Unit-Air-Source) | HH836E2S11 |  |  | CTM36C5CDS1 | TM8Y100C20MP11 | 33400 | 17 | 8.5 | 30800 | 25200 | 81.82% | 2 | 0 | 11.7 |  |  |  | No | R-454B | 2.7833 | Residential & Commercial | Ducted CEE Tier 1
214609179 | Central HP <5.4 tons | JOHNSON CONTROLS | HRCU-A-CB (Split System: Heat Pump with Remote Outdoor Unit-Air-Source) | HH836E2S11 |  |  | CTF48C5CFS1 | Z9ES080C20SMPS1 | 34200 | 18 | 9 | 32000 | 25600 | 80% | 2 | 0 | 11 |  |  |  | No | R-454B | 2.85 | Residential & Commercial | Ducted CEE Tier 1
213770339 | Central HP <5.4 tons | CARRIER | HRCU-A-CB (Split System: Heat Pump with Remote Outdoor Unit-Air-Source) | 25VNA448A*031* |  |  | CSPH*4812AL*+UI | 59TN6C120C24**22 | 44500 | 20 | 8.5 | 46500 | 36400 | 78.28% | 2.2 | 0 | 11.5 |  |  |  | No | R-410A | 3.7083 | Residential & Commercial | Ducted CEE Tier 1
215292957 | Central HP <5.4 tons | AIRQUEST | HRCU-A-CB (Split System: Heat Pump with Remote Outdoor Unit-Air-Source) | DLCURAH24ABK | ADP |  | HE30924 | *96VTN0801716A* | 23000 | 16 | 8.1 | 24600 | 22600 | 91.87% | 1.9 | 0 | 10 |  |  |  | No | R-410A | 1.9167 | Residential & Commercial | Ducted CEE Tier 1
215293000 | Central HP <5.4 tons | AIRQUEST | HRCU-A-CB (Split System: Heat Pump with Remote Outdoor Unit-Air-Source) | DLCURAH24ABK | ADP |  | H,GE35936 | *96VTN0801716B* | 23600 | 17 | 8.5 | 24600 | 23600 | 95.93% | 2 | 0 | 10 |  |  |  | No | R-410A | 1.9667 | Residential & Commercial | Ducted CEE Tier 1
215293002 | Central HP <5.4 tons | AIRQUEST | HRCU-A-CB (Split System: Heat Pump with Remote Outdoor Unit-Air-Source) | DLCURAH24ABK | ADP |  | H,GG36936 | *96VTN0801716B* | 23600 | 17 | 8.5 | 24600 | 23600 | 95.93% | 2 | 0 | 10 |  |  |  | No | R-410A | 1.9667 | Residential & Commercial | Ducted CEE Tier 1
215292162 | Central HP <5.4 tons | AIRQUEST | HRCU-A-CB (Split System: Heat Pump with Remote Outdoor Unit-Air-Source) | DLCURAH24ABK | ADP |  | HG80936 | *92MSN1002120A* | 23600 | 17 | 8.5 | 24800 | 23800 | 95.97% | 2.02 | 0 | 10.5 |  |  |  | No | R-410A | 1.9667 | Residential & Commercial | Ducted CEE Tier 1
215292212 | Central HP <5.4 tons | AIRQUEST | HRCU-A-CB (Split System: Heat Pump with Remote Outdoor Unit-Air-Source) | DLCURAH24ABK | ADP |  | H,GE1K936 | *96MSN0261410A* | 23400 | 16 | 8.5 | 25400 | 25800 | 101.6% | 2.2 | 0 | 10 |  |  |  | No | R-410A | 1.95 | Residential & Commercial | Ducted CEE Tier 1
215292260 | Central HP <5.4 tons | AIRQUEST | HRCU-A-CB (Split System: Heat Pump with Remote Outdoor Unit-Air-Source) | DLCURAH24ABK | ADP |  | H,GG9J936 | *96MSN0401410A* | 23600 | 16 | 8.5 | 24600 | 23600 | 95.93% | 1.98 | 0 | 10 |  |  |  | No | R-410A | 1.9667 | Residential & Commercial | Ducted CEE Tier 1
215292263 | Central HP <5.4 tons | AIRQUEST | HRCU-A-CB (Split System: Heat Pump with Remote Outdoor Unit-Air-Source) | DLCURAH24ABK | ADP |  | H,GG1K936 | *96MSN0401410A* | 23600 | 16 | 8.5 | 24600 | 23600 | 95.93% | 1.98 | 0 | 10 |  |  |  | No | R-410A | 1.9667 | Residential & Commercial | Ducted CEE Tier 1
215292265 | Central HP <5.4 tons | AIRQUEST | HRCU-A-CB (Split System: Heat Pump with Remote Outdoor Unit-Air-Source) | DLCURAH24ABK | ADP |  | H,GG80936 | *96MSN0401410A* | 23600 | 16 | 8.5 | 24600 | 23600 | 95.93% | 1.98 | 0 | 10 |  |  |  | No | R-410A | 1.9667 | Residential & Commercial | Ducted CEE Tier 1
215292267 | Central HP <5.4 tons | AIRQUEST | HRCU-A-CB (Split System: Heat Pump with Remote Outdoor Unit-Air-Source) | DLCURAH24ABK | ADP |  | H,GG81936 | *96MSN0401410A* | 23600 | 16 | 8.5 | 24600 | 23600 | 95.93% | 1.98 | 0 | 10 |  |  |  | No | R-410A | 1.9667 | Residential & Commercial | Ducted CEE Tier 1
215292927 | Central HP <5.4 tons | AIRQUEST | HRCU-A-CB (Split System: Heat Pump with Remote Outdoor Unit-Air-Source) | DLCURAH24ABK | ADP |  | H,GG24936 | *96VTN0801716A* | 23800 | 16 | 8.5 | 25200 | 23000 | 91.27% | 1.92 | 0 | 10 |  |  |  | No | R-410A | 1.9833 | Residential & Commercial | Ducted CEE Tier 1
215292932 | Central HP <5.4 tons | AIRQUEST | HRCU-A-CB (Split System: Heat Pump with Remote Outdoor Unit-Air-Source) | DLCURAH24ABK | ADP |  | H,GE31930 | *96VTN0801716A* | 23600 | 16 | 8.5 | 25200 | 23600 | 93.65% | 1.98 | 0 | 10 |  |  |  | No | R-410A | 1.9667 | Residential & Commercial | Ducted CEE Tier 1
215292934 | Central HP <5.4 tons | AIRQUEST | HRCU-A-CB (Split System: Heat Pump with Remote Outdoor Unit-Air-Source) | DLCURAH24ABK | ADP |  | HE31930 | *96VTN0801716A* | 23600 | 16 | 8.5 | 25200 | 23600 | 93.65% | 1.98 | 0 | 10 |  |  |  | No | R-410A | 1.9667 | Residential & Commercial | Ducted CEE Tier 1
215295609 | Central HP <5.4 tons | AIRQUEST | HRCU-A-CB (Split System: Heat Pump with Remote Outdoor Unit-Air-Source) | DLCURAH36ABK | ADP |  | HG9J936 | *96VTN1002120B* | 35400 | 16 | 8.1 | 36800 | 34600 | 94.02% | 1.88 | 0 | 10 |  |  |  | No | R-410A | 2.95 | Residential & Commercial | Ducted CEE Tier 1
215295668 | Central HP <5.4 tons | AIRQUEST | HRCU-A-CB (Split System: Heat Pump with Remote Outdoor Unit-Air-Source) | DLCURAH36ABK | ADP |  | HE33936 | *96VTN1002122B* | 35200 | 16 | 8.1 | 36800 | 34600 | 94.02% | 1.88 | 0 | 10 |  |  |  | No | R-410A | 2.9333 | Residential & Commercial | Ducted CEE Tier 1
215295682 | Central HP <5.4 tons | AIRQUEST | HRCU-A-CB (Split System: Heat Pump with Remote Outdoor Unit-Air-Source) | DLCURAH36ABK | ADP |  | HG48936 | *96VTN1002122B* | 36000 | 17 | 8.1 | 36800 | 34400 | 93.48% | 2 | 0 | 10.5 |  |  |  | No | R-410A | 3 | Residential & Commercial | Ducted CEE Tier 1
215295709 | Central HP <5.4 tons | AIRQUEST | HRCU-A-CB (Split System: Heat Pump with Remote Outdoor Unit-Air-Source) | DLCURAH36ABK | ADP |  | HG33936 | *96VTN1202422A* | 35400 | 16 | 8.1 | 36800 | 34600 | 94.02% | 1.88 | 0 | 10 |  |  |  | No | R-410A | 2.95 | Residential & Commercial | Ducted CEE Tier 1
215295718 | Central HP <5.4 tons | AIRQUEST | HRCU-A-CB (Split System: Heat Pump with Remote Outdoor Unit-Air-Source) | DLCURAH36ABK | ADP |  | HE35936 | *96VTN1202422A* | 35600 | 16 | 8.1 | 36800 | 34600 | 94.02% | 1.88 | 0 | 10 |  |  |  | No | R-410A | 2.9667 | Residential & Commercial | Ducted CEE Tier 1
207574115 | Central HP <5.4 tons | DAY & NIGHT | HRCU-A-CB (Split System: Heat Pump with Remote Outdoor Unit-Air-Source) | CVH837GKA2* | ADP |  | V,G36H175P159 | *80CTL0901716A* | 32200 | 18 | 8.1 | 30800 | 27200 | 88.31% | 2.2 | 12.2 | 11.5 |  |  |  | No | R-410A | 2.6833 | Residential & Commercial | Ducted CEE Tier 1
213076425 | Central HP <5.4 tons | DAY & NIGHT | HRCU-A-CB (Split System: Heat Pump with Remote Outdoor Unit-Air-Source) | DLCURAH36ABK |  |  | EA*4X37L17A* | *80VTL0451412B* | 36000 | 15.5 | 8.5 | 38500 | 35000 | 90.91% | 2 | 0 | 10 |  |  |  | No | R-410A | 3 | Residential & Commercial | Ducted CEE Tier 1
207436271 | Central HP <5.4 tons | LENNOX | HRCU-A-CB (Split System: Heat Pump with Remote Outdoor Unit-Air-Source) | SL25XPV-036-230A** |  |  | C35-48C+TDR+TXV | EL296UH090XV48C* | 34000 | 22 | 8.8 | 35600 | 27400 | 76.97% | 1.82 | 14 | 13.4 |  |  |  | No | R-410A | 2.8333 | Residential & Commercial | Ducted CEE Tier 1
215294773 | Central HP <5.4 tons | AIRQUEST | HRCU-A-CB (Split System: Heat Pump with Remote Outdoor Unit-Air-Source) | DLCURAH36ABK | ADP |  | HE8J936 | *92MSN0802120A* | 35200 | 16 | 8.1 | 36800 | 34600 | 94.02% | 1.88 | 0 | 10 |  |  |  | No | R-410A | 2.9333 | Residential & Commercial | Ducted CEE Tier 1
215294814 | Central HP <5.4 tons | AIRQUEST | HRCU-A-CB (Split System: Heat Pump with Remote Outdoor Unit-Air-Source) | DLCURAH36ABK | ADP |  | HG8J936 | *92MSN1002120A* | 35400 | 16 | 8.1 | 36800 | 34600 | 94.02% | 1.88 | 0 | 10 |  |  |  | No | R-410A | 2.95 | Residential & Commercial | Ducted CEE Tier 1
215294887 | Central HP <5.4 tons | AIRQUEST | HRCU-A-CB (Split System: Heat Pump with Remote Outdoor Unit-Air-Source) | DLCURAH36ABK | ADP |  | HE34936 | *92MSN1202420A* | 35800 | 16 | 8.1 | 36800 | 34800 | 94.57% | 1.9 | 0 | 10 |  |  |  | No | R-410A | 2.9833 | Residential & Commercial | Ducted CEE Tier 1
213079669 | Central HP <5.4 tons | CARRIER | HRCU-A-CB (Split System: Heat Pump with Remote Outdoor Unit-Air-Source) | 38MURAQ36AB3* |  |  | CAP**4224AL* | 59SC2E080M21**20 | 35200 | 16.5 | 8.1 | 38500 | 35000 | 90.91% | 1.88 | 0 | 10 |  |  |  | No | R-410A | 2.9333 | Residential & Commercial | Ducted CEE Tier 1
213080171 | Central HP <5.4 tons | CARRIER | HRCU-A-CB (Split System: Heat Pump with Remote Outdoor Unit-Air-Source) | 38MURAQ36AB3* |  |  | CAP**4224AL* | 59SC6A080M21**20 | 35600 | 16 | 8.1 | 38500 | 35200 | 91.43% | 1.9 | 0 | 10 |  |  |  | No | R-410A | 2.9667 | Residential & Commercial | Ducted CEE Tier 1
213077636 | Central HP <5.4 tons | CARRIER | HRCU-A-CB (Split System: Heat Pump with Remote Outdoor Unit-Air-Source) | 38MURAQ36AB3* |  |  | CAP**4321AL* | 59TP6C100V21**20 | 36200 | 16.5 | 8.5 | 38000 | 34800 | 91.58% | 2.04 | 0 | 10 |  |  |  | No | R-410A | 3.0167 | Residential & Commercial | Ducted CEE Tier 1
215292966 | Central HP <5.4 tons | AIRQUEST | HRCU-A-CB (Split System: Heat Pump with Remote Outdoor Unit-Air-Source) | DLCURAH24ABK | ADP |  | H,GE9J936 | *96VTN0801716A* | 24200 | 16 | 8.1 | 24600 | 22600 | 91.87% | 1.9 | 0 | 10.5 |  |  |  | No | R-410A | 2.0167 | Residential & Commercial | Ducted CEE Tier 1
215292342 | Central HP <5.4 tons | AIRQUEST | HRCU-A-CB (Split System: Heat Pump with Remote Outdoor Unit-Air-Source) | DLCURAH24ABK | ADP |  | HE33936 | *96MSN0601412A* | 23400 | 16 | 8.5 | 25400 | 26000 | 102.4% | 2.22 | 0 | 10 |  |  |  | No | R-410A | 1.95 | Residential & Commercial | Ducted CEE Tier 1
215292367 | Central HP <5.4 tons | AIRQUEST | HRCU-A-CB (Split System: Heat Pump with Remote Outdoor Unit-Air-Source) | DLCURAH24ABK | ADP |  | H,GG1K936 | *96MSN0601412A* | 23600 | 16 | 8.5 | 24600 | 23800 | 96.75% | 2 | 0 | 10 |  |  |  | No | R-410A | 1.9667 | Residential & Commercial | Ducted CEE Tier 1
215293032 | Central HP <5.4 tons | AIRQUEST | HRCU-A-CB (Split System: Heat Pump with Remote Outdoor Unit-Air-Source) | DLCURAH24ABK | ADP |  | HE31924 | *96VTN0802120A* | 22600 | 16 | 8.1 | 24200 | 23400 | 96.69% | 1.98 | 0 | 10 |  |  |  | No | R-410A | 1.8833 | Residential & Commercial | Ducted CEE Tier 1
215293057 | Central HP <5.4 tons | AIRQUEST | HRCU-A-CB (Split System: Heat Pump with Remote Outdoor Unit-Air-Source) | DLCURAH24ABK | ADP |  | HG7J924 | *96VTN0802120A* | 23000 | 17 | 8.1 | 24200 | 23400 | 96.69% | 1.98 | 0 | 10 |  |  |  | No | R-410A | 1.9167 | Residential & Commercial | Ducted CEE Tier 1
216440418 | Central HP <5.4 tons | TRANE | HRCU-A-CB (Split System: Heat Pump with Remote Outdoor Unit-Air-Source) | 5TWV0X60A1 |  |  | 5PX*C007AS3+P0V0C000M50SD+LRP |  | 52000 | 18.8 | 9 | 54000 | 38000 | 70.37% | 2 | 0 | 10.5 |  |  |  | No | R-454B | 4.3333 | Residential & Commercial | Ducted CEE Tier 1
207436169 | Central HP <5.4 tons | LENNOX | HRCU-A-CB (Split System: Heat Pump with Remote Outdoor Unit-Air-Source) | SL25XPV-024-230A** |  |  | CH35-42B+TDR+TXV | EL296UH070XV36B* | 22800 | 23.2 | 9.5 | 21200 | 20000 | 94.34% | 1.96 | 15.5 | 14.5 |  |  |  | No | R-410A | 1.9 | Residential & Commercial | Ducted CEE Tier 1
207436171 | Central HP <5.4 tons | LENNOX | HRCU-A-CB (Split System: Heat Pump with Remote Outdoor Unit-Air-Source) | SL25XPV-024-230A** |  |  | CH35-42B+TDR+TXV | SL280UH090V36B* | 22800 | 23.2 | 9.7 | 21400 | 19900 | 92.99% | 1.98 | 15.5 | 15 |  |  |  | No | R-410A | 1.9 | Residential & Commercial | Ducted CEE Tier 1
204456701 | Central HP <5.4 tons | COMFORTMAKER | HRCU-A-CB (Split System: Heat Pump with Remote Outdoor Unit-Air-Source) | CVH825GKA2* |  |  | EA*4X36L21A*+WALLCON | *96CTN0601714A* | 23400 | 16.5 | 8.1 | 21600 | 16700 | 77.31% | 1.92 | 11 | 10.5 |  |  |  | No | R-410A | 1.95 | Residential & Commercial | Ducted CEE Tier 1
204456765 | Central HP <5.4 tons | COMFORTMAKER | HRCU-A-CB (Split System: Heat Pump with Remote Outdoor Unit-Air-Source) | CVH825GKA2* |  |  | EA*4X36L21A*+WALLCON | *97CMN1002122A* | 23600 | 16.5 | 8.1 | 21400 | 16600 | 77.57% | 1.94 | 11 | 11 |  |  |  | No | R-410A | 1.9667 | Residential & Commercial | Ducted CEE Tier 1
215295041 | Central HP <5.4 tons | AIRQUEST | HRCU-A-CB (Split System: Heat Pump with Remote Outdoor Unit-Air-Source) | DLCURAH36ABK | ADP |  | HG81936 | *96MSN0801716A* | 35400 | 16 | 8.1 | 36800 | 34600 | 94.02% | 1.98 | 0 | 10 |  |  |  | No | R-410A | 2.95 | Residential & Commercial | Ducted CEE Tier 1
215295057 | Central HP <5.4 tons | AIRQUEST | HRCU-A-CB (Split System: Heat Pump with Remote Outdoor Unit-Air-Source) | DLCURAH36ABK | ADP |  | H,GE34936 | *96MSN0802120A* | 35600 | 16 | 8.1 | 36800 | 34800 | 94.57% | 1.9 | 0 | 10 |  |  |  | No | R-410A | 2.9667 | Residential & Commercial | Ducted CEE Tier 1
215295073 | Central HP <5.4 tons | AIRQUEST | HRCU-A-CB (Split System: Heat Pump with Remote Outdoor Unit-Air-Source) | DLCURAH36ABK | ADP |  | H,GE8J936 | *96MSN0802120A* | 35600 | 16 | 8.1 | 36800 | 34800 | 94.57% | 1.9 | 0 | 10 |  |  |  | No | R-410A | 2.9667 | Residential & Commercial | Ducted CEE Tier 1
215295080 | Central HP <5.4 tons | AIRQUEST | HRCU-A-CB (Split System: Heat Pump with Remote Outdoor Unit-Air-Source) | DLCURAH36ABK | ADP |  | H,GG80936 | *96MSN0802120A* | 36000 | 16 | 8.5 | 36400 | 34400 | 94.51% | 2.04 | 0 | 10 |  |  |  | No | R-410A | 3 | Residential & Commercial | Ducted CEE Tier 1
211230547 | Central HP <5.4 tons | AIRQUEST | HRCU-A-CB (Split System: Heat Pump with Remote Outdoor Unit-Air-Source) | DLCURAH36ABK |  |  | EN(A,D)4X48L24** | *80ESU1002120A* | 36200 | 16 | 8.1 | 38500 | 34800 | 90.39% | 2.02 | 0 | 10 |  |  |  | No | R-410A | 3.0167 | Residential & Commercial | Ducted CEE Tier 1
211230731 | Central HP <5.4 tons | AIRQUEST | HRCU-A-CB (Split System: Heat Pump with Remote Outdoor Unit-Air-Source) | DLCURAH36ABK |  |  | EN(A,D)4X48L24** | *95ESU1002120A* | 36400 | 16 | 8.1 | 38500 | 34800 | 90.39% | 2.04 | 0 | 10.5 |  |  |  | No | R-410A | 3.0333 | Residential & Commercial | Ducted CEE Tier 1
211230896 | Central HP <5.4 tons | AIRQUEST | HRCU-A-CB (Split System: Heat Pump with Remote Outdoor Unit-Air-Source) | DLCURAH36ABK |  |  | FVM4X48***L |  | 36200 | 17 | 8.5 | 37600 | 34400 | 91.49% | 2.06 | 0 | 10 |  |  |  | No | R-410A | 3.0167 | Residential & Commercial | Ducted CEE Tier 1
207436144 | Central HP <5.4 tons | LENNOX | HRCU-A-CB (Split System: Heat Pump with Remote Outdoor Unit-Air-Source) | SL25XPV-048-230A** |  |  | CBA38MV-060-230*+TDR |  | 44500 | 20 | 9.3 | 44500 | 36800 | 82.7% | 1.96 | 12.5 | 12 |  |  |  | No | R-410A | 3.7083 | Residential & Commercial | Ducted CEE Tier 1
207436512 | Central HP <5.4 tons | LENNOX | HRCU-A-CB (Split System: Heat Pump with Remote Outdoor Unit-Air-Source) | SL25XPV-048-230A** |  |  | C35-49C+TDR+TXV | EL296UH090XV60C* | 45500 | 20 | 8.9 | 44000 | 36000 | 81.82% | 1.78 | 12 | 12 |  |  |  | No | R-410A | 3.7917 | Residential & Commercial | Ducted CEE Tier 1
207436528 | Central HP <5.4 tons | LENNOX | HRCU-A-CB (Split System: Heat Pump with Remote Outdoor Unit-Air-Source) | SL25XPV-048-230A** |  |  | C35-60C+TDR+TXV | EL296UH110XV48C* | 45500 | 20 | 9.5 | 44000 | 36400 | 82.73% | 1.9 | 12.5 | 12.2 |  |  |  | No | R-410A | 3.7917 | Residential & Commercial | Ducted CEE Tier 1
215293059 | Central HP <5.4 tons | AIRQUEST | HRCU-A-CB (Split System: Heat Pump with Remote Outdoor Unit-Air-Source) | DLCURAH24ABK | ADP |  | H,GE7J936 | *96VTN0802120A* | 23000 | 17 | 8.1 | 24200 | 23400 | 96.69% | 1.98 | 0 | 10 |  |  |  | No | R-410A | 1.9167 | Residential & Commercial | Ducted CEE Tier 1
215293075 | Central HP <5.4 tons | AIRQUEST | HRCU-A-CB (Split System: Heat Pump with Remote Outdoor Unit-Air-Source) | DLCURAH24ABK | ADP |  | H,GG31924 | *96VTN0802120B* | 22800 | 16 | 8.5 | 24800 | 23600 | 95.16% | 1.98 | 0 | 10 |  |  |  | No | R-410A | 1.9 | Residential & Commercial | Ducted CEE Tier 1
215293084 | Central HP <5.4 tons | AIRQUEST | HRCU-A-CB (Split System: Heat Pump with Remote Outdoor Unit-Air-Source) | DLCURAH24ABK | ADP |  | HG32924 | *96VTN0802120B* | 23200 | 17 | 8.5 | 24800 | 23600 | 95.16% | 1.98 | 0 | 10 |  |  |  | No | R-410A | 1.9333 | Residential & Commercial | Ducted CEE Tier 1
215293109 | Central HP <5.4 tons | AIRQUEST | HRCU-A-CB (Split System: Heat Pump with Remote Outdoor Unit-Air-Source) | DLCURAH24ABK | ADP |  | H,GE7J936 | *96VTN0802120B* | 23400 | 17 | 8.5 | 24800 | 23600 | 95.16% | 1.98 | 0 | 10 |  |  |  | No | R-410A | 1.95 | Residential & Commercial | Ducted CEE Tier 1
215293111 | Central HP <5.4 tons | AIRQUEST | HRCU-A-CB (Split System: Heat Pump with Remote Outdoor Unit-Air-Source) | DLCURAH24ABK | ADP |  | HG8J936 | *96VTN0802120B* | 23600 | 17 | 8.5 | 24800 | 23600 | 95.16% | 1.98 | 0 | 10.5 |  |  |  | No | R-410A | 1.9667 | Residential & Commercial | Ducted CEE Tier 1
215292135 | Central HP <5.4 tons | AIRQUEST | HRCU-A-CB (Split System: Heat Pump with Remote Outdoor Unit-Air-Source) | DLCURAH24ABK | ADP |  | H,GG34936 | *92MSN1002120A* | 23600 | 17 | 8.5 | 24800 | 23800 | 95.97% | 2.02 | 0 | 10.5 |  |  |  | No | R-410A | 1.9667 | Residential & Commercial | Ducted CEE Tier 1
215292152 | Central HP <5.4 tons | AIRQUEST | HRCU-A-CB (Split System: Heat Pump with Remote Outdoor Unit-Air-Source) | DLCURAH24ABK | ADP |  | HE7J936 | *92MSN1002120A* | 23000 | 17 | 8.5 | 24800 | 23800 | 95.97% | 2.02 | 0 | 10 |  |  |  | No | R-410A | 1.9167 | Residential & Commercial | Ducted CEE Tier 1
215292154 | Central HP <5.4 tons | AIRQUEST | HRCU-A-CB (Split System: Heat Pump with Remote Outdoor Unit-Air-Source) | DLCURAH24ABK | ADP |  | H,GE8J936 | *92MSN1002120A* | 23400 | 17 | 8.5 | 24800 | 23800 | 95.97% | 2.02 | 0 | 10.5 |  |  |  | No | R-410A | 1.95 | Residential & Commercial | Ducted CEE Tier 1
211230163 | Central HP <5.4 tons | AIRQUEST | HRCU-A-CB (Split System: Heat Pump with Remote Outdoor Unit-Air-Source) | DLCURAH36ABK |  |  | EN(A,D,W)4X48L21** | *95ESN0601714A* | 35600 | 15.5 | 8.1 | 38500 | 35000 | 90.91% | 2 | 0 | 10 |  |  |  | No | R-410A | 2.9667 | Residential & Commercial | Ducted CEE Tier 1
215295760 | Central HP <5.4 tons | AIRQUEST | HRCU-A-CB (Split System: Heat Pump with Remote Outdoor Unit-Air-Source) | DLCURAH36ABK | ADP |  | HE36936 | *96VTN1202422B* | 35400 | 16 | 8.5 | 36200 | 34200 | 94.48% | 2.02 | 0 | 10 |  |  |  | No | R-410A | 2.95 | Residential & Commercial | Ducted CEE Tier 1
215292168 | Central HP <5.4 tons | AIRQUEST | HRCU-A-CB (Split System: Heat Pump with Remote Outdoor Unit-Air-Source) | DLCURAH24ABK | ADP |  | H,GE24936 | *96MSN0261410A* | 23400 | 16 | 8.5 | 25400 | 25800 | 101.6% | 2.2 | 0 | 10 |  |  |  | No | R-410A | 1.95 | Residential & Commercial | Ducted CEE Tier 1
215292428 | Central HP <5.4 tons | AIRQUEST | HRCU-A-CB (Split System: Heat Pump with Remote Outdoor Unit-Air-Source) | DLCURAH24ABK | ADP |  | H,GE24936 | *96MSN0801716A* | 23200 | 17 | 8.5 | 24800 | 23600 | 95.16% | 2 | 0 | 10 |  |  |  | No | R-410A | 1.9333 | Residential & Commercial | Ducted CEE Tier 1
215292497 | Central HP <5.4 tons | AIRQUEST | HRCU-A-CB (Split System: Heat Pump with Remote Outdoor Unit-Air-Source) | DLCURAH24ABK | ADP |  | H,GE33936 | *96MSN0802120A* | 23200 | 17 | 8.5 | 24800 | 23800 | 95.97% | 2.02 | 0 | 10 |  |  |  | No | R-410A | 1.9333 | Residential & Commercial | Ducted CEE Tier 1
215293191 | Central HP <5.4 tons | AIRQUEST | HRCU-A-CB (Split System: Heat Pump with Remote Outdoor Unit-Air-Source) | DLCURAH24ABK | ADP |  | HE33936 | *96VTN1002120B* | 23200 | 17 | 8.5 | 24600 | 24200 | 98.37% | 2.04 | 0 | 10 |  |  |  | No | R-410A | 1.9333 | Residential & Commercial | Ducted CEE Tier 1
206135999 | Central HP <5.4 tons | COMFORTMAKER | HRCU-A-CB (Split System: Heat Pump with Remote Outdoor Unit-Air-Source) | CVH837GKA** |  |  | EHD4X42AAL+WALLCON | *80CSU1002120A* | 32400 | 16 | 8.1 | 33200 | 24800 | 74.7% | 1.94 | 11.5 | 11 |  |  |  | No | R-410A | 2.7 | Residential & Commercial | Ducted CEE Tier 1
215295776 | Central HP <5.4 tons | AIRQUEST | HRCU-A-CB (Split System: Heat Pump with Remote Outdoor Unit-Air-Source) | DLCURAH36ABK | ADP |  | HG80936 | *96VTN1202422B* | 35600 | 16 | 8.5 | 36200 | 34200 | 94.48% | 2.02 | 0 | 10 |  |  |  | No | R-410A | 2.9667 | Residential & Commercial | Ducted CEE Tier 1
211230196 | Central HP <5.4 tons | AIRQUEST | HRCU-A-CB (Split System: Heat Pump with Remote Outdoor Unit-Air-Source) | DLCURAH36ABK |  |  | EN(A,D,W)4X48L21** | *95ESN1002120A* | 36800 | 16 | 8.1 | 39500 | 35000 | 88.61% | 2.06 | 0 | 10.5 |  |  |  | No | R-410A | 3.0667 | Residential & Commercial | Ducted CEE Tier 1
211230261 | Central HP <5.4 tons | AIRQUEST | HRCU-A-CB (Split System: Heat Pump with Remote Outdoor Unit-Air-Source) | DLCURAH36ABK |  |  | EN(A,D,W)4X48L21** | *95ESU0601716A* | 35800 | 16 | 8.1 | 38500 | 34800 | 90.39% | 2 | 0 | 10 |  |  |  | No | R-410A | 2.9833 | Residential & Commercial | Ducted CEE Tier 1
211230378 | Central HP <5.4 tons | AIRQUEST | HRCU-A-CB (Split System: Heat Pump with Remote Outdoor Unit-Air-Source) | DLCURAH36ABK |  |  | EN(A,D,W)4X48L21** | OMV112K14A | 35800 | 15.5 | 8.1 | 38500 | 35000 | 90.91% | 2 | 0 | 10 |  |  |  | No | R-410A | 2.9833 | Residential & Commercial | Ducted CEE Tier 1
215295096 | Central HP <5.4 tons | AIRQUEST | HRCU-A-CB (Split System: Heat Pump with Remote Outdoor Unit-Air-Source) | DLCURAH36ABK | ADP |  | H,GE33936 | *96MSN1002120A* | 35200 | 16 | 8.1 | 36800 | 34600 | 94.02% | 1.88 | 0 | 10 |  |  |  | No | R-410A | 2.9333 | Residential & Commercial | Ducted CEE Tier 1
215295105 | Central HP <5.4 tons | AIRQUEST | HRCU-A-CB (Split System: Heat Pump with Remote Outdoor Unit-Air-Source) | DLCURAH36ABK | ADP |  | HE35936 | *96MSN1002120A* | 35400 | 16 | 8.1 | 36800 | 34600 | 94.02% | 1.88 | 0 | 10 |  |  |  | No | R-410A | 2.95 | Residential & Commercial | Ducted CEE Tier 1
206136149 | Central HP <5.4 tons | COMFORTMAKER | HRCU-A-CB (Split System: Heat Pump with Remote Outdoor Unit-Air-Source) | CVH837GKA** |  |  | EA*4X43L21A*+WALLCON | *95CSU1002122A* | 33000 | 17.5 | 8.5 | 32800 | 25000 | 76.22% | 2 | 12 | 11.5 |  |  |  | No | R-410A | 2.75 | Residential & Commercial | Ducted CEE Tier 1
215292512 | Central HP <5.4 tons | AIRQUEST | HRCU-A-CB (Split System: Heat Pump with Remote Outdoor Unit-Air-Source) | DLCURAH24ABK | ADP |  | HG7J924 | *96MSN0802120A* | 23000 | 17 | 8.5 | 24800 | 23800 | 95.97% | 2.02 | 0 | 10 |  |  |  | No | R-410A | 1.9167 | Residential & Commercial | Ducted CEE Tier 1
215292467 | Central HP <5.4 tons | AIRQUEST | HRCU-A-CB (Split System: Heat Pump with Remote Outdoor Unit-Air-Source) | DLCURAH24ABK | ADP |  | HE8J936 | *96MSN0801716A* | 23600 | 17 | 8.5 | 24800 | 23600 | 95.16% | 1.98 | 0 | 10.5 |  |  |  | No | R-410A | 1.9667 | Residential & Commercial | Ducted CEE Tier 1
215935814 | Central HP <5.4 tons | CARRIER | HRCU-A-CB (Split System: Heat Pump with Remote Outdoor Unit-Air-Source) | 27VNA336A*030* |  |  | CVAVA3817XMA*+UI | 58CU*A060C17**16 | 35400 | 22 | 8.5 | 38000 | 28600 | 75.26% | 2.02 | 0 | 12 |  |  |  | No | R-454B | 2.95 | Residential & Commercial | Ducted CEE Tier 1
215935894 | Central HP <5.4 tons | CARRIER | HRCU-A-CB (Split System: Heat Pump with Remote Outdoor Unit-Air-Source) | 27VNA336A*030* |  |  | CVAVA3817XMA*+UI | 59TN6C060C17**14 | 35200 | 21 | 8.5 | 38000 | 28000 | 73.68% | 2 | 0 | 11.7 |  |  |  | No | R-454B | 2.9333 | Residential & Commercial | Ducted CEE Tier 1
215292474 | Central HP <5.4 tons | AIRQUEST | HRCU-A-CB (Split System: Heat Pump with Remote Outdoor Unit-Air-Source) | DLCURAH24ABK | ADP |  | HG80936 | *96MSN0801716A* | 23800 | 17 | 8.5 | 24800 | 23600 | 95.16% | 2 | 0 | 10.5 |  |  |  | No | R-410A | 1.9833 | Residential & Commercial | Ducted CEE Tier 1
215292476 | Central HP <5.4 tons | AIRQUEST | HRCU-A-CB (Split System: Heat Pump with Remote Outdoor Unit-Air-Source) | DLCURAH24ABK | ADP |  | HG81936 | *96MSN0801716A* | 23800 | 17 | 8.5 | 24800 | 23600 | 95.16% | 2 | 0 | 10.5 |  |  |  | No | R-410A | 1.9833 | Residential & Commercial | Ducted CEE Tier 1
215292490 | Central HP <5.4 tons | AIRQUEST | HRCU-A-CB (Split System: Heat Pump with Remote Outdoor Unit-Air-Source) | DLCURAH24ABK | ADP |  | HG32924 | *96MSN0802120A* | 23000 | 17 | 8.5 | 24800 | 23800 | 95.97% | 2.02 | 0 | 10 |  |  |  | No | R-410A | 1.9167 | Residential & Commercial | Ducted CEE Tier 1
215292506 | Central HP <5.4 tons | AIRQUEST | HRCU-A-CB (Split System: Heat Pump with Remote Outdoor Unit-Air-Source) | DLCURAH24ABK | ADP |  | HE35936 | *96MSN0802120A* | 23600 | 17 | 8.5 | 24800 | 23800 | 95.97% | 2.02 | 0 | 10.5 |  |  |  | No | R-410A | 1.9667 | Residential & Commercial | Ducted CEE Tier 1
215292515 | Central HP <5.4 tons | AIRQUEST | HRCU-A-CB (Split System: Heat Pump with Remote Outdoor Unit-Air-Source) | DLCURAH24ABK | ADP |  | H,GE7J936 | *96MSN0802120A* | 23000 | 17 | 8.5 | 24800 | 23800 | 95.97% | 2.02 | 0 | 10 |  |  |  | No | R-410A | 1.9167 | Residential & Commercial | Ducted CEE Tier 1
215292645 | Central HP <5.4 tons | AIRQUEST | HRCU-A-CB (Split System: Heat Pump with Remote Outdoor Unit-Air-Source) | DLCURAH24ABK | ADP |  | H,GG33936 | *96VTN0401712A* | 23000 | 16 | 8.5 | 24200 | 23800 | 98.35% | 2 | 0 | 10 |  |  |  | No | R-410A | 1.9167 | Residential & Commercial | Ducted CEE Tier 1
211229350 | Central HP <5.4 tons | AIRQUEST | HRCU-A-CB (Split System: Heat Pump with Remote Outdoor Unit-Air-Source) | DLCURAH36ABK |  |  | EA*4X48L24A* | *80VSL0902120A* | 35600 | 16.5 | 8.1 | 37800 | 34600 | 91.53% | 2.04 | 0 | 10 |  |  |  | No | R-410A | 2.9667 | Residential & Commercial | Ducted CEE Tier 1
211229400 | Central HP <5.4 tons | AIRQUEST | HRCU-A-CB (Split System: Heat Pump with Remote Outdoor Unit-Air-Source) | DLCURAH36ABK |  |  | EA*4X48L24A* | *80VTL0902120A* | 35600 | 16.5 | 8.1 | 37800 | 34600 | 91.53% | 2.04 | 0 | 10 |  |  |  | No | R-410A | 2.9667 | Residential & Commercial | Ducted CEE Tier 1
211229534 | Central HP <5.4 tons | AIRQUEST | HRCU-A-CB (Split System: Heat Pump with Remote Outdoor Unit-Air-Source) | DLCURAH36ABK |  |  | EA*4X48L24A* | *96VSN0802120A* | 36200 | 16 | 8.5 | 38500 | 34600 | 89.87% | 2.06 | 0 | 10 |  |  |  | No | R-410A | 3.0167 | Residential & Commercial | Ducted CEE Tier 1
211229670 | Central HP <5.4 tons | AIRQUEST | HRCU-A-CB (Split System: Heat Pump with Remote Outdoor Unit-Air-Source) | DLCURAH36ABK |  |  | END4X42L17** | *80VTL0701716A* | 35600 | 16 | 8.1 | 38500 | 35000 | 90.91% | 1.96 | 0 | 10 |  |  |  | No | R-410A | 2.9667 | Residential & Commercial | Ducted CEE Tier 1
215295775 | Central HP <5.4 tons | AIRQUEST | HRCU-A-CB (Split System: Heat Pump with Remote Outdoor Unit-Air-Source) | DLCURAH36ABK | ADP |  | H,GG80936 | *96VTN1202422B* | 35600 | 16 | 8.5 | 36200 | 34200 | 94.48% | 2.02 | 0 | 10 |  |  |  | No | R-410A | 2.9667 | Residential & Commercial | Ducted CEE Tier 1
213076802 | Central HP <5.4 tons | AIRQUEST | HRCU-A-CB (Split System: Heat Pump with Remote Outdoor Unit-Air-Source) | DLCURAH36ABK |  |  | EA*4X48L24A* | *80VTL1102122B* | 36200 | 16.5 | 8.5 | 38000 | 34800 | 91.58% | 2.04 | 0 | 10 |  |  |  | No | R-410A | 3.0167 | Residential & Commercial | Ducted CEE Tier 1
211230817 | Central HP <5.4 tons | AIRQUEST | HRCU-A-CB (Split System: Heat Pump with Remote Outdoor Unit-Air-Source) | DLCURAH36ABK |  |  | FEM4P42**AL |  | 37000 | 16 | 8.1 | 38500 | 34800 | 90.39% | 2 | 0 | 10 |  |  |  | No | R-410A | 3.0833 | Residential & Commercial | Ducted CEE Tier 1
215292187 | Central HP <5.4 tons | AIRQUEST | HRCU-A-CB (Split System: Heat Pump with Remote Outdoor Unit-Air-Source) | DLCURAH24ABK | ADP |  | H,GG34936 | *96MSN0261410A* | 23400 | 16 | 8.5 | 24600 | 24600 | 100% | 2.08 | 0 | 10 |  |  |  | No | R-410A | 1.95 | Residential & Commercial | Ducted CEE Tier 1
215292203 | Central HP <5.4 tons | AIRQUEST | HRCU-A-CB (Split System: Heat Pump with Remote Outdoor Unit-Air-Source) | DLCURAH24ABK | ADP |  | H,GE7J936 | *96MSN0261410A* | 23400 | 16 | 8.5 | 25400 | 25800 | 101.6% | 2.2 | 0 | 10 |  |  |  | No | R-410A | 1.95 | Residential & Commercial | Ducted CEE Tier 1
215292219 | Central HP <5.4 tons | AIRQUEST | HRCU-A-CB (Split System: Heat Pump with Remote Outdoor Unit-Air-Source) | DLCURAH24ABK | ADP |  | H,GG24936 | *96MSN0401410A* | 23200 | 16 | 8.5 | 25400 | 24800 | 97.64% | 2.1 | 0 | 10 |  |  |  | No | R-410A | 1.9333 | Residential & Commercial | Ducted CEE Tier 1
215292368 | Central HP <5.4 tons | AIRQUEST | HRCU-A-CB (Split System: Heat Pump with Remote Outdoor Unit-Air-Source) | DLCURAH24ABK | ADP |  | H,GE1K936 | *96MSN0601412A* | 23600 | 16 | 8.5 | 24600 | 23800 | 96.75% | 2 | 0 | 10 |  |  |  | No | R-410A | 1.9667 | Residential & Commercial | Ducted CEE Tier 1
215292371 | Central HP <5.4 tons | AIRQUEST | HRCU-A-CB (Split System: Heat Pump with Remote Outdoor Unit-Air-Source) | DLCURAH24ABK | ADP |  | H,GG81936 | *96MSN0601412A* | 23600 | 16 | 8.5 | 24600 | 23400 | 95.12% | 1.98 | 0 | 10 |  |  |  | No | R-410A | 1.9667 | Residential & Commercial | Ducted CEE Tier 1
215292403 | Central HP <5.4 tons | AIRQUEST | HRCU-A-CB (Split System: Heat Pump with Remote Outdoor Unit-Air-Source) | DLCURAH24ABK | ADP |  | H,GG36936 | *96MSN0601716A* | 23600 | 17 | 9 | 24200 | 23200 | 95.87% | 1.96 | 0 | 10 |  |  |  | No | R-410A | 1.9667 | Residential & Commercial | Ducted CEE Tier 1
215292455 | Central HP <5.4 tons | AIRQUEST | HRCU-A-CB (Split System: Heat Pump with Remote Outdoor Unit-Air-Source) | DLCURAH24ABK | ADP |  | H,GG36936 | *96MSN0801716A* | 23800 | 17 | 8.5 | 24800 | 23600 | 95.16% | 1.98 | 0 | 10.5 |  |  |  | No | R-410A | 1.9833 | Residential & Commercial | Ducted CEE Tier 1
215292574 | Central HP <5.4 tons | AIRQUEST | HRCU-A-CB (Split System: Heat Pump with Remote Outdoor Unit-Air-Source) | DLCURAH24ABK | ADP |  | HG80936 | *96VTN0401410A* | 23400 | 16 | 8.5 | 24000 | 23400 | 97.5% | 1.96 | 0 | 10 |  |  |  | No | R-410A | 1.95 | Residential & Commercial | Ducted CEE Tier 1
215292601 | Central HP <5.4 tons | AIRQUEST | HRCU-A-CB (Split System: Heat Pump with Remote Outdoor Unit-Air-Source) | DLCURAH24ABK | ADP |  | HE34936 | *96VTN0401410B* | 23400 | 16 | 8.5 | 24800 | 24400 | 98.39% | 2.06 | 0 | 10 |  |  |  | No | R-410A | 1.95 | Residential & Commercial | Ducted CEE Tier 1
215292706 | Central HP <5.4 tons | AIRQUEST | HRCU-A-CB (Split System: Heat Pump with Remote Outdoor Unit-Air-Source) | DLCURAH24ABK | ADP |  | H,GG37936 | *96VTN0401712B* | 23400 | 16 | 8.5 | 24600 | 24000 | 97.56% | 2.02 | 0 | 10 |  |  |  | No | R-410A | 1.95 | Residential & Commercial | Ducted CEE Tier 1
215292801 | Central HP <5.4 tons | AIRQUEST | HRCU-A-CB (Split System: Heat Pump with Remote Outdoor Unit-Air-Source) | DLCURAH24ABK | ADP |  | HG35936 | *96VTN0601412B* | 23600 | 17 | 8.5 | 24600 | 23600 | 95.93% | 2 | 0 | 10 |  |  |  | No | R-410A | 1.9667 | Residential & Commercial | Ducted CEE Tier 1
215935353 | Central HP <5.4 tons | TEMPSTAR | HRCU-A-CB (Split System: Heat Pump with Remote Outdoor Unit-Air-Source) | T5H3V36*K*AAA* |  |  | EVM5X60M24A*+WALLCON | *80CTL0902120B* | 35600 | 22 | 8.5 | 38000 | 28400 | 74.74% | 2.04 | 0 | 12.5 |  |  |  | No | R-454B | 2.9667 | Residential & Commercial | Ducted CEE Tier 1
215284837 | Central HP <5.4 tons | BRYANT HEATING AND COOLING SYSTEMS | HRCU-A-CB (Split System: Heat Pump with Remote Outdoor Unit-Air-Source) | 38MURAQ18AB3* | ADP |  | H,PG21918 | 916SA30040M14*** | 16400 | 15.2 | 8.5 | 16900 | 19400 | 114.8% | 2.38 | 0 | 10 |  |  |  | No | R-410A | 1.3667 | Residential & Commercial | Ducted CEE Tier 1
215935333 | Central HP <5.4 tons | TEMPSTAR | HRCU-A-CB (Split System: Heat Pump with Remote Outdoor Unit-Air-Source) | T5H3V36*K*AAA* |  |  | EVM5X60M24A*+WALLCON | *80CSU1002120A* | 35400 | 21.5 | 8.5 | 38000 | 28600 | 75.26% | 2.02 | 0 | 12 |  |  |  | No | R-454B | 2.95 | Residential & Commercial | Ducted CEE Tier 1
215292361 | Central HP <5.4 tons | AIRQUEST | HRCU-A-CB (Split System: Heat Pump with Remote Outdoor Unit-Air-Source) | DLCURAH24ABK | ADP |  | HG8J936 | *96MSN0601412A* | 23400 | 16 | 8.5 | 24600 | 23800 | 96.75% | 2 | 0 | 10 |  |  |  | No | R-410A | 1.95 | Residential & Commercial | Ducted CEE Tier 1
215292883 | Central HP <5.4 tons | AIRQUEST | HRCU-A-CB (Split System: Heat Pump with Remote Outdoor Unit-Air-Source) | DLCURAH24ABK | ADP |  | HE31930 | *96VTN0601716B* | 23000 | 16 | 9 | 24400 | 22800 | 93.44% | 1.92 | 0 | 10 |  |  |  | No | R-410A | 1.9167 | Residential & Commercial | Ducted CEE Tier 1
215292892 | Central HP <5.4 tons | AIRQUEST | HRCU-A-CB (Split System: Heat Pump with Remote Outdoor Unit-Air-Source) | DLCURAH24ABK | ADP |  | HG33936 | *96VTN0601716B* | 23800 | 16 | 9 | 24400 | 22800 | 93.44% | 1.92 | 0 | 10.5 |  |  |  | No | R-410A | 1.9833 | Residential & Commercial | Ducted CEE Tier 1
215292926 | Central HP <5.4 tons | AIRQUEST | HRCU-A-CB (Split System: Heat Pump with Remote Outdoor Unit-Air-Source) | DLCURAH24ABK | ADP |  | H,GE23936 | *96VTN0801716A* | 23200 | 16 | 8.1 | 24600 | 22600 | 91.87% | 1.9 | 0 | 10 |  |  |  | No | R-410A | 1.9333 | Residential & Commercial | Ducted CEE Tier 1
215293016 | Central HP <5.4 tons | AIRQUEST | HRCU-A-CB (Split System: Heat Pump with Remote Outdoor Unit-Air-Source) | DLCURAH24ABK | ADP |  | HG9J936 | *96VTN0801716B* | 23600 | 17 | 8.5 | 24600 | 23600 | 95.93% | 2 | 0 | 10 |  |  |  | No | R-410A | 1.9667 | Residential & Commercial | Ducted CEE Tier 1
215293025 | Central HP <5.4 tons | AIRQUEST | HRCU-A-CB (Split System: Heat Pump with Remote Outdoor Unit-Air-Source) | DLCURAH24ABK | ADP |  | H,GE23936 | *96VTN0802120A* | 22600 | 16 | 8.1 | 24200 | 23400 | 96.69% | 1.98 | 0 | 10 |  |  |  | No | R-410A | 1.8833 | Residential & Commercial | Ducted CEE Tier 1
215293027 | Central HP <5.4 tons | AIRQUEST | HRCU-A-CB (Split System: Heat Pump with Remote Outdoor Unit-Air-Source) | DLCURAH24ABK | ADP |  | H,GE24936 | *96VTN0802120A* | 23000 | 17 | 8.1 | 24200 | 23400 | 96.69% | 1.98 | 0 | 10 |  |  |  | No | R-410A | 1.9167 | Residential & Commercial | Ducted CEE Tier 1
215292940 | Central HP <5.4 tons | AIRQUEST | HRCU-A-CB (Split System: Heat Pump with Remote Outdoor Unit-Air-Source) | DLCURAH24ABK | ADP |  | H,GE32936 | *96VTN0801716A* | 23800 | 16 | 8.5 | 25200 | 23000 | 91.27% | 1.92 | 0 | 10 |  |  |  | No | R-410A | 1.9833 | Residential & Commercial | Ducted CEE Tier 1
215292999 | Central HP <5.4 tons | AIRQUEST | HRCU-A-CB (Split System: Heat Pump with Remote Outdoor Unit-Air-Source) | DLCURAH24ABK | ADP |  | HG35936 | *96VTN0801716B* | 23600 | 17 | 8.5 | 24400 | 23800 | 97.54% | 2.02 | 0 | 10 |  |  |  | No | R-410A | 1.9667 | Residential & Commercial | Ducted CEE Tier 1
215293001 | Central HP <5.4 tons | AIRQUEST | HRCU-A-CB (Split System: Heat Pump with Remote Outdoor Unit-Air-Source) | DLCURAH24ABK | ADP |  | HE35936 | *96VTN0801716B* | 23600 | 17 | 8.5 | 24600 | 23600 | 95.93% | 2 | 0 | 10 |  |  |  | No | R-410A | 1.9667 | Residential & Commercial | Ducted CEE Tier 1
215293041 | Central HP <5.4 tons | AIRQUEST | HRCU-A-CB (Split System: Heat Pump with Remote Outdoor Unit-Air-Source) | DLCURAH24ABK | ADP |  | H,GG33936 | *96VTN0802120A* | 23200 | 17 | 8.1 | 24200 | 23400 | 96.69% | 1.98 | 0 | 10 |  |  |  | No | R-410A | 1.9333 | Residential & Commercial | Ducted CEE Tier 1
215293086 | Central HP <5.4 tons | AIRQUEST | HRCU-A-CB (Split System: Heat Pump with Remote Outdoor Unit-Air-Source) | DLCURAH24ABK | ADP |  | H,GE32930 | *96VTN0802120B* | 23200 | 17 | 8.5 | 24800 | 23600 | 95.16% | 1.98 | 0 | 10 |  |  |  | No | R-410A | 1.9333 | Residential & Commercial | Ducted CEE Tier 1
215293093 | Central HP <5.4 tons | AIRQUEST | HRCU-A-CB (Split System: Heat Pump with Remote Outdoor Unit-Air-Source) | DLCURAH24ABK | ADP |  | H,GG34936 | *96VTN0802120B* | 23800 | 17 | 8.5 | 24800 | 23600 | 95.16% | 1.98 | 0 | 10.5 |  |  |  | No | R-410A | 1.9833 | Residential & Commercial | Ducted CEE Tier 1
215293127 | Central HP <5.4 tons | AIRQUEST | HRCU-A-CB (Split System: Heat Pump with Remote Outdoor Unit-Air-Source) | DLCURAH24ABK | ADP |  | H,GG31924 | *96VTN1002120A* | 22800 | 16 | 8.1 | 24400 | 23000 | 94.26% | 1.94 | 0 | 10 |  |  |  | No | R-410A | 1.9 | Residential & Commercial | Ducted CEE Tier 1
215292363 | Central HP <5.4 tons | AIRQUEST | HRCU-A-CB (Split System: Heat Pump with Remote Outdoor Unit-Air-Source) | DLCURAH24ABK | ADP |  | HE8J936 | *96MSN0601412A* | 23400 | 16 | 8.5 | 24600 | 23400 | 95.12% | 1.98 | 0 | 10 |  |  |  | No | R-410A | 1.95 | Residential & Commercial | Ducted CEE Tier 1
215292446 | Central HP <5.4 tons | AIRQUEST | HRCU-A-CB (Split System: Heat Pump with Remote Outdoor Unit-Air-Source) | DLCURAH24ABK | ADP |  | HE33936 | *96MSN0801716A* | 23400 | 17 | 8.5 | 24800 | 23600 | 95.16% | 2 | 0 | 10 |  |  |  | No | R-410A | 1.95 | Residential & Commercial | Ducted CEE Tier 1
215292460 | Central HP <5.4 tons | AIRQUEST | HRCU-A-CB (Split System: Heat Pump with Remote Outdoor Unit-Air-Source) | DLCURAH24ABK | ADP |  | HG7J924 | *96MSN0801716A* | 23400 | 17 | 8.5 | 24800 | 23600 | 95.16% | 2 | 0 | 10 |  |  |  | No | R-410A | 1.95 | Residential & Commercial | Ducted CEE Tier 1
215292461 | Central HP <5.4 tons | AIRQUEST | HRCU-A-CB (Split System: Heat Pump with Remote Outdoor Unit-Air-Source) | DLCURAH24ABK | ADP |  | HG7J936 | *96MSN0801716A* | 23400 | 17 | 8.5 | 24800 | 23600 | 95.16% | 2 | 0 | 10 |  |  |  | No | R-410A | 1.95 | Residential & Commercial | Ducted CEE Tier 1
208130391 | Central HP <5.4 tons | Alsetria | HRCU-A-CB (Split System: Heat Pump with Remote Outdoor Unit-Air-Source) | MOX430U-18HFN1-M |  |  | MVC-18HWFN1-M |  | 18000 | 18 | 9.3 | 19000 | 16500 | 86.84% | 2.04 | 12.5 | 12.4 |  |  |  | No | R-410A | 1.5 | Residential & Commercial | Ducted CEE Tier 1
216508735 | Central HP <5.4 tons | JOHNSON CONTROLS | HRCU-A-CB (Split System: Heat Pump with Remote Outdoor Unit-Air-Source) | HH836E2S11 |  |  | CTF30A5ADS1 | TM8V060A12MP12 | 32800 | 17 | 8.5 | 30600 | 25200 | 82.35% | 2 | 0 | 11 |  |  |  | No | R-454B | 2.7333 | Residential & Commercial | Ducted CEE Tier 1
215425276 | Central HP <5.4 tons | YORK | HRCU-A-CB (Split System: Heat Pump with Remote Outdoor Unit-Air-Source) | HH836E2S11 | ADP |  | H,YE1K*36+TXV | TM8E080C20MP11 | 34200 | 17 | 8.5 | 30800 | 25400 | 82.47% | 2 | 0 | 11 |  |  |  | No | R-454B | 2.85 | Residential & Commercial | Ducted CEE Tier 1
215425294 | Central HP <5.4 tons | YORK | HRCU-A-CB (Split System: Heat Pump with Remote Outdoor Unit-Air-Source) | HH836E2S11 | ADP |  | H,YE1K*36+TXV | TM9E100C16MP12 | 33000 | 19 | 8.5 | 29400 | 23800 | 80.95% | 2 | 0 | 11 |  |  |  | No | R-454B | 2.75 | Residential & Commercial | Ducted CEE Tier 1
215675954 | Central HP <5.4 tons | BRYANT HEATING AND COOLING SYSTEMS | HRCU-A-CB (Split System: Heat Pump with Remote Outdoor Unit-Air-Source) | 290VAN048**AA* |  |  | CVAMA6124XMA*+UI | 83*CA60080C21*** | 49000 | 19.5 | 9 | 50000 | 36600 | 73.2% | 2.1 | 0 | 10.5 |  |  |  | No | R-454B | 4.0833 | Residential & Commercial | Ducted CEE Tier 1
215676204 | Central HP <5.4 tons | BRYANT HEATING AND COOLING SYSTEMS | HRCU-A-CB (Split System: Heat Pump with Remote Outdoor Unit-Air-Source) | 290VAN048**AA* |  |  | CVAVA4824XMA*+UI | 88*TB60090C21*** | 47000 | 19 | 9 | 50000 | 36200 | 72.4% | 2 | 0 | 10 |  |  |  | No | R-454B | 3.9167 | Residential & Commercial | Ducted CEE Tier 1
215292479 | Central HP <5.4 tons | AIRQUEST | HRCU-A-CB (Split System: Heat Pump with Remote Outdoor Unit-Air-Source) | DLCURAH24ABK | ADP |  | H,GG24936 | *96MSN0802120A* | 23000 | 17 | 8.5 | 24800 | 23800 | 95.97% | 2.02 | 0 | 10 |  |  |  | No | R-410A | 1.9167 | Residential & Commercial | Ducted CEE Tier 1
215293017 | Central HP <5.4 tons | AIRQUEST | HRCU-A-CB (Split System: Heat Pump with Remote Outdoor Unit-Air-Source) | DLCURAH24ABK | ADP |  | H,GE9J936 | *96VTN0801716B* | 23600 | 17 | 8.5 | 24600 | 23600 | 95.93% | 2 | 0 | 10 |  |  |  | No | R-410A | 1.9667 | Residential & Commercial | Ducted CEE Tier 1
215293051 | Central HP <5.4 tons | AIRQUEST | HRCU-A-CB (Split System: Heat Pump with Remote Outdoor Unit-Air-Source) | DLCURAH24ABK | ADP |  | HE35936 | *96VTN0802120A* | 23600 | 17 | 8.1 | 24200 | 23400 | 96.69% | 1.98 | 0 | 10.5 |  |  |  | No | R-410A | 1.9667 | Residential & Commercial | Ducted CEE Tier 1
215293060 | Central HP <5.4 tons | AIRQUEST | HRCU-A-CB (Split System: Heat Pump with Remote Outdoor Unit-Air-Source) | DLCURAH24ABK | ADP |  | HE7J936 | *96VTN0802120A* | 23000 | 17 | 8.1 | 24200 | 23400 | 96.69% | 1.98 | 0 | 10 |  |  |  | No | R-410A | 1.9167 | Residential & Commercial | Ducted CEE Tier 1
215293099 | Central HP <5.4 tons | AIRQUEST | HRCU-A-CB (Split System: Heat Pump with Remote Outdoor Unit-Air-Source) | DLCURAH24ABK | ADP |  | H,GE35936 | *96VTN0802120B* | 23800 | 17 | 8.5 | 24800 | 23600 | 95.16% | 1.98 | 0 | 10.5 |  |  |  | No | R-410A | 1.9833 | Residential & Commercial | Ducted CEE Tier 1
215293108 | Central HP <5.4 tons | AIRQUEST | HRCU-A-CB (Split System: Heat Pump with Remote Outdoor Unit-Air-Source) | DLCURAH24ABK | ADP |  | H,GE7J924 | *96VTN0802120B* | 23400 | 17 | 8.5 | 24800 | 23600 | 95.16% | 1.98 | 0 | 10 |  |  |  | No | R-410A | 1.95 | Residential & Commercial | Ducted CEE Tier 1
215293119 | Central HP <5.4 tons | AIRQUEST | HRCU-A-CB (Split System: Heat Pump with Remote Outdoor Unit-Air-Source) | DLCURAH24ABK | ADP |  | H,GG80936 | *96VTN0802120B* | 23800 | 17 | 8.5 | 24800 | 23600 | 95.16% | 1.98 | 0 | 10.5 |  |  |  | No | R-410A | 1.9833 | Residential & Commercial | Ducted CEE Tier 1
212407325 | Central HP <5.4 tons | BRYANT HEATING AND COOLING SYSTEMS | HRCU-A-CB (Split System: Heat Pump with Remote Outdoor Unit-Air-Source) | 284ANV036*0**B* | ADP |  | C36A***L80(6,9) | 88*TA36070C14*** | 33400 | 19 | 9 | 33800 | 25800 | 76.33% | 2 | 0 | 12 |  |  |  | No | R-410A | 2.7833 | Residential & Commercial | Ducted CEE Tier 1
212407361 | Central HP <5.4 tons | BRYANT HEATING AND COOLING SYSTEMS | HRCU-A-CB (Split System: Heat Pump with Remote Outdoor Unit-Air-Source) | 284ANV036*0**B* | ADP |  | C36A***C719 | 88*TA36070C14*** | 33400 | 19 | 9 | 33800 | 25800 | 76.33% | 2 | 0 | 11.7 |  |  |  | No | R-410A | 2.7833 | Residential & Commercial | Ducted CEE Tier 1
212407363 | Central HP <5.4 tons | BRYANT HEATING AND COOLING SYSTEMS | HRCU-A-CB (Split System: Heat Pump with Remote Outdoor Unit-Air-Source) | 284ANV036*0**B* | ADP |  | C36A***C729 | 88*TA36070C14*** | 33400 | 19 | 9 | 33800 | 25800 | 76.33% | 2 | 0 | 12 |  |  |  | No | R-410A | 2.7833 | Residential & Commercial | Ducted CEE Tier 1
215293169 | Central HP <5.4 tons | AIRQUEST | HRCU-A-CB (Split System: Heat Pump with Remote Outdoor Unit-Air-Source) | DLCURAH24ABK | ADP |  | H,GG81936 | *96VTN1002120A* | 24000 | 17 | 8.5 | 24400 | 22400 | 91.8% | 1.9 | 0 | 10 |  |  |  | No | R-410A | 2 | Residential & Commercial | Ducted CEE Tier 1
215293208 | Central HP <5.4 tons | AIRQUEST | HRCU-A-CB (Split System: Heat Pump with Remote Outdoor Unit-Air-Source) | DLCURAH24ABK | ADP |  | H,GE7J936 | *96VTN1002120B* | 23000 | 17 | 8.5 | 24600 | 24200 | 98.37% | 2.04 | 0 | 10 |  |  |  | No | R-410A | 1.9167 | Residential & Commercial | Ducted CEE Tier 1
215293244 | Central HP <5.4 tons | AIRQUEST | HRCU-A-CB (Split System: Heat Pump with Remote Outdoor Unit-Air-Source) | DLCURAH24ABK | ADP |  | HG34936 | *96VTN1002122A* | 23600 | 17 | 8.1 | 24200 | 23400 | 96.69% | 1.98 | 0 | 10.5 |  |  |  | No | R-410A | 1.9667 | Residential & Commercial | Ducted CEE Tier 1
215292493 | Central HP <5.4 tons | AIRQUEST | HRCU-A-CB (Split System: Heat Pump with Remote Outdoor Unit-Air-Source) | DLCURAH24ABK | ADP |  | H,GE32936 | *96MSN0802120A* | 23000 | 17 | 8.5 | 24800 | 23800 | 95.97% | 2.02 | 0 | 10 |  |  |  | No | R-410A | 1.9167 | Residential & Commercial | Ducted CEE Tier 1
215292494 | Central HP <5.4 tons | AIRQUEST | HRCU-A-CB (Split System: Heat Pump with Remote Outdoor Unit-Air-Source) | DLCURAH24ABK | ADP |  | HE32936 | *96MSN0802120A* | 23000 | 17 | 8.5 | 24800 | 23800 | 95.97% | 2.02 | 0 | 10 |  |  |  | No | R-410A | 1.9167 | Residential & Commercial | Ducted CEE Tier 1
215292495 | Central HP <5.4 tons | AIRQUEST | HRCU-A-CB (Split System: Heat Pump with Remote Outdoor Unit-Air-Source) | DLCURAH24ABK | ADP |  | H,GG33936 | *96MSN0802120A* | 23200 | 17 | 8.5 | 24800 | 23800 | 95.97% | 2.02 | 0 | 10 |  |  |  | No | R-410A | 1.9333 | Residential & Commercial | Ducted CEE Tier 1
213298022 | Central HP <5.4 tons | JOHNSON CONTROLS | HRCU-A-CB (Split System: Heat Pump with Remote Outdoor Unit-Air-Source) | HMH72B341 |  |  | XAFC36DXXN1+TXV | Z8ES080C16SMPS1 | 34000 | 18 | 8.5 | 33400 | 24200 | 72.46% | 2.14 | 0 | 10 |  |  |  | No | R-410A | 2.8333 | Residential & Commercial | Ducted CEE Tier 1
215374882 | Central HP <5.4 tons | Durastar | HRCU-A-CB (Split System: Heat Pump with Remote Outdoor Unit-Air-Source) | DRA1H18S2A |  |  | DRAM18F2A |  | 18000 | 18 | 10 | 19500 | 18000 | 92.31% | 2.2 | 0 | 12 |  |  |  | No | R-454B | 1.5 | Residential & Commercial | Ducted CEE Tier 1
211230917 | Central HP <5.4 tons | AIRQUEST | HRCU-A-CB (Split System: Heat Pump with Remote Outdoor Unit-Air-Source) | DLCURAH36ABK |  |  | FXM4X42**AL |  | 36000 | 16 | 8.1 | 38500 | 34800 | 90.39% | 1.94 | 0 | 10 |  |  |  | No | R-410A | 3 | Residential & Commercial | Ducted CEE Tier 1
211230490 | Central HP <5.4 tons | AIRQUEST | HRCU-A-CB (Split System: Heat Pump with Remote Outdoor Unit-Air-Source) | DLCURAH36ABK |  |  | EN(A,D)4X48L24** | *80ES(N,L)1552420A* | 37200 | 16 | 8.1 | 39500 | 35000 | 88.61% | 2.08 | 0 | 10.5 |  |  |  | No | R-410A | 3.1 | Residential & Commercial | Ducted CEE Tier 1
211230323 | Central HP <5.4 tons | AIRQUEST | HRCU-A-CB (Split System: Heat Pump with Remote Outdoor Unit-Air-Source) | DLCURAH36ABK |  |  | EN(A,D,W)4X48L21** | *96VTN0802120A* | 35600 | 16 | 8.1 | 38500 | 34800 | 90.39% | 2 | 0 | 10 |  |  |  | No | R-410A | 2.9667 | Residential & Commercial | Ducted CEE Tier 1
211230640 | Central HP <5.4 tons | AIRQUEST | HRCU-A-CB (Split System: Heat Pump with Remote Outdoor Unit-Air-Source) | DLCURAH36ABK |  |  | EN(A,D)4X48L24** | *95ESN0802120A* | 36800 | 15.5 | 8.1 | 39500 | 35000 | 88.61% | 2.06 | 0 | 10.5 |  |  |  | No | R-410A | 3.0667 | Residential & Commercial | Ducted CEE Tier 1
211230671 | Central HP <5.4 tons | AIRQUEST | HRCU-A-CB (Split System: Heat Pump with Remote Outdoor Unit-Air-Source) | DLCURAH36ABK |  |  | EN(A,D)4X48L24** | *95ESN1202422A* | 37400 | 15.5 | 8.1 | 39500 | 35000 | 88.61% | 2.08 | 0 | 10.5 |  |  |  | No | R-410A | 3.1167 | Residential & Commercial | Ducted CEE Tier 1
213078522 | Central HP <5.4 tons | AIRQUEST | HRCU-A-CB (Split System: Heat Pump with Remote Outdoor Unit-Air-Source) | DLCURAH36ABK |  |  | EA*4X42L24A* | *80MS(N,L)0902120A* | 35400 | 16.5 | 8.1 | 38500 | 35000 | 90.91% | 1.9 | 0 | 10 |  |  |  | No | R-410A | 2.95 | Residential & Commercial | Ducted CEE Tier 1
213077077 | Central HP <5.4 tons | AIRQUEST | HRCU-A-CB (Split System: Heat Pump with Remote Outdoor Unit-Air-Source) | DLCURAH36ABK |  |  | EA*4X43L21A* | *96VSN0802120B* | 36600 | 16 | 8.5 | 38500 | 35000 | 90.91% | 2.06 | 0 | 10 |  |  |  | No | R-410A | 3.05 | Residential & Commercial | Ducted CEE Tier 1
215292513 | Central HP <5.4 tons | AIRQUEST | HRCU-A-CB (Split System: Heat Pump with Remote Outdoor Unit-Air-Source) | DLCURAH24ABK | ADP |  | HG7J936 | *96MSN0802120A* | 23000 | 17 | 8.5 | 24800 | 23800 | 95.97% | 2.02 | 0 | 10 |  |  |  | No | R-410A | 1.9167 | Residential & Commercial | Ducted CEE Tier 1
215292527 | Central HP <5.4 tons | AIRQUEST | HRCU-A-CB (Split System: Heat Pump with Remote Outdoor Unit-Air-Source) | DLCURAH24ABK | ADP |  | H,GG81936 | *96MSN0802120A* | 23600 | 17 | 8.5 | 24800 | 23800 | 95.97% | 2.02 | 0 | 10.5 |  |  |  | No | R-410A | 1.9667 | Residential & Commercial | Ducted CEE Tier 1
215292528 | Central HP <5.4 tons | AIRQUEST | HRCU-A-CB (Split System: Heat Pump with Remote Outdoor Unit-Air-Source) | DLCURAH24ABK | ADP |  | HG81936 | *96MSN0802120A* | 23600 | 17 | 8.5 | 24800 | 23800 | 95.97% | 2.02 | 0 | 10.5 |  |  |  | No | R-410A | 1.9667 | Residential & Commercial | Ducted CEE Tier 1
215293047 | Central HP <5.4 tons | AIRQUEST | HRCU-A-CB (Split System: Heat Pump with Remote Outdoor Unit-Air-Source) | DLCURAH24ABK | ADP |  | H,GE34936 | *96VTN0802120A* | 23600 | 17 | 8.1 | 24200 | 23400 | 96.69% | 1.98 | 0 | 10.5 |  |  |  | No | R-410A | 1.9667 | Residential & Commercial | Ducted CEE Tier 1
215676354 | Central HP <5.4 tons | BRYANT HEATING AND COOLING SYSTEMS | HRCU-A-CB (Split System: Heat Pump with Remote Outdoor Unit-Air-Source) | 290VAN048**AA* |  |  | CVAVA4924XMA*+UI | 987MC60080C21*** | 48000 | 19 | 9 | 50000 | 36600 | 73.2% | 2 | 0 | 10 |  |  |  | No | R-454B | 4 | Residential & Commercial | Ducted CEE Tier 1
215676404 | Central HP <5.4 tons | BRYANT HEATING AND COOLING SYSTEMS | HRCU-A-CB (Split System: Heat Pump with Remote Outdoor Unit-Air-Source) | 290VAN048**AA* |  |  | CVAVA6021XMA*+UI | 83*CA48060C17*** | 48000 | 19 | 9 | 50000 | 36800 | 73.6% | 2 | 0 | 10 |  |  |  | No | R-454B | 4 | Residential & Commercial | Ducted CEE Tier 1
215676604 | Central HP <5.4 tons | BRYANT HEATING AND COOLING SYSTEMS | HRCU-A-CB (Split System: Heat Pump with Remote Outdoor Unit-Air-Source) | 290VAN048**AA* |  |  | CVAVA6024XMA*+UI | 88*TB60070C21*** | 47500 | 19 | 9 | 50000 | 36800 | 73.6% | 2 | 0 | 10 |  |  |  | No | R-454B | 3.9583 | Residential & Commercial | Ducted CEE Tier 1
213297202 | Central HP <5.4 tons | JOHNSON CONTROLS | HRCU-A-CB (Split System: Heat Pump with Remote Outdoor Unit-Air-Source) | HMH72B341 |  |  | XAUB30CXXN1+TXV | Z8ES040A12SMPS1 | 33200 | 18 | 8.5 | 33000 | 23400 | 70.91% | 2.06 | 0 | 10 |  |  |  | No | R-410A | 2.7667 | Residential & Commercial | Ducted CEE Tier 1
213297307 | Central HP <5.4 tons | JOHNSON CONTROLS | HRCU-A-CB (Split System: Heat Pump with Remote Outdoor Unit-Air-Source) | HMH72B341 |  |  | XAFC36DBCN1 | Z8ET100C16LMPS1 | 35000 | 18 | 8.5 | 33600 | 23600 | 70.24% | 2.08 | 0 | 10 |  |  |  | No | R-410A | 2.9167 | Residential & Commercial | Ducted CEE Tier 1
204456865 | Central HP <5.4 tons | COMFORTMAKER | HRCU-A-CB (Split System: Heat Pump with Remote Outdoor Unit-Air-Source) | CVH825GKA2* |  |  | EA*4X37L17A*+WALLCON | *97CMN0801714A* | 24200 | 16 | 8.1 | 21400 | 16800 | 78.5% | 1.98 | 11 | 11 |  |  |  | No | R-410A | 2.0167 | Residential & Commercial | Ducted CEE Tier 1
215293096 | Central HP <5.4 tons | AIRQUEST | HRCU-A-CB (Split System: Heat Pump with Remote Outdoor Unit-Air-Source) | DLCURAH24ABK | ADP |  | HE34936 | *96VTN0802120B* | 23800 | 17 | 8.5 | 24800 | 23600 | 95.16% | 1.98 | 0 | 10.5 |  |  |  | No | R-410A | 1.9833 | Residential & Commercial | Ducted CEE Tier 1
215293241 | Central HP <5.4 tons | AIRQUEST | HRCU-A-CB (Split System: Heat Pump with Remote Outdoor Unit-Air-Source) | DLCURAH24ABK | ADP |  | H,GE33936 | *96VTN1002122A* | 23200 | 17 | 8.1 | 24200 | 23400 | 96.69% | 1.98 | 0 | 10 |  |  |  | No | R-410A | 1.9333 | Residential & Commercial | Ducted CEE Tier 1
215293261 | Central HP <5.4 tons | AIRQUEST | HRCU-A-CB (Split System: Heat Pump with Remote Outdoor Unit-Air-Source) | DLCURAH24ABK | ADP |  | HE8J936 | *96VTN1002122A* | 23400 | 17 | 8.1 | 24200 | 23400 | 96.69% | 1.98 | 0 | 10.5 |  |  |  | No | R-410A | 1.95 | Residential & Commercial | Ducted CEE Tier 1
215293284 | Central HP <5.4 tons | AIRQUEST | HRCU-A-CB (Split System: Heat Pump with Remote Outdoor Unit-Air-Source) | DLCURAH24ABK | ADP |  | H,GE32930 | *96VTN1002122B* | 23200 | 17 | 8.5 | 24800 | 23400 | 94.35% | 1.98 | 0 | 10 |  |  |  | No | R-410A | 1.9333 | Residential & Commercial | Ducted CEE Tier 1
215293114 | Central HP <5.4 tons | AIRQUEST | HRCU-A-CB (Split System: Heat Pump with Remote Outdoor Unit-Air-Source) | DLCURAH24ABK | ADP |  | H,GG9J936 | *96VTN0802120B* | 23800 | 17 | 8.5 | 24800 | 23600 | 95.16% | 1.98 | 0 | 10.5 |  |  |  | No | R-410A | 1.9833 | Residential & Commercial | Ducted CEE Tier 1
215293129 | Central HP <5.4 tons | AIRQUEST | HRCU-A-CB (Split System: Heat Pump with Remote Outdoor Unit-Air-Source) | DLCURAH24ABK | ADP |  | H,GE31924 | *96VTN1002120A* | 22800 | 16 | 8.1 | 24400 | 23000 | 94.26% | 1.94 | 0 | 10 |  |  |  | No | R-410A | 1.9 | Residential & Commercial | Ducted CEE Tier 1
215293145 | Central HP <5.4 tons | AIRQUEST | HRCU-A-CB (Split System: Heat Pump with Remote Outdoor Unit-Air-Source) | DLCURAH24ABK | ADP |  | HG34936 | *96VTN1002120A* | 24000 | 17 | 8.5 | 24400 | 22400 | 91.8% | 1.9 | 0 | 10 |  |  |  | No | R-410A | 2 | Residential & Commercial | Ducted CEE Tier 1
213078758 | Central HP <5.4 tons | AIRQUEST | HRCU-A-CB (Split System: Heat Pump with Remote Outdoor Unit-Air-Source) | DLCURAH36ABK |  |  | EN(A,D)4X48L24** | *80MS(N,L)1102420A* | 36200 | 17 | 8.1 | 38500 | 34800 | 90.39% | 2.02 | 0 | 10.5 |  |  |  | No | R-410A | 3.0167 | Residential & Commercial | Ducted CEE Tier 1
211230209 | Central HP <5.4 tons | DAY & NIGHT | HRCU-A-CB (Split System: Heat Pump with Remote Outdoor Unit-Air-Source) | DLCURAH36ABK |  |  | EN(A,D,W)4X48L21** | *95ESN1002122A* | 37600 | 15.5 | 8.5 | 39500 | 35000 | 88.61% | 2.08 | 0 | 10.5 |  |  |  | No | R-410A | 3.1333 | Residential & Commercial | Ducted CEE Tier 1
211230493 | Central HP <5.4 tons | DAY & NIGHT | HRCU-A-CB (Split System: Heat Pump with Remote Outdoor Unit-Air-Source) | DLCURAH36ABK |  |  | EN(A,D)4X48L24** | *80ES(N,L)1552420A* | 37200 | 16 | 8.1 | 39500 | 35000 | 88.61% | 2.08 | 0 | 10.5 |  |  |  | No | R-410A | 3.1 | Residential & Commercial | Ducted CEE Tier 1
208106633 | Central HP <5.4 tons | DIYCOOL | HRCU-A-CB (Split System: Heat Pump with Remote Outdoor Unit-Air-Source) | ACIQ-36-HPB |  |  | ACIQ-36-AHB |  | 36000 | 16 | 9.5 | 40000 | 34400 | 86% | 1.97 | 10.5 | 10 |  |  |  | No | R-410A | 3 | Residential & Commercial | Ducted CEE Tier 1
212365453 | Central HP <5.4 tons | Custom Comfort | HRCU-A-CB (Split System: Heat Pump with Remote Outdoor Unit-Air-Source) | CCOXHA24V36HP |  |  | CCOXHAAH24V36 |  | 36000 | 16 | 9.5 | 40000 | 34400 | 86% | 1.97 | 10.5 | 10 |  |  |  | No | R-410A | 3 | Residential & Commercial | Ducted CEE Tier 1
211229145 | Central HP <5.4 tons | AIRQUEST | HRCU-A-CB (Split System: Heat Pump with Remote Outdoor Unit-Air-Source) | DLCURAH36ABK |  |  | EA*4X48L21A* | *95ESU1002122A* | 37200 | 15.5 | 8.5 | 38500 | 35000 | 90.91% | 2.12 | 0 | 10 |  |  |  | No | R-410A | 3.1 | Residential & Commercial | Ducted CEE Tier 1
215293163 | Central HP <5.4 tons | AIRQUEST | HRCU-A-CB (Split System: Heat Pump with Remote Outdoor Unit-Air-Source) | DLCURAH24ABK | ADP |  | H,GG9J936 | *96VTN1002120A* | 24000 | 17 | 8.5 | 24400 | 22400 | 91.8% | 1.9 | 0 | 10 |  |  |  | No | R-410A | 2 | Residential & Commercial | Ducted CEE Tier 1
215293021 | Central HP <5.4 tons | AIRQUEST | HRCU-A-CB (Split System: Heat Pump with Remote Outdoor Unit-Air-Source) | DLCURAH24ABK | ADP |  | HG80936 | *96VTN0801716B* | 23600 | 17 | 8.5 | 24600 | 23600 | 95.93% | 2 | 0 | 10 |  |  |  | No | R-410A | 1.9667 | Residential & Commercial | Ducted CEE Tier 1
212989207 | Central HP <5.4 tons | DAY & NIGHT | HRCU-A-CB (Split System: Heat Pump with Remote Outdoor Unit-Air-Source) | DLCURAH24ABK |  |  | EA*4X37L21A* | *95MSU0601716A* | 24200 | 17.5 | 8.5 | 25200 | 21600 | 85.71% | 1.82 | 0 | 10.5 |  |  |  | No | R-410A | 2.0167 | Residential & Commercial | Ducted CEE Tier 1
215293225 | Central HP <5.4 tons | AIRQUEST | HRCU-A-CB (Split System: Heat Pump with Remote Outdoor Unit-Air-Source) | DLCURAH24ABK | ADP |  | H,GE24936 | *96VTN1002122A* | 23000 | 17 | 8.1 | 24200 | 23400 | 96.69% | 1.98 | 0 | 10 |  |  |  | No | R-410A | 1.9167 | Residential & Commercial | Ducted CEE Tier 1
215293227 | Central HP <5.4 tons | AIRQUEST | HRCU-A-CB (Split System: Heat Pump with Remote Outdoor Unit-Air-Source) | DLCURAH24ABK | ADP |  | H,GG31930 | *96VTN1002122A* | 22600 | 16 | 8.1 | 24200 | 23400 | 96.69% | 1.98 | 0 | 10 |  |  |  | No | R-410A | 1.8833 | Residential & Commercial | Ducted CEE Tier 1
215293266 | Central HP <5.4 tons | AIRQUEST | HRCU-A-CB (Split System: Heat Pump with Remote Outdoor Unit-Air-Source) | DLCURAH24ABK | ADP |  | H,GG80936 | *96VTN1002122A* | 23600 | 17 | 8.1 | 24200 | 23400 | 96.69% | 1.98 | 0 | 10.5 |  |  |  | No | R-410A | 1.9667 | Residential & Commercial | Ducted CEE Tier 1
207436562 | Central HP <5.4 tons | LENNOX | HRCU-A-CB (Split System: Heat Pump with Remote Outdoor Unit-Air-Source) | SL25XPV-048-230A** |  |  | CHX35-51/61C-**-*+TDR | EL296UH110XV48C* | 44500 | 20.6 | 9.2 | 45500 | 37600 | 82.64% | 1.8 | 12.5 | 12.2 |  |  |  | No | R-410A | 3.7083 | Residential & Commercial | Ducted CEE Tier 1
206135677 | Central HP <5.4 tons | COMFORTMAKER | HRCU-A-CB (Split System: Heat Pump with Remote Outdoor Unit-Air-Source) | CVH837GKA** |  |  | EA*4X37L21A*+WALLCON | *80CSU1002120A* | 32800 | 17 | 8.5 | 33000 | 25200 | 76.36% | 1.96 | 12 | 11 |  |  |  | No | R-410A | 2.7333 | Residential & Commercial | Ducted CEE Tier 1
215293070 | Central HP <5.4 tons | AIRQUEST | HRCU-A-CB (Split System: Heat Pump with Remote Outdoor Unit-Air-Source) | DLCURAH24ABK | ADP |  | H,GG81936 | *96VTN0802120A* | 23600 | 17 | 8.1 | 24200 | 23400 | 96.69% | 1.98 | 0 | 10.5 |  |  |  | No | R-410A | 1.9667 | Residential & Commercial | Ducted CEE Tier 1
215293140 | Central HP <5.4 tons | AIRQUEST | HRCU-A-CB (Split System: Heat Pump with Remote Outdoor Unit-Air-Source) | DLCURAH24ABK | ADP |  | H,GG33936 | *96VTN1002120A* | 23800 | 17 | 8.5 | 24400 | 22400 | 91.8% | 1.9 | 0 | 10 |  |  |  | No | R-410A | 1.9833 | Residential & Commercial | Ducted CEE Tier 1
216031611 | Central HP <5.4 tons | AIREASE | HRCU-A-C (Split System: Heat Pump with Remote Outdoor Unit with No Indoor Fan --Air Source) | A7SCP18V60P-**A |  |  | 7E[C,U]48CX-**+TDR |  | 47500 | 15.2 | 8.5 | 48000 | 39000 | 81.25% | 1.75 | 0 | 10 |  |  |  | No | R-454B | 3.9583 | Residential & Commercial | Ducted CEE Tier 1
215293197 | Central HP <5.4 tons | AIRQUEST | HRCU-A-CB (Split System: Heat Pump with Remote Outdoor Unit-Air-Source) | DLCURAH24ABK | ADP |  | HG35936 | *96VTN1002120B* | 23600 | 17 | 8.5 | 24600 | 24200 | 98.37% | 2.04 | 0 | 10.5 |  |  |  | No | R-410A | 1.9667 | Residential & Commercial | Ducted CEE Tier 1
215293212 | Central HP <5.4 tons | AIRQUEST | HRCU-A-CB (Split System: Heat Pump with Remote Outdoor Unit-Air-Source) | DLCURAH24ABK | ADP |  | HE8J936 | *96VTN1002120B* | 23400 | 17 | 8.5 | 24600 | 24200 | 98.37% | 2.04 | 0 | 10.5 |  |  |  | No | R-410A | 1.95 | Residential & Commercial | Ducted CEE Tier 1
215293214 | Central HP <5.4 tons | AIRQUEST | HRCU-A-CB (Split System: Heat Pump with Remote Outdoor Unit-Air-Source) | DLCURAH24ABK | ADP |  | HG9J936 | *96VTN1002120B* | 23600 | 17 | 8.5 | 24600 | 24200 | 98.37% | 2.04 | 0 | 10.5 |  |  |  | No | R-410A | 1.9667 | Residential & Commercial | Ducted CEE Tier 1
215293173 | Central HP <5.4 tons | AIRQUEST | HRCU-A-CB (Split System: Heat Pump with Remote Outdoor Unit-Air-Source) | DLCURAH24ABK | ADP |  | H,GE24936 | *96VTN1002120B* | 23000 | 17 | 8.5 | 24600 | 24200 | 98.37% | 2.04 | 0 | 10 |  |  |  | No | R-410A | 1.9167 | Residential & Commercial | Ducted CEE Tier 1
215293231 | Central HP <5.4 tons | AIRQUEST | HRCU-A-CB (Split System: Heat Pump with Remote Outdoor Unit-Air-Source) | DLCURAH24ABK | ADP |  | HE31930 | *96VTN1002122A* | 22600 | 16 | 8.1 | 24200 | 23400 | 96.69% | 1.98 | 0 | 10 |  |  |  | No | R-410A | 1.8833 | Residential & Commercial | Ducted CEE Tier 1
215293247 | Central HP <5.4 tons | AIRQUEST | HRCU-A-CB (Split System: Heat Pump with Remote Outdoor Unit-Air-Source) | DLCURAH24ABK | ADP |  | H,GG35936 | *96VTN1002122A* | 23600 | 17 | 8.1 | 24200 | 23400 | 96.69% | 1.98 | 0 | 10.5 |  |  |  | No | R-410A | 1.9667 | Residential & Commercial | Ducted CEE Tier 1
215293280 | Central HP <5.4 tons | AIRQUEST | HRCU-A-CB (Split System: Heat Pump with Remote Outdoor Unit-Air-Source) | DLCURAH24ABK | ADP |  | H,GG32930 | *96VTN1002122B* | 23200 | 17 | 8.5 | 24800 | 23400 | 94.35% | 1.98 | 0 | 10 |  |  |  | No | R-410A | 1.9333 | Residential & Commercial | Ducted CEE Tier 1
215293297 | Central HP <5.4 tons | AIRQUEST | HRCU-A-CB (Split System: Heat Pump with Remote Outdoor Unit-Air-Source) | DLCURAH24ABK | ADP |  | H,GE35936 | *96VTN1002122B* | 23800 | 17 | 8.5 | 24800 | 23400 | 94.35% | 1.98 | 0 | 10.5 |  |  |  | No | R-410A | 1.9833 | Residential & Commercial | Ducted CEE Tier 1
215935430 | Central HP <5.4 tons | DAY & NIGHT | HRCU-A-CB (Split System: Heat Pump with Remote Outdoor Unit-Air-Source) | C5H3V36*K*AAA* |  |  | EVM5X60M24A*+WALLCON | *97CMN1202422B* | 35400 | 22 | 8.5 | 38000 | 28400 | 74.74% | 2.04 | 0 | 12.5 |  |  |  | No | R-454B | 2.95 | Residential & Commercial | Ducted CEE Tier 1
215935600 | Central HP <5.4 tons | DAY & NIGHT | HRCU-A-CB (Split System: Heat Pump with Remote Outdoor Unit-Air-Source) | C5H3V36*K*AAA* |  |  | EVD5X36M21A*+WALLCON | *80CSU0601716A* | 34400 | 21 | 8.5 | 38500 | 28200 | 73.25% | 2.04 | 0 | 11.7 |  |  |  | No | R-454B | 2.8667 | Residential & Commercial | Ducted CEE Tier 1
215935700 | Central HP <5.4 tons | DAY & NIGHT | HRCU-A-CB (Split System: Heat Pump with Remote Outdoor Unit-Air-Source) | C5H3V36*K*AAA* |  |  | EVD5X36M21A*+WALLCON | *95CSU1002122B* | 34400 | 21 | 8.5 | 38500 | 28000 | 72.73% | 2.04 | 0 | 12 |  |  |  | No | R-454B | 2.8667 | Residential & Commercial | Ducted CEE Tier 1
211229165 | Central HP <5.4 tons | AIRQUEST | HRCU-A-CB (Split System: Heat Pump with Remote Outdoor Unit-Air-Source) | DLCURAH36ABK |  |  | EA*4X48L21A* | *96VTN0802120A* | 35400 | 16 | 8.1 | 37800 | 34600 | 91.53% | 2.02 | 0 | 10 |  |  |  | No | R-410A | 2.95 | Residential & Commercial | Ducted CEE Tier 1
212365459 | Central HP <5.4 tons | Custom Comfort | HRCU-A-C (Split System: Heat Pump with Remote Outdoor Unit with No Indoor Fan --Air Source) | CCOXHA24V36HP |  |  | CCOACC3036C |  | 35000 | 15.2 | 10 | 39000 | 32000 | 82.05% | 2 | 10.2 | 10 |  |  |  | No | R-410A | 2.9167 | Residential & Commercial | Ducted CEE Tier 1
213078241 | Central HP <5.4 tons | DAY & NIGHT | HRCU-A-CB (Split System: Heat Pump with Remote Outdoor Unit-Air-Source) | DLCURAH36ABK |  |  | EN(A,D,W)4X48L21** | *80MS(N,L)0702116A* | 35800 | 16.5 | 8.1 | 38500 | 34800 | 90.39% | 1.98 | 0 | 10 |  |  |  | No | R-410A | 2.9833 | Residential & Commercial | Ducted CEE Tier 1
213078525 | Central HP <5.4 tons | DAY & NIGHT | HRCU-A-CB (Split System: Heat Pump with Remote Outdoor Unit-Air-Source) | DLCURAH36ABK |  |  | EA*4X42L24A* | *80MS(N,L)0902120A* | 35400 | 16.5 | 8.1 | 38500 | 35000 | 90.91% | 1.9 | 0 | 10 |  |  |  | No | R-410A | 2.95 | Residential & Commercial | Ducted CEE Tier 1
213079243 | Central HP <5.4 tons | DAY & NIGHT | HRCU-A-CB (Split System: Heat Pump with Remote Outdoor Unit-Air-Source) | DLCURAH36ABK |  |  | EA*4X42L24A* | *80MSU0802120A* | 35200 | 16.5 | 8.1 | 38500 | 35000 | 90.91% | 1.9 | 0 | 10 |  |  |  | No | R-410A | 2.9333 | Residential & Commercial | Ducted CEE Tier 1
213080177 | Central HP <5.4 tons | DAY & NIGHT | HRCU-A-CB (Split System: Heat Pump with Remote Outdoor Unit-Air-Source) | DLCURAH36ABK |  |  | EA*4X42L24A* | *96MSN0802120A* | 35600 | 16 | 8.1 | 38500 | 35200 | 91.43% | 1.9 | 0 | 10 |  |  |  | No | R-410A | 2.9667 | Residential & Commercial | Ducted CEE Tier 1
215292745 | Central HP <5.4 tons | AIRQUEST | HRCU-A-CB (Split System: Heat Pump with Remote Outdoor Unit-Air-Source) | DLCURAH24ABK | ADP |  | HG33936 | *96VTN0601412A* | 23200 | 16 | 8.5 | 24800 | 25200 | 101.6% | 2.14 | 0 | 10 |  |  |  | No | R-410A | 1.9333 | Residential & Commercial | Ducted CEE Tier 1
215292761 | Central HP <5.4 tons | AIRQUEST | HRCU-A-CB (Split System: Heat Pump with Remote Outdoor Unit-Air-Source) | DLCURAH24ABK | ADP |  | H,GE7J924 | *96VTN0601412A* | 23200 | 16 | 8.5 | 24800 | 24200 | 97.58% | 2.04 | 0 | 10 |  |  |  | No | R-410A | 1.9333 | Residential & Commercial | Ducted CEE Tier 1
215292468 | Central HP <5.4 tons | AIRQUEST | HRCU-A-CB (Split System: Heat Pump with Remote Outdoor Unit-Air-Source) | DLCURAH24ABK | ADP |  | H,GG9J936 | *96MSN0801716A* | 23800 | 17 | 8.5 | 24800 | 23600 | 95.16% | 2 | 0 | 10.5 |  |  |  | No | R-410A | 1.9833 | Residential & Commercial | Ducted CEE Tier 1
215292470 | Central HP <5.4 tons | AIRQUEST | HRCU-A-CB (Split System: Heat Pump with Remote Outdoor Unit-Air-Source) | DLCURAH24ABK | ADP |  | H,GE9J936 | *96MSN0801716A* | 23800 | 17 | 8.5 | 24800 | 23600 | 95.16% | 1.98 | 0 | 10.5 |  |  |  | No | R-410A | 1.9833 | Residential & Commercial | Ducted CEE Tier 1
215292471 | Central HP <5.4 tons | AIRQUEST | HRCU-A-CB (Split System: Heat Pump with Remote Outdoor Unit-Air-Source) | DLCURAH24ABK | ADP |  | H,GG1K936 | *96MSN0801716A* | 23800 | 17 | 8.5 | 24800 | 23600 | 95.16% | 1.98 | 0 | 10.5 |  |  |  | No | R-410A | 1.9833 | Residential & Commercial | Ducted CEE Tier 1
215746020 | Central HP <5.4 tons | Custom Comfort | HRCU-A-CB (Split System: Heat Pump with Remote Outdoor Unit-Air-Source) | CCOXHBSZ17HP |  |  | CCOXHBAHU18 |  | 18000 | 18 | 10 | 19500 | 18000 | 92.31% | 2.2 | 0 | 12 |  |  |  | No | R-454B | 1.5 | Residential & Commercial | Ducted CEE Tier 1
216440050 | Central HP <5.4 tons | TRANE | HRCU-A-CB (Split System: Heat Pump with Remote Outdoor Unit-Air-Source) | 5TWV0X36A1 |  |  | 5PX*B006AS3+P0V0B000M40SD+LRP |  | 34200 | 19.6 | 9.4 | 32600 | 24200 | 74.23% | 2.1 | 0 | 12.7 |  |  |  | No | R-454B | 2.85 | Residential & Commercial | Ducted CEE Tier 1
216440064 | Central HP <5.4 tons | TRANE | HRCU-A-CB (Split System: Heat Pump with Remote Outdoor Unit-Air-Source) | 5TWV0X36A1 |  |  | 5PX*C005AS3 | S9V2C100U5VSB+LRP | 33200 | 18.8 | 9.4 | 32000 | 24000 | 75% | 2.1 | 0 | 12 |  |  |  | No | R-454B | 2.7667 | Residential & Commercial | Ducted CEE Tier 1
216440098 | Central HP <5.4 tons | TRANE | HRCU-A-CB (Split System: Heat Pump with Remote Outdoor Unit-Air-Source) | 5TWV0X36A1 |  |  | 5PX*C009AS3 | S9V2C100U4VSB+LRP | 34800 | 20 | 9.4 | 32400 | 23800 | 73.46% | 2.1 | 0 | 12.7 |  |  |  | No | R-454B | 2.9 | Residential & Commercial | Ducted CEE Tier 1
216440116 | Central HP <5.4 tons | TRANE | HRCU-A-CB (Split System: Heat Pump with Remote Outdoor Unit-Air-Source) | 5TWV0X36A1 |  |  | 5TAMXD07AV51 |  | 35000 | 20.6 | 10 | 31400 | 24400 | 77.71% | 2.1 | 0 | 12.7 |  |  |  | No | R-454B | 2.9167 | Residential & Commercial | Ducted CEE Tier 1
216440126 | Central HP <5.4 tons | TRANE | HRCU-A-CB (Split System: Heat Pump with Remote Outdoor Unit-Air-Source) | 5TWV0X36A1 |  |  | 5TXCB004AS3 | S9V2B080U4PSC+LRP | 33200 | 18.4 | 9.4 | 32000 | 24200 | 75.62% | 2.1 | 0 | 12 |  |  |  | No | R-454B | 2.7667 | Residential & Commercial | Ducted CEE Tier 1
215292503 | Central HP <5.4 tons | AIRQUEST | HRCU-A-CB (Split System: Heat Pump with Remote Outdoor Unit-Air-Source) | DLCURAH24ABK | ADP |  | H,GG35936 | *96MSN0802120A* | 23600 | 17 | 8.5 | 24800 | 23800 | 95.97% | 2.02 | 0 | 10.5 |  |  |  | No | R-410A | 1.9667 | Residential & Commercial | Ducted CEE Tier 1
215292553 | Central HP <5.4 tons | AIRQUEST | HRCU-A-CB (Split System: Heat Pump with Remote Outdoor Unit-Air-Source) | DLCURAH24ABK | ADP |  | HE34936 | *96VTN0401410A* | 23200 | 16 | 8.5 | 24000 | 23400 | 97.5% | 1.96 | 0 | 10 |  |  |  | No | R-410A | 1.9333 | Residential & Commercial | Ducted CEE Tier 1
215292554 | Central HP <5.4 tons | AIRQUEST | HRCU-A-CB (Split System: Heat Pump with Remote Outdoor Unit-Air-Source) | DLCURAH24ABK | ADP |  | H,GG35936 | *96VTN0401410A* | 23400 | 16 | 8.5 | 24000 | 23400 | 97.5% | 1.96 | 0 | 10 |  |  |  | No | R-410A | 1.95 | Residential & Commercial | Ducted CEE Tier 1
215292569 | Central HP <5.4 tons | AIRQUEST | HRCU-A-CB (Split System: Heat Pump with Remote Outdoor Unit-Air-Source) | DLCURAH24ABK | ADP |  | H,GG9J936 | *96VTN0401410A* | 23400 | 16 | 8.5 | 24000 | 23400 | 97.5% | 1.96 | 0 | 10 |  |  |  | No | R-410A | 1.95 | Residential & Commercial | Ducted CEE Tier 1
215292620 | Central HP <5.4 tons | AIRQUEST | HRCU-A-CB (Split System: Heat Pump with Remote Outdoor Unit-Air-Source) | DLCURAH24ABK | ADP |  | HG9J936 | *96VTN0401410B* | 23400 | 16 | 8.5 | 24800 | 24400 | 98.39% | 2.06 | 0 | 10 |  |  |  | No | R-410A | 1.95 | Residential & Commercial | Ducted CEE Tier 1
216440244 | Central HP <5.4 tons | TRANE | HRCU-A-CB (Split System: Heat Pump with Remote Outdoor Unit-Air-Source) | 5TWV0X48A1 |  |  | 5PX*C007AS3+P0V0C000M50SD+LRP |  | 44000 | 20 | 9.7 | 46500 | 33200 | 71.4% | 2.1 | 0 | 12 |  |  |  | No | R-454B | 3.6667 | Residential & Commercial | Ducted CEE Tier 1
216440278 | Central HP <5.4 tons | TRANE | HRCU-A-CB (Split System: Heat Pump with Remote Outdoor Unit-Air-Source) | 5TWV0X48A1 |  |  | 5PX*D008AS3+P0V0D000M50SD+LRP |  | 44000 | 20 | 9.7 | 46000 | 33200 | 72.17% | 2.1 | 0 | 12 |  |  |  | No | R-454B | 3.6667 | Residential & Commercial | Ducted CEE Tier 1
208130394 | Central HP <5.4 tons | Alsetria | HRCU-A-CB (Split System: Heat Pump with Remote Outdoor Unit-Air-Source) | MOE31U-36HFN1-M |  |  | MVC-36HWFN1-M |  | 36000 | 16 | 9.5 | 40000 | 34400 | 86% | 1.97 | 10.5 | 10 |  |  |  | No | R-410A | 3 | Residential & Commercial | Ducted CEE Tier 1
213078285 | Central HP <5.4 tons | DAY & NIGHT | HRCU-A-CB (Split System: Heat Pump with Remote Outdoor Unit-Air-Source) | DLCURAH36ABK |  |  | EA*4X37L17A* | *80MS(N,L)0901714A* | 36200 | 16 | 8.5 | 38500 | 35000 | 90.91% | 2.02 | 0 | 10 |  |  |  | No | R-410A | 3.0167 | Residential & Commercial | Ducted CEE Tier 1
213078621 | Central HP <5.4 tons | DAY & NIGHT | HRCU-A-CB (Split System: Heat Pump with Remote Outdoor Unit-Air-Source) | DLCURAH36ABK |  |  | EA*4X37L21A* | *80MS(N,L)1102120A* | 36600 | 16.5 | 8.5 | 38000 | 34800 | 91.58% | 2.06 | 0 | 10 |  |  |  | No | R-410A | 3.05 | Residential & Commercial | Ducted CEE Tier 1
215292704 | Central HP <5.4 tons | AIRQUEST | HRCU-A-CB (Split System: Heat Pump with Remote Outdoor Unit-Air-Source) | DLCURAH24ABK | ADP |  | HE35936 | *96VTN0401712B* | 23400 | 16 | 8.5 | 24600 | 23800 | 96.75% | 2 | 0 | 10 |  |  |  | No | R-410A | 1.95 | Residential & Commercial | Ducted CEE Tier 1
215292720 | Central HP <5.4 tons | AIRQUEST | HRCU-A-CB (Split System: Heat Pump with Remote Outdoor Unit-Air-Source) | DLCURAH24ABK | ADP |  | H,GE9J936 | *96VTN0401712B* | 23400 | 16 | 8.5 | 24600 | 23800 | 96.75% | 2 | 0 | 10 |  |  |  | No | R-410A | 1.95 | Residential & Commercial | Ducted CEE Tier 1
215292737 | Central HP <5.4 tons | AIRQUEST | HRCU-A-CB (Split System: Heat Pump with Remote Outdoor Unit-Air-Source) | DLCURAH24ABK | ADP |  | H,GG32930 | *96VTN0601412A* | 23200 | 16 | 8.5 | 24800 | 25200 | 101.6% | 2.14 | 0 | 10 |  |  |  | No | R-410A | 1.9333 | Residential & Commercial | Ducted CEE Tier 1
215292753 | Central HP <5.4 tons | AIRQUEST | HRCU-A-CB (Split System: Heat Pump with Remote Outdoor Unit-Air-Source) | DLCURAH24ABK | ADP |  | H,GE35936 | *96VTN0601412A* | 23600 | 16 | 8.5 | 24200 | 23000 | 95.04% | 1.94 | 0 | 10 |  |  |  | No | R-410A | 1.9667 | Residential & Commercial | Ducted CEE Tier 1
215292754 | Central HP <5.4 tons | AIRQUEST | HRCU-A-CB (Split System: Heat Pump with Remote Outdoor Unit-Air-Source) | DLCURAH24ABK | ADP |  | HE35936 | *96VTN0601412A* | 23600 | 16 | 8.5 | 24200 | 23000 | 95.04% | 1.94 | 0 | 10 |  |  |  | No | R-410A | 1.9667 | Residential & Commercial | Ducted CEE Tier 1
215292787 | Central HP <5.4 tons | AIRQUEST | HRCU-A-CB (Split System: Heat Pump with Remote Outdoor Unit-Air-Source) | DLCURAH24ABK | ADP |  | HG32924 | *96VTN0601412B* | 23200 | 16 | 8.5 | 25200 | 26600 | 105.6% | 2.3 | 0 | 10 |  |  |  | No | R-410A | 1.9333 | Residential & Commercial | Ducted CEE Tier 1
215292789 | Central HP <5.4 tons | AIRQUEST | HRCU-A-CB (Split System: Heat Pump with Remote Outdoor Unit-Air-Source) | DLCURAH24ABK | ADP |  | H,GE32930 | *96VTN0601412B* | 23200 | 16 | 8.5 | 25200 | 26400 | 104.8% | 2.28 | 0 | 10 |  |  |  | No | R-410A | 1.9333 | Residential & Commercial | Ducted CEE Tier 1
215294660 | Central HP <5.4 tons | AIRQUEST | HRCU-A-CB (Split System: Heat Pump with Remote Outdoor Unit-Air-Source) | DLCURAH36ABK | ADP |  | H,GE1K936 | *92MSN0601714A* | 35200 | 16 | 8.1 | 36800 | 34600 | 94.02% | 1.94 | 0 | 10 |  |  |  | No | R-410A | 2.9333 | Residential & Commercial | Ducted CEE Tier 1
215294676 | Central HP <5.4 tons | AIRQUEST | HRCU-A-CB (Split System: Heat Pump with Remote Outdoor Unit-Air-Source) | DLCURAH36ABK | ADP |  | HG33936 | *92MSN0801716A* | 35200 | 16 | 8.1 | 36800 | 34600 | 94.02% | 1.88 | 0 | 10 |  |  |  | No | R-410A | 2.9333 | Residential & Commercial | Ducted CEE Tier 1
215294711 | Central HP <5.4 tons | AIRQUEST | HRCU-A-CB (Split System: Heat Pump with Remote Outdoor Unit-Air-Source) | DLCURAH36ABK | ADP |  | HG80936 | *92MSN0801716A* | 35800 | 16 | 8.5 | 36200 | 34200 | 94.48% | 2.02 | 0 | 10 |  |  |  | No | R-410A | 2.9833 | Residential & Commercial | Ducted CEE Tier 1
215294778 | Central HP <5.4 tons | AIRQUEST | HRCU-A-CB (Split System: Heat Pump with Remote Outdoor Unit-Air-Source) | DLCURAH36ABK | ADP |  | H,GE1K936 | *92MSN0802120A* | 35200 | 16 | 8.1 | 36800 | 34600 | 94.02% | 1.88 | 0 | 10 |  |  |  | No | R-410A | 2.9333 | Residential & Commercial | Ducted CEE Tier 1
215934086 | Central HP <5.4 tons | HEIL | HRCU-A-CB (Split System: Heat Pump with Remote Outdoor Unit-Air-Source) | H5H3V48*K*AAA* |  |  | EA*5X60M24A*+WALLCON | *80CSU1002120A* | 44500 | 21 | 9.5 | 48500 | 36400 | 75.05% | 2 | 0 | 11 |  |  |  | No | R-454B | 3.7083 | Residential & Commercial | Ducted CEE Tier 1
207436519 | Central HP <5.4 tons | LENNOX | HRCU-A-CB (Split System: Heat Pump with Remote Outdoor Unit-Air-Source) | SL25XPV-048-230A** |  |  | C35-49C+TDR+TXV | SL280UH110V60C* | 45500 | 20 | 8.9 | 44000 | 35800 | 81.36% | 1.78 | 12.5 | 12.3 |  |  |  | No | R-410A | 3.7917 | Residential & Commercial | Ducted CEE Tier 1
207436530 | Central HP <5.4 tons | LENNOX | HRCU-A-CB (Split System: Heat Pump with Remote Outdoor Unit-Air-Source) | SL25XPV-048-230A** |  |  | C35-60C+TDR+TXV | SL280UH080NV60C* | 46000 | 20.6 | 9.5 | 43500 | 36200 | 83.22% | 1.92 | 12.5 | 12.5 |  |  |  | No | R-410A | 3.8333 | Residential & Commercial | Ducted CEE Tier 1
207436571 | Central HP <5.4 tons | LENNOX | HRCU-A-CB (Split System: Heat Pump with Remote Outdoor Unit-Air-Source) | SL25XPV-048-230A** |  |  | CHX35-51/61C-**-*+TDR | SL297UH080NV60C* | 44500 | 20 | 9.2 | 45500 | 37600 | 82.64% | 1.82 | 12.5 | 12.2 |  |  |  | No | R-410A | 3.7083 | Residential & Commercial | Ducted CEE Tier 1
207436605 | Central HP <5.4 tons | LENNOX | HRCU-A-CB (Split System: Heat Pump with Remote Outdoor Unit-Air-Source) | SL25XPV-048-230A** |  |  | CX35-60C+TDR | SL280UH080NV60C* | 46000 | 20.6 | 9.5 | 43500 | 36200 | 83.22% | 1.92 | 12.5 | 12.5 |  |  |  | No | R-410A | 3.8333 | Residential & Commercial | Ducted CEE Tier 1
207436535 | Central HP <5.4 tons | LENNOX | HRCU-A-CB (Split System: Heat Pump with Remote Outdoor Unit-Air-Source) | SL25XPV-048-230A** |  |  | C35-60C+TDR+TXV | SL280UH110XV60C* | 46000 | 20 | 9.5 | 44000 | 36200 | 82.27% | 1.92 | 12.5 | 12.5 |  |  |  | No | R-410A | 3.8333 | Residential & Commercial | Ducted CEE Tier 1
215292821 | Central HP <5.4 tons | AIRQUEST | HRCU-A-CB (Split System: Heat Pump with Remote Outdoor Unit-Air-Source) | DLCURAH24ABK | ADP |  | H,GE1K936 | *96VTN0601412B* | 23600 | 17 | 8.5 | 24600 | 23600 | 95.93% | 2 | 0 | 10 |  |  |  | No | R-410A | 1.9667 | Residential & Commercial | Ducted CEE Tier 1
215292887 | Central HP <5.4 tons | AIRQUEST | HRCU-A-CB (Split System: Heat Pump with Remote Outdoor Unit-Air-Source) | DLCURAH24ABK | ADP |  | HG32936 | *96VTN0601716B* | 23400 | 16 | 9 | 24400 | 22800 | 93.44% | 1.92 | 0 | 10 |  |  |  | No | R-410A | 1.95 | Residential & Commercial | Ducted CEE Tier 1
215292888 | Central HP <5.4 tons | AIRQUEST | HRCU-A-CB (Split System: Heat Pump with Remote Outdoor Unit-Air-Source) | DLCURAH24ABK | ADP |  | H,GE32930 | *96VTN0601716B* | 23400 | 16 | 9 | 24400 | 22800 | 93.44% | 1.92 | 0 | 10 |  |  |  | No | R-410A | 1.95 | Residential & Commercial | Ducted CEE Tier 1
215292937 | Central HP <5.4 tons | AIRQUEST | HRCU-A-CB (Split System: Heat Pump with Remote Outdoor Unit-Air-Source) | DLCURAH24ABK | ADP |  | HG32924 | *96VTN0801716A* | 23800 | 16 | 8.5 | 25200 | 23000 | 91.27% | 1.92 | 0 | 10 |  |  |  | No | R-410A | 1.9833 | Residential & Commercial | Ducted CEE Tier 1
215292971 | Central HP <5.4 tons | AIRQUEST | HRCU-A-CB (Split System: Heat Pump with Remote Outdoor Unit-Air-Source) | DLCURAH24ABK | ADP |  | H,GG81936 | *96VTN0801716A* | 24200 | 17 | 8.5 | 24000 | 20800 | 86.67% | 1.78 | 0 | 10 |  |  |  | No | R-410A | 2.0167 | Residential & Commercial | Ducted CEE Tier 1
215293073 | Central HP <5.4 tons | AIRQUEST | HRCU-A-CB (Split System: Heat Pump with Remote Outdoor Unit-Air-Source) | DLCURAH24ABK | ADP |  | H,GG24936 | *96VTN0802120B* | 23200 | 17 | 8.5 | 24800 | 23600 | 95.16% | 1.98 | 0 | 10 |  |  |  | No | R-410A | 1.9333 | Residential & Commercial | Ducted CEE Tier 1
213546826 | Central HP <5.4 tons | LENNOX | HRCU-A-CB (Split System: Heat Pump with Remote Outdoor Unit-Air-Source) | EL22XPV-024-230A** | ADP |  | L*35/36U9 | ML296UH045XV36B* | 23600 | 20 | 8.5 | 21600 | 15200 | 70.37% | 1.88 | 0 | 13 |  |  |  | No | R-410A | 1.9667 | Residential & Commercial | Ducted CEE Tier 1
215374888 | Central HP <5.4 tons | Durastar | HRCU-A-CB (Split System: Heat Pump with Remote Outdoor Unit-Air-Source) | DRU1H42S2A |  |  | DRUM4260S2A |  | 42000 | 16.7 | 9.5 | 50000 | 46000 | 92% | 1.9 | 0 | 11.7 |  |  |  | No | R-454B | 3.5 | Residential & Commercial | Ducted CEE Tier 1
213077711 | Central HP <5.4 tons | CARRIER | HRCU-A-CB (Split System: Heat Pump with Remote Outdoor Unit-Air-Source) | 38MURAQ36AB3* |  |  | CAP**3721AL* | 59TP6C100V21**22 | 36600 | 16.5 | 8.5 | 38000 | 34800 | 91.58% | 2.08 | 0 | 10 |  |  |  | No | R-410A | 3.05 | Residential & Commercial | Ducted CEE Tier 1
213078022 | Central HP <5.4 tons | CARRIER | HRCU-A-CB (Split System: Heat Pump with Remote Outdoor Unit-Air-Source) | 38MURAQ36AB3* |  |  | CNPV*4821AL* | 58S(B,C)*B070M17**12 | 35600 | 16.5 | 8.1 | 38500 | 34800 | 90.39% | 1.98 | 0 | 10 |  |  |  | No | R-410A | 2.9667 | Residential & Commercial | Ducted CEE Tier 1
215449751 | Central HP <5.4 tons | Breeze33 | HRCU-A-CB (Split System: Heat Pump with Remote Outdoor Unit-Air-Source) | BZ33-HYP24OUT2-454-G3-P |  |  | BZ33-MSAHU24-454-G3-P |  | 23000 | 18.7 | 10 | 26000 | 23600 | 90.77% | 2.16 | 0 | 12 |  |  |  | No | R-454B | 1.9167 | Residential & Commercial | Ducted CEE Tier 1
215746022 | Central HP <5.4 tons | Custom Comfort | HRCU-A-CB (Split System: Heat Pump with Remote Outdoor Unit-Air-Source) | CCOXHBSZ33HP |  |  | CCOXHBAHU36 |  | 33000 | 16.5 | 10 | 35000 | 34000 | 97.14% | 2 | 0 | 11.7 |  |  |  | No | R-454B | 2.75 | Residential & Commercial | Ducted CEE Tier 1
215293089 | Central HP <5.4 tons | AIRQUEST | HRCU-A-CB (Split System: Heat Pump with Remote Outdoor Unit-Air-Source) | DLCURAH24ABK | ADP |  | H,GG33936 | *96VTN0802120B* | 23600 | 17 | 8.5 | 24800 | 23600 | 95.16% | 1.98 | 0 | 10.5 |  |  |  | No | R-410A | 1.9667 | Residential & Commercial | Ducted CEE Tier 1
215293106 | Central HP <5.4 tons | AIRQUEST | HRCU-A-CB (Split System: Heat Pump with Remote Outdoor Unit-Air-Source) | DLCURAH24ABK | ADP |  | HG7J924 | *96VTN0802120B* | 23400 | 17 | 8.5 | 24800 | 23600 | 95.16% | 1.98 | 0 | 10 |  |  |  | No | R-410A | 1.95 | Residential & Commercial | Ducted CEE Tier 1
215293121 | Central HP <5.4 tons | AIRQUEST | HRCU-A-CB (Split System: Heat Pump with Remote Outdoor Unit-Air-Source) | DLCURAH24ABK | ADP |  | H,GG81936 | *96VTN0802120B* | 23800 | 17 | 8.5 | 24800 | 23600 | 95.16% | 1.98 | 0 | 10.5 |  |  |  | No | R-410A | 1.9833 | Residential & Commercial | Ducted CEE Tier 1
215293122 | Central HP <5.4 tons | AIRQUEST | HRCU-A-CB (Split System: Heat Pump with Remote Outdoor Unit-Air-Source) | DLCURAH24ABK | ADP |  | HG81936 | *96VTN0802120B* | 23800 | 17 | 8.5 | 24800 | 23600 | 95.16% | 1.98 | 0 | 10.5 |  |  |  | No | R-410A | 1.9833 | Residential & Commercial | Ducted CEE Tier 1
215293205 | Central HP <5.4 tons | AIRQUEST | HRCU-A-CB (Split System: Heat Pump with Remote Outdoor Unit-Air-Source) | DLCURAH24ABK | ADP |  | HG7J924 | *96VTN1002120B* | 23000 | 17 | 8.5 | 24600 | 24200 | 98.37% | 2.04 | 0 | 10 |  |  |  | No | R-410A | 1.9167 | Residential & Commercial | Ducted CEE Tier 1
215293207 | Central HP <5.4 tons | AIRQUEST | HRCU-A-CB (Split System: Heat Pump with Remote Outdoor Unit-Air-Source) | DLCURAH24ABK | ADP |  | H,GE7J924 | *96VTN1002120B* | 23000 | 17 | 8.5 | 24600 | 24200 | 98.37% | 2.04 | 0 | 10 |  |  |  | No | R-410A | 1.9167 | Residential & Commercial | Ducted CEE Tier 1
215293224 | Central HP <5.4 tons | AIRQUEST | HRCU-A-CB (Split System: Heat Pump with Remote Outdoor Unit-Air-Source) | DLCURAH24ABK | ADP |  | H,GG24936 | *96VTN1002122A* | 23000 | 17 | 8.1 | 24200 | 23400 | 96.69% | 1.98 | 0 | 10 |  |  |  | No | R-410A | 1.9167 | Residential & Commercial | Ducted CEE Tier 1
216440128 | Central HP <5.4 tons | TRANE | HRCU-A-CB (Split System: Heat Pump with Remote Outdoor Unit-Air-Source) | 5TWV0X36A1 |  |  | 5TXCB004AS3 | S9V2B060U4PSC+LRP | 33400 | 18.2 | 9.4 | 32000 | 24200 | 75.62% | 2.1 | 0 | 12 |  |  |  | No | R-454B | 2.7833 | Residential & Commercial | Ducted CEE Tier 1
215293239 | Central HP <5.4 tons | AIRQUEST | HRCU-A-CB (Split System: Heat Pump with Remote Outdoor Unit-Air-Source) | DLCURAH24ABK | ADP |  | H,GG33936 | *96VTN1002122A* | 23200 | 17 | 8.1 | 24200 | 23400 | 96.69% | 1.98 | 0 | 10 |  |  |  | No | R-410A | 1.9333 | Residential & Commercial | Ducted CEE Tier 1
215293305 | Central HP <5.4 tons | AIRQUEST | HRCU-A-CB (Split System: Heat Pump with Remote Outdoor Unit-Air-Source) | DLCURAH24ABK | ADP |  | HG7J936 | *96VTN1002122B* | 23400 | 17 | 8.5 | 24800 | 23400 | 94.35% | 1.98 | 0 | 10 |  |  |  | No | R-410A | 1.95 | Residential & Commercial | Ducted CEE Tier 1
215293206 | Central HP <5.4 tons | AIRQUEST | HRCU-A-CB (Split System: Heat Pump with Remote Outdoor Unit-Air-Source) | DLCURAH24ABK | ADP |  | HG7J936 | *96VTN1002120B* | 23000 | 17 | 8.5 | 24600 | 24200 | 98.37% | 2.04 | 0 | 10 |  |  |  | No | R-410A | 1.9167 | Residential & Commercial | Ducted CEE Tier 1
206135727 | Central HP <5.4 tons | COMFORTMAKER | HRCU-A-CB (Split System: Heat Pump with Remote Outdoor Unit-Air-Source) | CVH837GKA** |  |  | EA*4X43L21A*+WALLCON | *80CSU0401712A* | 33000 | 17.5 | 8.5 | 33000 | 25000 | 75.76% | 1.98 | 12 | 11 |  |  |  | No | R-410A | 2.75 | Residential & Commercial | Ducted CEE Tier 1
212989243 | Central HP <5.4 tons | DAY & NIGHT | HRCU-A-CB (Split System: Heat Pump with Remote Outdoor Unit-Air-Source) | DLCURAH24ABK |  |  | EN(A,D,W)4X36L17** | *95MSU0601716A* | 23600 | 17 | 8.5 | 26400 | 24400 | 92.42% | 2.02 | 0 | 10.5 |  |  |  | No | R-410A | 1.9667 | Residential & Commercial | Ducted CEE Tier 1
207436569 | Central HP <5.4 tons | LENNOX | HRCU-A-CB (Split System: Heat Pump with Remote Outdoor Unit-Air-Source) | SL25XPV-048-230A** |  |  | CHX35-51/61C-**-*+TDR | SL280UH110XV60C* | 45000 | 20 | 9.2 | 45500 | 37400 | 82.2% | 1.82 | 12.5 | 12.5 |  |  |  | No | R-410A | 3.75 | Residential & Commercial | Ducted CEE Tier 1
207436612 | Central HP <5.4 tons | LENNOX | HRCU-A-CB (Split System: Heat Pump with Remote Outdoor Unit-Air-Source) | SL25XPV-048-230A** |  |  | CX35-60C+TDR | SL297UH080NV60C* | 45500 | 20 | 9.5 | 44000 | 36400 | 82.73% | 1.9 | 12.5 | 12.2 |  |  |  | No | R-410A | 3.7917 | Residential & Commercial | Ducted CEE Tier 1
208429478 | Central HP <5.4 tons | LENNOX | HRCU-A-CB (Split System: Heat Pump with Remote Outdoor Unit-Air-Source) | SL25XPV-024-230A** |  |  | CHX35-42B-**-*+TDR | SL280UH070V36A* | 22800 | 22.2 | 9.6 | 21400 | 20000 | 93.46% | 1.98 | 15.5 | 14.5 |  |  |  | No | R-410A | 1.9 | Residential & Commercial | Ducted CEE Tier 1
207436201 | Central HP <5.4 tons | LENNOX | HRCU-A-CB (Split System: Heat Pump with Remote Outdoor Unit-Air-Source) | SL25XPV-024-230A** |  |  | CHX35-42B-**-*+TDR | SL297UH060NV36B* | 22800 | 22.6 | 9.5 | 21200 | 20000 | 94.34% | 1.96 | 15.5 | 14.5 |  |  |  | No | R-410A | 1.9 | Residential & Commercial | Ducted CEE Tier 1
215869095 | Central HP <5.4 tons | AMERICAN STANDARD | HRCU-A-CB (Split System: Heat Pump with Remote Outdoor Unit-Air-Source) | 5A6V8X36A1 |  |  | 5PX*C005AS3 | S9V2C080U5VSB+LRP | 31800 | 18.1 | 8.5 | 32800 | 25400 | 77.44% | 2.1 | 0 | 10 |  |  |  | No | R-454B | 2.65 | Residential & Commercial | Ducted CEE Tier 1
212970006 | Central HP <5.4 tons | CARRIER | HRCU-A-CB (Split System: Heat Pump with Remote Outdoor Unit-Air-Source) | 38MURAQ18AB3* |  |  | CNPV*2417AL* | 58SP*B070V17**16 | 17700 | 16 | 8.5 | 18700 | 19100 | 102.1% | 2.3 | 0 | 11 |  |  |  | No | R-410A | 1.475 | Residential & Commercial | Ducted CEE Tier 1
211260951 | Central HP <5.4 tons | AIRQUEST | HRCU-A-CB (Split System: Heat Pump with Remote Outdoor Unit-Air-Source) | DLCURAH18ABK |  |  | EA*4X25L17A* | *95ESN0261410A* | 18600 | 16 | 8.5 | 18500 | 17400 | 94.05% | 2.12 | 0 | 11 |  |  |  | No | R-410A | 1.55 | Residential & Commercial | Ducted CEE Tier 1
211259858 | Central HP <5.4 tons | AIRQUEST | HRCU-A-CB (Split System: Heat Pump with Remote Outdoor Unit-Air-Source) | DLCURAH18ABK |  |  | EA*4X19L17A* | *95ESN0261410A* | 18600 | 16 | 8.5 | 18600 | 17500 | 94.09% | 2.12 | 0 | 11 |  |  |  | No | R-410A | 1.55 | Residential & Commercial | Ducted CEE Tier 1
212520279 | Central HP <5.4 tons | CARRIER | HRCU-A-CB (Split System: Heat Pump with Remote Outdoor Unit-Air-Source) | 38MURAQ24AB3* | ADP |  | H,PG9J936 | 58TP*A070V17**16 | 24200 | 17 | 8.1 | 24600 | 22600 | 91.87% | 1.9 | 0 | 10.5 |  |  |  | No | R-410A | 2.0167 | Residential & Commercial | Ducted CEE Tier 1
212498603 | Central HP <5.4 tons | BRYANT HEATING AND COOLING SYSTEMS | HRCU-A-CB (Split System: Heat Pump with Remote Outdoor Unit-Air-Source) | 38MURAQ24AB3* | ADP |  | CE3005A+TXV |  | 23600 | 17 | 9 | 25600 | 25200 | 98.44% | 2.14 | 0 | 10 |  |  |  | No | R-410A | 1.9667 | Residential & Commercial | Ducted CEE Tier 1
212986993 | Central HP <5.4 tons | DAY & NIGHT | HRCU-A-CB (Split System: Heat Pump with Remote Outdoor Unit-Air-Source) | DLCURAH18ABK |  |  | EA*4X24L14A* | *96MSN0601412A* | 17300 | 16 | 8.5 | 18200 | 19400 | 106.6% | 2.34 | 0 | 10.5 |  |  |  | No | R-410A | 1.4417 | Residential & Commercial | Ducted CEE Tier 1
216013461 | Central HP <5.4 tons | AIREASE | HRCU-A-CB (Split System: Heat Pump with Remote Outdoor Unit-Air-Source) | A7SCP18V36P-**A |  |  | 7AH1AV36PX-** |  | 36000 | 18 | 9.5 | 36000 | 30000 | 83.33% | 1.8 | 0 | 11.7 |  |  |  | No | R-454B | 3 | Residential & Commercial | Ducted CEE Tier 1
213079929 | Central HP <5.4 tons | CARRIER | HRCU-A-CB (Split System: Heat Pump with Remote Outdoor Unit-Air-Source) | 38MURAQ36AB3* |  |  | CAP**4824AL* | 59SC2E120M24**20 | 36200 | 16 | 8.5 | 38000 | 34800 | 91.58% | 2.04 | 0 | 10 |  |  |  | No | R-410A | 3.0167 | Residential & Commercial | Ducted CEE Tier 1
213080027 | Central HP <5.4 tons | CARRIER | HRCU-A-CB (Split System: Heat Pump with Remote Outdoor Unit-Air-Source) | 38MURAQ36AB3* |  |  | CAP**3721AL* | 59SC6A080M17**16 | 36400 | 15.5 | 8.5 | 38000 | 35000 | 92.11% | 2.06 | 0 | 10 |  |  |  | No | R-410A | 3.0333 | Residential & Commercial | Ducted CEE Tier 1
213296962 | Central HP <5.4 tons | JOHNSON CONTROLS | HRCU-A-CB (Split System: Heat Pump with Remote Outdoor Unit-Air-Source) | HMH72B341 |  |  | XAHC36DXXN1+TXV | Z8ES080B12LMPS1 | 33400 | 17.5 | 8.1 | 32800 | 23000 | 70.12% | 2.02 | 0 | 10 |  |  |  | No | R-410A | 2.7833 | Residential & Commercial | Ducted CEE Tier 1
213297437 | Central HP <5.4 tons | JOHNSON CONTROLS | HRCU-A-CB (Split System: Heat Pump with Remote Outdoor Unit-Air-Source) | HMH72B341 |  |  | XAFC30CXXN1+TXV | Z9ET100C16SMPS1 | 32600 | 18 | 8.5 | 33000 | 23200 | 70.3% | 2.02 | 0 | 10 |  |  |  | No | R-410A | 2.7167 | Residential & Commercial | Ducted CEE Tier 1
215676624 | Central HP <5.4 tons | BRYANT HEATING AND COOLING SYSTEMS | HRCU-A-CB (Split System: Heat Pump with Remote Outdoor Unit-Air-Source) | 290VAN048**AA* |  |  | CVAVA6024XMA*+UI | 88*TB60110C21*** | 48000 | 19 | 9 | 50000 | 36400 | 72.8% | 2 | 0 | 10.5 |  |  |  | No | R-454B | 4 | Residential & Commercial | Ducted CEE Tier 1
214398085 | Central HP <5.4 tons | JOHNSON CONTROLS | HRCU-A-CB (Split System: Heat Pump with Remote Outdoor Unit-Air-Source) | HH836E2S11 |  |  | CTM48C5CFS1 | TP9C100C16MP13 | 33200 | 19 | 9 | 31200 | 25200 | 80.77% | 2 | 0 | 11 |  |  |  | No | R-454B | 2.7667 | Residential & Commercial | Ducted CEE Tier 1
215294809 | Central HP <5.4 tons | AIRQUEST | HRCU-A-CB (Split System: Heat Pump with Remote Outdoor Unit-Air-Source) | DLCURAH36ABK | ADP |  | H,GG48936 | *92MSN1002120A* | 36000 | 16 | 8.1 | 36800 | 34400 | 93.48% | 2 | 0 | 10.5 |  |  |  | No | R-410A | 3 | Residential & Commercial | Ducted CEE Tier 1
215294841 | Central HP <5.4 tons | AIRQUEST | HRCU-A-CB (Split System: Heat Pump with Remote Outdoor Unit-Air-Source) | DLCURAH36ABK | ADP |  | HG34936 | *92MSN1002122A* | 35400 | 16 | 8.1 | 36800 | 34600 | 94.02% | 1.88 | 0 | 10 |  |  |  | No | R-410A | 2.95 | Residential & Commercial | Ducted CEE Tier 1
215294843 | Central HP <5.4 tons | AIRQUEST | HRCU-A-CB (Split System: Heat Pump with Remote Outdoor Unit-Air-Source) | DLCURAH36ABK | ADP |  | HE34936 | *92MSN1002122A* | 35400 | 16 | 8.1 | 36800 | 34600 | 94.02% | 1.9 | 0 | 10 |  |  |  | No | R-410A | 2.95 | Residential & Commercial | Ducted CEE Tier 1
215294858 | Central HP <5.4 tons | AIRQUEST | HRCU-A-CB (Split System: Heat Pump with Remote Outdoor Unit-Air-Source) | DLCURAH36ABK | ADP |  | H,GE8J936 | *92MSN1002122A* | 35400 | 16 | 8.1 | 36800 | 34600 | 94.02% | 1.9 | 0 | 10 |  |  |  | No | R-410A | 2.95 | Residential & Commercial | Ducted CEE Tier 1
215294860 | Central HP <5.4 tons | AIRQUEST | HRCU-A-CB (Split System: Heat Pump with Remote Outdoor Unit-Air-Source) | DLCURAH36ABK | ADP |  | H,GG9J936 | *92MSN1002122A* | 35400 | 16 | 8.1 | 36800 | 34600 | 94.02% | 1.88 | 0 | 10 |  |  |  | No | R-410A | 2.95 | Residential & Commercial | Ducted CEE Tier 1
215294861 | Central HP <5.4 tons | AIRQUEST | HRCU-A-CB (Split System: Heat Pump with Remote Outdoor Unit-Air-Source) | DLCURAH36ABK | ADP |  | HG9J936 | *92MSN1002122A* | 35400 | 16 | 8.1 | 36800 | 34600 | 94.02% | 1.88 | 0 | 10 |  |  |  | No | R-410A | 2.95 | Residential & Commercial | Ducted CEE Tier 1
216440264 | Central HP <5.4 tons | TRANE | HRCU-A-CB (Split System: Heat Pump with Remote Outdoor Unit-Air-Source) | 5TWV0X48A1 |  |  | 5PX*CD09AS3+P0V0C000M50SD+LRP |  | 45000 | 20 | 9.4 | 46000 | 32800 | 71.3% | 2.1 | 0 | 12 |  |  |  | No | R-454B | 3.75 | Residential & Commercial | Ducted CEE Tier 1
213080675 | Central HP <5.4 tons | HEIL | HRCU-A-CB (Split System: Heat Pump with Remote Outdoor Unit-Air-Source) | DLCURAH36ABK |  |  | EA*4X37L17A* | *95MSU0601716A* | 36000 | 15.5 | 8.5 | 38500 | 35000 | 90.91% | 2 | 0 | 10 |  |  |  | No | R-410A | 3 | Residential & Commercial | Ducted CEE Tier 1
216031612 | Central HP <5.4 tons | AIREASE | HRCU-A-C (Split System: Heat Pump with Remote Outdoor Unit with No Indoor Fan --Air Source) | A7SCP18V60P-**A |  |  | 7E[C,U]60CX-**+TDR |  | 51000 | 15.2 | 8.5 | 54000 | 40000 | 74.07% | 1.75 | 0 | 10 |  |  |  | No | R-454B | 4.25 | Residential & Commercial | Ducted CEE Tier 1
207436478 | Central HP <5.4 tons | LENNOX | HRCU-A-CB (Split System: Heat Pump with Remote Outdoor Unit-Air-Source) | SL25XPV-036-230A** |  |  | CX35-48C+TDR | EL296UH090XV48C* | 34000 | 22 | 8.8 | 35600 | 27400 | 76.97% | 1.82 | 14 | 13.4 |  |  |  | No | R-410A | 2.8333 | Residential & Commercial | Ducted CEE Tier 1
207436285 | Central HP <5.4 tons | LENNOX | HRCU-A-CB (Split System: Heat Pump with Remote Outdoor Unit-Air-Source) | SL25XPV-036-230A** |  |  | C35-48C+TDR+TXV | SLP99UH090XV60C* | 34000 | 20.8 | 8.8 | 35600 | 27400 | 76.97% | 1.82 | 14 | 13.5 |  |  |  | No | R-410A | 2.8333 | Residential & Commercial | Ducted CEE Tier 1
207436326 | Central HP <5.4 tons | LENNOX | HRCU-A-CB (Split System: Heat Pump with Remote Outdoor Unit-Air-Source) | SL25XPV-036-230A** |  |  | C35-50/60C+TDR+TXV | SLP99UH090XV60C* | 33600 | 21 | 8.6 | 34400 | 26600 | 77.33% | 1.8 | 14 | 13.3 |  |  |  | No | R-410A | 2.8 | Residential & Commercial | Ducted CEE Tier 1
207436480 | Central HP <5.4 tons | LENNOX | HRCU-A-CB (Split System: Heat Pump with Remote Outdoor Unit-Air-Source) | SL25XPV-036-230A** |  |  | CX35-48C+TDR | EL296UH110XV48C* | 34000 | 21.8 | 8.8 | 35400 | 27600 | 77.97% | 1.82 | 14 | 13.4 |  |  |  | No | R-410A | 2.8333 | Residential & Commercial | Ducted CEE Tier 1
215424444 | Central HP <5.4 tons | YORK | HRCU-A-CB (Split System: Heat Pump with Remote Outdoor Unit-Air-Source) | HH824E2S11 | ADP |  | H,YE31*24+TXV | TM8E040A12MP11 | 21800 | 16 | 8.5 | 20800 | 16800 | 80.77% | 1.9 | 0 | 11 |  |  |  | No | R-454B | 1.8167 | Residential & Commercial | Ducted CEE Tier 1
212984655 | Central HP <5.4 tons | DAY & NIGHT | HRCU-A-CB (Split System: Heat Pump with Remote Outdoor Unit-Air-Source) | DLCURAH24ABK |  |  | EN(A,D)4X24L17** | *92MSN0801716A* | 23600 | 17 | 8.5 | 27000 | 24400 | 90.37% | 2.02 | 0 | 10 |  |  |  | No | R-410A | 1.9667 | Residential & Commercial | Ducted CEE Tier 1
212985055 | Central HP <5.4 tons | DAY & NIGHT | HRCU-A-CB (Split System: Heat Pump with Remote Outdoor Unit-Air-Source) | DLCURAH24ABK |  |  | EN(A,D)4X36L21** | *92MSN0802120A* | 23400 | 17 | 8.5 | 26200 | 24800 | 94.66% | 2.08 | 0 | 10.5 |  |  |  | No | R-410A | 1.95 | Residential & Commercial | Ducted CEE Tier 1
215293116 | Central HP <5.4 tons | AIRQUEST | HRCU-A-CB (Split System: Heat Pump with Remote Outdoor Unit-Air-Source) | DLCURAH24ABK | ADP |  | H,GE9J936 | *96VTN0802120B* | 23800 | 17 | 8.5 | 24800 | 23600 | 95.16% | 1.98 | 0 | 10.5 |  |  |  | No | R-410A | 1.9833 | Residential & Commercial | Ducted CEE Tier 1
215293141 | Central HP <5.4 tons | AIRQUEST | HRCU-A-CB (Split System: Heat Pump with Remote Outdoor Unit-Air-Source) | DLCURAH24ABK | ADP |  | HG33936 | *96VTN1002120A* | 23800 | 17 | 8.5 | 24400 | 22400 | 91.8% | 1.9 | 0 | 10 |  |  |  | No | R-410A | 1.9833 | Residential & Commercial | Ducted CEE Tier 1
215424446 | Central HP <5.4 tons | YORK | HRCU-A-CB (Split System: Heat Pump with Remote Outdoor Unit-Air-Source) | HH824E2S11 | ADP |  | H,YE32*36+TXV | TM8E040A12MP11 | 22200 | 16 | 8.65 | 20800 | 16800 | 80.77% | 1.94 | 0 | 11.5 |  |  |  | No | R-454B | 1.85 | Residential & Commercial | Ducted CEE Tier 1
215424451 | Central HP <5.4 tons | YORK | HRCU-A-CB (Split System: Heat Pump with Remote Outdoor Unit-Air-Source) | HH824E2S11 | ADP |  | H,YE8J*30+TXV | TM8E040A12MP11 | 22600 | 16 | 8.9 | 21000 | 16800 | 80% | 1.98 | 0 | 11.7 |  |  |  | No | R-454B | 1.8833 | Residential & Commercial | Ducted CEE Tier 1
215424471 | Central HP <5.4 tons | YORK | HRCU-A-CB (Split System: Heat Pump with Remote Outdoor Unit-Air-Source) | HH824E2S11 | ADP |  | H,YE31*24+TXV | TM8E100B12MP11 | 21800 | 17 | 8.5 | 21200 | 17600 | 83.02% | 1.9 | 0 | 11 |  |  |  | No | R-454B | 1.8167 | Residential & Commercial | Ducted CEE Tier 1
215424476 | Central HP <5.4 tons | YORK | HRCU-A-CB (Split System: Heat Pump with Remote Outdoor Unit-Air-Source) | HH824E2S11 | ADP |  | H,YE7J*30+TXV | TM8E100B12MP11 | 22400 | 17 | 8.8 | 21400 | 17700 | 82.71% | 1.96 | 0 | 11.5 |  |  |  | No | R-454B | 1.8667 | Residential & Commercial | Ducted CEE Tier 1
215424485 | Central HP <5.4 tons | YORK | HRCU-A-CB (Split System: Heat Pump with Remote Outdoor Unit-Air-Source) | HH824E2S11 | ADP |  | H,YE7J*30+TXV | TM8V080B12MP12 | 22400 | 17 | 8.8 | 21400 | 17700 | 82.71% | 1.96 | 0 | 10.5 |  |  |  | No | R-454B | 1.8667 | Residential & Commercial | Ducted CEE Tier 1
215424487 | Central HP <5.4 tons | YORK | HRCU-A-CB (Split System: Heat Pump with Remote Outdoor Unit-Air-Source) | HH824E2S11 | ADP |  | H,YE8J*30+TXV | TM8V080B12MP12 | 22800 | 17 | 8.9 | 21400 | 17700 | 82.71% | 1.98 | 0 | 10.5 |  |  |  | No | R-454B | 1.9 | Residential & Commercial | Ducted CEE Tier 1
215424494 | Central HP <5.4 tons | YORK | HRCU-A-CB (Split System: Heat Pump with Remote Outdoor Unit-Air-Source) | HH824E2S11 | ADP |  | H,YE33*36+TXV | TM8Y080B12MP11 | 23000 | 17 | 9 | 21400 | 17900 | 83.64% | 2 | 0 | 12 |  |  |  | No | R-454B | 1.9167 | Residential & Commercial | Ducted CEE Tier 1
215424528 | Central HP <5.4 tons | YORK | HRCU-A-CB (Split System: Heat Pump with Remote Outdoor Unit-Air-Source) | HH824E2S11 | ADP |  | H,YE31*30+TXV | TM9E060B12MP12 | 22400 | 16 | 8.75 | 21400 | 17900 | 83.64% | 1.96 | 0 | 11 |  |  |  | No | R-454B | 1.8667 | Residential & Commercial | Ducted CEE Tier 1
214398537 | Central HP <5.4 tons | JOHNSON CONTROLS | HRCU-A-CB (Split System: Heat Pump with Remote Outdoor Unit-Air-Source) | HH836E2S11 |  |  | CTF36B5CDS1 | TM9V080B12MP12 | 33000 | 18 | 8.5 | 30800 | 25000 | 81.17% | 2 | 0 | 11 |  |  |  | No | R-454B | 2.75 | Residential & Commercial | Ducted CEE Tier 1
216374670 | Central HP <5.4 tons | JOHNSON CONTROLS | HRCU-A-CB (Split System: Heat Pump with Remote Outdoor Unit-Air-Source) | HH836E2S11 |  |  | CTM36B5CDS1 | Z9ET060B12SMPS1 | 33200 | 18 | 8.5 | 31600 | 24200 | 76.58% | 2 | 0 | 11 |  |  |  | No | R-454B | 2.7667 | Residential & Commercial | Ducted CEE Tier 1
215423349 | Central HP <5.4 tons | YORK | HRCU-A-CB (Split System: Heat Pump with Remote Outdoor Unit-Air-Source) | HH836E2S11 | ADP |  | H,YE9J*36+TXV | TM9Y080C16MP11 | 33800 | 18 | 8.5 | 30400 | 25400 | 83.55% | 2 | 0 | 11 |  |  |  | No | R-454B | 2.8167 | Residential & Commercial | Ducted CEE Tier 1
215423374 | Central HP <5.4 tons | YORK | HRCU-A-CB (Split System: Heat Pump with Remote Outdoor Unit-Air-Source) | HH836E2S11 | ADP |  | H,YE9J*36+TXV | Y81E080C20SMPS1 | 34600 | 19 | 8.5 | 30800 | 25400 | 82.47% | 2 | 0 | 11 |  |  |  | No | R-454B | 2.8833 | Residential & Commercial | Ducted CEE Tier 1
215423408 | Central HP <5.4 tons | YORK | HRCU-A-CB (Split System: Heat Pump with Remote Outdoor Unit-Air-Source) | HH836E2S11 | ADP |  | H,YE9J*36+TXV-BLEED | Y91E080C16SMPS1 | 32800 | 17 | 8.5 | 29600 | 23400 | 79.05% | 2 | 0 | 10.5 |  |  |  | No | R-454B | 2.7333 | Residential & Commercial | Ducted CEE Tier 1
215425289 | Central HP <5.4 tons | YORK | HRCU-A-CB (Split System: Heat Pump with Remote Outdoor Unit-Air-Source) | HH836E2S11 | ADP |  | H,YE1K*36+TXV | TM8Y120C20MP11 | 34000 | 19 | 8.5 | 30600 | 25400 | 83.01% | 2 | 0 | 11 |  |  |  | No | R-454B | 2.8333 | Residential & Commercial | Ducted CEE Tier 1
215676034 | Central HP <5.4 tons | BRYANT HEATING AND COOLING SYSTEMS | HRCU-A-CB (Split System: Heat Pump with Remote Outdoor Unit-Air-Source) | 290VAN048**AA* |  |  | CVAMA6124XMA*+UI | 987MC60060C21*** | 48500 | 19 | 9 | 50000 | 37200 | 74.4% | 1.98 | 0 | 10 |  |  |  | No | R-454B | 4.0417 | Residential & Commercial | Ducted CEE Tier 1
207573700 | Central HP <5.4 tons | DAY & NIGHT | HRCU-A-CB (Split System: Heat Pump with Remote Outdoor Unit-Air-Source) | CVH848GKA2* | ADP |  | FG48960 | *80CTL0902120A* | 45500 | 17 | 8.5 | 43500 | 34400 | 79.08% | 2 | 10 | 10 |  |  |  | No | R-410A | 3.7917 | Residential & Commercial | Ducted CEE Tier 1
214397401 | Central HP <5.4 tons | JOHNSON CONTROLS | HRCU-A-CB (Split System: Heat Pump with Remote Outdoor Unit-Air-Source) | HH860E2S11 |  |  | CTF60C5CGS1 | TM9Y100C16MP11 | 43500 | 17 | 9 | 44500 | 33800 | 75.96% | 2 | 0 | 11 |  |  |  | No | R-454B | 3.625 | Residential & Commercial | Ducted CEE Tier 1
214396749 | Central HP <5.4 tons | JOHNSON CONTROLS | HRCU-A-CB (Split System: Heat Pump with Remote Outdoor Unit-Air-Source) | HH860E2S11 |  |  | CTF60D5CHS1 | TM8E130D20MP11 | 54000 | 19 | 8.5 | 55000 | 38500 | 70% | 2 | 0 | 11.7 |  |  |  | No | R-454B | 4.5 | Residential & Commercial | Ducted CEE Tier 1
208130393 | Central HP <5.4 tons | Alsetria | HRCU-A-CB (Split System: Heat Pump with Remote Outdoor Unit-Air-Source) | MOD30U-30HFN1-MR0(X) |  |  | MVC-30HWFN1-M |  | 30000 | 16.2 | 8.9 | 33000 | 24000 | 72.73% | 1.8 | 11 | 10 |  |  |  | No | R-410A | 2.5 | Residential & Commercial | Ducted CEE Tier 1
215423474 | Central HP <5.4 tons | YORK | HRCU-A-CB (Split System: Heat Pump with Remote Outdoor Unit-Air-Source) | HH860E2S11 | ADP |  | H,YE84*60+TXV | TL9E100C20UH11 | 52000 | 19 | 8.5 | 51500 | 38000 | 73.79% | 2 | 0 | 11 |  |  |  | No | R-454B | 4.3333 | Residential & Commercial | Ducted CEE Tier 1
215425323 | Central HP <5.4 tons | YORK | HRCU-A-CB (Split System: Heat Pump with Remote Outdoor Unit-Air-Source) | HH860E2S11 | ADP |  | H,YE37*48+TXV | TL9E080C16UH11 | 44500 | 17 | 8.5 | 44000 | 34000 | 77.27% | 2 | 0 | 11 |  |  |  | No | R-454B | 3.7083 | Residential & Commercial | Ducted CEE Tier 1
215425348 | Central HP <5.4 tons | YORK | HRCU-A-CB (Split System: Heat Pump with Remote Outdoor Unit-Air-Source) | HH860E2S11 | ADP |  | H,YE72*60+TXV | TM8E080C20MP11 | 53500 | 19 | 8.5 | 53000 | 39500 | 74.53% | 2 | 0 | 11 |  |  |  | No | R-454B | 4.4583 | Residential & Commercial | Ducted CEE Tier 1
212394333 | Central HP <5.4 tons | DIYCOOL | HRCU-A-C (Split System: Heat Pump with Remote Outdoor Unit with No Indoor Fan --Air Source) | ACIQ-18-HPB |  |  | ACIQ-18-ACL |  | 18000 | 16.1 | 9.5 | 19000 | 15000 | 78.95% | 2.2 | 11.6 | 11.7 |  |  |  | No | R-410A | 1.5 | Residential & Commercial | Ducted CEE Tier 1
215423224 | Central HP <5.4 tons | YORK | HRCU-A-CB (Split System: Heat Pump with Remote Outdoor Unit-Air-Source) | HH836E2S11 | ADP |  | H,YE9J*36+TXV | TM8E100C16MP11 | 32400 | 18 | 8.5 | 29400 | 25000 | 85.03% | 2 | 0 | 10.5 |  |  |  | No | R-454B | 2.7 | Residential & Commercial | Ducted CEE Tier 1
215423251 | Central HP <5.4 tons | YORK | HRCU-A-CB (Split System: Heat Pump with Remote Outdoor Unit-Air-Source) | HH836E2S11 | ADP |  | H,YE34*36+TXV | TM8V100C16MP12 | 33200 | 17 | 8.4 | 30000 | 25200 | 84% | 1.98 | 0 | 10.5 |  |  |  | No | R-454B | 2.7667 | Residential & Commercial | Ducted CEE Tier 1
215423274 | Central HP <5.4 tons | YORK | HRCU-A-CB (Split System: Heat Pump with Remote Outdoor Unit-Air-Source) | HH836E2S11 | ADP |  | H,YE9J*36+TXV | TM8Y100C20MP11 | 33800 | 18 | 8.5 | 30600 | 25400 | 83.01% | 2 | 0 | 10.5 |  |  |  | No | R-454B | 2.8167 | Residential & Commercial | Ducted CEE Tier 1
215423301 | Central HP <5.4 tons | YORK | HRCU-A-CB (Split System: Heat Pump with Remote Outdoor Unit-Air-Source) | HH836E2S11 | ADP |  | H,YE34*36+TXV | TM9E100C16MP12 | 32400 | 18 | 8.35 | 29400 | 23800 | 80.95% | 1.98 | 0 | 10.5 |  |  |  | No | R-454B | 2.7 | Residential & Commercial | Ducted CEE Tier 1
215423306 | Central HP <5.4 tons | YORK | HRCU-A-CB (Split System: Heat Pump with Remote Outdoor Unit-Air-Source) | HH836E2S11 | ADP |  | H,YE34*36+TXV | TM9E100C20MP12 | 33200 | 16 | 8.35 | 30400 | 25400 | 83.55% | 1.98 | 0 | 10.5 |  |  |  | No | R-454B | 2.7667 | Residential & Commercial | Ducted CEE Tier 1
215423315 | Central HP <5.4 tons | YORK | HRCU-A-CB (Split System: Heat Pump with Remote Outdoor Unit-Air-Source) | HH836E2S11 | ADP |  | H,YE80*36+TXV | TM9V060B12MP12 | 32600 | 17 | 8.5 | 29000 | 24800 | 85.52% | 2 | 0 | 11 |  |  |  | No | R-454B | 2.7167 | Residential & Commercial | Ducted CEE Tier 1
215423324 | Central HP <5.4 tons | YORK | HRCU-A-CB (Split System: Heat Pump with Remote Outdoor Unit-Air-Source) | HH836E2S11 | ADP |  | H,YE9J*36+TXV | TM9V080C16MP12 | 33400 | 17 | 8.5 | 29800 | 25000 | 83.89% | 2 | 0 | 11 |  |  |  | No | R-454B | 2.7833 | Residential & Commercial | Ducted CEE Tier 1
216440088 | Central HP <5.4 tons | TRANE | HRCU-A-CB (Split System: Heat Pump with Remote Outdoor Unit-Air-Source) | 5TWV0X36A1 |  |  | 5PX*C009AS3 | S9V2C100U5PSC+LRP | 34800 | 20 | 9.4 | 32400 | 23800 | 73.46% | 2.1 | 0 | 12.7 |  |  |  | No | R-454B | 2.9 | Residential & Commercial | Ducted CEE Tier 1
216440140 | Central HP <5.4 tons | TRANE | HRCU-A-CB (Split System: Heat Pump with Remote Outdoor Unit-Air-Source) | 5TWV0X36A1 |  |  | 5TXCB004AS3 | S9V2B040D3VSB+LRP | 31400 | 17 | 9.4 | 31400 | 23600 | 75.16% | 2 | 0 | 11.7 |  |  |  | No | R-454B | 2.6167 | Residential & Commercial | Ducted CEE Tier 1
216440142 | Central HP <5.4 tons | TRANE | HRCU-A-CB (Split System: Heat Pump with Remote Outdoor Unit-Air-Source) | 5TWV0X36A1 |  |  | 5TXCB004AS3 | S9V2B040D3PSC+LRP | 31400 | 17 | 9.4 | 31400 | 23600 | 75.16% | 2 | 0 | 11.7 |  |  |  | No | R-454B | 2.6167 | Residential & Commercial | Ducted CEE Tier 1
215423351 | Central HP <5.4 tons | YORK | HRCU-A-CB (Split System: Heat Pump with Remote Outdoor Unit-Air-Source) | HH836E2S11 | ADP |  | H,YE34*36+TXV | TM9Y100C16MP11 | 32200 | 18 | 8.35 | 29400 | 23800 | 80.95% | 1.98 | 0 | 10.5 |  |  |  | No | R-454B | 2.6833 | Residential & Commercial | Ducted CEE Tier 1
215423367 | Central HP <5.4 tons | YORK | HRCU-A-CB (Split System: Heat Pump with Remote Outdoor Unit-Air-Source) | HH836E2S11 | ADP |  | H,YE35*36+TXV | Y81E080C16SMPS1 | 33600 | 18 | 8.5 | 29200 | 24600 | 84.25% | 2 | 0 | 11.7 |  |  |  | No | R-454B | 2.8 | Residential & Commercial | Ducted CEE Tier 1
215423390 | Central HP <5.4 tons | YORK | HRCU-A-CB (Split System: Heat Pump with Remote Outdoor Unit-Air-Source) | HH836E2S11 | ADP |  | H,YE80*36+TXV | Y81E100C20SMPS1 | 33800 | 19 | 8.5 | 30000 | 25000 | 83.33% | 2 | 0 | 11 |  |  |  | No | R-454B | 2.8167 | Residential & Commercial | Ducted CEE Tier 1
215423207 | Central HP <5.4 tons | YORK | HRCU-A-CB (Split System: Heat Pump with Remote Outdoor Unit-Air-Source) | HH836E2S11 | ADP |  | H,YE35*36+TXV | TM8E080C16MP11 | 33400 | 18 | 8.5 | 29400 | 24800 | 84.35% | 2 | 0 | 11 |  |  |  | No | R-454B | 2.7833 | Residential & Commercial | Ducted CEE Tier 1
215423264 | Central HP <5.4 tons | YORK | HRCU-A-CB (Split System: Heat Pump with Remote Outdoor Unit-Air-Source) | HH836E2S11 | ADP |  | H,YE9J*36+TXV | TM8Y080C16MP11 | 33000 | 18 | 8.5 | 29800 | 25200 | 84.56% | 2 | 0 | 10.5 |  |  |  | No | R-454B | 2.75 | Residential & Commercial | Ducted CEE Tier 1
215423316 | Central HP <5.4 tons | YORK | HRCU-A-CB (Split System: Heat Pump with Remote Outdoor Unit-Air-Source) | HH836E2S11 | ADP |  | H,YE34*36+TXV | TM9V080B12MP12 | 32600 | 17 | 8.4 | 29200 | 24800 | 84.93% | 1.98 | 0 | 10.5 |  |  |  | No | R-454B | 2.7167 | Residential & Commercial | Ducted CEE Tier 1
215423323 | Central HP <5.4 tons | YORK | HRCU-A-CB (Split System: Heat Pump with Remote Outdoor Unit-Air-Source) | HH836E2S11 | ADP |  | H,YE9J*36+TXV-BLEED | TM9V080C16MP12 | 33400 | 17 | 8.5 | 29800 | 25000 | 83.89% | 2 | 0 | 11 |  |  |  | No | R-454B | 2.7833 | Residential & Commercial | Ducted CEE Tier 1
215423341 | Central HP <5.4 tons | YORK | HRCU-A-CB (Split System: Heat Pump with Remote Outdoor Unit-Air-Source) | HH836E2S11 | ADP |  | H,YE34*36+TXV | TM9Y080B12MP11 | 32600 | 17 | 8.4 | 29400 | 25000 | 85.03% | 1.98 | 0 | 10.5 |  |  |  | No | R-454B | 2.7167 | Residential & Commercial | Ducted CEE Tier 1
213350738 | Central HP <5.4 tons | Durastar | HRCU-A-CB (Split System: Heat Pump with Remote Outdoor Unit-Air-Source) | DRA1H18S1A |  |  | DRAM18F1A |  | 18000 | 17.6 | 9.6 | 19000 | 17000 | 89.47% | 2 | 12.5 | 11.7 |  |  |  | No | R-410A | 1.5 | Residential & Commercial | Ducted CEE Tier 1
215374890 | Central HP <5.4 tons | Durastar | HRCU-A-CB (Split System: Heat Pump with Remote Outdoor Unit-Air-Source) | DRU1H49S2A |  |  | DRUM4260S2A |  | 48000 | 16.3 | 9 | 56000 | 52000 | 92.86% | 1.8 | 0 | 11.7 |  |  |  | No | R-454B | 4 | Residential & Commercial | Ducted CEE Tier 1
216031610 | Central HP <5.4 tons | AIREASE | HRCU-A-C (Split System: Heat Pump with Remote Outdoor Unit with No Indoor Fan --Air Source) | A7SCP18V36P-**A |  |  | 7E[C,U]36BX-**+TDR |  | 34000 | 15.2 | 8.5 | 34000 | 28800 | 84.71% | 1.75 | 0 | 10.6 |  |  |  | No | R-454B | 2.8333 | Residential & Commercial | Ducted CEE Tier 1
213076751 | Central HP <5.4 tons | CARRIER | HRCU-A-CB (Split System: Heat Pump with Remote Outdoor Unit-Air-Source) | 38MURAQ36AB3* |  |  | CAP**4221AL* | 58TP*B110V21**22 | 35600 | 16 | 8.1 | 38500 | 35200 | 91.43% | 1.9 | 0 | 10 |  |  |  | No | R-410A | 2.9667 | Residential & Commercial | Ducted CEE Tier 1
213076862 | Central HP <5.4 tons | CARRIER | HRCU-A-CB (Split System: Heat Pump with Remote Outdoor Unit-Air-Source) | 38MURAQ36AB3* |  |  | CNPV*4824AL* | 58TP*B135V24**22 | 36000 | 16.5 | 8.1 | 38500 | 34800 | 90.39% | 2 | 0 | 10 |  |  |  | No | R-410A | 3 | Residential & Commercial | Ducted CEE Tier 1
213077462 | Central HP <5.4 tons | CARRIER | HRCU-A-CB (Split System: Heat Pump with Remote Outdoor Unit-Air-Source) | 38MURAQ36AB3* |  |  | CNPV*4821AL* | GG96VTAB48080B** | 35600 | 16 | 8.1 | 38500 | 35000 | 90.91% | 1.98 | 0 | 10 |  |  |  | No | R-410A | 2.9667 | Residential & Commercial | Ducted CEE Tier 1
213077771 | Central HP <5.4 tons | CARRIER | HRCU-A-CB (Split System: Heat Pump with Remote Outdoor Unit-Air-Source) | 38MURAQ36AB3* |  |  | CNPV*4821AL* | 59TP6C100V21**22 | 36000 | 17 | 8.1 | 38500 | 34800 | 90.39% | 2 | 0 | 10.5 |  |  |  | No | R-410A | 3 | Residential & Commercial | Ducted CEE Tier 1
215425380 | Central HP <5.4 tons | YORK | HRCU-A-CB (Split System: Heat Pump with Remote Outdoor Unit-Air-Source) | HH860E2S11 | ADP |  | H,YE72*60+TXV | TM8V080C16MP12 | 43500 | 18 | 8.5 | 42000 | 32800 | 78.1% | 2 | 0 | 11.7 |  |  |  | No | R-454B | 3.625 | Residential & Commercial | Ducted CEE Tier 1
215425382 | Central HP <5.4 tons | YORK | HRCU-A-CB (Split System: Heat Pump with Remote Outdoor Unit-Air-Source) | HH860E2S11 | ADP |  | H,YE1K*48+TXV | TM8V080C16MP12 | 43000 | 17 | 8.45 | 42000 | 32800 | 78.1% | 1.98 | 0 | 11.5 |  |  |  | No | R-454B | 3.5833 | Residential & Commercial | Ducted CEE Tier 1
215425398 | Central HP <5.4 tons | YORK | HRCU-A-CB (Split System: Heat Pump with Remote Outdoor Unit-Air-Source) | HH860E2S11 | ADP |  | H,YE84*48+TXV | TM8V100C16MP12 | 43500 | 18 | 8.5 | 42000 | 32800 | 78.1% | 2 | 0 | 11.7 |  |  |  | No | R-454B | 3.625 | Residential & Commercial | Ducted CEE Tier 1
215425412 | Central HP <5.4 tons | YORK | HRCU-A-CB (Split System: Heat Pump with Remote Outdoor Unit-Air-Source) | HH860E2S11 | ADP |  | H,YE1K*48+TXV | TM8Y080C16MP11 | 43500 | 17 | 8.45 | 42000 | 33000 | 78.57% | 1.98 | 0 | 11.5 |  |  |  | No | R-454B | 3.625 | Residential & Commercial | Ducted CEE Tier 1
215425421 | Central HP <5.4 tons | YORK | HRCU-A-CB (Split System: Heat Pump with Remote Outdoor Unit-Air-Source) | HH860E2S11 | ADP |  | H,YE72*60+TXV | TM8Y100C16MP11 | 44000 | 18 | 8.5 | 42000 | 33000 | 78.57% | 2 | 0 | 11.7 |  |  |  | No | R-454B | 3.6667 | Residential & Commercial | Ducted CEE Tier 1
212555749 | Central HP <5.4 tons | DAY & NIGHT | HRCU-A-CB (Split System: Heat Pump with Remote Outdoor Unit-Air-Source) | CVH848GKA2* | ADP |  | V,G60H210P299 | *95CSU1002122A* | 45000 | 17 | 8.5 | 45000 | 32400 | 72% | 2.28 | 0 | 10 |  |  |  | No | R-410A | 3.75 | Residential & Commercial | Ducted CEE Tier 1
212365452 | Central HP <5.4 tons | Custom Comfort | HRCU-A-CB (Split System: Heat Pump with Remote Outdoor Unit-Air-Source) | CCOXHA24V30HP |  |  | CCOXHAAH24V30 |  | 30000 | 16.2 | 8.9 | 33000 | 24000 | 72.73% | 1.8 | 11 | 10 |  |  |  | No | R-410A | 2.5 | Residential & Commercial | Ducted CEE Tier 1
215423459 | Central HP <5.4 tons | YORK | HRCU-A-CB (Split System: Heat Pump with Remote Outdoor Unit-Air-Source) | HH860E2S11 | ADP |  | H,YE55*60+TXV | TL9E080C16UH11 | 44500 | 18 | 8.5 | 44000 | 34000 | 77.27% | 2 | 0 | 11 |  |  |  | No | R-454B | 3.7083 | Residential & Commercial | Ducted CEE Tier 1
215423468 | Central HP <5.4 tons | YORK | HRCU-A-CB (Split System: Heat Pump with Remote Outdoor Unit-Air-Source) | HH860E2S11 | ADP |  | H,YE3K*60+TXV | TL9E100C20UH11 | 44500 | 18 | 8.5 | 43500 | 33600 | 77.24% | 2 | 0 | 11 |  |  |  | No | R-454B | 3.7083 | Residential & Commercial | Ducted CEE Tier 1
215423532 | Central HP <5.4 tons | YORK | HRCU-A-CB (Split System: Heat Pump with Remote Outdoor Unit-Air-Source) | HH860E2S11 | ADP |  | H,YE55*60+TXV | TM8E100C20MP11 | 53500 | 19 | 8.5 | 53000 | 39500 | 74.53% | 2 | 0 | 11 |  |  |  | No | R-454B | 4.4583 | Residential & Commercial | Ducted CEE Tier 1
215423534 | Central HP <5.4 tons | YORK | HRCU-A-CB (Split System: Heat Pump with Remote Outdoor Unit-Air-Source) | HH860E2S11 | ADP |  | H,YE84*60+TXV | TM8E100C20MP11 | 53500 | 19 | 8.5 | 53000 | 39500 | 74.53% | 2 | 0 | 11 |  |  |  | No | R-454B | 4.4583 | Residential & Commercial | Ducted CEE Tier 1
215423552 | Central HP <5.4 tons | YORK | HRCU-A-CB (Split System: Heat Pump with Remote Outdoor Unit-Air-Source) | HH860E2S11 | ADP |  | H,YE84*60+TXV | TM8E120C16MP11 | 44500 | 18 | 8.5 | 43500 | 33800 | 77.7% | 2 | 0 | 11 |  |  |  | No | R-454B | 3.7083 | Residential & Commercial | Ducted CEE Tier 1
215423559 | Central HP <5.4 tons | YORK | HRCU-A-CB (Split System: Heat Pump with Remote Outdoor Unit-Air-Source) | HH860E2S11 | ADP |  | H,YE48*60+TXV-BLEED | TM8E120C20MP11 | 53000 | 18 | 8.5 | 52000 | 38500 | 74.04% | 2 | 0 | 11 |  |  |  | No | R-454B | 4.4167 | Residential & Commercial | Ducted CEE Tier 1
216439962 | Central HP <5.4 tons | TRANE | HRCU-A-CB (Split System: Heat Pump with Remote Outdoor Unit-Air-Source) | 5TWV0X24A1 |  |  | 5PX*B006AS3 | S9V2B040U3VSB+LRP | 21200 | 20 | 9.4 | 22400 | 16800 | 75% | 2.1 | 0 | 12 |  |  |  | No | R-454B | 1.7667 | Residential & Commercial | Ducted CEE Tier 1
216439992 | Central HP <5.4 tons | TRANE | HRCU-A-CB (Split System: Heat Pump with Remote Outdoor Unit-Air-Source) | 5TWV0X24A1 |  |  | 5TXCB003AS3 | S9V2B060U4PSC+LRP | 20400 | 18.8 | 9.4 | 23800 | 17600 | 73.95% | 2.1 | 0 | 11.7 |  |  |  | No | R-454B | 1.7 | Residential & Commercial | Ducted CEE Tier 1
215423465 | Central HP <5.4 tons | YORK | HRCU-A-CB (Split System: Heat Pump with Remote Outdoor Unit-Air-Source) | HH860E2S11 | ADP |  | H,YE36*60+TXV | TL9E100C20UH11 | 50500 | 18 | 8.3 | 51500 | 38000 | 73.79% | 1.96 | 0 | 10.5 |  |  |  | No | R-454B | 4.2083 | Residential & Commercial | Ducted CEE Tier 1
212603098 | Central HP <5.4 tons | DAY & NIGHT | HRCU-A-CB (Split System: Heat Pump with Remote Outdoor Unit-Air-Source) | DLCURAH18ABK | ADP |  | FG80936 | *96VTN0601412A* | 18000 | 16 | 8.5 | 17000 | 18000 | 105.9% | 2.22 | 0 | 11 |  |  |  | No | R-410A | 1.5 | Residential & Commercial | Ducted CEE Tier 1
213770279 | Central HP <5.4 tons | CARRIER | HRCU-A-CB (Split System: Heat Pump with Remote Outdoor Unit-Air-Source) | 25VNA448A*031* |  |  | CAP**4824AL*+UI | 59TN6C100C21**22 | 44000 | 21 | 9 | 46500 | 36200 | 77.85% | 2.26 | 0 | 11.5 |  |  |  | No | R-410A | 3.6667 | Residential & Commercial | Ducted CEE Tier 1
213770295 | Central HP <5.4 tons | CARRIER | HRCU-A-CB (Split System: Heat Pump with Remote Outdoor Unit-Air-Source) | 25VNA448A*031* |  |  | CAP**6024AL*+UI | 59TN6C120C24**22 | 44500 | 21 | 9.5 | 46000 | 36200 | 78.7% | 2.34 | 0 | 11.7 |  |  |  | No | R-410A | 3.7083 | Residential & Commercial | Ducted CEE Tier 1
213770343 | Central HP <5.4 tons | CARRIER | HRCU-A-CB (Split System: Heat Pump with Remote Outdoor Unit-Air-Source) | 25VNA448A*031* |  |  | CSPH*6012AL*+UI | 58TN*B070C17**16 | 44500 | 20 | 9 | 46500 | 36600 | 78.71% | 2.28 | 0 | 11 |  |  |  | No | R-410A | 3.7083 | Residential & Commercial | Ducted CEE Tier 1
215423483 | Central HP <5.4 tons | YORK | HRCU-A-CB (Split System: Heat Pump with Remote Outdoor Unit-Air-Source) | HH860E2S11 | ADP |  | H,YE3K*60+TXV | TM8E080C16MP11 | 44500 | 18 | 8.5 | 43500 | 33800 | 77.7% | 2 | 0 | 11 |  |  |  | No | R-454B | 3.7083 | Residential & Commercial | Ducted CEE Tier 1
215423485 | Central HP <5.4 tons | YORK | HRCU-A-CB (Split System: Heat Pump with Remote Outdoor Unit-Air-Source) | HH860E2S11 | ADP |  | H,YE48*48+TXV | TM8E080C16MP11 | 44500 | 18 | 8.5 | 43500 | 33800 | 77.7% | 2 | 0 | 11 |  |  |  | No | R-454B | 3.7083 | Residential & Commercial | Ducted CEE Tier 1
215423501 | Central HP <5.4 tons | YORK | HRCU-A-CB (Split System: Heat Pump with Remote Outdoor Unit-Air-Source) | HH860E2S11 | ADP |  | H,YE54*60+TXV | TM8E080C20MP11 | 53500 | 19 | 8.5 | 53000 | 39500 | 74.53% | 2 | 0 | 11 |  |  |  | No | R-454B | 4.4583 | Residential & Commercial | Ducted CEE Tier 1
215423515 | Central HP <5.4 tons | YORK | HRCU-A-CB (Split System: Heat Pump with Remote Outdoor Unit-Air-Source) | HH860E2S11 | ADP |  | H,YE48*48+TXV | TM8E100C16MP11 | 44500 | 18 | 8.5 | 43500 | 33800 | 77.7% | 2 | 0 | 11 |  |  |  | No | R-454B | 3.7083 | Residential & Commercial | Ducted CEE Tier 1
215423551 | Central HP <5.4 tons | YORK | HRCU-A-CB (Split System: Heat Pump with Remote Outdoor Unit-Air-Source) | HH860E2S11 | ADP |  | H,YE74*48+TXV | TM8E120C16MP11 | 44500 | 18 | 8.5 | 43500 | 33800 | 77.7% | 2 | 0 | 11 |  |  |  | No | R-454B | 3.7083 | Residential & Commercial | Ducted CEE Tier 1
215423599 | Central HP <5.4 tons | YORK | HRCU-A-CB (Split System: Heat Pump with Remote Outdoor Unit-Air-Source) | HH860E2S11 | ADP |  | H,YE36*60+TXV | TM8V100C16MP12 | 43000 | 17 | 8.4 | 42000 | 32800 | 78.1% | 1.98 | 0 | 11.5 |  |  |  | No | R-454B | 3.5833 | Residential & Commercial | Ducted CEE Tier 1
215423674 | Central HP <5.4 tons | YORK | HRCU-A-CB (Split System: Heat Pump with Remote Outdoor Unit-Air-Source) | HH860E2S11 | ADP |  | H,YE84*60+TXV | TM8Y100C16MP11 | 44000 | 18 | 8.5 | 42000 | 33000 | 78.57% | 2 | 0 | 11.7 |  |  |  | No | R-454B | 3.6667 | Residential & Commercial | Ducted CEE Tier 1
215423690 | Central HP <5.4 tons | YORK | HRCU-A-CB (Split System: Heat Pump with Remote Outdoor Unit-Air-Source) | HH860E2S11 | ADP |  | H,YE36*60+TXV | TM8Y120C20MP11 | 52000 | 18 | 8.3 | 53000 | 39500 | 74.53% | 1.96 | 0 | 10.5 |  |  |  | No | R-454B | 4.3333 | Residential & Commercial | Ducted CEE Tier 1
215423710 | Central HP <5.4 tons | YORK | HRCU-A-CB (Split System: Heat Pump with Remote Outdoor Unit-Air-Source) | HH860E2S11 | ADP |  | H,YE48*60+TXV-BLEED | TM9E080C16MP12 | 44500 | 18 | 8.5 | 43500 | 34000 | 78.16% | 2 | 0 | 11 |  |  |  | No | R-454B | 3.7083 | Residential & Commercial | Ducted CEE Tier 1
215423715 | Central HP <5.4 tons | YORK | HRCU-A-CB (Split System: Heat Pump with Remote Outdoor Unit-Air-Source) | HH860E2S11 | ADP |  | H,YE55*60+TXV | TM9E080C16MP12 | 44500 | 18 | 8.5 | 43500 | 34000 | 78.16% | 2 | 0 | 11 |  |  |  | No | R-454B | 3.7083 | Residential & Commercial | Ducted CEE Tier 1
215423726 | Central HP <5.4 tons | YORK | HRCU-A-CB (Split System: Heat Pump with Remote Outdoor Unit-Air-Source) | HH860E2S11 | ADP |  | H,YE48*60+TXV | TM9E080C20MP12 | 53500 | 18 | 8.5 | 53000 | 39500 | 74.53% | 2 | 0 | 11 |  |  |  | No | R-454B | 4.4583 | Residential & Commercial | Ducted CEE Tier 1
215423733 | Central HP <5.4 tons | YORK | HRCU-A-CB (Split System: Heat Pump with Remote Outdoor Unit-Air-Source) | HH860E2S11 | ADP |  | H,YE36*60+TXV-BLEED | TM9E100C16MP12 | 44000 | 17 | 8.4 | 44000 | 34000 | 77.27% | 1.98 | 0 | 10.5 |  |  |  | No | R-454B | 3.6667 | Residential & Commercial | Ducted CEE Tier 1
215423774 | Central HP <5.4 tons | YORK | HRCU-A-CB (Split System: Heat Pump with Remote Outdoor Unit-Air-Source) | HH860E2S11 | ADP |  | H,YE35*48+TXV | TM9V080C16MP12 | 42500 | 17 | 8.3 | 42000 | 33000 | 78.57% | 1.96 | 0 | 10.5 |  |  |  | No | R-454B | 3.5417 | Residential & Commercial | Ducted CEE Tier 1
215423641 | Central HP <5.4 tons | YORK | HRCU-A-CB (Split System: Heat Pump with Remote Outdoor Unit-Air-Source) | HH860E2S11 | ADP |  | H,YE36*60+TXV-BLEED | TM8Y080C16MP11 | 43500 | 17 | 8.4 | 42000 | 33000 | 78.57% | 1.98 | 0 | 11.5 |  |  |  | No | R-454B | 3.625 | Residential & Commercial | Ducted CEE Tier 1
215423659 | Central HP <5.4 tons | YORK | HRCU-A-CB (Split System: Heat Pump with Remote Outdoor Unit-Air-Source) | HH860E2S11 | ADP |  | H,YE36*60+TXV-BLEED | TM8Y100C16MP11 | 43500 | 17 | 8.4 | 42000 | 33000 | 78.57% | 1.98 | 0 | 11.5 |  |  |  | No | R-454B | 3.625 | Residential & Commercial | Ducted CEE Tier 1
215423666 | Central HP <5.4 tons | YORK | HRCU-A-CB (Split System: Heat Pump with Remote Outdoor Unit-Air-Source) | HH860E2S11 | ADP |  | H,YE48*60+TXV-BLEED | TM8Y100C16MP11 | 44000 | 18 | 8.5 | 42000 | 33000 | 78.57% | 2 | 0 | 11.7 |  |  |  | No | R-454B | 3.6667 | Residential & Commercial | Ducted CEE Tier 1
216013463 | Central HP <5.4 tons | AIREASE | HRCU-A-CB (Split System: Heat Pump with Remote Outdoor Unit-Air-Source) | A7SCP18V60P-**A |  |  | 7AH1AV60PX-** |  | 55000 | 16 | 9.4 | 55000 | 43000 | 78.18% | 1.75 | 0 | 10 |  |  |  | No | R-454B | 4.5833 | Residential & Commercial | Ducted CEE Tier 1
215374880 | Central HP <5.4 tons | Durastar | HRCU-A-CB (Split System: Heat Pump with Remote Outdoor Unit-Air-Source) | DRA1U18S2A |  |  | DRAM18F2A |  | 18000 | 18.5 | 9.8 | 18000 | 13000 | 72.22% | 2.3 | 0 | 12.1 |  |  |  | No | R-454B | 1.5 | Residential & Commercial | Ducted CEE Tier 1
216013462 | Central HP <5.4 tons | AIREASE | HRCU-A-CB (Split System: Heat Pump with Remote Outdoor Unit-Air-Source) | A7SCP18V60P-**A |  |  | 7AH1AV48PX-** |  | 47500 | 18 | 9.5 | 48000 | 42000 | 87.5% | 1.75 | 0 | 11.7 |  |  |  | No | R-454B | 3.9583 | Residential & Commercial | Ducted CEE Tier 1
215423677 | Central HP <5.4 tons | YORK | HRCU-A-CB (Split System: Heat Pump with Remote Outdoor Unit-Air-Source) | HH860E2S11 | ADP |  | H,YE36*60+TXV | TM8Y100C20MP11 | 52000 | 18 | 8.3 | 53000 | 39500 | 74.53% | 1.96 | 0 | 10.5 |  |  |  | No | R-454B | 4.3333 | Residential & Commercial | Ducted CEE Tier 1
215423684 | Central HP <5.4 tons | YORK | HRCU-A-CB (Split System: Heat Pump with Remote Outdoor Unit-Air-Source) | HH860E2S11 | ADP |  | H,YE54*60+TXV | TM8Y100C20MP11 | 53500 | 19 | 8.5 | 53000 | 39500 | 74.53% | 2 | 0 | 11 |  |  |  | No | R-454B | 4.4583 | Residential & Commercial | Ducted CEE Tier 1
215423691 | Central HP <5.4 tons | YORK | HRCU-A-CB (Split System: Heat Pump with Remote Outdoor Unit-Air-Source) | HH860E2S11 | ADP |  | H,YE37*60+TXV | TM8Y120C20MP11 | 52500 | 18 | 8.35 | 53000 | 39500 | 74.53% | 1.98 | 0 | 10.5 |  |  |  | No | R-454B | 4.375 | Residential & Commercial | Ducted CEE Tier 1
215423693 | Central HP <5.4 tons | YORK | HRCU-A-CB (Split System: Heat Pump with Remote Outdoor Unit-Air-Source) | HH860E2S11 | ADP |  | H,YE3K*60+TXV | TM8Y120C20MP11 | 44500 | 18 | 8.5 | 43000 | 33400 | 77.67% | 2 | 0 | 11.7 |  |  |  | No | R-454B | 3.7083 | Residential & Commercial | Ducted CEE Tier 1
215423709 | Central HP <5.4 tons | YORK | HRCU-A-CB (Split System: Heat Pump with Remote Outdoor Unit-Air-Source) | HH860E2S11 | ADP |  | H,YE3K*60+TXV | TM9E080C16MP12 | 44500 | 18 | 8.5 | 43500 | 34000 | 78.16% | 2 | 0 | 11 |  |  |  | No | R-454B | 3.7083 | Residential & Commercial | Ducted CEE Tier 1
215423750 | Central HP <5.4 tons | YORK | HRCU-A-CB (Split System: Heat Pump with Remote Outdoor Unit-Air-Source) | HH860E2S11 | ADP |  | H,YE36*60+TXV-BLEED | TM9E100C20MP12 | 52000 | 18 | 8.3 | 53000 | 39500 | 74.53% | 1.96 | 0 | 10.5 |  |  |  | No | R-454B | 4.3333 | Residential & Commercial | Ducted CEE Tier 1
215423752 | Central HP <5.4 tons | YORK | HRCU-A-CB (Split System: Heat Pump with Remote Outdoor Unit-Air-Source) | HH860E2S11 | ADP |  | H,YE37*60+TXV | TM9E100C20MP12 | 52500 | 18 | 8.35 | 53000 | 39500 | 74.53% | 1.98 | 0 | 10.5 |  |  |  | No | R-454B | 4.375 | Residential & Commercial | Ducted CEE Tier 1
215423766 | Central HP <5.4 tons | YORK | HRCU-A-CB (Split System: Heat Pump with Remote Outdoor Unit-Air-Source) | HH860E2S11 | ADP |  | H,YE3K*60+TXV | TM9E120D20MP12 | 52500 | 18 | 8.45 | 52500 | 39000 | 74.29% | 1.98 | 0 | 10.5 |  |  |  | No | R-454B | 4.375 | Residential & Commercial | Ducted CEE Tier 1
215423348 | Central HP <5.4 tons | YORK | HRCU-A-CB (Split System: Heat Pump with Remote Outdoor Unit-Air-Source) | HH836E2S11 | ADP |  | H,YE9J*36+TXV-BLEED | TM9Y080C16MP11 | 33800 | 18 | 8.5 | 30400 | 25400 | 83.55% | 2 | 0 | 11 |  |  |  | No | R-454B | 2.8167 | Residential & Commercial | Ducted CEE Tier 1
215423375 | Central HP <5.4 tons | YORK | HRCU-A-CB (Split System: Heat Pump with Remote Outdoor Unit-Air-Source) | HH836E2S11 | ADP |  | H,YE80*36+TXV | Y81E080C20SMPS1 | 34600 | 19 | 8.5 | 30800 | 25400 | 82.47% | 2 | 0 | 11 |  |  |  | No | R-454B | 2.8833 | Residential & Commercial | Ducted CEE Tier 1
215423382 | Central HP <5.4 tons | YORK | HRCU-A-CB (Split System: Heat Pump with Remote Outdoor Unit-Air-Source) | HH836E2S11 | ADP |  | H,YE35*36+TXV | Y81E100C16SMPS1 | 34000 | 18 | 8.5 | 29800 | 24800 | 83.22% | 2 | 0 | 11.7 |  |  |  | No | R-454B | 2.8333 | Residential & Commercial | Ducted CEE Tier 1
215423384 | Central HP <5.4 tons | YORK | HRCU-A-CB (Split System: Heat Pump with Remote Outdoor Unit-Air-Source) | HH836E2S11 | ADP |  | H,YE9J*36+TXV | Y81E100C16SMPS1 | 34000 | 18 | 8.5 | 29800 | 24800 | 83.22% | 2 | 0 | 11.7 |  |  |  | No | R-454B | 2.8333 | Residential & Commercial | Ducted CEE Tier 1
215423409 | Central HP <5.4 tons | YORK | HRCU-A-CB (Split System: Heat Pump with Remote Outdoor Unit-Air-Source) | HH836E2S11 | ADP |  | H,YE9J*36+TXV | Y91E080C16SMPS1 | 32800 | 17 | 8.5 | 29600 | 23400 | 79.05% | 2 | 0 | 10.5 |  |  |  | No | R-454B | 2.7333 | Residential & Commercial | Ducted CEE Tier 1
215425281 | Central HP <5.4 tons | YORK | HRCU-A-CB (Split System: Heat Pump with Remote Outdoor Unit-Air-Source) | HH836E2S11 | ADP |  | H,YE1K*36+TXV | TM8E120C20MP11 | 34000 | 17 | 8.5 | 30400 | 25200 | 82.89% | 2 | 0 | 11 |  |  |  | No | R-454B | 2.8333 | Residential & Commercial | Ducted CEE Tier 1
215425315 | Central HP <5.4 tons | YORK | HRCU-A-CB (Split System: Heat Pump with Remote Outdoor Unit-Air-Source) | HH836E2S11 | ADP |  | H,YE1K*36+TXV | Y91E080C16SMPS1 | 33200 | 17 | 8.5 | 29600 | 23400 | 79.05% | 2 | 0 | 11 |  |  |  | No | R-454B | 2.7667 | Residential & Commercial | Ducted CEE Tier 1
212394334 | Central HP <5.4 tons | DIYCOOL | HRCU-A-C (Split System: Heat Pump with Remote Outdoor Unit with No Indoor Fan --Air Source) | ACIQ-24-HPB |  |  | ACIQ-24-ACL |  | 24000 | 16.5 | 9.5 | 25000 | 20000 | 80% | 1.95 | 11 | 10.7 |  |  |  | No | R-410A | 2 | Residential & Commercial | Ducted CEE Tier 1
215423793 | Central HP <5.4 tons | YORK | HRCU-A-CB (Split System: Heat Pump with Remote Outdoor Unit-Air-Source) | HH860E2S11 | ADP |  | H,YE36*60+TXV-BLEED | TM9V100C16MP12 | 43000 | 17 | 8.4 | 42000 | 32800 | 78.1% | 1.98 | 0 | 11.5 |  |  |  | No | R-454B | 3.5833 | Residential & Commercial | Ducted CEE Tier 1
215423809 | Central HP <5.4 tons | YORK | HRCU-A-CB (Split System: Heat Pump with Remote Outdoor Unit-Air-Source) | HH860E2S11 | ADP |  | H,YE86*60+TXV | TM9V100C16MP12 | 43500 | 18 | 8.5 | 42000 | 32800 | 78.1% | 2 | 0 | 11.7 |  |  |  | No | R-454B | 3.625 | Residential & Commercial | Ducted CEE Tier 1
215423832 | Central HP <5.4 tons | YORK | HRCU-A-CB (Split System: Heat Pump with Remote Outdoor Unit-Air-Source) | HH860E2S11 | ADP |  | H,YE55*60+TXV | TM9V120D20MP12 | 53000 | 19 | 8.5 | 52500 | 39000 | 74.29% | 2 | 0 | 11 |  |  |  | No | R-454B | 4.4167 | Residential & Commercial | Ducted CEE Tier 1
215423834 | Central HP <5.4 tons | YORK | HRCU-A-CB (Split System: Heat Pump with Remote Outdoor Unit-Air-Source) | HH860E2S11 | ADP |  | H,YE84*60+TXV | TM9V120D20MP12 | 53000 | 19 | 8.5 | 52500 | 39000 | 74.29% | 2 | 0 | 11 |  |  |  | No | R-454B | 4.4167 | Residential & Commercial | Ducted CEE Tier 1
215423841 | Central HP <5.4 tons | YORK | HRCU-A-CB (Split System: Heat Pump with Remote Outdoor Unit-Air-Source) | HH860E2S11 | ADP |  | H,YE2K*48+TXV | TM9Y080C16MP11 | 43500 | 16 | 8.45 | 42500 | 33400 | 78.59% | 2 | 0 | 10.5 |  |  |  | No | R-454B | 3.625 | Residential & Commercial | Ducted CEE Tier 1
215423794 | Central HP <5.4 tons | YORK | HRCU-A-CB (Split System: Heat Pump with Remote Outdoor Unit-Air-Source) | HH860E2S11 | ADP |  | H,YE36*48+TXV | TM9V100C16MP12 | 43000 | 17 | 8.4 | 42000 | 32800 | 78.1% | 1.98 | 0 | 11.5 |  |  |  | No | R-454B | 3.5833 | Residential & Commercial | Ducted CEE Tier 1
215423801 | Central HP <5.4 tons | YORK | HRCU-A-CB (Split System: Heat Pump with Remote Outdoor Unit-Air-Source) | HH860E2S11 | ADP |  | H,YE48*48+TXV | TM9V100C16MP12 | 43500 | 18 | 8.5 | 42000 | 32800 | 78.1% | 2 | 0 | 11.7 |  |  |  | No | R-454B | 3.625 | Residential & Commercial | Ducted CEE Tier 1
215423824 | Central HP <5.4 tons | YORK | HRCU-A-CB (Split System: Heat Pump with Remote Outdoor Unit-Air-Source) | HH860E2S11 | ADP |  | H,YE36*60+TXV | TM9V120D20MP12 | 51500 | 18 | 8.3 | 52500 | 39000 | 74.29% | 1.96 | 0 | 10.5 |  |  |  | No | R-454B | 4.2917 | Residential & Commercial | Ducted CEE Tier 1
211644106 | Central HP <5.4 tons | Alsetria | HRCU-A-CB (Split System: Heat Pump with Remote Outdoor Unit-Air-Source) | MOX430-17HFN1-MT0W |  |  | MVC-18HWFN1-MW(GA) |  | 18000 | 17.6 | 9.6 | 19000 | 17000 | 89.47% | 2 | 12.5 | 11.7 |  |  |  | No | R-410A | 1.5 | Residential & Commercial | Ducted CEE Tier 1
215746030 | Central HP <5.4 tons | Custom Comfort | HRCU-A-CB (Split System: Heat Pump with Remote Outdoor Unit-Air-Source) | CCOXHB24V48HP |  |  | CCOXHBAH24V48 |  | 48000 | 16.5 | 9.5 | 50000 | 46000 | 92% | 1.9 | 0 | 10.5 |  |  |  | No | R-454B | 4 | Residential & Commercial | Ducted CEE Tier 1
215424544 | Central HP <5.4 tons | YORK | HRCU-A-CB (Split System: Heat Pump with Remote Outdoor Unit-Air-Source) | HH824E2S11 | ADP |  | H,YE8J*36+TXV | TM9E080B12MP12 | 23000 | 17 | 9 | 21400 | 18300 | 85.51% | 2 | 0 | 11.7 |  |  |  | No | R-454B | 1.9167 | Residential & Commercial | Ducted CEE Tier 1
215424435 | Central HP <5.4 tons | YORK | HRCU-A-CB (Split System: Heat Pump with Remote Outdoor Unit-Air-Source) | HH824E2S11 | ADP |  | H,YE31*24+TXV | TL9E060B12UH11 | 21800 | 17 | 8.5 | 21200 | 17700 | 83.49% | 1.9 | 0 | 11 |  |  |  | No | R-454B | 1.8167 | Residential & Commercial | Ducted CEE Tier 1
215424562 | Central HP <5.4 tons | YORK | HRCU-A-CB (Split System: Heat Pump with Remote Outdoor Unit-Air-Source) | HH824E2S11 | ADP |  | H,YE8J*36+TXV | TM9V060B12MP12 | 23000 | 17 | 9 | 21400 | 17600 | 82.24% | 2 | 0 | 12 |  |  |  | No | R-454B | 1.9167 | Residential & Commercial | Ducted CEE Tier 1
215424571 | Central HP <5.4 tons | YORK | HRCU-A-CB (Split System: Heat Pump with Remote Outdoor Unit-Air-Source) | HH824E2S11 | ADP |  | H,YE8J*36+TXV | TM9V080B12MP12 | 23000 | 17 | 9 | 21400 | 17900 | 83.64% | 2 | 0 | 12 |  |  |  | No | R-454B | 1.9167 | Residential & Commercial | Ducted CEE Tier 1
215424601 | Central HP <5.4 tons | YORK | HRCU-A-CB (Split System: Heat Pump with Remote Outdoor Unit-Air-Source) | HH824E2S11 | ADP |  | H,YE31*24+TXV | Y81E060A12SMPS1 | 21800 | 17 | 8.5 | 20800 | 16900 | 81.25% | 1.9 | 0 | 11 |  |  |  | No | R-454B | 1.8167 | Residential & Commercial | Ducted CEE Tier 1
215424680 | Central HP <5.4 tons | YORK | HRCU-A-CB (Split System: Heat Pump with Remote Outdoor Unit-Air-Source) | HH824E2S11 | ADP |  | H,YE31*24+TXV | Y91E080B12SMPS1 | 21800 | 17 | 8.5 | 21200 | 17400 | 82.08% | 1.9 | 0 | 11 |  |  |  | No | R-454B | 1.8167 | Residential & Commercial | Ducted CEE Tier 1
215424687 | Central HP <5.4 tons | YORK | HRCU-A-CB (Split System: Heat Pump with Remote Outdoor Unit-Air-Source) | HH824E2S11 | ADP |  | H,YE8J*30+TXV | Y91E080B12SMPS1 | 23000 | 17 | 9 | 21400 | 17700 | 82.71% | 2 | 0 | 12 |  |  |  | No | R-454B | 1.9167 | Residential & Commercial | Ducted CEE Tier 1
215424659 | Central HP <5.4 tons | YORK | HRCU-A-CB (Split System: Heat Pump with Remote Outdoor Unit-Air-Source) | HH824E2S11 | ADP |  | H,YE7J*36+TXV | Y91E040A10SMPS1 | 22400 | 17 | 8.3 | 21400 | 17400 | 81.31% | 1.96 | 0 | 11.5 |  |  |  | No | R-454B | 1.8667 | Residential & Commercial | Ducted CEE Tier 1
215423833 | Central HP <5.4 tons | YORK | HRCU-A-CB (Split System: Heat Pump with Remote Outdoor Unit-Air-Source) | HH860E2S11 | ADP |  | H,YE49*60+TXV | TM9V120D20MP12 | 53000 | 19 | 8.5 | 52000 | 38500 | 74.04% | 2 | 0 | 11 |  |  |  | No | R-454B | 4.4167 | Residential & Commercial | Ducted CEE Tier 1
215423843 | Central HP <5.4 tons | YORK | HRCU-A-CB (Split System: Heat Pump with Remote Outdoor Unit-Air-Source) | HH860E2S11 | ADP |  | H,YE3K*60+TXV | TM9Y080C16MP11 | 44000 | 16 | 8.5 | 42500 | 33400 | 78.59% | 2 | 0 | 11 |  |  |  | No | R-454B | 3.6667 | Residential & Commercial | Ducted CEE Tier 1
215423909 | Central HP <5.4 tons | YORK | HRCU-A-CB (Split System: Heat Pump with Remote Outdoor Unit-Air-Source) | HH860E2S11 | ADP |  | H,YE54*60+TXV | Y81E080C16SMPS1 | 44500 | 18 | 8.5 | 42500 | 33000 | 77.65% | 2 | 0 | 12 |  |  |  | No | R-454B | 3.7083 | Residential & Commercial | Ducted CEE Tier 1
215423925 | Central HP <5.4 tons | YORK | HRCU-A-CB (Split System: Heat Pump with Remote Outdoor Unit-Air-Source) | HH860E2S11 | ADP |  | H,YE49*60+TXV | Y81E080C20SMPS1 | 53000 | 19 | 8.5 | 52000 | 38500 | 74.04% | 2 | 0 | 11 |  |  |  | No | R-454B | 4.4167 | Residential & Commercial | Ducted CEE Tier 1
215423941 | Central HP <5.4 tons | YORK | HRCU-A-CB (Split System: Heat Pump with Remote Outdoor Unit-Air-Source) | HH860E2S11 | ADP |  | H,YE55*60+TXV | Y81E100C16SMPS1 | 44000 | 18 | 8.5 | 42000 | 32800 | 78.1% | 2 | 0 | 12 |  |  |  | No | R-454B | 3.6667 | Residential & Commercial | Ducted CEE Tier 1
215423952 | Central HP <5.4 tons | YORK | HRCU-A-CB (Split System: Heat Pump with Remote Outdoor Unit-Air-Source) | HH860E2S11 | ADP |  | H,YE48*48+TXV | Y81E100C20SMPS1 | 44500 | 18 | 8.5 | 42500 | 33000 | 77.65% | 2 | 0 | 12 |  |  |  | No | R-454B | 3.7083 | Residential & Commercial | Ducted CEE Tier 1
215424011 | Central HP <5.4 tons | YORK | HRCU-A-CB (Split System: Heat Pump with Remote Outdoor Unit-Air-Source) | HH860E2S11 | ADP |  | H,YE48*48+TXV | Y91E080C16SMPS1 | 45000 | 18 | 8.5 | 45000 | 33400 | 74.22% | 2 | 0 | 11.7 |  |  |  | No | R-454B | 3.75 | Residential & Commercial | Ducted CEE Tier 1
215425331 | Central HP <5.4 tons | YORK | HRCU-A-CB (Split System: Heat Pump with Remote Outdoor Unit-Air-Source) | HH860E2S11 | ADP |  | H,YE74*60+TXV | TL9E080C16UH11 | 44500 | 18 | 8.5 | 44000 | 34000 | 77.27% | 2 | 0 | 11 |  |  |  | No | R-454B | 3.7083 | Residential & Commercial | Ducted CEE Tier 1
213492151 | Central HP <5.4 tons | DIYCOOL | HRCU-A-C (Split System: Heat Pump with Remote Outdoor Unit with No Indoor Fan --Air Source) | ACIQ-36-HPB |  |  | ACIQ-36-ACL-17 |  | 35000 | 15.5 | 8.6 | 38000 | 31600 | 83.16% | 1.85 | 0 | 10 |  |  |  | No | R-410A | 2.9167 | Residential & Commercial | Ducted CEE Tier 1
216440240 | Central HP <5.4 tons | TRANE | HRCU-A-CB (Split System: Heat Pump with Remote Outdoor Unit-Air-Source) | 5TWV0X48A1 |  |  | 5PX*C007AS3 | S9V2C100U5VSB+LRP | 44000 | 20 | 9.7 | 46500 | 33400 | 71.83% | 2.1 | 0 | 12 |  |  |  | No | R-454B | 3.6667 | Residential & Commercial | Ducted CEE Tier 1
216440330 | Central HP <5.4 tons | TRANE | HRCU-A-CB (Split System: Heat Pump with Remote Outdoor Unit-Air-Source) | 5TWV0X48A1 |  |  | 5TAMXD06AV41 |  | 45000 | 20.2 | 9.7 | 47500 | 33800 | 71.16% | 2.1 | 0 | 12 |  |  |  | No | R-454B | 3.75 | Residential & Commercial | Ducted CEE Tier 1
212971364 | Central HP <5.4 tons | CARRIER | HRCU-A-CB (Split System: Heat Pump with Remote Outdoor Unit-Air-Source) | 38MURAQ18AB3* |  |  | CNPV*2417AL* | 58TP*B070V14**12 | 17600 | 16.5 | 8.5 | 18500 | 19100 | 103.2% | 2.3 | 0 | 11 |  |  |  | No | R-410A | 1.4667 | Residential & Commercial | Ducted CEE Tier 1
212971478 | Central HP <5.4 tons | CARRIER | HRCU-A-CB (Split System: Heat Pump with Remote Outdoor Unit-Air-Source) | 38MURAQ18AB3* |  |  | CNPV*2417AL* | 58TP*B070V17**16 | 17500 | 16 | 8.5 | 18500 | 19200 | 103.8% | 2.3 | 0 | 10.5 |  |  |  | No | R-410A | 1.4583 | Residential & Commercial | Ducted CEE Tier 1
215932653 | Central HP <5.4 tons | TEMPSTAR | HRCU-A-CB (Split System: Heat Pump with Remote Outdoor Unit-Air-Source) | T5H3V36*K*AAA* |  |  | EA*5X60M24A*+WALLCON | *96CTN1202422B* | 34000 | 20.5 | 9.5 | 34000 | 26000 | 76.47% | 2.06 | 0 | 12 |  |  |  | No | R-454B | 2.8333 | Residential & Commercial | Ducted CEE Tier 1
211277596 | Central HP <5.4 tons | Breeze33 | HRCU-A-CB (Split System: Heat Pump with Remote Outdoor Unit-Air-Source) | HSZ24H424ZMO |  |  | AH24H424ZMI |  | 23000 | 18.4 | 9.3 | 26000 | 21200 | 81.54% | 1.9 | 12.5 | 11.7 |  |  |  | No | R-410A | 1.9167 | Residential & Commercial | Ducted CEE Tier 1
215425340 | Central HP <5.4 tons | YORK | HRCU-A-CB (Split System: Heat Pump with Remote Outdoor Unit-Air-Source) | HH860E2S11 | ADP |  | H,YE3K*48+TXV | TM8E080C16MP11 | 44500 | 18 | 8.5 | 43500 | 33800 | 77.7% | 2 | 0 | 11 |  |  |  | No | R-454B | 3.7083 | Residential & Commercial | Ducted CEE Tier 1
215425347 | Central HP <5.4 tons | YORK | HRCU-A-CB (Split System: Heat Pump with Remote Outdoor Unit-Air-Source) | HH860E2S11 | ADP |  | H,YE86*48+TXV | TM8E080C16MP11 | 44500 | 18 | 8.5 | 43500 | 33800 | 77.7% | 2 | 0 | 11 |  |  |  | No | R-454B | 3.7083 | Residential & Commercial | Ducted CEE Tier 1
215425388 | Central HP <5.4 tons | YORK | HRCU-A-CB (Split System: Heat Pump with Remote Outdoor Unit-Air-Source) | HH860E2S11 | ADP |  | H,YE86*48+TXV | TM8V080C16MP12 | 43500 | 18 | 8.5 | 42000 | 32800 | 78.1% | 2 | 0 | 11.7 |  |  |  | No | R-454B | 3.625 | Residential & Commercial | Ducted CEE Tier 1
215425413 | Central HP <5.4 tons | YORK | HRCU-A-CB (Split System: Heat Pump with Remote Outdoor Unit-Air-Source) | HH860E2S11 | ADP |  | H,YE55*48+TXV | TM8Y080C16MP11 | 44000 | 18 | 8.5 | 42000 | 33000 | 78.57% | 2 | 0 | 11.7 |  |  |  | No | R-454B | 3.6667 | Residential & Commercial | Ducted CEE Tier 1
215425472 | Central HP <5.4 tons | YORK | HRCU-A-CB (Split System: Heat Pump with Remote Outdoor Unit-Air-Source) | HH860E2S11 | ADP |  | H,YE74*60+TXV | TM9V080C16MP12 | 43500 | 18 | 8.5 | 42000 | 33000 | 78.57% | 2 | 0 | 11 |  |  |  | No | R-454B | 3.625 | Residential & Commercial | Ducted CEE Tier 1
215425497 | Central HP <5.4 tons | YORK | HRCU-A-CB (Split System: Heat Pump with Remote Outdoor Unit-Air-Source) | HH860E2S11 | ADP |  | H,YE55*48+TXV | TM9Y080C16MP11 | 44000 | 17 | 8.5 | 42500 | 33400 | 78.59% | 2 | 0 | 11 |  |  |  | No | R-454B | 3.6667 | Residential & Commercial | Ducted CEE Tier 1
215425513 | Central HP <5.4 tons | YORK | HRCU-A-CB (Split System: Heat Pump with Remote Outdoor Unit-Air-Source) | HH860E2S11 | ADP |  | H,YE86*48+TXV | TM9Y100C16MP11 | 44000 | 17 | 8.5 | 42500 | 33400 | 78.59% | 2 | 0 | 11 |  |  |  | No | R-454B | 3.6667 | Residential & Commercial | Ducted CEE Tier 1
215425545 | Central HP <5.4 tons | YORK | HRCU-A-CB (Split System: Heat Pump with Remote Outdoor Unit-Air-Source) | HH860E2S11 | ADP |  | H,YE72*48+TXV | Y81E100C20SMPS1 | 44500 | 18 | 8.5 | 42500 | 33000 | 77.65% | 2 | 0 | 12 |  |  |  | No | R-454B | 3.7083 | Residential & Commercial | Ducted CEE Tier 1
215425547 | Central HP <5.4 tons | YORK | HRCU-A-CB (Split System: Heat Pump with Remote Outdoor Unit-Air-Source) | HH860E2S11 | ADP |  | H,YE3K*48+TXV | Y81E100C20SMPS1 | 44500 | 18 | 8.5 | 42500 | 33000 | 77.65% | 2 | 0 | 12 |  |  |  | No | R-454B | 3.7083 | Residential & Commercial | Ducted CEE Tier 1
215425326 | Central HP <5.4 tons | YORK | HRCU-A-CB (Split System: Heat Pump with Remote Outdoor Unit-Air-Source) | HH860E2S11 | ADP |  | H,YE3K*48+TXV | TL9E080C16UH11 | 44500 | 18 | 8.5 | 44000 | 34000 | 77.27% | 2 | 0 | 11 |  |  |  | No | R-454B | 3.7083 | Residential & Commercial | Ducted CEE Tier 1
215425360 | Central HP <5.4 tons | YORK | HRCU-A-CB (Split System: Heat Pump with Remote Outdoor Unit-Air-Source) | HH860E2S11 | ADP |  | H,YE86*48+TXV | TM8E100C16MP11 | 44500 | 18 | 8.5 | 43500 | 33800 | 77.7% | 2 | 0 | 11 |  |  |  | No | R-454B | 3.7083 | Residential & Commercial | Ducted CEE Tier 1
212365458 | Central HP <5.4 tons | Custom Comfort | HRCU-A-C (Split System: Heat Pump with Remote Outdoor Unit with No Indoor Fan --Air Source) | CCOXHA24V30HP |  |  | CCOACC3036C |  | 30000 | 15.5 | 9.7 | 33000 | 27000 | 81.82% | 1.85 | 10.7 | 10.5 |  |  |  | No | R-410A | 2.5 | Residential & Commercial | Ducted CEE Tier 1
215425374 | Central HP <5.4 tons | YORK | HRCU-A-CB (Split System: Heat Pump with Remote Outdoor Unit-Air-Source) | HH860E2S11 | ADP |  | H,YE72*60+TXV | TM8E120C20MP11 | 53000 | 19 | 8.5 | 52500 | 39000 | 74.29% | 2 | 0 | 11 |  |  |  | No | R-454B | 4.4167 | Residential & Commercial | Ducted CEE Tier 1
215425377 | Central HP <5.4 tons | YORK | HRCU-A-CB (Split System: Heat Pump with Remote Outdoor Unit-Air-Source) | HH860E2S11 | ADP |  | H,YE74*60+TXV | TM8E130D20MP11 | 54000 | 19 | 8.5 | 53000 | 39500 | 74.53% | 2 | 0 | 11 |  |  |  | No | R-454B | 4.5 | Residential & Commercial | Ducted CEE Tier 1
215425393 | Central HP <5.4 tons | YORK | HRCU-A-CB (Split System: Heat Pump with Remote Outdoor Unit-Air-Source) | HH860E2S11 | ADP |  | H,YE1K*48+TXV | TM8V100C16MP12 | 43000 | 17 | 8.45 | 42000 | 32800 | 78.1% | 1.98 | 0 | 11.5 |  |  |  | No | R-454B | 3.5833 | Residential & Commercial | Ducted CEE Tier 1
215425441 | Central HP <5.4 tons | YORK | HRCU-A-CB (Split System: Heat Pump with Remote Outdoor Unit-Air-Source) | HH860E2S11 | ADP |  | H,YE55*48+TXV | TM9E080C16MP12 | 44500 | 18 | 8.5 | 43500 | 34000 | 78.16% | 2 | 0 | 11 |  |  |  | No | R-454B | 3.7083 | Residential & Commercial | Ducted CEE Tier 1
207436246 | Central HP <5.4 tons | LENNOX | HRCU-A-CB (Split System: Heat Pump with Remote Outdoor Unit-Air-Source) | SL25XPV-024-230A** |  |  | CX35-48B+TDR | SL297UH040NV36B* | 22200 | 21.6 | 9.3 | 21600 | 20600 | 95.37% | 1.86 | 14.5 | 14 |  |  |  | No | R-410A | 1.85 | Residential & Commercial | Ducted CEE Tier 1
212407362 | Central HP <5.4 tons | BRYANT HEATING AND COOLING SYSTEMS | HRCU-A-CB (Split System: Heat Pump with Remote Outdoor Unit-Air-Source) | 284ANV036*0**B* | ADP |  | C36A***L729 | 88*TA36070C14*** | 33400 | 19 | 9 | 33800 | 25800 | 76.33% | 2 | 0 | 12 |  |  |  | No | R-410A | 2.7833 | Residential & Commercial | Ducted CEE Tier 1
212407364 | Central HP <5.4 tons | BRYANT HEATING AND COOLING SYSTEMS | HRCU-A-CB (Split System: Heat Pump with Remote Outdoor Unit-Air-Source) | 284ANV036*0**B* | ADP |  | C36A***L739 | 88*TA36070C14*** | 33400 | 19 | 9 | 33800 | 25800 | 76.33% | 2 | 0 | 12 |  |  |  | No | R-410A | 2.7833 | Residential & Commercial | Ducted CEE Tier 1
215425461 | Central HP <5.4 tons | YORK | HRCU-A-CB (Split System: Heat Pump with Remote Outdoor Unit-Air-Source) | HH860E2S11 | ADP |  | H,YE74*60+TXV | TM9E100C20MP12 | 53500 | 19 | 8.5 | 53000 | 39500 | 74.53% | 2 | 0 | 11 |  |  |  | No | R-454B | 4.4583 | Residential & Commercial | Ducted CEE Tier 1
215425491 | Central HP <5.4 tons | YORK | HRCU-A-CB (Split System: Heat Pump with Remote Outdoor Unit-Air-Source) | HH860E2S11 | ADP |  | H,YE74*60+TXV | TM9V120D20MP12 | 53000 | 19 | 8.5 | 52500 | 39000 | 74.29% | 2 | 0 | 11 |  |  |  | No | R-454B | 4.4167 | Residential & Commercial | Ducted CEE Tier 1
215425509 | Central HP <5.4 tons | YORK | HRCU-A-CB (Split System: Heat Pump with Remote Outdoor Unit-Air-Source) | HH860E2S11 | ADP |  | H,YE53*48+TXV | TM9Y100C16MP11 | 44000 | 17 | 8.5 | 42500 | 33400 | 78.59% | 2 | 0 | 11 |  |  |  | No | R-454B | 3.6667 | Residential & Commercial | Ducted CEE Tier 1
215425528 | Central HP <5.4 tons | YORK | HRCU-A-CB (Split System: Heat Pump with Remote Outdoor Unit-Air-Source) | HH860E2S11 | ADP |  | H,YE74*60+TXV | Y81E080C16SMPS1 | 44500 | 18 | 8.5 | 42500 | 33000 | 77.65% | 2 | 0 | 12 |  |  |  | No | R-454B | 3.7083 | Residential & Commercial | Ducted CEE Tier 1
215425559 | Central HP <5.4 tons | YORK | HRCU-A-CB (Split System: Heat Pump with Remote Outdoor Unit-Air-Source) | HH860E2S11 | ADP |  | H,YE86*48+TXV | Y81E120C16SMPS1 | 44000 | 18 | 8.5 | 41500 | 32600 | 78.55% | 2 | 0 | 12 |  |  |  | No | R-454B | 3.6667 | Residential & Commercial | Ducted CEE Tier 1
215425591 | Central HP <5.4 tons | YORK | HRCU-A-CB (Split System: Heat Pump with Remote Outdoor Unit-Air-Source) | HH860E2S11 | ADP |  | H,YE3K*48+TXV | Y91E100C16SMPS1 | 45500 | 18 | 8.5 | 45000 | 33800 | 75.11% | 2 | 0 | 11.7 |  |  |  | No | R-454B | 3.7917 | Residential & Commercial | Ducted CEE Tier 1
215425594 | Central HP <5.4 tons | YORK | HRCU-A-CB (Split System: Heat Pump with Remote Outdoor Unit-Air-Source) | HH860E2S11 | ADP |  | H,YE53*48+TXV | Y91E100C16SMPS1 | 45500 | 18 | 8.5 | 45000 | 33800 | 75.11% | 2 | 0 | 11.7 |  |  |  | No | R-454B | 3.7917 | Residential & Commercial | Ducted CEE Tier 1
215425608 | Central HP <5.4 tons | YORK | HRCU-A-CB (Split System: Heat Pump with Remote Outdoor Unit-Air-Source) | HH860E2S11 | ADP |  | H,YE84*48+TXV | Y91E100C20SMPS1 | 45500 | 18 | 8.5 | 45000 | 33600 | 74.67% | 2 | 0 | 11.7 |  |  |  | No | R-454B | 3.7917 | Residential & Commercial | Ducted CEE Tier 1
215425660 | Central HP <5.4 tons | YORK | HRCU-A-CB (Split System: Heat Pump with Remote Outdoor Unit-Air-Source) | HH824E2S11 | ADP |  | H,YE32*30+TXV-BLEED | TM8E060A12MP11 | 22200 | 17 | 8.65 | 21200 | 17500 | 82.55% | 1.94 | 0 | 11 |  |  |  | No | R-454B | 1.85 | Residential & Commercial | Ducted CEE Tier 1
215425676 | Central HP <5.4 tons | YORK | HRCU-A-CB (Split System: Heat Pump with Remote Outdoor Unit-Air-Source) | HH824E2S11 | ADP |  | H,YE32*30+TXV | TM8E100B12MP11 | 22200 | 17 | 8.65 | 21200 | 17700 | 83.49% | 1.94 | 0 | 11.5 |  |  |  | No | R-454B | 1.85 | Residential & Commercial | Ducted CEE Tier 1
215425692 | Central HP <5.4 tons | YORK | HRCU-A-CB (Split System: Heat Pump with Remote Outdoor Unit-Air-Source) | HH824E2S11 | ADP |  | H,YE7J*24+TXV | TM8Y080B12MP11 | 22400 | 17 | 8.8 | 21400 | 17200 | 80.37% | 1.96 | 0 | 11.5 |  |  |  | No | R-454B | 1.8667 | Residential & Commercial | Ducted CEE Tier 1
207436503 | Central HP <5.4 tons | LENNOX | HRCU-A-CB (Split System: Heat Pump with Remote Outdoor Unit-Air-Source) | SL25XPV-036-230A** |  |  | CX35-50/60C+TDR | SL280UH110V60C* | 33800 | 21.2 | 8.6 | 34200 | 26600 | 77.78% | 1.82 | 14 | 13.5 |  |  |  | No | R-410A | 2.8167 | Residential & Commercial | Ducted CEE Tier 1
207436510 | Central HP <5.4 tons | LENNOX | HRCU-A-CB (Split System: Heat Pump with Remote Outdoor Unit-Air-Source) | SL25XPV-036-230A** |  |  | CX35-50/60C+TDR | SLP99UH110XV60C* | 33800 | 21.6 | 8.7 | 34400 | 26600 | 77.33% | 1.82 | 14 | 13.5 |  |  |  | No | R-410A | 2.8167 | Residential & Commercial | Ducted CEE Tier 1
215424461 | Central HP <5.4 tons | YORK | HRCU-A-CB (Split System: Heat Pump with Remote Outdoor Unit-Air-Source) | HH824E2S11 | ADP |  | H,YE8J*36+TXV | TM8E060A12MP11 | 22600 | 17 | 8.9 | 21400 | 17500 | 81.78% | 1.98 | 0 | 11.5 |  |  |  | No | R-454B | 1.8833 | Residential & Commercial | Ducted CEE Tier 1
215424509 | Central HP <5.4 tons | YORK | HRCU-A-CB (Split System: Heat Pump with Remote Outdoor Unit-Air-Source) | HH824E2S11 | ADP |  | H,YE31*24+TXV | TM9E040A10MP12 | 21800 | 16 | 8.5 | 21200 | 17700 | 83.49% | 1.9 | 0 | 10 |  |  |  | No | R-454B | 1.8167 | Residential & Commercial | Ducted CEE Tier 1
215424559 | Central HP <5.4 tons | YORK | HRCU-A-CB (Split System: Heat Pump with Remote Outdoor Unit-Air-Source) | HH824E2S11 | ADP |  | H,YE7J*30+TXV | TM9V060B12MP12 | 22400 | 17 | 8.8 | 21400 | 17200 | 80.37% | 1.96 | 0 | 11 |  |  |  | No | R-454B | 1.8667 | Residential & Commercial | Ducted CEE Tier 1
209095667 | Central HP <5.4 tons | LENNOX | HRCU-A-CB (Split System: Heat Pump with Remote Outdoor Unit-Air-Source) | LISC048060-200U432 |  |  | LIAH060-200U432-1 |  | 54000 | 16 | 9 | 54000 | 41000 | 75.93% | 1.8 | 10.5 | 10 |  |  |  | No | R-410A | 4.5 | Residential & Commercial | Ducted CEE Tier 1
212976296 | Central HP <5.4 tons | CARRIER | HRCU-A-CB (Split System: Heat Pump with Remote Outdoor Unit-Air-Source) | 38MURAQ36AB3* |  |  | CAP**4821AL* | GG96VTAB48080B** | 35400 | 16 | 8.1 | 37800 | 34800 | 92.06% | 2 | 0 | 10 |  |  |  | No | R-410A | 2.95 | Residential & Commercial | Ducted CEE Tier 1
215425628 | Central HP <5.4 tons | YORK | HRCU-A-CB (Split System: Heat Pump with Remote Outdoor Unit-Air-Source) | HH860E2S11 | ADP |  | H,YE72*48+TXV | YP9C100C16MP13 | 43500 | 18 | 8.5 | 42000 | 32800 | 78.1% | 2 | 0 | 11.7 |  |  |  | No | R-454B | 3.625 | Residential & Commercial | Ducted CEE Tier 1
214848981 | Central HP <5.4 tons | YORK | HRCU-A-CB (Split System: Heat Pump with Remote Outdoor Unit-Air-Source) | HH860E2S11 | ADP |  | H,YG84*60+TXV-BLEED | TM8V080C16MP12 | 43500 | 18 | 8.5 | 42000 | 32800 | 78.1% | 2 | 0 | 11.7 |  |  |  | No | R-454B | 3.625 | Residential & Commercial | Ducted CEE Tier 1
214848997 | Central HP <5.4 tons | YORK | HRCU-A-CB (Split System: Heat Pump with Remote Outdoor Unit-Air-Source) | HH860E2S11 | ADP |  | H,YG84*60+TXV-BLEED | TM9Y120D20MP11 | 53000 | 19 | 8.5 | 52500 | 39000 | 74.29% | 2 | 0 | 11 |  |  |  | No | R-454B | 4.4167 | Residential & Commercial | Ducted CEE Tier 1
216013804 | Central HP <5.4 tons | YORK | HRCU-A-CB (Split System: Heat Pump with Remote Outdoor Unit-Air-Source) | HH860E2S11 | ADP |  | H,YG88*60+TXV-BLEED | Y91E100C16SMPS1 | 45500 | 18 | 8.5 | 45000 | 33800 | 75.11% | 2 | 0 | 11.7 |  |  |  | No | R-454B | 3.7917 | Residential & Commercial | Ducted CEE Tier 1
215423452 | Central HP <5.4 tons | YORK | HRCU-A-CB (Split System: Heat Pump with Remote Outdoor Unit-Air-Source) | HH860E2S11 | ADP |  | H,YE2K*60+TXV | TL9E080C16UH11 | 44500 | 17 | 8.45 | 44000 | 34000 | 77.27% | 2 | 0 | 11 |  |  |  | No | R-454B | 3.7083 | Residential & Commercial | Ducted CEE Tier 1
215423454 | Central HP <5.4 tons | YORK | HRCU-A-CB (Split System: Heat Pump with Remote Outdoor Unit-Air-Source) | HH860E2S11 | ADP |  | H,YE48*60+TXV-BLEED | TL9E080C16UH11 | 44500 | 18 | 8.5 | 44000 | 34000 | 77.27% | 2 | 0 | 11 |  |  |  | No | R-454B | 3.7083 | Residential & Commercial | Ducted CEE Tier 1
215423472 | Central HP <5.4 tons | YORK | HRCU-A-CB (Split System: Heat Pump with Remote Outdoor Unit-Air-Source) | HH860E2S11 | ADP |  | H,YE55*60+TXV | TL9E100C20UH11 | 52000 | 19 | 8.5 | 51500 | 38000 | 73.79% | 2 | 0 | 11 |  |  |  | No | R-454B | 4.3333 | Residential & Commercial | Ducted CEE Tier 1
215423502 | Central HP <5.4 tons | YORK | HRCU-A-CB (Split System: Heat Pump with Remote Outdoor Unit-Air-Source) | HH860E2S11 | ADP |  | H,YE55*60+TXV | TM8E080C20MP11 | 53500 | 19 | 8.5 | 53000 | 39500 | 74.53% | 2 | 0 | 11 |  |  |  | No | R-454B | 4.4583 | Residential & Commercial | Ducted CEE Tier 1
215424563 | Central HP <5.4 tons | YORK | HRCU-A-CB (Split System: Heat Pump with Remote Outdoor Unit-Air-Source) | HH824E2S11 | ADP |  | H,YE31*24+TXV | TM9V080B12MP12 | 21800 | 17 | 8.5 | 21200 | 17300 | 81.6% | 1.9 | 0 | 11 |  |  |  | No | R-454B | 1.8167 | Residential & Commercial | Ducted CEE Tier 1
215424570 | Central HP <5.4 tons | YORK | HRCU-A-CB (Split System: Heat Pump with Remote Outdoor Unit-Air-Source) | HH824E2S11 | ADP |  | H,YE8J*30+TXV | TM9V080B12MP12 | 23000 | 17 | 9 | 21400 | 17900 | 83.64% | 2 | 0 | 12 |  |  |  | No | R-454B | 1.9167 | Residential & Commercial | Ducted CEE Tier 1
215424593 | Central HP <5.4 tons | YORK | HRCU-A-CB (Split System: Heat Pump with Remote Outdoor Unit-Air-Source) | HH824E2S11 | ADP |  | H,YE33*36+TXV | TM9Y080B12MP11 | 23000 | 17 | 9 | 21400 | 18100 | 84.58% | 2 | 0 | 11.7 |  |  |  | No | R-454B | 1.9167 | Residential & Commercial | Ducted CEE Tier 1
215835681 | Central HP <5.4 tons | TRANE | HRCU-A-CB (Split System: Heat Pump with Remote Outdoor Unit-Air-Source) | 5TWV8X48A1 |  |  | 5TEMCD06AV41+TDR |  | 46500 | 18.1 | 8.5 | 44500 | 33800 | 75.96% | 2.1 | 0 | 11 |  |  |  | No | R-454B | 3.875 | Residential & Commercial | Ducted CEE Tier 1
216010734 | Central HP <5.4 tons | JOHNSON CONTROLS | HRCU-A-CB (Split System: Heat Pump with Remote Outdoor Unit-Air-Source) | HH824E2S11 |  |  | CTM36B5ADS1+JME12B2SN1 |  | 23000 | 19 | 9.5 | 23000 | 18400 | 80% | 2 | 0 | 12 |  |  |  | No | R-454B | 1.9167 | Residential & Commercial | Ducted CEE Tier 1
215424460 | Central HP <5.4 tons | YORK | HRCU-A-CB (Split System: Heat Pump with Remote Outdoor Unit-Air-Source) | HH824E2S11 | ADP |  | H,YE8J*30+TXV | TM8E060A12MP11 | 22600 | 17 | 8.9 | 21400 | 17500 | 81.78% | 1.98 | 0 | 11.5 |  |  |  | No | R-454B | 1.8833 | Residential & Commercial | Ducted CEE Tier 1
215424503 | Central HP <5.4 tons | YORK | HRCU-A-CB (Split System: Heat Pump with Remote Outdoor Unit-Air-Source) | HH824E2S11 | ADP |  | H,YE33*36+TXV | TM9E026A08MP12 | 22400 | 16 | 8.8 | 21400 | 17200 | 80.37% | 1.96 | 0 | 10.5 |  |  |  | No | R-454B | 1.8667 | Residential & Commercial | Ducted CEE Tier 1
213772447 | Central HP <5.4 tons | HEIL | HRCU-A-CB (Split System: Heat Pump with Remote Outdoor Unit-Air-Source) | HVH825GKA2* |  |  | EHD4X48AAL+WALLCON | *80CTL0701716B* | 24200 | 16.5 | 8.1 | 21200 | 16600 | 78.3% | 2.02 | 0 | 10.5 |  |  |  | No | R-410A | 2.0167 | Residential & Commercial | Ducted CEE Tier 1
215423505 | Central HP <5.4 tons | YORK | HRCU-A-CB (Split System: Heat Pump with Remote Outdoor Unit-Air-Source) | HH860E2S11 | ADP |  | H,YE86*60+TXV | TM8E080C20MP11 | 53500 | 19 | 8.5 | 53000 | 39500 | 74.53% | 2 | 0 | 11 |  |  |  | No | R-454B | 4.4583 | Residential & Commercial | Ducted CEE Tier 1
215423521 | Central HP <5.4 tons | YORK | HRCU-A-CB (Split System: Heat Pump with Remote Outdoor Unit-Air-Source) | HH860E2S11 | ADP |  | H,YE74*48+TXV | TM8E100C16MP11 | 44500 | 18 | 8.5 | 43500 | 33800 | 77.7% | 2 | 0 | 11 |  |  |  | No | R-454B | 3.7083 | Residential & Commercial | Ducted CEE Tier 1
215423539 | Central HP <5.4 tons | YORK | HRCU-A-CB (Split System: Heat Pump with Remote Outdoor Unit-Air-Source) | HH860E2S11 | ADP |  | H,YE36*60+TXV | TM8E120C16MP11 | 44000 | 17 | 8.4 | 43500 | 33800 | 77.7% | 1.98 | 0 | 10.5 |  |  |  | No | R-454B | 3.6667 | Residential & Commercial | Ducted CEE Tier 1
215423570 | Central HP <5.4 tons | YORK | HRCU-A-CB (Split System: Heat Pump with Remote Outdoor Unit-Air-Source) | HH860E2S11 | ADP |  | H,YE3K*60+TXV | TM8E130D20MP11 | 53500 | 18 | 8.45 | 53000 | 39500 | 74.53% | 1.98 | 0 | 10.5 |  |  |  | No | R-454B | 4.4583 | Residential & Commercial | Ducted CEE Tier 1
215423606 | Central HP <5.4 tons | YORK | HRCU-A-CB (Split System: Heat Pump with Remote Outdoor Unit-Air-Source) | HH860E2S11 | ADP |  | H,YE48*60+TXV | TM8V100C16MP12 | 43500 | 18 | 8.5 | 42000 | 32800 | 78.1% | 2 | 0 | 11.7 |  |  |  | No | R-454B | 3.625 | Residential & Commercial | Ducted CEE Tier 1
215423636 | Central HP <5.4 tons | YORK | HRCU-A-CB (Split System: Heat Pump with Remote Outdoor Unit-Air-Source) | HH860E2S11 | ADP |  | H,YE55*60+TXV | TM8V120C20MP12 | 53000 | 19 | 8.5 | 52000 | 38500 | 74.04% | 2 | 0 | 11 |  |  |  | No | R-454B | 4.4167 | Residential & Commercial | Ducted CEE Tier 1
215423637 | Central HP <5.4 tons | YORK | HRCU-A-CB (Split System: Heat Pump with Remote Outdoor Unit-Air-Source) | HH860E2S11 | ADP |  | H,YE49*60+TXV | TM8V120C20MP12 | 53000 | 19 | 8.5 | 52000 | 38500 | 74.04% | 2 | 0 | 11 |  |  |  | No | R-454B | 4.4167 | Residential & Commercial | Ducted CEE Tier 1
215423639 | Central HP <5.4 tons | YORK | HRCU-A-CB (Split System: Heat Pump with Remote Outdoor Unit-Air-Source) | HH860E2S11 | ADP |  | H,YE86*60+TXV | TM8V120C20MP12 | 53000 | 19 | 8.5 | 52000 | 38500 | 74.04% | 2 | 0 | 11 |  |  |  | No | R-454B | 4.4167 | Residential & Commercial | Ducted CEE Tier 1
216374488 | Central HP <5.4 tons | TRANE | HRCU-A-CB (Split System: Heat Pump with Remote Outdoor Unit-Air-Source) | 5HPL5048A1000AA |  |  | 5TEM6D06AV41+TDR |  | 46000 | 16 | 8.1 | 48000 | 38000 | 79.17% | 1.75 | 0 | 11.7 |  |  |  | No | R-454B | 3.8333 | Residential & Commercial | Ducted CEE Tier 1
208130386 | Central HP <5.4 tons | Alsetria | HRCU-A-CB (Split System: Heat Pump with Remote Outdoor Unit-Air-Source) | MOX430U-24HFN1-MR0 |  |  | MVC-24HWFN1-M |  | 24000 | 17 | 9.2 | 26000 | 19400 | 74.62% | 2.1 | 11.3 | 10.5 |  |  |  | No | R-410A | 2 | Residential & Commercial | Ducted CEE Tier 1
212365456 | Central HP <5.4 tons | Custom Comfort | HRCU-A-C (Split System: Heat Pump with Remote Outdoor Unit with No Indoor Fan --Air Source) | CCOXHA24V18HP |  |  | CCOACC1824B |  | 18000 | 16.1 | 9.5 | 19000 | 15000 | 78.95% | 2.2 | 11.6 | 11.7 |  |  |  | No | R-410A | 1.5 | Residential & Commercial | Ducted CEE Tier 1
212365457 | Central HP <5.4 tons | Custom Comfort | HRCU-A-C (Split System: Heat Pump with Remote Outdoor Unit with No Indoor Fan --Air Source) | CCOXHA24V24HP |  |  | CCOACC1824B |  | 24000 | 16.5 | 9.5 | 25000 | 20000 | 80% | 1.95 | 11 | 10.7 |  |  |  | No | R-410A | 2 | Residential & Commercial | Ducted CEE Tier 1
215423235 | Central HP <5.4 tons | YORK | HRCU-A-CB (Split System: Heat Pump with Remote Outdoor Unit-Air-Source) | HH836E2S11 | ADP |  | H,YE80*36+TXV | TM8E120C16MP11 | 33000 | 19 | 8.5 | 29400 | 23800 | 80.95% | 2 | 0 | 11 |  |  |  | No | R-454B | 2.75 | Residential & Commercial | Ducted CEE Tier 1
215423426 | Central HP <5.4 tons | YORK | HRCU-A-CB (Split System: Heat Pump with Remote Outdoor Unit-Air-Source) | HH836E2S11 | ADP |  | H,YE34*36+TXV | YP9C080B12MP13 | 32600 | 17 | 8.4 | 29200 | 24800 | 84.93% | 1.98 | 0 | 10.5 |  |  |  | No | R-454B | 2.7167 | Residential & Commercial | Ducted CEE Tier 1
215423431 | Central HP <5.4 tons | YORK | HRCU-A-CB (Split System: Heat Pump with Remote Outdoor Unit-Air-Source) | HH836E2S11 | ADP |  | H,YE34*36+TXV | YP9C080C16MP13 | 33000 | 17 | 8.4 | 29800 | 25000 | 83.89% | 1.98 | 0 | 10.5 |  |  |  | No | R-454B | 2.75 | Residential & Commercial | Ducted CEE Tier 1
215423442 | Central HP <5.4 tons | YORK | HRCU-A-CB (Split System: Heat Pump with Remote Outdoor Unit-Air-Source) | HH836E2S11 | ADP |  | H,YE35*36+TXV | YP9C100C20MP13 | 34200 | 18 | 8.5 | 31000 | 25600 | 82.58% | 2 | 0 | 10 |  |  |  | No | R-454B | 2.85 | Residential & Commercial | Ducted CEE Tier 1
215425287 | Central HP <5.4 tons | YORK | HRCU-A-CB (Split System: Heat Pump with Remote Outdoor Unit-Air-Source) | HH836E2S11 | ADP |  | H,YE1K*36+TXV | TM8Y100C16MP11 | 33200 | 19 | 8.5 | 29800 | 25200 | 84.56% | 2 | 0 | 11 |  |  |  | No | R-454B | 2.7667 | Residential & Commercial | Ducted CEE Tier 1
212864635 | Central HP <5.4 tons | BRYANT HEATING AND COOLING SYSTEMS | HRCU-A-CB (Split System: Heat Pump with Remote Outdoor Unit-Air-Source) | 284ANV024*0**B* | ADP |  | H,PG32930 | 88*TA36045C17*** | 23000 | 20 | 10 | 25200 | 19600 | 77.78% | 2.4 | 0 | 13 |  |  |  | No | R-410A | 1.9167 | Residential & Commercial | Ducted CEE Tier 1
215424441 | Central HP <5.4 tons | YORK | HRCU-A-CB (Split System: Heat Pump with Remote Outdoor Unit-Air-Source) | HH824E2S11 | ADP |  | H,YE7J*36+TXV | TL9E060B12UH11 | 22400 | 17 | 8.8 | 21400 | 17700 | 82.71% | 1.96 | 0 | 11 |  |  |  | No | R-454B | 1.8667 | Residential & Commercial | Ducted CEE Tier 1
215424458 | Central HP <5.4 tons | YORK | HRCU-A-CB (Split System: Heat Pump with Remote Outdoor Unit-Air-Source) | HH824E2S11 | ADP |  | H,YE7J*30+TXV | TM8E060A12MP11 | 22400 | 17 | 8.8 | 21400 | 17500 | 81.78% | 1.96 | 0 | 11 |  |  |  | No | R-454B | 1.8667 | Residential & Commercial | Ducted CEE Tier 1
215424472 | Central HP <5.4 tons | YORK | HRCU-A-CB (Split System: Heat Pump with Remote Outdoor Unit-Air-Source) | HH824E2S11 | ADP |  | H,YE31*30+TXV | TM8E100B12MP11 | 21800 | 17 | 8.5 | 21200 | 17600 | 83.02% | 1.9 | 0 | 11 |  |  |  | No | R-454B | 1.8167 | Residential & Commercial | Ducted CEE Tier 1
215424475 | Central HP <5.4 tons | YORK | HRCU-A-CB (Split System: Heat Pump with Remote Outdoor Unit-Air-Source) | HH824E2S11 | ADP |  | H,YE7J*36+TXV-BLEED | TM8E100B12MP11 | 22400 | 17 | 8.8 | 21400 | 17700 | 82.71% | 1.96 | 0 | 11.5 |  |  |  | No | R-454B | 1.8667 | Residential & Commercial | Ducted CEE Tier 1
215424490 | Central HP <5.4 tons | YORK | HRCU-A-CB (Split System: Heat Pump with Remote Outdoor Unit-Air-Source) | HH824E2S11 | ADP |  | H,YE8J*36+TXV | TM8Y060A12MP11 | 22800 | 17 | 8.9 | 21400 | 18000 | 84.11% | 1.98 | 0 | 10.5 |  |  |  | No | R-454B | 1.9 | Residential & Commercial | Ducted CEE Tier 1
215424507 | Central HP <5.4 tons | YORK | HRCU-A-CB (Split System: Heat Pump with Remote Outdoor Unit-Air-Source) | HH824E2S11 | ADP |  | H,YE8J*30+TXV | TM9E026A08MP12 | 22600 | 16 | 8.9 | 21400 | 17200 | 80.37% | 1.98 | 0 | 10.5 |  |  |  | No | R-454B | 1.8833 | Residential & Commercial | Ducted CEE Tier 1
215424522 | Central HP <5.4 tons | YORK | HRCU-A-CB (Split System: Heat Pump with Remote Outdoor Unit-Air-Source) | HH824E2S11 | ADP |  | H,YE7J*36+TXV-BLEED | TM9E060A10MP12 | 22400 | 16 | 8.8 | 21400 | 17700 | 82.71% | 1.96 | 0 | 10.5 |  |  |  | No | R-454B | 1.8667 | Residential & Commercial | Ducted CEE Tier 1
216440378 | Central HP <5.4 tons | TRANE | HRCU-A-CB (Split System: Heat Pump with Remote Outdoor Unit-Air-Source) | 5TWV0X48A1 |  |  | 5TXCD008AS3 | S9V2C080U5VSB+LRP | 44000 | 20 | 9.7 | 46500 | 33400 | 71.83% | 2.1 | 0 | 12 |  |  |  | No | R-454B | 3.6667 | Residential & Commercial | Ducted CEE Tier 1
213080770 | Central HP <5.4 tons | DAY & NIGHT | HRCU-A-CB (Split System: Heat Pump with Remote Outdoor Unit-Air-Source) | DLCURAH36ABK |  |  | EN(A,D,W)4X48L21** | *95MSU0601716A* | 35600 | 16 | 8.1 | 38500 | 35000 | 90.91% | 1.98 | 0 | 10 |  |  |  | No | R-410A | 2.9667 | Residential & Commercial | Ducted CEE Tier 1
213079192 | Central HP <5.4 tons | AIRQUEST | HRCU-A-CB (Split System: Heat Pump with Remote Outdoor Unit-Air-Source) | DLCURAH36ABK |  |  | EN(A,D)4X48L24** | *80MSU0601716A* | 35800 | 17 | 8.1 | 38000 | 34800 | 91.58% | 2 | 0 | 10.5 |  |  |  | No | R-410A | 2.9833 | Residential & Commercial | Ducted CEE Tier 1
213079921 | Central HP <5.4 tons | AIRQUEST | HRCU-A-CB (Split System: Heat Pump with Remote Outdoor Unit-Air-Source) | DLCURAH36ABK |  |  | EA*4X42L24A* | *92MSN1202420A* | 35800 | 16 | 8.1 | 38500 | 35200 | 91.43% | 1.9 | 0 | 10 |  |  |  | No | R-410A | 2.9833 | Residential & Commercial | Ducted CEE Tier 1
208127828 | Central HP <5.4 tons | Gibson | HRCU-A-CB (Split System: Heat Pump with Remote Outdoor Unit-Air-Source) | GXH24-36MSK4DH |  |  | GMH**-36MSK4DH1 |  | 34000 | 16 | 9 | 35000 | 28000 | 80% | 1.8 | 10 | 10 |  |  |  | No | R-410A | 2.8333 | Residential & Commercial | Ducted CEE Tier 1
215423671 | Central HP <5.4 tons | YORK | HRCU-A-CB (Split System: Heat Pump with Remote Outdoor Unit-Air-Source) | HH860E2S11 | ADP |  | H,YE55*60+TXV | TM8Y100C16MP11 | 44000 | 18 | 8.5 | 42000 | 33000 | 78.57% | 2 | 0 | 11.7 |  |  |  | No | R-454B | 3.6667 | Residential & Commercial | Ducted CEE Tier 1
215423705 | Central HP <5.4 tons | YORK | HRCU-A-CB (Split System: Heat Pump with Remote Outdoor Unit-Air-Source) | HH860E2S11 | ADP |  | H,YE36*60+TXV | TM9E080C16MP12 | 44000 | 17 | 8.4 | 43500 | 34000 | 78.16% | 1.98 | 0 | 10.5 |  |  |  | No | R-454B | 3.6667 | Residential & Commercial | Ducted CEE Tier 1
215423721 | Central HP <5.4 tons | YORK | HRCU-A-CB (Split System: Heat Pump with Remote Outdoor Unit-Air-Source) | HH860E2S11 | ADP |  | H,YE36*60+TXV | TM9E080C20MP12 | 52000 | 18 | 8.3 | 53000 | 39500 | 74.53% | 1.96 | 0 | 10.5 |  |  |  | No | R-454B | 4.3333 | Residential & Commercial | Ducted CEE Tier 1
215423754 | Central HP <5.4 tons | YORK | HRCU-A-CB (Split System: Heat Pump with Remote Outdoor Unit-Air-Source) | HH860E2S11 | ADP |  | H,YE3K*60+TXV | TM9E100C20MP12 | 53000 | 18 | 8.45 | 53000 | 39500 | 74.53% | 1.98 | 0 | 10.5 |  |  |  | No | R-454B | 4.4167 | Residential & Commercial | Ducted CEE Tier 1
215423756 | Central HP <5.4 tons | YORK | HRCU-A-CB (Split System: Heat Pump with Remote Outdoor Unit-Air-Source) | HH860E2S11 | ADP |  | H,YE48*60+TXV | TM9E100C20MP12 | 53500 | 18 | 8.5 | 53000 | 39500 | 74.53% | 2 | 0 | 11 |  |  |  | No | R-454B | 4.4583 | Residential & Commercial | Ducted CEE Tier 1
215423787 | Central HP <5.4 tons | YORK | HRCU-A-CB (Split System: Heat Pump with Remote Outdoor Unit-Air-Source) | HH860E2S11 | ADP |  | H,YE55*60+TXV | TM9V080C16MP12 | 43500 | 18 | 8.5 | 42000 | 33000 | 78.57% | 2 | 0 | 11 |  |  |  | No | R-454B | 3.625 | Residential & Commercial | Ducted CEE Tier 1
215423804 | Central HP <5.4 tons | YORK | HRCU-A-CB (Split System: Heat Pump with Remote Outdoor Unit-Air-Source) | HH860E2S11 | ADP |  | H,YE54*60+TXV | TM9V100C16MP12 | 43500 | 18 | 8.5 | 42000 | 32800 | 78.1% | 2 | 0 | 11.7 |  |  |  | No | R-454B | 3.625 | Residential & Commercial | Ducted CEE Tier 1
215423806 | Central HP <5.4 tons | YORK | HRCU-A-CB (Split System: Heat Pump with Remote Outdoor Unit-Air-Source) | HH860E2S11 | ADP |  | H,YE49*60+TXV | TM9V100C16MP12 | 43500 | 18 | 8.5 | 42000 | 32800 | 78.1% | 2 | 0 | 11.7 |  |  |  | No | R-454B | 3.625 | Residential & Commercial | Ducted CEE Tier 1
215423839 | Central HP <5.4 tons | YORK | HRCU-A-CB (Split System: Heat Pump with Remote Outdoor Unit-Air-Source) | HH860E2S11 | ADP |  | H,YE36*60+TXV | TM9Y080C16MP11 | 43500 | 16 | 8.4 | 42500 | 33400 | 78.59% | 1.98 | 0 | 10.5 |  |  |  | No | R-454B | 3.625 | Residential & Commercial | Ducted CEE Tier 1
215423856 | Central HP <5.4 tons | YORK | HRCU-A-CB (Split System: Heat Pump with Remote Outdoor Unit-Air-Source) | HH860E2S11 | ADP |  | H,YE36*48+TXV | TM9Y100C16MP11 | 43500 | 16 | 8.4 | 42500 | 33400 | 78.59% | 1.98 | 0 | 10.5 |  |  |  | No | R-454B | 3.625 | Residential & Commercial | Ducted CEE Tier 1
215423871 | Central HP <5.4 tons | YORK | HRCU-A-CB (Split System: Heat Pump with Remote Outdoor Unit-Air-Source) | HH860E2S11 | ADP |  | H,YE86*60+TXV | TM9Y100C16MP11 | 44000 | 17 | 8.5 | 42500 | 33400 | 78.59% | 2 | 0 | 11 |  |  |  | No | R-454B | 3.6667 | Residential & Commercial | Ducted CEE Tier 1
215423873 | Central HP <5.4 tons | YORK | HRCU-A-CB (Split System: Heat Pump with Remote Outdoor Unit-Air-Source) | HH860E2S11 | ADP |  | H,YE36*60+TXV | TM9Y100C20MP11 | 51000 | 17 | 8.3 | 52500 | 39000 | 74.29% | 1.96 | 0 | 10.5 |  |  |  | No | R-454B | 4.25 | Residential & Commercial | Ducted CEE Tier 1
215423888 | Central HP <5.4 tons | YORK | HRCU-A-CB (Split System: Heat Pump with Remote Outdoor Unit-Air-Source) | HH860E2S11 | ADP |  | H,YE3K*60+TXV | TM9Y120D20MP11 | 52500 | 18 | 8.45 | 52500 | 39000 | 74.29% | 1.98 | 0 | 10.5 |  |  |  | No | R-454B | 4.375 | Residential & Commercial | Ducted CEE Tier 1
215423923 | Central HP <5.4 tons | YORK | HRCU-A-CB (Split System: Heat Pump with Remote Outdoor Unit-Air-Source) | HH860E2S11 | ADP |  | H,YE54*60+TXV | Y81E080C20SMPS1 | 53000 | 19 | 8.5 | 52000 | 38500 | 74.04% | 2 | 0 | 11 |  |  |  | No | R-454B | 4.4167 | Residential & Commercial | Ducted CEE Tier 1
215423955 | Central HP <5.4 tons | YORK | HRCU-A-CB (Split System: Heat Pump with Remote Outdoor Unit-Air-Source) | HH860E2S11 | ADP |  | H,YE55*60+TXV | Y81E100C20SMPS1 | 53000 | 19 | 8.5 | 51500 | 38000 | 73.79% | 2 | 0 | 11.7 |  |  |  | No | R-454B | 4.4167 | Residential & Commercial | Ducted CEE Tier 1
215423957 | Central HP <5.4 tons | YORK | HRCU-A-CB (Split System: Heat Pump with Remote Outdoor Unit-Air-Source) | HH860E2S11 | ADP |  | H,YE84*60+TXV | Y81E100C20SMPS1 | 53000 | 19 | 8.5 | 51500 | 38000 | 73.79% | 2 | 0 | 11.7 |  |  |  | No | R-454B | 4.4167 | Residential & Commercial | Ducted CEE Tier 1
215423987 | Central HP <5.4 tons | YORK | HRCU-A-CB (Split System: Heat Pump with Remote Outdoor Unit-Air-Source) | HH860E2S11 | ADP |  | H,YE84*60+TXV | Y81E120C20SMPS1 | 52500 | 19 | 8.5 | 51500 | 38000 | 73.79% | 2 | 0 | 11.7 |  |  |  | No | R-454B | 4.375 | Residential & Commercial | Ducted CEE Tier 1
215423989 | Central HP <5.4 tons | YORK | HRCU-A-CB (Split System: Heat Pump with Remote Outdoor Unit-Air-Source) | HH860E2S11 | ADP |  | H,YE36*60+TXV-BLEED | Y81E130D20SMPS1 | 52500 | 18 | 8.3 | 52500 | 39000 | 74.29% | 1.96 | 0 | 11 |  |  |  | No | R-454B | 4.375 | Residential & Commercial | Ducted CEE Tier 1
215424004 | Central HP <5.4 tons | YORK | HRCU-A-CB (Split System: Heat Pump with Remote Outdoor Unit-Air-Source) | HH860E2S11 | ADP |  | H,YE36*48+TXV | Y91E080C16SMPS1 | 44500 | 17 | 8.4 | 45000 | 33400 | 74.22% | 1.98 | 0 | 11.5 |  |  |  | No | R-454B | 3.7083 | Residential & Commercial | Ducted CEE Tier 1
215424006 | Central HP <5.4 tons | YORK | HRCU-A-CB (Split System: Heat Pump with Remote Outdoor Unit-Air-Source) | HH860E2S11 | ADP |  | H,YE37*60+TXV | Y91E080C16SMPS1 | 45000 | 17 | 8.5 | 45000 | 33400 | 74.22% | 2 | 0 | 11.7 |  |  |  | No | R-454B | 3.75 | Residential & Commercial | Ducted CEE Tier 1
215424020 | Central HP <5.4 tons | YORK | HRCU-A-CB (Split System: Heat Pump with Remote Outdoor Unit-Air-Source) | HH860E2S11 | ADP |  | H,YE35*48+TXV | Y91E080C20SMPS1 | 43500 | 17 | 8.3 | 44500 | 33000 | 74.16% | 1.96 | 0 | 11.7 |  |  |  | No | R-454B | 3.625 | Residential & Commercial | Ducted CEE Tier 1
215424021 | Central HP <5.4 tons | YORK | HRCU-A-CB (Split System: Heat Pump with Remote Outdoor Unit-Air-Source) | HH860E2S11 | ADP |  | H,YE36*60+TXV-BLEED | Y91E080C20SMPS1 | 44000 | 17 | 8.4 | 44500 | 33000 | 74.16% | 1.98 | 0 | 11.7 |  |  |  | No | R-454B | 3.6667 | Residential & Commercial | Ducted CEE Tier 1
215424040 | Central HP <5.4 tons | YORK | HRCU-A-CB (Split System: Heat Pump with Remote Outdoor Unit-Air-Source) | HH860E2S11 | ADP |  | H,YE36*48+TXV | Y91E100C16SMPS1 | 45000 | 17 | 8.4 | 45000 | 33800 | 75.11% | 1.98 | 0 | 11.5 |  |  |  | No | R-454B | 3.75 | Residential & Commercial | Ducted CEE Tier 1
215424054 | Central HP <5.4 tons | YORK | HRCU-A-CB (Split System: Heat Pump with Remote Outdoor Unit-Air-Source) | HH860E2S11 | ADP |  | H,YE84*60+TXV | Y91E100C16SMPS1 | 45500 | 18 | 8.5 | 45000 | 33800 | 75.11% | 2 | 0 | 11.7 |  |  |  | No | R-454B | 3.7917 | Residential & Commercial | Ducted CEE Tier 1
211260508 | Central HP <5.4 tons | AIRQUEST | HRCU-A-CB (Split System: Heat Pump with Remote Outdoor Unit-Air-Source) | DLCURAH18ABK |  |  | EA*4X24L17A* | *95ESN0261410A* | 18000 | 15.5 | 8.5 | 19000 | 18900 | 99.47% | 2.26 | 0 | 10.5 |  |  |  | No | R-410A | 1.5 | Residential & Commercial | Ducted CEE Tier 1
211260640 | Central HP <5.4 tons | AIRQUEST | HRCU-A-CB (Split System: Heat Pump with Remote Outdoor Unit-Air-Source) | DLCURAH18ABK |  |  | EA*4X24L17A* | *80ESU0601716A | 18500 | 16 | 9 | 19400 | 18600 | 95.88% | 2.26 | 0 | 10.5 |  |  |  | No | R-410A | 1.5417 | Residential & Commercial | Ducted CEE Tier 1
211260651 | Central HP <5.4 tons | AIRQUEST | HRCU-A-CB (Split System: Heat Pump with Remote Outdoor Unit-Air-Source) | DLCURAH18ABK |  |  | EA*4X24L17A* | OMV098J12* | 18200 | 16 | 9 | 19200 | 18800 | 97.92% | 2.26 | 0 | 10.5 |  |  |  | No | R-410A | 1.5167 | Residential & Commercial | Ducted CEE Tier 1
211260792 | Central HP <5.4 tons | AIRQUEST | HRCU-A-CB (Split System: Heat Pump with Remote Outdoor Unit-Air-Source) | DLCURAH18ABK |  |  | EA*4X25L17A* | *80VSL0451716A* | 18100 | 16 | 8.5 | 18000 | 17500 | 97.22% | 2.12 | 0 | 10.5 |  |  |  | No | R-410A | 1.5083 | Residential & Commercial | Ducted CEE Tier 1
211259920 | Central HP <5.4 tons | AIRQUEST | HRCU-A-CB (Split System: Heat Pump with Remote Outdoor Unit-Air-Source) | DLCURAH18ABK |  |  | EA*4X19L17A* | *80ES(N,L)0701712A* | 18600 | 16.5 | 8.5 | 18400 | 17500 | 95.11% | 2.14 | 0 | 11 |  |  |  | No | R-410A | 1.55 | Residential & Commercial | Ducted CEE Tier 1
211259936 | Central HP <5.4 tons | AIRQUEST | HRCU-A-CB (Split System: Heat Pump with Remote Outdoor Unit-Air-Source) | DLCURAH18ABK |  |  | EA*4X19L17A* | *92ESN0601412A* | 18700 | 16.5 | 8.5 | 18600 | 17500 | 94.09% | 2.14 | 0 | 11 |  |  |  | No | R-410A | 1.5583 | Residential & Commercial | Ducted CEE Tier 1
215423211 | Central HP <5.4 tons | YORK | HRCU-A-CB (Split System: Heat Pump with Remote Outdoor Unit-Air-Source) | HH836E2S11 | ADP |  | H,YE34*36+TXV | TM8E080C20MP11 | 33400 | 16 | 8.35 | 30600 | 25400 | 83.01% | 1.98 | 0 | 10.5 |  |  |  | No | R-454B | 2.7833 | Residential & Commercial | Ducted CEE Tier 1
215423247 | Central HP <5.4 tons | YORK | HRCU-A-CB (Split System: Heat Pump with Remote Outdoor Unit-Air-Source) | HH836E2S11 | ADP |  | H,YE35*36+TXV | TM8V080C16MP12 | 33600 | 18 | 8.5 | 30000 | 25200 | 84% | 2 | 0 | 11 |  |  |  | No | R-454B | 2.8 | Residential & Commercial | Ducted CEE Tier 1
215423263 | Central HP <5.4 tons | YORK | HRCU-A-CB (Split System: Heat Pump with Remote Outdoor Unit-Air-Source) | HH836E2S11 | ADP |  | H,YE9J*36+TXV-BLEED | TM8Y080C16MP11 | 33000 | 18 | 8.5 | 29800 | 24000 | 80.54% | 2 | 0 | 10.5 |  |  |  | No | R-454B | 2.75 | Residential & Commercial | Ducted CEE Tier 1
215423345 | Central HP <5.4 tons | YORK | HRCU-A-CB (Split System: Heat Pump with Remote Outdoor Unit-Air-Source) | HH836E2S11 | ADP |  | H,YE80*36+TXV | TM9Y080B12MP11 | 33000 | 18 | 8.5 | 29400 | 25000 | 85.03% | 2 | 0 | 11 |  |  |  | No | R-454B | 2.75 | Residential & Commercial | Ducted CEE Tier 1
215423346 | Central HP <5.4 tons | YORK | HRCU-A-CB (Split System: Heat Pump with Remote Outdoor Unit-Air-Source) | HH836E2S11 | ADP |  | H,YE34*36+TXV | TM9Y080C16MP11 | 32200 | 18 | 8.35 | 29400 | 23800 | 80.95% | 1.98 | 0 | 10.5 |  |  |  | No | R-454B | 2.6833 | Residential & Commercial | Ducted CEE Tier 1
215423360 | Central HP <5.4 tons | YORK | HRCU-A-CB (Split System: Heat Pump with Remote Outdoor Unit-Air-Source) | HH836E2S11 | ADP |  | H,YE80*36+TXV | TM9Y100C20MP11 | 33800 | 17 | 8.5 | 30800 | 25600 | 83.12% | 2 | 0 | 10 |  |  |  | No | R-454B | 2.8167 | Residential & Commercial | Ducted CEE Tier 1
215423380 | Central HP <5.4 tons | YORK | HRCU-A-CB (Split System: Heat Pump with Remote Outdoor Unit-Air-Source) | HH836E2S11 | ADP |  | H,YE80*36+TXV | Y81E100B12SMPS1 | 33000 | 18 | 8.5 | 28800 | 24400 | 84.72% | 2 | 0 | 11.7 |  |  |  | No | R-454B | 2.75 | Residential & Commercial | Ducted CEE Tier 1
215423394 | Central HP <5.4 tons | YORK | HRCU-A-CB (Split System: Heat Pump with Remote Outdoor Unit-Air-Source) | HH836E2S11 | ADP |  | H,YE9J*36+TXV | Y81E120C16SMPS1 | 33200 | 18 | 8.5 | 29600 | 24800 | 83.78% | 2 | 0 | 11.5 |  |  |  | No | R-454B | 2.7667 | Residential & Commercial | Ducted CEE Tier 1
215424087 | Central HP <5.4 tons | YORK | HRCU-A-CB (Split System: Heat Pump with Remote Outdoor Unit-Air-Source) | HH860E2S11 | ADP |  | H,YE49*60+TXV | Y91E120D20SMPS1 | 53500 | 18 | 8.5 | 51500 | 38500 | 74.76% | 2 | 0 | 11.7 |  |  |  | No | R-454B | 4.4583 | Residential & Commercial | Ducted CEE Tier 1
215423860 | Central HP <5.4 tons | YORK | HRCU-A-CB (Split System: Heat Pump with Remote Outdoor Unit-Air-Source) | HH860E2S11 | ADP |  | H,YE2K*60+TXV | TM9Y100C16MP11 | 43500 | 16 | 8.45 | 42500 | 33400 | 78.59% | 2 | 0 | 10.5 |  |  |  | No | R-454B | 3.625 | Residential & Commercial | Ducted CEE Tier 1
215423867 | Central HP <5.4 tons | YORK | HRCU-A-CB (Split System: Heat Pump with Remote Outdoor Unit-Air-Source) | HH860E2S11 | ADP |  | H,YE55*60+TXV | TM9Y100C16MP11 | 44000 | 17 | 8.5 | 42500 | 33400 | 78.59% | 2 | 0 | 11 |  |  |  | No | R-454B | 3.6667 | Residential & Commercial | Ducted CEE Tier 1
215423869 | Central HP <5.4 tons | YORK | HRCU-A-CB (Split System: Heat Pump with Remote Outdoor Unit-Air-Source) | HH860E2S11 | ADP |  | H,YE74*48+TXV | TM9Y100C16MP11 | 44000 | 17 | 8.5 | 42500 | 33400 | 78.59% | 2 | 0 | 11 |  |  |  | No | R-454B | 3.6667 | Residential & Commercial | Ducted CEE Tier 1
215423933 | Central HP <5.4 tons | YORK | HRCU-A-CB (Split System: Heat Pump with Remote Outdoor Unit-Air-Source) | HH860E2S11 | ADP |  | H,YE2K*48+TXV | Y81E100C16SMPS1 | 43500 | 17 | 8.45 | 42000 | 32800 | 78.1% | 2 | 0 | 11.7 |  |  |  | No | R-454B | 3.625 | Residential & Commercial | Ducted CEE Tier 1
215423935 | Central HP <5.4 tons | YORK | HRCU-A-CB (Split System: Heat Pump with Remote Outdoor Unit-Air-Source) | HH860E2S11 | ADP |  | H,YE3K*60+TXV | Y81E100C16SMPS1 | 44000 | 17 | 8.5 | 42000 | 32800 | 78.1% | 2 | 0 | 12 |  |  |  | No | R-454B | 3.6667 | Residential & Commercial | Ducted CEE Tier 1
215423951 | Central HP <5.4 tons | YORK | HRCU-A-CB (Split System: Heat Pump with Remote Outdoor Unit-Air-Source) | HH860E2S11 | ADP |  | H,YE48*60+TXV-BLEED | Y81E100C20SMPS1 | 44500 | 18 | 8.5 | 42500 | 33000 | 77.65% | 2 | 0 | 12 |  |  |  | No | R-454B | 3.7083 | Residential & Commercial | Ducted CEE Tier 1
215423960 | Central HP <5.4 tons | YORK | HRCU-A-CB (Split System: Heat Pump with Remote Outdoor Unit-Air-Source) | HH860E2S11 | ADP |  | H,YE36*60+TXV-BLEED | Y81E120C16SMPS1 | 43500 | 17 | 8.4 | 41500 | 32600 | 78.55% | 1.98 | 0 | 11.7 |  |  |  | No | R-454B | 3.625 | Residential & Commercial | Ducted CEE Tier 1
215934136 | Central HP <5.4 tons | HEIL | HRCU-A-CB (Split System: Heat Pump with Remote Outdoor Unit-Air-Source) | H5H3V48*K*AAA* |  |  | EA*5X61M21A*+WALLCON | *80CSU1002120A* | 45000 | 21 | 9.5 | 48500 | 37000 | 76.29% | 2 | 0 | 11 |  |  |  | No | R-454B | 3.75 | Residential & Commercial | Ducted CEE Tier 1
216374487 | Central HP <5.4 tons | TRANE | HRCU-A-CB (Split System: Heat Pump with Remote Outdoor Unit-Air-Source) | 5HPL5060A1000AA |  |  | 5TEM6D07AV51+TDR |  | 53000 | 16 | 8.1 | 54000 | 42000 | 77.78% | 1.75 | 0 | 10 |  |  |  | No | R-454B | 4.4167 | Residential & Commercial | Ducted CEE Tier 1
216440156 | Central HP <5.4 tons | TRANE | HRCU-A-CB (Split System: Heat Pump with Remote Outdoor Unit-Air-Source) | 5TWV0X36A1 |  |  | 5TXCB006AS3 | *DHMB080CCV3+LRP | 33200 | 18.2 | 9.7 | 31600 | 24600 | 77.85% | 2.1 | 0 | 11.7 |  |  |  | No | R-454B | 2.7667 | Residential & Commercial | Ducted CEE Tier 1
215293166 | Central HP <5.4 tons | AIRQUEST | HRCU-A-CB (Split System: Heat Pump with Remote Outdoor Unit-Air-Source) | DLCURAH24ABK | ADP |  | H,GE1K936 | *96VTN1002120A* | 24000 | 17 | 8.5 | 24400 | 22400 | 91.8% | 1.9 | 0 | 10 |  |  |  | No | R-410A | 2 | Residential & Commercial | Ducted CEE Tier 1
215293211 | Central HP <5.4 tons | AIRQUEST | HRCU-A-CB (Split System: Heat Pump with Remote Outdoor Unit-Air-Source) | DLCURAH24ABK | ADP |  | H,GE8J936 | *96VTN1002120B* | 23400 | 17 | 8.5 | 24600 | 24200 | 98.37% | 2.04 | 0 | 10.5 |  |  |  | No | R-410A | 1.95 | Residential & Commercial | Ducted CEE Tier 1
215293243 | Central HP <5.4 tons | AIRQUEST | HRCU-A-CB (Split System: Heat Pump with Remote Outdoor Unit-Air-Source) | DLCURAH24ABK | ADP |  | H,GG34936 | *96VTN1002122A* | 23600 | 17 | 8.1 | 24200 | 23400 | 96.69% | 1.98 | 0 | 10.5 |  |  |  | No | R-410A | 1.9667 | Residential & Commercial | Ducted CEE Tier 1
215935800 | Central HP <5.4 tons | DAY & NIGHT | HRCU-A-CB (Split System: Heat Pump with Remote Outdoor Unit-Air-Source) | C5H3V36*K*AAA* |  |  | EVD5X37M21A*+WALLCON | *96CTN0601714B* | 34600 | 20.5 | 8.5 | 38000 | 27600 | 72.63% | 2.06 | 0 | 11.5 |  |  |  | No | R-454B | 2.8833 | Residential & Commercial | Ducted CEE Tier 1
215935850 | Central HP <5.4 tons | DAY & NIGHT | HRCU-A-CB (Split System: Heat Pump with Remote Outdoor Unit-Air-Source) | C5H3V36*K*AAA* |  |  | EVD5X38M17A*+WALLCON | *80CTL0701716B* | 35400 | 21.5 | 8.5 | 38500 | 29000 | 75.32% | 2.02 | 0 | 12 |  |  |  | No | R-454B | 2.95 | Residential & Commercial | Ducted CEE Tier 1
215936150 | Central HP <5.4 tons | DAY & NIGHT | HRCU-A-CB (Split System: Heat Pump with Remote Outdoor Unit-Air-Source) | C5H3V36*K*AAA* |  |  | EVD5X42M24A*+WALLCON | *80CSU1002120A* | 35400 | 21.5 | 8.5 | 38000 | 28600 | 75.26% | 2.04 | 0 | 12 |  |  |  | No | R-454B | 2.95 | Residential & Commercial | Ducted CEE Tier 1
215423967 | Central HP <5.4 tons | YORK | HRCU-A-CB (Split System: Heat Pump with Remote Outdoor Unit-Air-Source) | HH860E2S11 | ADP |  | H,YE48*60+TXV-BLEED | Y81E120C16SMPS1 | 44000 | 18 | 8.5 | 42000 | 32600 | 77.62% | 2 | 0 | 12 |  |  |  | No | R-454B | 3.6667 | Residential & Commercial | Ducted CEE Tier 1
215424003 | Central HP <5.4 tons | YORK | HRCU-A-CB (Split System: Heat Pump with Remote Outdoor Unit-Air-Source) | HH860E2S11 | ADP |  | H,YE36*60+TXV-BLEED | Y91E080C16SMPS1 | 44500 | 17 | 8.4 | 45000 | 33400 | 74.22% | 1.98 | 0 | 11.5 |  |  |  | No | R-454B | 3.7083 | Residential & Commercial | Ducted CEE Tier 1
215424051 | Central HP <5.4 tons | YORK | HRCU-A-CB (Split System: Heat Pump with Remote Outdoor Unit-Air-Source) | HH860E2S11 | ADP |  | H,YE55*60+TXV | Y91E100C16SMPS1 | 45500 | 18 | 8.5 | 45000 | 33800 | 75.11% | 2 | 0 | 11.7 |  |  |  | No | R-454B | 3.7917 | Residential & Commercial | Ducted CEE Tier 1
215424108 | Central HP <5.4 tons | YORK | HRCU-A-CB (Split System: Heat Pump with Remote Outdoor Unit-Air-Source) | HH860E2S11 | ADP |  | H,YE35*48+TXV | YP9C100C16MP13 | 42500 | 17 | 8.3 | 42000 | 32800 | 78.1% | 1.96 | 0 | 11 |  |  |  | No | R-454B | 3.5417 | Residential & Commercial | Ducted CEE Tier 1
215424128 | Central HP <5.4 tons | YORK | HRCU-A-CB (Split System: Heat Pump with Remote Outdoor Unit-Air-Source) | HH860E2S11 | ADP |  | H,YE37*60+TXV | YP9C100C20MP13 | 51000 | 18 | 8.35 | 51500 | 38000 | 73.79% | 1.98 | 0 | 10.5 |  |  |  | No | R-454B | 4.25 | Residential & Commercial | Ducted CEE Tier 1
215425457 | Central HP <5.4 tons | YORK | HRCU-A-CB (Split System: Heat Pump with Remote Outdoor Unit-Air-Source) | HH860E2S11 | ADP |  | H,YE74*60+TXV | TM9E100C16MP12 | 44500 | 18 | 8.5 | 44000 | 34000 | 77.27% | 2 | 0 | 11 |  |  |  | No | R-454B | 3.7083 | Residential & Commercial | Ducted CEE Tier 1
215425462 | Central HP <5.4 tons | YORK | HRCU-A-CB (Split System: Heat Pump with Remote Outdoor Unit-Air-Source) | HH860E2S11 | ADP |  | H,YE72*60+TXV | TM9E120D20MP12 | 53000 | 18 | 8.5 | 52500 | 39000 | 74.29% | 2 | 0 | 11 |  |  |  | No | R-454B | 4.4167 | Residential & Commercial | Ducted CEE Tier 1
215425473 | Central HP <5.4 tons | YORK | HRCU-A-CB (Split System: Heat Pump with Remote Outdoor Unit-Air-Source) | HH860E2S11 | ADP |  | H,YE84*48+TXV | TM9V080C16MP12 | 43500 | 18 | 8.5 | 42000 | 33000 | 78.57% | 2 | 0 | 11 |  |  |  | No | R-454B | 3.625 | Residential & Commercial | Ducted CEE Tier 1
215423444 | Central HP <5.4 tons | YORK | HRCU-A-CB (Split System: Heat Pump with Remote Outdoor Unit-Air-Source) | HH836E2S11 | ADP |  | H,YE9J*36+TXV | YP9C100C20MP13 | 34200 | 18 | 8.5 | 31000 | 25600 | 82.58% | 2 | 0 | 10 |  |  |  | No | R-454B | 2.85 | Residential & Commercial | Ducted CEE Tier 1
215423445 | Central HP <5.4 tons | YORK | HRCU-A-CB (Split System: Heat Pump with Remote Outdoor Unit-Air-Source) | HH836E2S11 | ADP |  | H,YE80*36+TXV | YP9C100C20MP13 | 33800 | 18 | 8.5 | 30600 | 25400 | 83.01% | 2 | 0 | 11 |  |  |  | No | R-454B | 2.8167 | Residential & Commercial | Ducted CEE Tier 1
215425316 | Central HP <5.4 tons | YORK | HRCU-A-CB (Split System: Heat Pump with Remote Outdoor Unit-Air-Source) | HH836E2S11 | ADP |  | H,YE1K*36+TXV | Y91E080C20SMPS1 | 34400 | 18 | 8.1 | 30400 | 23800 | 78.29% | 2 | 0 | 11 |  |  |  | No | R-454B | 2.8667 | Residential & Commercial | Ducted CEE Tier 1
213298042 | Central HP <5.4 tons | JOHNSON CONTROLS | HRCU-A-CB (Split System: Heat Pump with Remote Outdoor Unit-Air-Source) | HMH72B341 |  |  | XAFC36DXXN1+TXV | Z8ES080B12SMPS1 | 34000 | 18 | 8.1 | 33400 | 24000 | 71.86% | 2.08 | 0 | 10 |  |  |  | No | R-410A | 2.8333 | Residential & Commercial | Ducted CEE Tier 1
215423200 | Central HP <5.4 tons | YORK | HRCU-A-CB (Split System: Heat Pump with Remote Outdoor Unit-Air-Source) | HH836E2S11 | ADP |  | H,YE80*36+TXV | TL9E100C20UH11 | 33400 | 18 | 8.5 | 30000 | 25200 | 84% | 2 | 0 | 11 |  |  |  | No | R-454B | 2.7833 | Residential & Commercial | Ducted CEE Tier 1
215423216 | Central HP <5.4 tons | YORK | HRCU-A-CB (Split System: Heat Pump with Remote Outdoor Unit-Air-Source) | HH836E2S11 | ADP |  | H,YE34*36+TXV | TM8E100B12MP11 | 32800 | 17 | 8.4 | 29600 | 25000 | 84.46% | 1.98 | 0 | 10.5 |  |  |  | No | R-454B | 2.7333 | Residential & Commercial | Ducted CEE Tier 1
215423248 | Central HP <5.4 tons | YORK | HRCU-A-CB (Split System: Heat Pump with Remote Outdoor Unit-Air-Source) | HH836E2S11 | ADP |  | H,YE9J*36+TXV-BLEED | TM8V080C16MP12 | 33600 | 18 | 8.5 | 30000 | 25200 | 84% | 2 | 0 | 11 |  |  |  | No | R-454B | 2.8 | Residential & Commercial | Ducted CEE Tier 1
215423266 | Central HP <5.4 tons | YORK | HRCU-A-CB (Split System: Heat Pump with Remote Outdoor Unit-Air-Source) | HH836E2S11 | ADP |  | H,YE34*36+TXV | TM8Y100C16MP11 | 32600 | 18 | 8.35 | 29800 | 24000 | 80.54% | 1.98 | 0 | 10.5 |  |  |  | No | R-454B | 2.7167 | Residential & Commercial | Ducted CEE Tier 1
207455400 | Central HP <5.4 tons | LENNOX | HRCU-A-CB (Split System: Heat Pump with Remote Outdoor Unit-Air-Source) | SL25XPV-048-230A** | ADP |  | LH42/62W9 | SL280UH100NV60C* | 46000 | 20 | 9.4 | 41500 | 35800 | 86.27% | 1.9 | 13 | 12.5 |  |  |  | No | R-410A | 3.8333 | Residential & Commercial | Ducted CEE Tier 1
215424036 | Central HP <5.4 tons | YORK | HRCU-A-CB (Split System: Heat Pump with Remote Outdoor Unit-Air-Source) | HH860E2S11 | ADP |  | H,YE84*60+TXV | Y91E080C20SMPS1 | 44500 | 18 | 8.5 | 44500 | 33000 | 74.16% | 2 | 0 | 12 |  |  |  | No | R-454B | 3.7083 | Residential & Commercial | Ducted CEE Tier 1
215424052 | Central HP <5.4 tons | YORK | HRCU-A-CB (Split System: Heat Pump with Remote Outdoor Unit-Air-Source) | HH860E2S11 | ADP |  | H,YE49*60+TXV | Y91E100C16SMPS1 | 45500 | 18 | 8.5 | 45000 | 33800 | 75.11% | 2 | 0 | 11.7 |  |  |  | No | R-454B | 3.7917 | Residential & Commercial | Ducted CEE Tier 1
215424070 | Central HP <5.4 tons | YORK | HRCU-A-CB (Split System: Heat Pump with Remote Outdoor Unit-Air-Source) | HH860E2S11 | ADP |  | H,YE49*60+TXV | Y91E100C20SMPS1 | 45500 | 18 | 8.5 | 45000 | 33600 | 74.67% | 2 | 0 | 11.7 |  |  |  | No | R-454B | 3.7917 | Residential & Commercial | Ducted CEE Tier 1
215424118 | Central HP <5.4 tons | YORK | HRCU-A-CB (Split System: Heat Pump with Remote Outdoor Unit-Air-Source) | HH860E2S11 | ADP |  | H,YE48*60+TXV | YP9C100C16MP13 | 43500 | 18 | 8.5 | 42000 | 32800 | 78.1% | 2 | 0 | 11.7 |  |  |  | No | R-454B | 3.625 | Residential & Commercial | Ducted CEE Tier 1
215423446 | Central HP <5.4 tons | YORK | HRCU-A-CB (Split System: Heat Pump with Remote Outdoor Unit-Air-Source) | HH860E2S11 | ADP |  | H,YE35*48+TXV | TL9E080C16UH11 | 43500 | 17 | 8.3 | 44000 | 34000 | 77.27% | 1.96 | 0 | 10.5 |  |  |  | No | R-454B | 3.625 | Residential & Commercial | Ducted CEE Tier 1
215423462 | Central HP <5.4 tons | YORK | HRCU-A-CB (Split System: Heat Pump with Remote Outdoor Unit-Air-Source) | HH860E2S11 | ADP |  | H,YE84*60+TXV | TL9E080C16UH11 | 44500 | 18 | 8.5 | 44000 | 34000 | 77.27% | 2 | 0 | 11 |  |  |  | No | R-454B | 3.7083 | Residential & Commercial | Ducted CEE Tier 1
215423477 | Central HP <5.4 tons | YORK | HRCU-A-CB (Split System: Heat Pump with Remote Outdoor Unit-Air-Source) | HH860E2S11 | ADP |  | H,YE36*60+TXV-BLEED | TM8E080C16MP11 | 44000 | 17 | 8.4 | 43500 | 33800 | 77.7% | 1.98 | 0 | 10.5 |  |  |  | No | R-454B | 3.6667 | Residential & Commercial | Ducted CEE Tier 1
210857361 | Central HP <5.4 tons | DIYCOOL | HRCU-A-CB (Split System: Heat Pump with Remote Outdoor Unit-Air-Source) | ACIQ-24ZPL-HP230B |  |  | ACIQ-24AHB-HH-M |  | 23000 | 18.4 | 9.3 | 26000 | 21200 | 81.54% | 1.9 | 12.5 | 11.7 |  |  |  | No | R-410A | 1.9167 | Residential & Commercial | Ducted CEE Tier 1
215374893 | Central HP <5.4 tons | Durastar | HRCU-A-CB (Split System: Heat Pump with Remote Outdoor Unit-Air-Source) | DRU1U24S2A |  |  | DRUM1824S2A |  | 24000 | 18.1 | 9.7 | 26000 | 21600 | 83.08% | 1.87 | 0 | 11 |  |  |  | No | R-454B | 2 | Residential & Commercial | Ducted CEE Tier 1
211261362 | Central HP <5.4 tons | CARRIER | HRCU-A-CB (Split System: Heat Pump with Remote Outdoor Unit-Air-Source) | 38MURAQ18AB3* |  |  | CAP**3014AL* | GG96VTAA30040A | 17500 | 16 | 8.5 | 18100 | 18600 | 102.8% | 2.24 | 0 | 10.5 |  |  |  | No | R-410A | 1.4583 | Residential & Commercial | Ducted CEE Tier 1
215423512 | Central HP <5.4 tons | YORK | HRCU-A-CB (Split System: Heat Pump with Remote Outdoor Unit-Air-Source) | HH860E2S11 | ADP |  | H,YE2K*60+TXV | TM8E100C16MP11 | 44500 | 17 | 8.45 | 43500 | 33800 | 77.7% | 2 | 0 | 11 |  |  |  | No | R-454B | 3.7083 | Residential & Commercial | Ducted CEE Tier 1
215425328 | Central HP <5.4 tons | YORK | HRCU-A-CB (Split System: Heat Pump with Remote Outdoor Unit-Air-Source) | HH860E2S11 | ADP |  | H,YE55*48+TXV | TL9E080C16UH11 | 44500 | 18 | 8.5 | 44000 | 34000 | 77.27% | 2 | 0 | 11 |  |  |  | No | R-454B | 3.7083 | Residential & Commercial | Ducted CEE Tier 1
215425339 | Central HP <5.4 tons | YORK | HRCU-A-CB (Split System: Heat Pump with Remote Outdoor Unit-Air-Source) | HH860E2S11 | ADP |  | H,YE72*60+TXV | TM8E080C16MP11 | 44500 | 18 | 8.5 | 43500 | 33800 | 77.7% | 2 | 0 | 11 |  |  |  | No | R-454B | 3.7083 | Residential & Commercial | Ducted CEE Tier 1
215425355 | Central HP <5.4 tons | YORK | HRCU-A-CB (Split System: Heat Pump with Remote Outdoor Unit-Air-Source) | HH860E2S11 | ADP |  | H,YE55*48+TXV | TM8E100C16MP11 | 44500 | 18 | 8.5 | 43500 | 33800 | 77.7% | 2 | 0 | 11 |  |  |  | No | R-454B | 3.7083 | Residential & Commercial | Ducted CEE Tier 1
215425387 | Central HP <5.4 tons | YORK | HRCU-A-CB (Split System: Heat Pump with Remote Outdoor Unit-Air-Source) | HH860E2S11 | ADP |  | H,YE84*48+TXV | TM8V080C16MP12 | 43500 | 18 | 8.5 | 42000 | 32800 | 78.1% | 2 | 0 | 11.7 |  |  |  | No | R-454B | 3.625 | Residential & Commercial | Ducted CEE Tier 1
215423514 | Central HP <5.4 tons | YORK | HRCU-A-CB (Split System: Heat Pump with Remote Outdoor Unit-Air-Source) | HH860E2S11 | ADP |  | H,YE48*60+TXV-BLEED | TM8E100C16MP11 | 44500 | 18 | 8.5 | 43500 | 33800 | 77.7% | 2 | 0 | 11 |  |  |  | No | R-454B | 3.7083 | Residential & Commercial | Ducted CEE Tier 1
215423528 | Central HP <5.4 tons | YORK | HRCU-A-CB (Split System: Heat Pump with Remote Outdoor Unit-Air-Source) | HH860E2S11 | ADP |  | H,YE3K*60+TXV | TM8E100C20MP11 | 53000 | 18 | 8.45 | 53000 | 39500 | 74.53% | 1.98 | 0 | 10.5 |  |  |  | No | R-454B | 4.4167 | Residential & Commercial | Ducted CEE Tier 1
215423529 | Central HP <5.4 tons | YORK | HRCU-A-CB (Split System: Heat Pump with Remote Outdoor Unit-Air-Source) | HH860E2S11 | ADP |  | H,YE48*60+TXV-BLEED | TM8E100C20MP11 | 53500 | 18 | 8.5 | 53000 | 39500 | 74.53% | 2 | 0 | 11 |  |  |  | No | R-454B | 4.4583 | Residential & Commercial | Ducted CEE Tier 1
216440376 | Central HP <5.4 tons | TRANE | HRCU-A-CB (Split System: Heat Pump with Remote Outdoor Unit-Air-Source) | 5TWV0X48A1 |  |  | 5TXCD008AS3 | L8V1C100U5VSB+LRP | 44500 | 20 | 9.7 | 47500 | 34000 | 71.58% | 2.1 | 0 | 12 |  |  |  | No | R-454B | 3.7083 | Residential & Commercial | Ducted CEE Tier 1
216440390 | Central HP <5.4 tons | TRANE | HRCU-A-CB (Split System: Heat Pump with Remote Outdoor Unit-Air-Source) | 5TWV0X48A1 |  |  | 5TXCD008AS3 | S9V2D120U5PSC+LRP | 44000 | 20 | 9.7 | 46500 | 33200 | 71.4% | 2.1 | 0 | 12 |  |  |  | No | R-454B | 3.6667 | Residential & Commercial | Ducted CEE Tier 1
216440406 | Central HP <5.4 tons | TRANE | HRCU-A-CB (Split System: Heat Pump with Remote Outdoor Unit-Air-Source) | 5TWV0X48A1 |  |  | 5TXCD010AS3 | S9V2C100U5PSC+LRP | 44500 | 20 | 9.7 | 46000 | 33200 | 72.17% | 2.1 | 0 | 12 |  |  |  | No | R-454B | 3.7083 | Residential & Commercial | Ducted CEE Tier 1
213076957 | Central HP <5.4 tons | AIRQUEST | HRCU-A-CB (Split System: Heat Pump with Remote Outdoor Unit-Air-Source) | DLCURAH36ABK |  |  | EA*4X37L21A* | *96VSN0801716B* | 36400 | 15.5 | 8.5 | 38500 | 35000 | 90.91% | 2.06 | 0 | 10 |  |  |  | No | R-410A | 3.0333 | Residential & Commercial | Ducted CEE Tier 1
213077510 | Central HP <5.4 tons | AIRQUEST | HRCU-A-CB (Split System: Heat Pump with Remote Outdoor Unit-Air-Source) | DLCURAH36ABK |  |  | EA*4X42L24A* | *96VTN0802120B* | 35000 | 16 | 8.1 | 38500 | 35000 | 90.91% | 1.88 | 0 | 10 |  |  |  | No | R-410A | 2.9167 | Residential & Commercial | Ducted CEE Tier 1
215423545 | Central HP <5.4 tons | YORK | HRCU-A-CB (Split System: Heat Pump with Remote Outdoor Unit-Air-Source) | HH860E2S11 | ADP |  | H,YE48*48+TXV | TM8E120C16MP11 | 44500 | 18 | 8.5 | 43500 | 33800 | 77.7% | 2 | 0 | 11 |  |  |  | No | R-454B | 3.7083 | Residential & Commercial | Ducted CEE Tier 1
215425389 | Central HP <5.4 tons | YORK | HRCU-A-CB (Split System: Heat Pump with Remote Outdoor Unit-Air-Source) | HH860E2S11 | ADP |  | H,YE37*48+TXV | TM8V100C16MP12 | 43500 | 17 | 8.5 | 42000 | 32800 | 78.1% | 2 | 0 | 11.7 |  |  |  | No | R-454B | 3.625 | Residential & Commercial | Ducted CEE Tier 1
215425405 | Central HP <5.4 tons | YORK | HRCU-A-CB (Split System: Heat Pump with Remote Outdoor Unit-Air-Source) | HH860E2S11 | ADP |  | H,YE72*60+TXV | TM8V120C20MP12 | 44000 | 18 | 8.5 | 42500 | 33200 | 78.12% | 2 | 0 | 11.7 |  |  |  | No | R-454B | 3.6667 | Residential & Commercial | Ducted CEE Tier 1
215425428 | Central HP <5.4 tons | YORK | HRCU-A-CB (Split System: Heat Pump with Remote Outdoor Unit-Air-Source) | HH860E2S11 | ADP |  | H,YE84*48+TXV | TM8Y100C16MP11 | 44000 | 18 | 8.5 | 42000 | 33000 | 78.57% | 2 | 0 | 11.7 |  |  |  | No | R-454B | 3.6667 | Residential & Commercial | Ducted CEE Tier 1
215425571 | Central HP <5.4 tons | YORK | HRCU-A-CB (Split System: Heat Pump with Remote Outdoor Unit-Air-Source) | HH860E2S11 | ADP |  | H,YE55*48+TXV | Y91E080C16SMPS1 | 45000 | 18 | 8.5 | 45000 | 33400 | 74.22% | 2 | 0 | 11.7 |  |  |  | No | R-454B | 3.75 | Residential & Commercial | Ducted CEE Tier 1
215423547 | Central HP <5.4 tons | YORK | HRCU-A-CB (Split System: Heat Pump with Remote Outdoor Unit-Air-Source) | HH860E2S11 | ADP |  | H,YE54*48+TXV | TM8E120C16MP11 | 44500 | 18 | 8.5 | 43500 | 33800 | 77.7% | 2 | 0 | 11 |  |  |  | No | R-454B | 3.7083 | Residential & Commercial | Ducted CEE Tier 1
215423564 | Central HP <5.4 tons | YORK | HRCU-A-CB (Split System: Heat Pump with Remote Outdoor Unit-Air-Source) | HH860E2S11 | ADP |  | H,YE84*60+TXV | TM8E120C20MP11 | 53000 | 19 | 8.5 | 52500 | 39000 | 74.29% | 2 | 0 | 11 |  |  |  | No | R-454B | 4.4167 | Residential & Commercial | Ducted CEE Tier 1
215423578 | Central HP <5.4 tons | YORK | HRCU-A-CB (Split System: Heat Pump with Remote Outdoor Unit-Air-Source) | HH860E2S11 | ADP |  | H,YE35*48+TXV | TM8V080C16MP12 | 42500 | 17 | 8.3 | 42000 | 32800 | 78.1% | 1.96 | 0 | 11 |  |  |  | No | R-454B | 3.5417 | Residential & Commercial | Ducted CEE Tier 1
216013460 | Central HP <5.4 tons | AIREASE | HRCU-A-CB (Split System: Heat Pump with Remote Outdoor Unit-Air-Source) | A7SCP18V24P-**A |  |  | 7AH1AV24PX-** |  | 24000 | 18 | 10 | 24000 | 23000 | 95.83% | 1.8 | 0 | 11.7 |  |  |  | No | R-454B | 2 | Residential & Commercial | Ducted CEE Tier 1
213770645 | Central HP <5.4 tons | CARRIER | HRCU-A-CB (Split System: Heat Pump with Remote Outdoor Unit-Air-Source) | 25VNA825A*031* |  |  | CAP**2517AL*+UI | 59MN7C080C17**14 | 24200 | 16.5 | 8.1 | 21400 | 16700 | 78.04% | 2.02 | 0 | 11 |  |  |  | No | R-410A | 2.0167 | Residential & Commercial | Ducted CEE Tier 1
213771245 | Central HP <5.4 tons | CARRIER | HRCU-A-CB (Split System: Heat Pump with Remote Outdoor Unit-Air-Source) | 25VNA825A*031* |  |  | CAP**4221AL*+UI | 58TN*B045C17**12 | 23600 | 16.5 | 8.1 | 21600 | 16700 | 77.31% | 1.94 | 0 | 10.5 |  |  |  | No | R-410A | 1.9667 | Residential & Commercial | Ducted CEE Tier 1
213771295 | Central HP <5.4 tons | CARRIER | HRCU-A-CB (Split System: Heat Pump with Remote Outdoor Unit-Air-Source) | 25VNA825A*031* |  |  | CAP**4221AL*+UI | 59CU5B060C17**16 | 23600 | 16.5 | 8.1 | 21400 | 16700 | 78.04% | 1.96 | 0 | 10.5 |  |  |  | No | R-410A | 1.9667 | Residential & Commercial | Ducted CEE Tier 1
215423300 | Central HP <5.4 tons | YORK | HRCU-A-CB (Split System: Heat Pump with Remote Outdoor Unit-Air-Source) | HH836E2S11 | ADP |  | H,YE80*36+TXV | TM9E080C20MP12 | 33800 | 17 | 8.5 | 30400 | 25400 | 83.55% | 2 | 0 | 11 |  |  |  | No | R-454B | 2.8167 | Residential & Commercial | Ducted CEE Tier 1
215423373 | Central HP <5.4 tons | YORK | HRCU-A-CB (Split System: Heat Pump with Remote Outdoor Unit-Air-Source) | HH836E2S11 | ADP |  | H,YE9J*36+TXV-BLEED | Y81E080C20SMPS1 | 34600 | 19 | 8.5 | 30800 | 25400 | 82.47% | 2 | 0 | 11 |  |  |  | No | R-454B | 2.8833 | Residential & Commercial | Ducted CEE Tier 1
215423398 | Central HP <5.4 tons | YORK | HRCU-A-CB (Split System: Heat Pump with Remote Outdoor Unit-Air-Source) | HH836E2S11 | ADP |  | H,YE9J*36+TXV-BLEED | Y81E120C20SMPS1 | 34000 | 18 | 8.5 | 30000 | 25000 | 83.33% | 2 | 0 | 11 |  |  |  | No | R-454B | 2.8333 | Residential & Commercial | Ducted CEE Tier 1
215425305 | Central HP <5.4 tons | YORK | HRCU-A-CB (Split System: Heat Pump with Remote Outdoor Unit-Air-Source) | HH836E2S11 | ADP |  | H,YE1K*36+TXV | TM9Y100C20MP11 | 33800 | 17 | 8.5 | 30800 | 25600 | 83.12% | 2 | 0 | 10 |  |  |  | No | R-454B | 2.8167 | Residential & Commercial | Ducted CEE Tier 1
215425312 | Central HP <5.4 tons | YORK | HRCU-A-CB (Split System: Heat Pump with Remote Outdoor Unit-Air-Source) | HH836E2S11 | ADP |  | H,YE1K*36+TXV | Y81E120C16SMPS1 | 33400 | 19 | 8.5 | 29600 | 24800 | 83.78% | 2 | 0 | 11.7 |  |  |  | No | R-454B | 2.7833 | Residential & Commercial | Ducted CEE Tier 1
215441372 | Central HP <5.4 tons | YORK | HRCU-A-CB (Split System: Heat Pump with Remote Outdoor Unit-Air-Source) | HMH72B341 | ADP |  | V,Y36H175P157 | TM9E080B12MP12 | 34000 | 17 | 8.1 | 32200 | 23600 | 73.29% | 2.06 | 0 | 10 |  |  |  | No | R-410A | 2.8333 | Residential & Commercial | Ducted CEE Tier 1
215423305 | Central HP <5.4 tons | YORK | HRCU-A-CB (Split System: Heat Pump with Remote Outdoor Unit-Air-Source) | HH836E2S11 | ADP |  | H,YE80*36+TXV | TM9E100C16MP12 | 33000 | 19 | 8.5 | 29400 | 23800 | 80.95% | 2 | 0 | 11 |  |  |  | No | R-454B | 2.75 | Residential & Commercial | Ducted CEE Tier 1
215424523 | Central HP <5.4 tons | YORK | HRCU-A-CB (Split System: Heat Pump with Remote Outdoor Unit-Air-Source) | HH824E2S11 | ADP |  | H,YE7J*30+TXV | TM9E060A10MP12 | 22400 | 16 | 8.8 | 21400 | 17700 | 82.71% | 1.96 | 0 | 10.5 |  |  |  | No | R-454B | 1.8667 | Residential & Commercial | Ducted CEE Tier 1
215424525 | Central HP <5.4 tons | YORK | HRCU-A-CB (Split System: Heat Pump with Remote Outdoor Unit-Air-Source) | HH824E2S11 | ADP |  | H,YE8J*30+TXV | TM9E060A10MP12 | 22600 | 16 | 8.9 | 21400 | 17700 | 82.71% | 1.98 | 0 | 10.5 |  |  |  | No | R-454B | 1.8833 | Residential & Commercial | Ducted CEE Tier 1
215424591 | Central HP <5.4 tons | YORK | HRCU-A-CB (Split System: Heat Pump with Remote Outdoor Unit-Air-Source) | HH824E2S11 | ADP |  | H,YE31*30+TXV | TM9Y080B12MP11 | 21800 | 17 | 8.5 | 21000 | 17000 | 80.95% | 1.9 | 0 | 11 |  |  |  | No | R-454B | 1.8167 | Residential & Commercial | Ducted CEE Tier 1
215424623 | Central HP <5.4 tons | YORK | HRCU-A-CB (Split System: Heat Pump with Remote Outdoor Unit-Air-Source) | HH824E2S11 | ADP |  | H,YE7J*36+TXV | Y81E100B12SMPS1 | 23000 | 18 | 9 | 21400 | 18200 | 85.05% | 2 | 0 | 12 |  |  |  | No | R-454B | 1.9167 | Residential & Commercial | Ducted CEE Tier 1
215424642 | Central HP <5.4 tons | YORK | HRCU-A-CB (Split System: Heat Pump with Remote Outdoor Unit-Air-Source) | HH824E2S11 | ADP |  | H,YE8J*30+TXV | Y82E080B12LMPS1 | 23000 | 18 | 9 | 21400 | 18100 | 84.58% | 2 | 0 | 12 |  |  |  | No | R-454B | 1.9167 | Residential & Commercial | Ducted CEE Tier 1
215424656 | Central HP <5.4 tons | YORK | HRCU-A-CB (Split System: Heat Pump with Remote Outdoor Unit-Air-Source) | HH824E2S11 | ADP |  | H,YE33*36+TXV | Y91E040A10SMPS1 | 22600 | 17 | 8.3 | 21400 | 17400 | 81.31% | 1.96 | 0 | 11.7 |  |  |  | No | R-454B | 1.8833 | Residential & Commercial | Ducted CEE Tier 1
215424675 | Central HP <5.4 tons | YORK | HRCU-A-CB (Split System: Heat Pump with Remote Outdoor Unit-Air-Source) | HH824E2S11 | ADP |  | H,YE7J*36+TXV-BLEED | Y91E060B12SMPS1 | 23000 | 17 | 9 | 21400 | 18200 | 85.05% | 2 | 0 | 11.7 |  |  |  | No | R-454B | 1.9167 | Residential & Commercial | Ducted CEE Tier 1
215424519 | Central HP <5.4 tons | YORK | HRCU-A-CB (Split System: Heat Pump with Remote Outdoor Unit-Air-Source) | HH824E2S11 | ADP |  | H,YE31*30+TXV | TM9E060A10MP12 | 21800 | 16 | 8.5 | 21200 | 17700 | 83.49% | 1.9 | 0 | 10 |  |  |  | No | R-454B | 1.8167 | Residential & Commercial | Ducted CEE Tier 1
215423579 | Central HP <5.4 tons | YORK | HRCU-A-CB (Split System: Heat Pump with Remote Outdoor Unit-Air-Source) | HH860E2S11 | ADP |  | H,YE36*60+TXV-BLEED | TM8V080C16MP12 | 43000 | 17 | 8.4 | 42000 | 32800 | 78.1% | 1.98 | 0 | 11.5 |  |  |  | No | R-454B | 3.5833 | Residential & Commercial | Ducted CEE Tier 1
215423662 | Central HP <5.4 tons | YORK | HRCU-A-CB (Split System: Heat Pump with Remote Outdoor Unit-Air-Source) | HH860E2S11 | ADP |  | H,YE37*60+TXV | TM8Y100C16MP11 | 44000 | 17 | 8.5 | 42000 | 33000 | 78.57% | 2 | 0 | 11.7 |  |  |  | No | R-454B | 3.6667 | Residential & Commercial | Ducted CEE Tier 1
215423681 | Central HP <5.4 tons | YORK | HRCU-A-CB (Split System: Heat Pump with Remote Outdoor Unit-Air-Source) | HH860E2S11 | ADP |  | H,YE48*60+TXV-BLEED | TM8Y100C20MP11 | 44500 | 18 | 8.5 | 43000 | 33400 | 77.67% | 2 | 0 | 11.7 |  |  |  | No | R-454B | 3.7083 | Residential & Commercial | Ducted CEE Tier 1
215423696 | Central HP <5.4 tons | YORK | HRCU-A-CB (Split System: Heat Pump with Remote Outdoor Unit-Air-Source) | HH860E2S11 | ADP |  | H,YE48*60+TXV | TM8Y120C20MP11 | 44500 | 18 | 8.5 | 43000 | 33400 | 77.67% | 2 | 0 | 11.7 |  |  |  | No | R-454B | 3.7083 | Residential & Commercial | Ducted CEE Tier 1
215423714 | Central HP <5.4 tons | YORK | HRCU-A-CB (Split System: Heat Pump with Remote Outdoor Unit-Air-Source) | HH860E2S11 | ADP |  | H,YE54*60+TXV | TM9E080C16MP12 | 44500 | 18 | 8.5 | 43500 | 34000 | 78.16% | 2 | 0 | 11 |  |  |  | No | R-454B | 3.7083 | Residential & Commercial | Ducted CEE Tier 1
215423730 | Central HP <5.4 tons | YORK | HRCU-A-CB (Split System: Heat Pump with Remote Outdoor Unit-Air-Source) | HH860E2S11 | ADP |  | H,YE84*60+TXV | TM9E080C20MP12 | 53500 | 19 | 8.5 | 53000 | 39500 | 74.53% | 2 | 0 | 11 |  |  |  | No | R-454B | 4.4583 | Residential & Commercial | Ducted CEE Tier 1
215423763 | Central HP <5.4 tons | YORK | HRCU-A-CB (Split System: Heat Pump with Remote Outdoor Unit-Air-Source) | HH860E2S11 | ADP |  | H,YE36*60+TXV | TM9E120D20MP12 | 51500 | 18 | 8.3 | 52500 | 39000 | 74.29% | 1.96 | 0 | 10.5 |  |  |  | No | R-454B | 4.2917 | Residential & Commercial | Ducted CEE Tier 1
215423798 | Central HP <5.4 tons | YORK | HRCU-A-CB (Split System: Heat Pump with Remote Outdoor Unit-Air-Source) | HH860E2S11 | ADP |  | H,YE2K*60+TXV | TM9V100C16MP12 | 43000 | 17 | 8.45 | 42000 | 32800 | 78.1% | 2 | 0 | 11.5 |  |  |  | No | R-454B | 3.5833 | Residential & Commercial | Ducted CEE Tier 1
215425655 | Central HP <5.4 tons | YORK | HRCU-A-CB (Split System: Heat Pump with Remote Outdoor Unit-Air-Source) | HH824E2S11 | ADP |  | H,YE32*30+TXV | TM8E040A12MP11 | 22200 | 16 | 8.65 | 20800 | 16800 | 80.77% | 1.94 | 0 | 11.5 |  |  |  | No | R-454B | 1.85 | Residential & Commercial | Ducted CEE Tier 1
215425666 | Central HP <5.4 tons | YORK | HRCU-A-CB (Split System: Heat Pump with Remote Outdoor Unit-Air-Source) | HH824E2S11 | ADP |  | H,YE24*36+TXV | TM8E080B12MP11 | 21800 | 17 | 8.55 | 21200 | 17500 | 82.55% | 1.92 | 0 | 11 |  |  |  | No | R-454B | 1.8167 | Residential & Commercial | Ducted CEE Tier 1
215425680 | Central HP <5.4 tons | YORK | HRCU-A-CB (Split System: Heat Pump with Remote Outdoor Unit-Air-Source) | HH824E2S11 | ADP |  | H,YE24*36+TXV | TM8V080B12MP12 | 21800 | 17 | 8.5 | 21200 | 17700 | 83.49% | 1.92 | 0 | 10 |  |  |  | No | R-454B | 1.8167 | Residential & Commercial | Ducted CEE Tier 1
215424569 | Central HP <5.4 tons | YORK | HRCU-A-CB (Split System: Heat Pump with Remote Outdoor Unit-Air-Source) | HH824E2S11 | ADP |  | H,YE7J*36+TXV | TM9V080B12MP12 | 22400 | 17 | 8.8 | 21400 | 17300 | 80.84% | 1.96 | 0 | 11.5 |  |  |  | No | R-454B | 1.8667 | Residential & Commercial | Ducted CEE Tier 1
215424578 | Central HP <5.4 tons | YORK | HRCU-A-CB (Split System: Heat Pump with Remote Outdoor Unit-Air-Source) | HH824E2S11 | ADP |  | H,YE7J*36+TXV | TM9Y040A10MP11 | 22400 | 16 | 8.3 | 21000 | 16900 | 80.48% | 1.96 | 0 | 10.5 |  |  |  | No | R-454B | 1.8667 | Residential & Commercial | Ducted CEE Tier 1
215424612 | Central HP <5.4 tons | YORK | HRCU-A-CB (Split System: Heat Pump with Remote Outdoor Unit-Air-Source) | HH824E2S11 | ADP |  | H,YE32*36+TXV | Y81E080B12SMPS1 | 22200 | 18 | 9.1 | 21200 | 17500 | 82.55% | 1.94 | 0 | 11 |  |  |  | No | R-454B | 1.85 | Residential & Commercial | Ducted CEE Tier 1
215424626 | Central HP <5.4 tons | YORK | HRCU-A-CB (Split System: Heat Pump with Remote Outdoor Unit-Air-Source) | HH824E2S11 | ADP |  | H,YE31*24+TXV | Y82E060A12LMPS1 | 21800 | 18 | 8.5 | 21200 | 17300 | 81.6% | 1.9 | 0 | 11 |  |  |  | No | R-454B | 1.8167 | Residential & Commercial | Ducted CEE Tier 1
215424689 | Central HP <5.4 tons | YORK | HRCU-A-CB (Split System: Heat Pump with Remote Outdoor Unit-Air-Source) | HH824E2S11 | ADP |  | H,YE31*24+TXV | YP9C060B12MP13 | 21800 | 17 | 8.5 | 21200 | 17200 | 81.13% | 1.9 | 0 | 11 |  |  |  | No | R-454B | 1.8167 | Residential & Commercial | Ducted CEE Tier 1
215423814 | Central HP <5.4 tons | YORK | HRCU-A-CB (Split System: Heat Pump with Remote Outdoor Unit-Air-Source) | HH860E2S11 | ADP |  | H,YE3K*60+TXV | TM9V100C20MP12 | 44000 | 18 | 8.5 | 43000 | 33400 | 77.67% | 2 | 0 | 11 |  |  |  | No | R-454B | 3.6667 | Residential & Commercial | Ducted CEE Tier 1
215423829 | Central HP <5.4 tons | YORK | HRCU-A-CB (Split System: Heat Pump with Remote Outdoor Unit-Air-Source) | HH860E2S11 | ADP |  | H,YE48*48+TXV | TM9V120D20MP12 | 44000 | 18 | 8.5 | 42000 | 33000 | 78.57% | 2 | 0 | 11.7 |  |  |  | No | R-454B | 3.6667 | Residential & Commercial | Ducted CEE Tier 1
215423831 | Central HP <5.4 tons | YORK | HRCU-A-CB (Split System: Heat Pump with Remote Outdoor Unit-Air-Source) | HH860E2S11 | ADP |  | H,YE54*60+TXV | TM9V120D20MP12 | 53000 | 19 | 8.5 | 52500 | 39000 | 74.29% | 2 | 0 | 11 |  |  |  | No | R-454B | 4.4167 | Residential & Commercial | Ducted CEE Tier 1
215423848 | Central HP <5.4 tons | YORK | HRCU-A-CB (Split System: Heat Pump with Remote Outdoor Unit-Air-Source) | HH860E2S11 | ADP |  | H,YE54*60+TXV | TM9Y080C16MP11 | 44000 | 17 | 8.5 | 42500 | 33400 | 78.59% | 2 | 0 | 11 |  |  |  | No | R-454B | 3.6667 | Residential & Commercial | Ducted CEE Tier 1
215423880 | Central HP <5.4 tons | YORK | HRCU-A-CB (Split System: Heat Pump with Remote Outdoor Unit-Air-Source) | HH860E2S11 | ADP |  | H,YE55*60+TXV | TM9Y100C20MP11 | 52500 | 18 | 8.5 | 52500 | 39000 | 74.29% | 2 | 0 | 11 |  |  |  | No | R-454B | 4.375 | Residential & Commercial | Ducted CEE Tier 1
215423912 | Central HP <5.4 tons | YORK | HRCU-A-CB (Split System: Heat Pump with Remote Outdoor Unit-Air-Source) | HH860E2S11 | ADP |  | H,YE74*48+TXV | Y81E080C16SMPS1 | 44500 | 18 | 8.5 | 42500 | 33000 | 77.65% | 2 | 0 | 12 |  |  |  | No | R-454B | 3.7083 | Residential & Commercial | Ducted CEE Tier 1
215423914 | Central HP <5.4 tons | YORK | HRCU-A-CB (Split System: Heat Pump with Remote Outdoor Unit-Air-Source) | HH860E2S11 | ADP |  | H,YE86*60+TXV | Y81E080C16SMPS1 | 44500 | 18 | 8.5 | 42500 | 33000 | 77.65% | 2 | 0 | 12 |  |  |  | No | R-454B | 3.7083 | Residential & Commercial | Ducted CEE Tier 1
215423929 | Central HP <5.4 tons | YORK | HRCU-A-CB (Split System: Heat Pump with Remote Outdoor Unit-Air-Source) | HH860E2S11 | ADP |  | H,YE36*60+TXV-BLEED | Y81E100C16SMPS1 | 43500 | 17 | 8.4 | 42000 | 32800 | 78.1% | 1.98 | 0 | 11.7 |  |  |  | No | R-454B | 3.625 | Residential & Commercial | Ducted CEE Tier 1
213077627 | Central HP <5.4 tons | AIRQUEST | HRCU-A-CB (Split System: Heat Pump with Remote Outdoor Unit-Air-Source) | DLCURAH36ABK |  |  | EA*4X42L24A* | *96VTN1002120B* | 35400 | 16.5 | 8.1 | 38500 | 35000 | 90.91% | 1.88 | 0 | 10 |  |  |  | No | R-410A | 2.95 | Residential & Commercial | Ducted CEE Tier 1
213077807 | Central HP <5.4 tons | AIRQUEST | HRCU-A-CB (Split System: Heat Pump with Remote Outdoor Unit-Air-Source) | DLCURAH36ABK |  |  | EN(A,D)4X48L24** | *96VTN1202422B* | 35800 | 16.5 | 8.1 | 38500 | 35000 | 90.91% | 2 | 0 | 10 |  |  |  | No | R-410A | 2.9833 | Residential & Commercial | Ducted CEE Tier 1
213078060 | Central HP <5.4 tons | AIRQUEST | HRCU-A-CB (Split System: Heat Pump with Remote Outdoor Unit-Air-Source) | DLCURAH36ABK |  |  | EA*4X37L17A* | *80MS(N,L)0701716A* | 36000 | 15.5 | 8.5 | 38500 | 35000 | 90.91% | 2 | 0 | 10 |  |  |  | No | R-410A | 3 | Residential & Commercial | Ducted CEE Tier 1
213079780 | Central HP <5.4 tons | AIRQUEST | HRCU-A-CB (Split System: Heat Pump with Remote Outdoor Unit-Air-Source) | DLCURAH36ABK |  |  | EA*4X43L21A* | *92MSN1002120A* | 36600 | 16.5 | 8.5 | 38000 | 34800 | 91.58% | 2.08 | 0 | 10 |  |  |  | No | R-410A | 3.05 | Residential & Commercial | Ducted CEE Tier 1
213079866 | Central HP <5.4 tons | AIRQUEST | HRCU-A-CB (Split System: Heat Pump with Remote Outdoor Unit-Air-Source) | DLCURAH36ABK |  |  | EA*4X42L24A* | *92MSN1002122A* | 35400 | 16.5 | 8.1 | 38500 | 35000 | 90.91% | 1.9 | 0 | 10 |  |  |  | No | R-410A | 2.95 | Residential & Commercial | Ducted CEE Tier 1
213080066 | Central HP <5.4 tons | AIRQUEST | HRCU-A-CB (Split System: Heat Pump with Remote Outdoor Unit-Air-Source) | DLCURAH36ABK |  |  | EA*4X48L21A* | *96MSN0801716A* | 35800 | 15.5 | 8.5 | 38000 | 34800 | 91.58% | 2.02 | 0 | 10 |  |  |  | No | R-410A | 2.9833 | Residential & Commercial | Ducted CEE Tier 1
213080150 | Central HP <5.4 tons | AIRQUEST | HRCU-A-CB (Split System: Heat Pump with Remote Outdoor Unit-Air-Source) | DLCURAH36ABK |  |  | EA*4X37L21A* | *96MSN0802120A* | 36400 | 16 | 8.5 | 38000 | 34800 | 91.58% | 2.06 | 0 | 10 |  |  |  | No | R-410A | 3.0333 | Residential & Commercial | Ducted CEE Tier 1
215293310 | Central HP <5.4 tons | AIRQUEST | HRCU-A-CB (Split System: Heat Pump with Remote Outdoor Unit-Air-Source) | DLCURAH24ABK | ADP |  | H,GE8J936 | *96VTN1002122B* | 23600 | 17 | 8.5 | 24800 | 23400 | 94.35% | 1.98 | 0 | 10.5 |  |  |  | No | R-410A | 1.9667 | Residential & Commercial | Ducted CEE Tier 1
215293309 | Central HP <5.4 tons | AIRQUEST | HRCU-A-CB (Split System: Heat Pump with Remote Outdoor Unit-Air-Source) | DLCURAH24ABK | ADP |  | HG8J936 | *96VTN1002122B* | 23600 | 17 | 8.5 | 24800 | 23400 | 94.35% | 1.98 | 0 | 10.5 |  |  |  | No | R-410A | 1.9667 | Residential & Commercial | Ducted CEE Tier 1
216453112 | Central HP <5.4 tons | AMERICAN STANDARD | HRCU-A-CB (Split System: Heat Pump with Remote Outdoor Unit-Air-Source) | 5A6V0X36A1 |  |  | 5PX*D010AS3 | S8V2D120M5PCB | 36200 | 21 | 10 | 32000 | 24600 | 76.88% | 2.2 | 0 | 13 |  |  |  | No | R-454B | 3.0167 | Residential & Commercial | Ducted CEE Tier 1
215423945 | Central HP <5.4 tons | YORK | HRCU-A-CB (Split System: Heat Pump with Remote Outdoor Unit-Air-Source) | HH860E2S11 | ADP |  | H,YE86*60+TXV | Y81E100C16SMPS1 | 44000 | 18 | 8.5 | 42000 | 32800 | 78.1% | 2 | 0 | 12 |  |  |  | No | R-454B | 3.6667 | Residential & Commercial | Ducted CEE Tier 1
215423964 | Central HP <5.4 tons | YORK | HRCU-A-CB (Split System: Heat Pump with Remote Outdoor Unit-Air-Source) | HH860E2S11 | ADP |  | H,YE2K*48+TXV | Y81E120C16SMPS1 | 43500 | 17 | 8.45 | 42000 | 32600 | 77.62% | 2 | 0 | 11.7 |  |  |  | No | R-454B | 3.625 | Residential & Commercial | Ducted CEE Tier 1
215423997 | Central HP <5.4 tons | YORK | HRCU-A-CB (Split System: Heat Pump with Remote Outdoor Unit-Air-Source) | HH860E2S11 | ADP |  | H,YE54*60+TXV | Y81E130D20SMPS1 | 54000 | 19 | 8.5 | 52500 | 39000 | 74.29% | 2 | 0 | 11.7 |  |  |  | No | R-454B | 4.5 | Residential & Commercial | Ducted CEE Tier 1
215424013 | Central HP <5.4 tons | YORK | HRCU-A-CB (Split System: Heat Pump with Remote Outdoor Unit-Air-Source) | HH860E2S11 | ADP |  | H,YE54*48+TXV | Y91E080C16SMPS1 | 45000 | 18 | 8.5 | 45000 | 33400 | 74.22% | 2 | 0 | 11.7 |  |  |  | No | R-454B | 3.75 | Residential & Commercial | Ducted CEE Tier 1
215424031 | Central HP <5.4 tons | YORK | HRCU-A-CB (Split System: Heat Pump with Remote Outdoor Unit-Air-Source) | HH860E2S11 | ADP |  | H,YE54*48+TXV | Y91E080C20SMPS1 | 44500 | 18 | 8.5 | 44500 | 33000 | 74.16% | 2 | 0 | 12 |  |  |  | No | R-454B | 3.7083 | Residential & Commercial | Ducted CEE Tier 1
215424062 | Central HP <5.4 tons | YORK | HRCU-A-CB (Split System: Heat Pump with Remote Outdoor Unit-Air-Source) | HH860E2S11 | ADP |  | H,YE2K*60+TXV | Y91E100C20SMPS1 | 45500 | 17 | 8.45 | 45000 | 33600 | 74.67% | 2 | 0 | 11.7 |  |  |  | No | R-454B | 3.7917 | Residential & Commercial | Ducted CEE Tier 1
215424096 | Central HP <5.4 tons | YORK | HRCU-A-CB (Split System: Heat Pump with Remote Outdoor Unit-Air-Source) | HH860E2S11 | ADP |  | H,YE2K*60+TXV | YP9C080C16MP13 | 43000 | 17 | 8.45 | 42000 | 33000 | 78.57% | 2 | 0 | 10.5 |  |  |  | No | R-454B | 3.5833 | Residential & Commercial | Ducted CEE Tier 1
215424097 | Central HP <5.4 tons | YORK | HRCU-A-CB (Split System: Heat Pump with Remote Outdoor Unit-Air-Source) | HH860E2S11 | ADP |  | H,YE3K*60+TXV | YP9C080C16MP13 | 43500 | 17 | 8.5 | 42000 | 33000 | 78.57% | 2 | 0 | 11 |  |  |  | No | R-454B | 3.625 | Residential & Commercial | Ducted CEE Tier 1
215424690 | Central HP <5.4 tons | YORK | HRCU-A-CB (Split System: Heat Pump with Remote Outdoor Unit-Air-Source) | HH824E2S11 | ADP |  | H,YE31*30+TXV | YP9C060B12MP13 | 21800 | 17 | 8.5 | 21200 | 17200 | 81.13% | 1.9 | 0 | 11 |  |  |  | No | R-454B | 1.8167 | Residential & Commercial | Ducted CEE Tier 1
215424692 | Central HP <5.4 tons | YORK | HRCU-A-CB (Split System: Heat Pump with Remote Outdoor Unit-Air-Source) | HH824E2S11 | ADP |  | H,YE33*36+TXV | YP9C060B12MP13 | 22400 | 17 | 8.8 | 21400 | 17200 | 80.37% | 1.96 | 0 | 11 |  |  |  | No | R-454B | 1.8667 | Residential & Commercial | Ducted CEE Tier 1
215425644 | Central HP <5.4 tons | YORK | HRCU-A-CB (Split System: Heat Pump with Remote Outdoor Unit-Air-Source) | HH824E2S11 | ADP |  | H,YE24*24+TXV | TL9E060B12UH11 | 21800 | 17 | 8.5 | 21200 | 17700 | 83.49% | 1.92 | 0 | 11 |  |  |  | No | R-454B | 1.8167 | Residential & Commercial | Ducted CEE Tier 1
213686117 | Central HP <5.4 tons | LENNOX | HRCU-A-CB (Split System: Heat Pump with Remote Outdoor Unit-Air-Source) | SL25XPV-036-230A** | ADP |  | PL36H210P169 | EL297UH090XV36C* | 33600 | 22 | 8.7 | 32800 | 26400 | 80.49% | 1.8 | 0 | 13 |  |  |  | No | R-410A | 2.8 | Residential & Commercial | Ducted CEE Tier 1
215424450 | Central HP <5.4 tons | YORK | HRCU-A-CB (Split System: Heat Pump with Remote Outdoor Unit-Air-Source) | HH824E2S11 | ADP |  | H,YE7J*36+TXV | TM8E040A12MP11 | 22400 | 16 | 8.8 | 21000 | 16800 | 80% | 1.96 | 0 | 11.5 |  |  |  | No | R-454B | 1.8667 | Residential & Commercial | Ducted CEE Tier 1
215424481 | Central HP <5.4 tons | YORK | HRCU-A-CB (Split System: Heat Pump with Remote Outdoor Unit-Air-Source) | HH824E2S11 | ADP |  | H,YE31*30+TXV | TM8V080B12MP12 | 21800 | 17 | 8.5 | 21200 | 17700 | 83.49% | 1.9 | 0 | 10 |  |  |  | No | R-454B | 1.8167 | Residential & Commercial | Ducted CEE Tier 1
215424482 | Central HP <5.4 tons | YORK | HRCU-A-CB (Split System: Heat Pump with Remote Outdoor Unit-Air-Source) | HH824E2S11 | ADP |  | H,YE32*36+TXV | TM8V080B12MP12 | 22200 | 17 | 8.65 | 21200 | 17700 | 83.49% | 1.94 | 0 | 10.5 |  |  |  | No | R-454B | 1.85 | Residential & Commercial | Ducted CEE Tier 1
215869115 | Central HP <5.4 tons | AMERICAN STANDARD | HRCU-A-CB (Split System: Heat Pump with Remote Outdoor Unit-Air-Source) | 5A6V8X48A1 |  |  | 5PX*B006AS3 | S9V2B060U4VSB+LRP | 44500 | 18.1 | 8.5 | 46000 | 35400 | 76.96% | 2.1 | 0 | 10 |  |  |  | No | R-454B | 3.7083 | Residential & Commercial | Ducted CEE Tier 1
215374883 | Central HP <5.4 tons | Durastar | HRCU-A-CB (Split System: Heat Pump with Remote Outdoor Unit-Air-Source) | DRA1H24S2A |  |  | DRAM24F2A |  | 23000 | 18.7 | 10 | 26000 | 23600 | 90.77% | 2.16 | 0 | 12 |  |  |  | No | R-454B | 1.9167 | Residential & Commercial | Ducted CEE Tier 1
215869121 | Central HP <5.4 tons | AMERICAN STANDARD | HRCU-A-CB (Split System: Heat Pump with Remote Outdoor Unit-Air-Source) | 5A6V8X48A1 |  |  | 5TXCB006AS3 | S9V2B060U4VSB+LRP | 44500 | 18.1 | 8.5 | 46000 | 35400 | 76.96% | 2.1 | 0 | 10 |  |  |  | No | R-454B | 3.7083 | Residential & Commercial | Ducted CEE Tier 1
215869123 | Central HP <5.4 tons | AMERICAN STANDARD | HRCU-A-CB (Split System: Heat Pump with Remote Outdoor Unit-Air-Source) | 5A6V8X48A1 |  |  | 5TXCC007AS3 | S9V2C100U5VSB+LRP | 45500 | 18.1 | 8.5 | 46000 | 35200 | 76.52% | 2.1 | 0 | 10 |  |  |  | No | R-454B | 3.7917 | Residential & Commercial | Ducted CEE Tier 1
213080282 | Central HP <5.4 tons | AIRQUEST | HRCU-A-CB (Split System: Heat Pump with Remote Outdoor Unit-Air-Source) | DLCURAH36ABK |  |  | EA*4X37L21A* | *96MSN1002120A* | 36600 | 16 | 8.5 | 38500 | 34800 | 90.39% | 2.1 | 0 | 10 |  |  |  | No | R-410A | 3.05 | Residential & Commercial | Ducted CEE Tier 1
213078412 | Central HP <5.4 tons | AIRQUEST | HRCU-A-CB (Split System: Heat Pump with Remote Outdoor Unit-Air-Source) | DLCURAH36ABK |  |  | EA*4X42L21A* | *80MS(N,L)0902116A* | 35200 | 16.5 | 8.1 | 38500 | 35000 | 90.91% | 1.88 | 0 | 10 |  |  |  | No | R-410A | 2.9333 | Residential & Commercial | Ducted CEE Tier 1
213078596 | Central HP <5.4 tons | AIRQUEST | HRCU-A-CB (Split System: Heat Pump with Remote Outdoor Unit-Air-Source) | DLCURAH36ABK |  |  | EN(A,D)4X48L24** | *80MS(N,L)0902420A* | 36000 | 16.5 | 8.1 | 38500 | 34800 | 90.39% | 2.02 | 0 | 10.5 |  |  |  | No | R-410A | 3 | Residential & Commercial | Ducted CEE Tier 1
213077973 | Central HP <5.4 tons | DAY & NIGHT | HRCU-A-CB (Split System: Heat Pump with Remote Outdoor Unit-Air-Source) | DLCURAH36ABK |  |  | EA*4X43L21A* | *80MS(N,L)0701712A* | 36200 | 16 | 8.5 | 38000 | 34800 | 91.58% | 2.04 | 0 | 10 |  |  |  | No | R-410A | 3.0167 | Residential & Commercial | Ducted CEE Tier 1
213078357 | Central HP <5.4 tons | DAY & NIGHT | HRCU-A-CB (Split System: Heat Pump with Remote Outdoor Unit-Air-Source) | DLCURAH36ABK |  |  | END4X42L17** | *80MS(N,L)0901714A* | 35600 | 16 | 8.1 | 38500 | 35000 | 90.91% | 1.94 | 0 | 10 |  |  |  | No | R-410A | 2.9667 | Residential & Commercial | Ducted CEE Tier 1
215294647 | Central HP <5.4 tons | AIRQUEST | HRCU-A-CB (Split System: Heat Pump with Remote Outdoor Unit-Air-Source) | DLCURAH36ABK | ADP |  | H,GG37936 | *92MSN0601714A* | 35600 | 16 | 8.5 | 36200 | 34400 | 95.03% | 2.02 | 0 | 10 |  |  |  | No | R-410A | 2.9667 | Residential & Commercial | Ducted CEE Tier 1
215294663 | Central HP <5.4 tons | AIRQUEST | HRCU-A-CB (Split System: Heat Pump with Remote Outdoor Unit-Air-Source) | DLCURAH36ABK | ADP |  | H,GE80936 | *92MSN0601714A* | 35600 | 16 | 8.5 | 36200 | 34400 | 95.03% | 2.02 | 0 | 10 |  |  |  | No | R-410A | 2.9667 | Residential & Commercial | Ducted CEE Tier 1
215424112 | Central HP <5.4 tons | YORK | HRCU-A-CB (Split System: Heat Pump with Remote Outdoor Unit-Air-Source) | HH860E2S11 | ADP |  | H,YE37*60+TXV | YP9C100C16MP13 | 43500 | 17 | 8.5 | 42000 | 32800 | 78.1% | 2 | 0 | 11.7 |  |  |  | No | R-454B | 3.625 | Residential & Commercial | Ducted CEE Tier 1
215424113 | Central HP <5.4 tons | YORK | HRCU-A-CB (Split System: Heat Pump with Remote Outdoor Unit-Air-Source) | HH860E2S11 | ADP |  | H,YE2K*48+TXV | YP9C100C16MP13 | 43000 | 17 | 8.45 | 42000 | 32800 | 78.1% | 2 | 0 | 11.5 |  |  |  | No | R-454B | 3.5833 | Residential & Commercial | Ducted CEE Tier 1
215424148 | Central HP <5.4 tons | YORK | HRCU-A-CB (Split System: Heat Pump with Remote Outdoor Unit-Air-Source) | HH860E2S11 | ADP |  | H,YE55*60+TXV | YP9C120D20MP13 | 53000 | 19 | 8.5 | 52500 | 39000 | 74.29% | 2 | 0 | 11 |  |  |  | No | R-454B | 4.4167 | Residential & Commercial | Ducted CEE Tier 1
215425366 | Central HP <5.4 tons | YORK | HRCU-A-CB (Split System: Heat Pump with Remote Outdoor Unit-Air-Source) | HH860E2S11 | ADP |  | H,YE3K*48+TXV | TM8E120C16MP11 | 44500 | 18 | 8.5 | 43500 | 33800 | 77.7% | 2 | 0 | 11 |  |  |  | No | R-454B | 3.7083 | Residential & Commercial | Ducted CEE Tier 1
215425385 | Central HP <5.4 tons | YORK | HRCU-A-CB (Split System: Heat Pump with Remote Outdoor Unit-Air-Source) | HH860E2S11 | ADP |  | H,YE49*48+TXV | TM8V080C16MP12 | 43500 | 18 | 8.5 | 42000 | 32800 | 78.1% | 2 | 0 | 11.7 |  |  |  | No | R-454B | 3.625 | Residential & Commercial | Ducted CEE Tier 1
215425434 | Central HP <5.4 tons | YORK | HRCU-A-CB (Split System: Heat Pump with Remote Outdoor Unit-Air-Source) | HH860E2S11 | ADP |  | H,YE3K*48+TXV | TM8Y120C20MP11 | 44500 | 18 | 8.5 | 43000 | 33400 | 77.67% | 2 | 0 | 11.7 |  |  |  | No | R-454B | 3.7083 | Residential & Commercial | Ducted CEE Tier 1
215425436 | Central HP <5.4 tons | YORK | HRCU-A-CB (Split System: Heat Pump with Remote Outdoor Unit-Air-Source) | HH860E2S11 | ADP |  | H,YE37*48+TXV | TM9E080C16MP12 | 44500 | 17 | 8.5 | 43500 | 34000 | 78.16% | 2 | 0 | 11 |  |  |  | No | R-454B | 3.7083 | Residential & Commercial | Ducted CEE Tier 1
215425450 | Central HP <5.4 tons | YORK | HRCU-A-CB (Split System: Heat Pump with Remote Outdoor Unit-Air-Source) | HH860E2S11 | ADP |  | H,YE72*48+TXV | TM9E100C16MP12 | 44500 | 18 | 8.5 | 44000 | 34000 | 77.27% | 2 | 0 | 11 |  |  |  | No | R-454B | 3.7083 | Residential & Commercial | Ducted CEE Tier 1
216440420 | Central HP <5.4 tons | TRANE | HRCU-A-CB (Split System: Heat Pump with Remote Outdoor Unit-Air-Source) | 5TWV0X60A1 |  |  | 5PX*C007AS3 | S9V2C100U5VSB+LRP | 51500 | 18.4 | 9 | 54500 | 38500 | 70.64% | 2 | 0 | 10 |  |  |  | No | R-454B | 4.2917 | Residential & Commercial | Ducted CEE Tier 1
216440454 | Central HP <5.4 tons | TRANE | HRCU-A-CB (Split System: Heat Pump with Remote Outdoor Unit-Air-Source) | 5TWV0X60A1 |  |  | 5PX*D008AS3 | S9V2C100U5PSC+LRP | 52000 | 18.6 | 9 | 54500 | 38500 | 70.64% | 2 | 0 | 10 |  |  |  | No | R-454B | 4.3333 | Residential & Commercial | Ducted CEE Tier 1
216440472 | Central HP <5.4 tons | TRANE | HRCU-A-CB (Split System: Heat Pump with Remote Outdoor Unit-Air-Source) | 5TWV0X60A1 |  |  | 5PX*D010AS3+P0V0C000M50SD+LRP |  | 53000 | 19 | 9.4 | 53500 | 37800 | 70.65% | 2 | 0 | 10.5 |  |  |  | No | R-454B | 4.4167 | Residential & Commercial | Ducted CEE Tier 1
215425486 | Central HP <5.4 tons | YORK | HRCU-A-CB (Split System: Heat Pump with Remote Outdoor Unit-Air-Source) | HH860E2S11 | ADP |  | H,YE72*48+TXV | TM9V100C20MP12 | 44000 | 18 | 8.5 | 42500 | 33200 | 78.12% | 2 | 0 | 11.7 |  |  |  | No | R-454B | 3.6667 | Residential & Commercial | Ducted CEE Tier 1
216439950 | Central HP <5.4 tons | TRANE | HRCU-A-CB (Split System: Heat Pump with Remote Outdoor Unit-Air-Source) | 5TWV0X24A1 |  |  | 5PX*B003AS3 | S9V2B040D3VSB+LRP | 19200 | 17.1 | 9 | 22800 | 16900 | 74.12% | 2 | 0 | 11 |  |  |  | No | R-454B | 1.6 | Residential & Commercial | Ducted CEE Tier 1
207573656 | Central HP <5.4 tons | DAY & NIGHT | HRCU-A-CB (Split System: Heat Pump with Remote Outdoor Unit-Air-Source) | CVH848GKA2* | ADP |  | FG35948 | *80CSU0802120A* | 45500 | 17 | 8.5 | 45000 | 32800 | 72.89% | 2.32 | 10.5 | 10 |  |  |  | No | R-410A | 3.7917 | Residential & Commercial | Ducted CEE Tier 1
215423473 | Central HP <5.4 tons | YORK | HRCU-A-CB (Split System: Heat Pump with Remote Outdoor Unit-Air-Source) | HH860E2S11 | ADP |  | H,YE49*60+TXV | TL9E100C20UH11 | 52000 | 19 | 8.5 | 51500 | 38000 | 73.79% | 2 | 0 | 11 |  |  |  | No | R-454B | 4.3333 | Residential & Commercial | Ducted CEE Tier 1
215423493 | Central HP <5.4 tons | YORK | HRCU-A-CB (Split System: Heat Pump with Remote Outdoor Unit-Air-Source) | HH860E2S11 | ADP |  | H,YE86*60+TXV | TM8E080C16MP11 | 44500 | 18 | 8.5 | 43500 | 33800 | 77.7% | 2 | 0 | 11 |  |  |  | No | R-454B | 3.7083 | Residential & Commercial | Ducted CEE Tier 1
215423550 | Central HP <5.4 tons | YORK | HRCU-A-CB (Split System: Heat Pump with Remote Outdoor Unit-Air-Source) | HH860E2S11 | ADP |  | H,YE49*60+TXV | TM8E120C16MP11 | 44500 | 18 | 8.5 | 43500 | 33800 | 77.7% | 2 | 0 | 11 |  |  |  | No | R-454B | 3.7083 | Residential & Commercial | Ducted CEE Tier 1
215423568 | Central HP <5.4 tons | YORK | HRCU-A-CB (Split System: Heat Pump with Remote Outdoor Unit-Air-Source) | HH860E2S11 | ADP |  | H,YE37*60+TXV | TM8E130D20MP11 | 53000 | 18 | 8.35 | 53000 | 39500 | 74.53% | 1.98 | 0 | 10.5 |  |  |  | No | R-454B | 4.4167 | Residential & Commercial | Ducted CEE Tier 1
215423573 | Central HP <5.4 tons | YORK | HRCU-A-CB (Split System: Heat Pump with Remote Outdoor Unit-Air-Source) | HH860E2S11 | ADP |  | H,YE54*60+TXV | TM8E130D20MP11 | 54000 | 19 | 8.5 | 53000 | 39500 | 74.53% | 2 | 0 | 11 |  |  |  | No | R-454B | 4.5 | Residential & Commercial | Ducted CEE Tier 1
210597139 | Central HP <5.4 tons | COMFORTMAKER | HRCU-A-CB (Split System: Heat Pump with Remote Outdoor Unit-Air-Source) | CVH825GKA2* |  |  | END4X42L17**+WALLCON | *80CTL0901716A* | 24000 | 17 | 8.1 | 21400 | 16600 | 77.57% | 2 | 0 | 11.5 |  |  |  | No | R-410A | 2 | Residential & Commercial | Ducted CEE Tier 1
215423577 | Central HP <5.4 tons | YORK | HRCU-A-CB (Split System: Heat Pump with Remote Outdoor Unit-Air-Source) | HH860E2S11 | ADP |  | H,YE86*60+TXV | TM8E130D20MP11 | 54000 | 19 | 8.5 | 53000 | 39500 | 74.53% | 2 | 0 | 11 |  |  |  | No | R-454B | 4.5 | Residential & Commercial | Ducted CEE Tier 1
215423600 | Central HP <5.4 tons | YORK | HRCU-A-CB (Split System: Heat Pump with Remote Outdoor Unit-Air-Source) | HH860E2S11 | ADP |  | H,YE37*60+TXV | TM8V100C16MP12 | 43500 | 17 | 8.5 | 42000 | 32800 | 78.1% | 2 | 0 | 11.7 |  |  |  | No | R-454B | 3.625 | Residential & Commercial | Ducted CEE Tier 1
215423607 | Central HP <5.4 tons | YORK | HRCU-A-CB (Split System: Heat Pump with Remote Outdoor Unit-Air-Source) | HH860E2S11 | ADP |  | H,YE54*48+TXV | TM8V100C16MP12 | 43500 | 18 | 8.5 | 42000 | 32800 | 78.1% | 2 | 0 | 11.7 |  |  |  | No | R-454B | 3.625 | Residential & Commercial | Ducted CEE Tier 1
215423618 | Central HP <5.4 tons | YORK | HRCU-A-CB (Split System: Heat Pump with Remote Outdoor Unit-Air-Source) | HH860E2S11 | ADP |  | H,YE3K*60+TXV | TM8V100C20MP12 | 44500 | 18 | 8.5 | 43000 | 33400 | 77.67% | 2 | 0 | 11 |  |  |  | No | R-454B | 3.7083 | Residential & Commercial | Ducted CEE Tier 1
215423632 | Central HP <5.4 tons | YORK | HRCU-A-CB (Split System: Heat Pump with Remote Outdoor Unit-Air-Source) | HH860E2S11 | ADP |  | H,YE48*60+TXV-BLEED | TM8V120C20MP12 | 44000 | 18 | 8.5 | 42500 | 33200 | 78.12% | 2 | 0 | 11.7 |  |  |  | No | R-454B | 3.6667 | Residential & Commercial | Ducted CEE Tier 1
215423634 | Central HP <5.4 tons | YORK | HRCU-A-CB (Split System: Heat Pump with Remote Outdoor Unit-Air-Source) | HH860E2S11 | ADP |  | H,YE48*60+TXV | TM8V120C20MP12 | 44000 | 18 | 8.5 | 42500 | 33200 | 78.12% | 2 | 0 | 11.7 |  |  |  | No | R-454B | 3.6667 | Residential & Commercial | Ducted CEE Tier 1
215423643 | Central HP <5.4 tons | YORK | HRCU-A-CB (Split System: Heat Pump with Remote Outdoor Unit-Air-Source) | HH860E2S11 | ADP |  | H,YE36*60+TXV | TM8Y080C16MP11 | 43500 | 17 | 8.4 | 42000 | 33000 | 78.57% | 1.98 | 0 | 11.5 |  |  |  | No | R-454B | 3.625 | Residential & Commercial | Ducted CEE Tier 1
215423652 | Central HP <5.4 tons | YORK | HRCU-A-CB (Split System: Heat Pump with Remote Outdoor Unit-Air-Source) | HH860E2S11 | ADP |  | H,YE54*60+TXV | TM8Y080C16MP11 | 44000 | 18 | 8.5 | 42000 | 33000 | 78.57% | 2 | 0 | 11.7 |  |  |  | No | R-454B | 3.6667 | Residential & Commercial | Ducted CEE Tier 1
215423682 | Central HP <5.4 tons | YORK | HRCU-A-CB (Split System: Heat Pump with Remote Outdoor Unit-Air-Source) | HH860E2S11 | ADP |  | H,YE48*48+TXV | TM8Y100C20MP11 | 44500 | 18 | 8.5 | 43000 | 33400 | 77.67% | 2 | 0 | 11.7 |  |  |  | No | R-454B | 3.7083 | Residential & Commercial | Ducted CEE Tier 1
215423707 | Central HP <5.4 tons | YORK | HRCU-A-CB (Split System: Heat Pump with Remote Outdoor Unit-Air-Source) | HH860E2S11 | ADP |  | H,YE2K*48+TXV | TM9E080C16MP12 | 44500 | 17 | 8.45 | 43500 | 34000 | 78.16% | 2 | 0 | 11 |  |  |  | No | R-454B | 3.7083 | Residential & Commercial | Ducted CEE Tier 1
215423725 | Central HP <5.4 tons | YORK | HRCU-A-CB (Split System: Heat Pump with Remote Outdoor Unit-Air-Source) | HH860E2S11 | ADP |  | H,YE48*60+TXV-BLEED | TM9E080C20MP12 | 53500 | 18 | 8.5 | 53000 | 39500 | 74.53% | 2 | 0 | 11 |  |  |  | No | R-454B | 4.4583 | Residential & Commercial | Ducted CEE Tier 1
215423734 | Central HP <5.4 tons | YORK | HRCU-A-CB (Split System: Heat Pump with Remote Outdoor Unit-Air-Source) | HH860E2S11 | ADP |  | H,YE36*48+TXV | TM9E100C16MP12 | 44000 | 17 | 8.4 | 44000 | 34000 | 77.27% | 1.98 | 0 | 10.5 |  |  |  | No | R-454B | 3.6667 | Residential & Commercial | Ducted CEE Tier 1
215423768 | Central HP <5.4 tons | YORK | HRCU-A-CB (Split System: Heat Pump with Remote Outdoor Unit-Air-Source) | HH860E2S11 | ADP |  | H,YE48*60+TXV | TM9E120D20MP12 | 53000 | 18 | 8.5 | 52500 | 39000 | 74.29% | 2 | 0 | 11 |  |  |  | No | R-454B | 4.4167 | Residential & Commercial | Ducted CEE Tier 1
215423782 | Central HP <5.4 tons | YORK | HRCU-A-CB (Split System: Heat Pump with Remote Outdoor Unit-Air-Source) | HH860E2S11 | ADP |  | H,YE48*60+TXV-BLEED | TM9V080C16MP12 | 43500 | 18 | 8.5 | 42000 | 33000 | 78.57% | 2 | 0 | 11 |  |  |  | No | R-454B | 3.625 | Residential & Commercial | Ducted CEE Tier 1
215423791 | Central HP <5.4 tons | YORK | HRCU-A-CB (Split System: Heat Pump with Remote Outdoor Unit-Air-Source) | HH860E2S11 | ADP |  | H,YE86*60+TXV | TM9V080C16MP12 | 43500 | 18 | 8.5 | 42000 | 33000 | 78.57% | 2 | 0 | 11 |  |  |  | No | R-454B | 3.625 | Residential & Commercial | Ducted CEE Tier 1
215423800 | Central HP <5.4 tons | YORK | HRCU-A-CB (Split System: Heat Pump with Remote Outdoor Unit-Air-Source) | HH860E2S11 | ADP |  | H,YE48*60+TXV-BLEED | TM9V100C16MP12 | 43500 | 18 | 8.5 | 42000 | 32800 | 78.1% | 2 | 0 | 11.7 |  |  |  | No | R-454B | 3.625 | Residential & Commercial | Ducted CEE Tier 1
215423387 | Central HP <5.4 tons | YORK | HRCU-A-CB (Split System: Heat Pump with Remote Outdoor Unit-Air-Source) | HH836E2S11 | ADP |  | H,YE35*36+TXV | Y81E100C20SMPS1 | 34200 | 18 | 8.5 | 30200 | 25000 | 82.78% | 2 | 0 | 11 |  |  |  | No | R-454B | 2.85 | Residential & Commercial | Ducted CEE Tier 1
215425309 | Central HP <5.4 tons | YORK | HRCU-A-CB (Split System: Heat Pump with Remote Outdoor Unit-Air-Source) | HH836E2S11 | ADP |  | H,YE1K*36+TXV | Y81E100B12SMPS1 | 33000 | 18 | 8.5 | 28800 | 24400 | 84.72% | 2 | 0 | 11.7 |  |  |  | No | R-454B | 2.75 | Residential & Commercial | Ducted CEE Tier 1
215425310 | Central HP <5.4 tons | YORK | HRCU-A-CB (Split System: Heat Pump with Remote Outdoor Unit-Air-Source) | HH836E2S11 | ADP |  | H,YE1K*36+TXV | Y81E100C16SMPS1 | 33400 | 19 | 8.5 | 29600 | 24800 | 83.78% | 2 | 0 | 11 |  |  |  | No | R-454B | 2.7833 | Residential & Commercial | Ducted CEE Tier 1
214594993 | Central HP <5.4 tons | JOHNSON CONTROLS | HRCU-A-CB (Split System: Heat Pump with Remote Outdoor Unit-Air-Source) | HH836E2S11 |  |  | CTF48C5CFS1 | Z8ES120C20SMPS1 | 34200 | 19 | 9 | 32000 | 25400 | 79.38% | 2 | 0 | 11 |  |  |  | No | R-454B | 2.85 | Residential & Commercial | Ducted CEE Tier 1
215424514 | Central HP <5.4 tons | YORK | HRCU-A-CB (Split System: Heat Pump with Remote Outdoor Unit-Air-Source) | HH824E2S11 | ADP |  | H,YE7J*30+TXV | TM9E040A10MP12 | 22400 | 16 | 8.8 | 21400 | 17700 | 82.71% | 1.96 | 0 | 10.5 |  |  |  | No | R-454B | 1.8667 | Residential & Commercial | Ducted CEE Tier 1
215424565 | Central HP <5.4 tons | YORK | HRCU-A-CB (Split System: Heat Pump with Remote Outdoor Unit-Air-Source) | HH824E2S11 | ADP |  | H,YE32*36+TXV | TM9V080B12MP12 | 22200 | 17 | 8.65 | 21200 | 17300 | 81.6% | 1.94 | 0 | 11.5 |  |  |  | No | R-454B | 1.85 | Residential & Commercial | Ducted CEE Tier 1
215424598 | Central HP <5.4 tons | YORK | HRCU-A-CB (Split System: Heat Pump with Remote Outdoor Unit-Air-Source) | HH824E2S11 | ADP |  | H,YE8J*36+TXV | TM9Y080B12MP11 | 23000 | 17 | 9 | 21400 | 18100 | 84.58% | 2 | 0 | 11.7 |  |  |  | No | R-454B | 1.9167 | Residential & Commercial | Ducted CEE Tier 1
215424614 | Central HP <5.4 tons | YORK | HRCU-A-CB (Split System: Heat Pump with Remote Outdoor Unit-Air-Source) | HH824E2S11 | ADP |  | H,YE7J*36+TXV-BLEED | Y81E080B12SMPS1 | 23000 | 18 | 9 | 21400 | 18100 | 84.58% | 2 | 0 | 12 |  |  |  | No | R-454B | 1.9167 | Residential & Commercial | Ducted CEE Tier 1
215424647 | Central HP <5.4 tons | YORK | HRCU-A-CB (Split System: Heat Pump with Remote Outdoor Unit-Air-Source) | HH824E2S11 | ADP |  | H,YE33*36+TXV | Y91E026A08SMPS1 | 22400 | 17 | 8.3 | 21400 | 16900 | 78.97% | 1.96 | 0 | 11.5 |  |  |  | No | R-454B | 1.8667 | Residential & Commercial | Ducted CEE Tier 1
215424648 | Central HP <5.4 tons | YORK | HRCU-A-CB (Split System: Heat Pump with Remote Outdoor Unit-Air-Source) | HH824E2S11 | ADP |  | H,YE7J*36+TXV-BLEED | Y91E026A08SMPS1 | 22400 | 17 | 8.3 | 21400 | 16900 | 78.97% | 1.96 | 0 | 11.5 |  |  |  | No | R-454B | 1.8667 | Residential & Commercial | Ducted CEE Tier 1
215424649 | Central HP <5.4 tons | YORK | HRCU-A-CB (Split System: Heat Pump with Remote Outdoor Unit-Air-Source) | HH824E2S11 | ADP |  | H,YE7J*30+TXV | Y91E026A08SMPS1 | 22400 | 17 | 8.3 | 21400 | 16900 | 78.97% | 1.96 | 0 | 11.5 |  |  |  | No | R-454B | 1.8667 | Residential & Commercial | Ducted CEE Tier 1
213772317 | Central HP <5.4 tons | HEIL | HRCU-A-CB (Split System: Heat Pump with Remote Outdoor Unit-Air-Source) | HVH825GKA2* |  |  | EHD4X42AAL+WALLCON | *80CTL1352422B* | 24200 | 16 | 8.1 | 21400 | 16600 | 77.57% | 2 | 0 | 10.5 |  |  |  | No | R-410A | 2.0167 | Residential & Commercial | Ducted CEE Tier 1
215423818 | Central HP <5.4 tons | YORK | HRCU-A-CB (Split System: Heat Pump with Remote Outdoor Unit-Air-Source) | HH860E2S11 | ADP |  | H,YE54*60+TXV | TM9V100C20MP12 | 52000 | 19 | 8.5 | 51500 | 38000 | 73.79% | 2 | 0 | 11 |  |  |  | No | R-454B | 4.3333 | Residential & Commercial | Ducted CEE Tier 1
215423852 | Central HP <5.4 tons | YORK | HRCU-A-CB (Split System: Heat Pump with Remote Outdoor Unit-Air-Source) | HH860E2S11 | ADP |  | H,YE84*60+TXV | TM9Y080C16MP11 | 44000 | 17 | 8.5 | 42500 | 33400 | 78.59% | 2 | 0 | 11 |  |  |  | No | R-454B | 3.6667 | Residential & Commercial | Ducted CEE Tier 1
215423859 | Central HP <5.4 tons | YORK | HRCU-A-CB (Split System: Heat Pump with Remote Outdoor Unit-Air-Source) | HH860E2S11 | ADP |  | H,YE2K*48+TXV | TM9Y100C16MP11 | 43500 | 16 | 8.45 | 42500 | 33400 | 78.59% | 2 | 0 | 10.5 |  |  |  | No | R-454B | 3.625 | Residential & Commercial | Ducted CEE Tier 1
215423861 | Central HP <5.4 tons | YORK | HRCU-A-CB (Split System: Heat Pump with Remote Outdoor Unit-Air-Source) | HH860E2S11 | ADP |  | H,YE3K*60+TXV | TM9Y100C16MP11 | 44000 | 16 | 8.5 | 42500 | 33400 | 78.59% | 2 | 0 | 11 |  |  |  | No | R-454B | 3.6667 | Residential & Commercial | Ducted CEE Tier 1
215423868 | Central HP <5.4 tons | YORK | HRCU-A-CB (Split System: Heat Pump with Remote Outdoor Unit-Air-Source) | HH860E2S11 | ADP |  | H,YE49*60+TXV | TM9Y100C16MP11 | 44000 | 17 | 8.5 | 42500 | 33400 | 78.59% | 2 | 0 | 11 |  |  |  | No | R-454B | 3.6667 | Residential & Commercial | Ducted CEE Tier 1
215423884 | Central HP <5.4 tons | YORK | HRCU-A-CB (Split System: Heat Pump with Remote Outdoor Unit-Air-Source) | HH860E2S11 | ADP |  | H,YE36*60+TXV-BLEED | TM9Y120D20MP11 | 51500 | 18 | 8.3 | 52500 | 39000 | 74.29% | 1.96 | 0 | 10.5 |  |  |  | No | R-454B | 4.2917 | Residential & Commercial | Ducted CEE Tier 1
215423943 | Central HP <5.4 tons | YORK | HRCU-A-CB (Split System: Heat Pump with Remote Outdoor Unit-Air-Source) | HH860E2S11 | ADP |  | H,YE74*48+TXV | Y81E100C16SMPS1 | 44000 | 18 | 8.5 | 42000 | 32800 | 78.1% | 2 | 0 | 12 |  |  |  | No | R-454B | 3.6667 | Residential & Commercial | Ducted CEE Tier 1
215423966 | Central HP <5.4 tons | YORK | HRCU-A-CB (Split System: Heat Pump with Remote Outdoor Unit-Air-Source) | HH860E2S11 | ADP |  | H,YE3K*60+TXV | Y81E120C16SMPS1 | 44000 | 17 | 8.5 | 41500 | 32600 | 78.55% | 2 | 0 | 12 |  |  |  | No | R-454B | 3.6667 | Residential & Commercial | Ducted CEE Tier 1
215676544 | Central HP <5.4 tons | BRYANT HEATING AND COOLING SYSTEMS | HRCU-A-CB (Split System: Heat Pump with Remote Outdoor Unit-Air-Source) | 290VAN048**AA* |  |  | CVAVA6021XMA*+UI | 987MC60080C21*** | 48000 | 19 | 9 | 50000 | 36800 | 73.6% | 2 | 0 | 10 |  |  |  | No | R-454B | 4 | Residential & Commercial | Ducted CEE Tier 1
208106632 | Central HP <5.4 tons | DIYCOOL | HRCU-A-CB (Split System: Heat Pump with Remote Outdoor Unit-Air-Source) | ACIQ-24-HPB |  |  | ACIQ-24-AHB |  | 24000 | 17.4 | 10 | 24000 | 22600 | 94.17% | 1.91 | 12.5 | 11.7 |  |  |  | No | R-410A | 2 | Residential & Commercial | Ducted CEE Tier 1
213772367 | Central HP <5.4 tons | HEIL | HRCU-A-CB (Split System: Heat Pump with Remote Outdoor Unit-Air-Source) | HVH825GKA2* |  |  | EHD4X42AAL+WALLCON | *97CMN1202422B* | 24200 | 16 | 8.1 | 21400 | 16600 | 77.57% | 2 | 0 | 10.5 |  |  |  | No | R-410A | 2.0167 | Residential & Commercial | Ducted CEE Tier 1
216013766 | Central HP <5.4 tons | YORK | HRCU-A-CB (Split System: Heat Pump with Remote Outdoor Unit-Air-Source) | HH824E2S11 | ADP |  | V,Y36H175P13*+TXV-BLEED | Y81E080B12SMPS1 | 23000 | 18 | 9 | 21400 | 18100 | 84.58% | 2 | 0 | 12 |  |  |  | No | R-454B | 1.9167 | Residential & Commercial | Ducted CEE Tier 1
215424443 | Central HP <5.4 tons | YORK | HRCU-A-CB (Split System: Heat Pump with Remote Outdoor Unit-Air-Source) | HH824E2S11 | ADP |  | H,YE8J*36+TXV | TL9E060B12UH11 | 23000 | 17 | 9 | 21400 | 17600 | 82.24% | 2 | 0 | 12 |  |  |  | No | R-454B | 1.9167 | Residential & Commercial | Ducted CEE Tier 1
215424454 | Central HP <5.4 tons | YORK | HRCU-A-CB (Split System: Heat Pump with Remote Outdoor Unit-Air-Source) | HH824E2S11 | ADP |  | H,YE31*30+TXV | TM8E060A12MP11 | 21800 | 17 | 8.5 | 21200 | 17500 | 82.55% | 1.9 | 0 | 11 |  |  |  | No | R-454B | 1.8167 | Residential & Commercial | Ducted CEE Tier 1
215424459 | Central HP <5.4 tons | YORK | HRCU-A-CB (Split System: Heat Pump with Remote Outdoor Unit-Air-Source) | HH824E2S11 | ADP |  | H,YE7J*36+TXV | TM8E060A12MP11 | 22400 | 17 | 8.8 | 21400 | 17500 | 81.78% | 1.96 | 0 | 11 |  |  |  | No | R-454B | 1.8667 | Residential & Commercial | Ducted CEE Tier 1
215424484 | Central HP <5.4 tons | YORK | HRCU-A-CB (Split System: Heat Pump with Remote Outdoor Unit-Air-Source) | HH824E2S11 | ADP |  | H,YE7J*36+TXV-BLEED | TM8V080B12MP12 | 22400 | 17 | 8.8 | 21400 | 17700 | 82.71% | 1.96 | 0 | 10.5 |  |  |  | No | R-454B | 1.8667 | Residential & Commercial | Ducted CEE Tier 1
215424495 | Central HP <5.4 tons | YORK | HRCU-A-CB (Split System: Heat Pump with Remote Outdoor Unit-Air-Source) | HH824E2S11 | ADP |  | H,YE7J*36+TXV-BLEED | TM8Y080B12MP11 | 22400 | 17 | 8.8 | 21400 | 17200 | 80.37% | 1.96 | 0 | 11.5 |  |  |  | No | R-454B | 1.8667 | Residential & Commercial | Ducted CEE Tier 1
215424543 | Central HP <5.4 tons | YORK | HRCU-A-CB (Split System: Heat Pump with Remote Outdoor Unit-Air-Source) | HH824E2S11 | ADP |  | H,YE8J*30+TXV | TM9E080B12MP12 | 23000 | 17 | 9 | 21400 | 18300 | 85.51% | 2 | 0 | 11.7 |  |  |  | No | R-454B | 1.9167 | Residential & Commercial | Ducted CEE Tier 1
213372157 | Central HP <5.4 tons | KENMORE | HRCU-A-C (Split System: Heat Pump with Remote Outdoor Unit with No Indoor Fan --Air Source) | DLCURAH24ABK |  |  | DLFULAH24XAX + CI |  | 24000 | 16.1 | 9.8 | 25000 | 20000 | 80% | 2 | 0 | 10.7 |  |  |  | No | R-410A | 2 | Residential & Commercial | Ducted CEE Tier 1
210720689 | Central HP <5.4 tons | CARRIER | HRCU-A-CB (Split System: Heat Pump with Remote Outdoor Unit-Air-Source) | 25VNA436A*031* |  |  | CSPH*6012AL*+UI | 58CU*A040C17**12 | 34400 | 19 | 9 | 34600 | 25400 | 73.41% | 2.02 | 0 | 12 |  |  |  | No | R-410A | 2.8667 | Residential & Commercial | Ducted CEE Tier 1
212365450 | Central HP <5.4 tons | Custom Comfort | HRCU-A-CB (Split System: Heat Pump with Remote Outdoor Unit-Air-Source) | CCOXHA24V18HP |  |  | CCOXHAAH24V18 |  | 18000 | 18 | 9.3 | 19000 | 16500 | 86.84% | 2.04 | 12.5 | 12.4 |  |  |  | No | R-410A | 1.5 | Residential & Commercial | Ducted CEE Tier 1
215423203 | Central HP <5.4 tons | YORK | HRCU-A-CB (Split System: Heat Pump with Remote Outdoor Unit-Air-Source) | HH836E2S11 | ADP |  | H,YE9J*36+TXV-BLEED | TM8E080B12MP11 | 33200 | 17 | 8.5 | 29800 | 25000 | 83.89% | 2 | 0 | 11 |  |  |  | No | R-454B | 2.7667 | Residential & Commercial | Ducted CEE Tier 1
215423204 | Central HP <5.4 tons | YORK | HRCU-A-CB (Split System: Heat Pump with Remote Outdoor Unit-Air-Source) | HH836E2S11 | ADP |  | H,YE9J*36+TXV | TM8E080B12MP11 | 33200 | 17 | 8.5 | 29800 | 25000 | 83.89% | 2 | 0 | 11 |  |  |  | No | R-454B | 2.7667 | Residential & Commercial | Ducted CEE Tier 1
215423219 | Central HP <5.4 tons | YORK | HRCU-A-CB (Split System: Heat Pump with Remote Outdoor Unit-Air-Source) | HH836E2S11 | ADP |  | H,YE9J*36+TXV | TM8E100B12MP11 | 33200 | 17 | 8.5 | 29600 | 25000 | 84.46% | 2 | 0 | 11 |  |  |  | No | R-454B | 2.7667 | Residential & Commercial | Ducted CEE Tier 1
215423968 | Central HP <5.4 tons | YORK | HRCU-A-CB (Split System: Heat Pump with Remote Outdoor Unit-Air-Source) | HH860E2S11 | ADP |  | H,YE48*48+TXV | Y81E120C16SMPS1 | 44000 | 18 | 8.5 | 42000 | 32600 | 77.62% | 2 | 0 | 12 |  |  |  | No | R-454B | 3.6667 | Residential & Commercial | Ducted CEE Tier 1
215423975 | Central HP <5.4 tons | YORK | HRCU-A-CB (Split System: Heat Pump with Remote Outdoor Unit-Air-Source) | HH860E2S11 | ADP |  | H,YE84*60+TXV | Y81E120C16SMPS1 | 44000 | 18 | 8.5 | 41500 | 32600 | 78.55% | 2 | 0 | 12 |  |  |  | No | R-454B | 3.6667 | Residential & Commercial | Ducted CEE Tier 1
215423991 | Central HP <5.4 tons | YORK | HRCU-A-CB (Split System: Heat Pump with Remote Outdoor Unit-Air-Source) | HH860E2S11 | ADP |  | H,YE37*60+TXV | Y81E130D20SMPS1 | 53000 | 18 | 8.35 | 52500 | 39000 | 74.29% | 1.98 | 0 | 11 |  |  |  | No | R-454B | 4.4167 | Residential & Commercial | Ducted CEE Tier 1
215424016 | Central HP <5.4 tons | YORK | HRCU-A-CB (Split System: Heat Pump with Remote Outdoor Unit-Air-Source) | HH860E2S11 | ADP |  | H,YE49*60+TXV | Y91E080C16SMPS1 | 45000 | 18 | 8.5 | 45000 | 33400 | 74.22% | 2 | 0 | 11.7 |  |  |  | No | R-454B | 3.75 | Residential & Commercial | Ducted CEE Tier 1
215424034 | Central HP <5.4 tons | YORK | HRCU-A-CB (Split System: Heat Pump with Remote Outdoor Unit-Air-Source) | HH860E2S11 | ADP |  | H,YE49*60+TXV | Y91E080C20SMPS1 | 44500 | 18 | 8.5 | 44500 | 33000 | 74.16% | 2 | 0 | 12 |  |  |  | No | R-454B | 3.7083 | Residential & Commercial | Ducted CEE Tier 1
215424041 | Central HP <5.4 tons | YORK | HRCU-A-CB (Split System: Heat Pump with Remote Outdoor Unit-Air-Source) | HH860E2S11 | ADP |  | H,YE36*60+TXV | Y91E100C16SMPS1 | 45000 | 17 | 8.4 | 45000 | 33800 | 75.11% | 1.98 | 0 | 11.5 |  |  |  | No | R-454B | 3.75 | Residential & Commercial | Ducted CEE Tier 1
215424050 | Central HP <5.4 tons | YORK | HRCU-A-CB (Split System: Heat Pump with Remote Outdoor Unit-Air-Source) | HH860E2S11 | ADP |  | H,YE54*60+TXV | Y91E100C16SMPS1 | 45500 | 18 | 8.5 | 45000 | 33800 | 75.11% | 2 | 0 | 11.7 |  |  |  | No | R-454B | 3.7917 | Residential & Commercial | Ducted CEE Tier 1
215424061 | Central HP <5.4 tons | YORK | HRCU-A-CB (Split System: Heat Pump with Remote Outdoor Unit-Air-Source) | HH860E2S11 | ADP |  | H,YE2K*48+TXV | Y91E100C20SMPS1 | 45500 | 17 | 8.45 | 45000 | 33600 | 74.67% | 2 | 0 | 11.7 |  |  |  | No | R-454B | 3.7917 | Residential & Commercial | Ducted CEE Tier 1
215423236 | Central HP <5.4 tons | YORK | HRCU-A-CB (Split System: Heat Pump with Remote Outdoor Unit-Air-Source) | HH836E2S11 | ADP |  | H,YE34*36+TXV | TM8E120C20MP11 | 33400 | 16 | 8.35 | 30400 | 25200 | 82.89% | 1.98 | 0 | 10.5 |  |  |  | No | R-454B | 2.7833 | Residential & Commercial | Ducted CEE Tier 1
215423252 | Central HP <5.4 tons | YORK | HRCU-A-CB (Split System: Heat Pump with Remote Outdoor Unit-Air-Source) | HH836E2S11 | ADP |  | H,YE35*36+TXV | TM8V100C16MP12 | 33600 | 18 | 8.5 | 30000 | 25200 | 84% | 2 | 0 | 11 |  |  |  | No | R-454B | 2.8 | Residential & Commercial | Ducted CEE Tier 1
215423271 | Central HP <5.4 tons | YORK | HRCU-A-CB (Split System: Heat Pump with Remote Outdoor Unit-Air-Source) | HH836E2S11 | ADP |  | H,YE34*36+TXV | TM8Y100C20MP11 | 33400 | 18 | 8.35 | 30600 | 25400 | 83.01% | 1.98 | 0 | 10.5 |  |  |  | No | R-454B | 2.7833 | Residential & Commercial | Ducted CEE Tier 1
215423320 | Central HP <5.4 tons | YORK | HRCU-A-CB (Split System: Heat Pump with Remote Outdoor Unit-Air-Source) | HH836E2S11 | ADP |  | H,YE80*36+TXV | TM9V080B12MP12 | 33000 | 18 | 8.5 | 29200 | 24800 | 84.93% | 2 | 0 | 11 |  |  |  | No | R-454B | 2.75 | Residential & Commercial | Ducted CEE Tier 1
215423352 | Central HP <5.4 tons | YORK | HRCU-A-CB (Split System: Heat Pump with Remote Outdoor Unit-Air-Source) | HH836E2S11 | ADP |  | H,YE35*36+TXV | TM9Y100C16MP11 | 33200 | 18 | 8.5 | 29400 | 24800 | 84.35% | 2 | 0 | 11 |  |  |  | No | R-454B | 2.7667 | Residential & Commercial | Ducted CEE Tier 1
215423353 | Central HP <5.4 tons | YORK | HRCU-A-CB (Split System: Heat Pump with Remote Outdoor Unit-Air-Source) | HH836E2S11 | ADP |  | H,YE9J*36+TXV-BLEED | TM9Y100C16MP11 | 32400 | 18 | 8.5 | 29400 | 23800 | 80.95% | 2 | 0 | 10.5 |  |  |  | No | R-454B | 2.7 | Residential & Commercial | Ducted CEE Tier 1
215423386 | Central HP <5.4 tons | YORK | HRCU-A-CB (Split System: Heat Pump with Remote Outdoor Unit-Air-Source) | HH836E2S11 | ADP |  | H,YE34*36+TXV | Y81E100C20SMPS1 | 33200 | 18 | 8.35 | 30000 | 25000 | 83.33% | 1.98 | 0 | 10.5 |  |  |  | No | R-454B | 2.7667 | Residential & Commercial | Ducted CEE Tier 1
215423402 | Central HP <5.4 tons | YORK | HRCU-A-CB (Split System: Heat Pump with Remote Outdoor Unit-Air-Source) | HH836E2S11 | ADP |  | H,YE35*36+TXV | Y82E080B12LMPS1 | 32800 | 19 | 8.5 | 28400 | 24400 | 85.92% | 2 | 0 | 11.7 |  |  |  | No | R-454B | 2.7333 | Residential & Commercial | Ducted CEE Tier 1
215424084 | Central HP <5.4 tons | YORK | HRCU-A-CB (Split System: Heat Pump with Remote Outdoor Unit-Air-Source) | HH860E2S11 | ADP |  | H,YE48*60+TXV | Y91E120D20SMPS1 | 46500 | 18 | 8.5 | 45000 | 33800 | 75.11% | 2 | 0 | 11.7 |  |  |  | No | R-454B | 3.875 | Residential & Commercial | Ducted CEE Tier 1
215425549 | Central HP <5.4 tons | YORK | HRCU-A-CB (Split System: Heat Pump with Remote Outdoor Unit-Air-Source) | HH860E2S11 | ADP |  | H,YE37*48+TXV | Y81E120C16SMPS1 | 44000 | 17 | 8.5 | 41500 | 32600 | 78.55% | 2 | 0 | 12 |  |  |  | No | R-454B | 3.6667 | Residential & Commercial | Ducted CEE Tier 1
215425556 | Central HP <5.4 tons | YORK | HRCU-A-CB (Split System: Heat Pump with Remote Outdoor Unit-Air-Source) | HH860E2S11 | ADP |  | H,YE49*48+TXV | Y81E120C16SMPS1 | 44000 | 18 | 8.5 | 41500 | 32600 | 78.55% | 2 | 0 | 12 |  |  |  | No | R-454B | 3.6667 | Residential & Commercial | Ducted CEE Tier 1
215425572 | Central HP <5.4 tons | YORK | HRCU-A-CB (Split System: Heat Pump with Remote Outdoor Unit-Air-Source) | HH860E2S11 | ADP |  | H,YE53*48+TXV | Y91E080C16SMPS1 | 45000 | 18 | 8.5 | 45000 | 33400 | 74.22% | 2 | 0 | 11.7 |  |  |  | No | R-454B | 3.75 | Residential & Commercial | Ducted CEE Tier 1
215425588 | Central HP <5.4 tons | YORK | HRCU-A-CB (Split System: Heat Pump with Remote Outdoor Unit-Air-Source) | HH860E2S11 | ADP |  | H,YE37*48+TXV | Y91E100C16SMPS1 | 45500 | 17 | 8.5 | 45000 | 33800 | 75.11% | 2 | 0 | 11.7 |  |  |  | No | R-454B | 3.7917 | Residential & Commercial | Ducted CEE Tier 1
215424086 | Central HP <5.4 tons | YORK | HRCU-A-CB (Split System: Heat Pump with Remote Outdoor Unit-Air-Source) | HH860E2S11 | ADP |  | H,YE55*60+TXV | Y91E120D20SMPS1 | 53500 | 18 | 8.5 | 51500 | 38500 | 74.76% | 2 | 0 | 11.7 |  |  |  | No | R-454B | 4.4583 | Residential & Commercial | Ducted CEE Tier 1
215424091 | Central HP <5.4 tons | YORK | HRCU-A-CB (Split System: Heat Pump with Remote Outdoor Unit-Air-Source) | HH860E2S11 | ADP |  | H,YE36*60+TXV-BLEED | YP9C080C16MP13 | 43000 | 17 | 8.4 | 42000 | 33000 | 78.57% | 1.98 | 0 | 10.5 |  |  |  | No | R-454B | 3.5833 | Residential & Commercial | Ducted CEE Tier 1
215424109 | Central HP <5.4 tons | YORK | HRCU-A-CB (Split System: Heat Pump with Remote Outdoor Unit-Air-Source) | HH860E2S11 | ADP |  | H,YE36*60+TXV-BLEED | YP9C100C16MP13 | 43000 | 17 | 8.4 | 42000 | 32800 | 78.1% | 1.98 | 0 | 11.5 |  |  |  | No | R-454B | 3.5833 | Residential & Commercial | Ducted CEE Tier 1
215424111 | Central HP <5.4 tons | YORK | HRCU-A-CB (Split System: Heat Pump with Remote Outdoor Unit-Air-Source) | HH860E2S11 | ADP |  | H,YE36*60+TXV | YP9C100C16MP13 | 43000 | 17 | 8.4 | 42000 | 32800 | 78.1% | 1.98 | 0 | 11.5 |  |  |  | No | R-454B | 3.5833 | Residential & Commercial | Ducted CEE Tier 1
215425596 | Central HP <5.4 tons | YORK | HRCU-A-CB (Split System: Heat Pump with Remote Outdoor Unit-Air-Source) | HH860E2S11 | ADP |  | H,YE74*60+TXV | Y91E100C16SMPS1 | 45500 | 18 | 8.5 | 45000 | 33800 | 75.11% | 2 | 0 | 11.7 |  |  |  | No | R-454B | 3.7917 | Residential & Commercial | Ducted CEE Tier 1
215425598 | Central HP <5.4 tons | YORK | HRCU-A-CB (Split System: Heat Pump with Remote Outdoor Unit-Air-Source) | HH860E2S11 | ADP |  | H,YE86*48+TXV | Y91E100C16SMPS1 | 45500 | 18 | 8.5 | 45000 | 33800 | 75.11% | 2 | 0 | 11.7 |  |  |  | No | R-454B | 3.7917 | Residential & Commercial | Ducted CEE Tier 1
215425605 | Central HP <5.4 tons | YORK | HRCU-A-CB (Split System: Heat Pump with Remote Outdoor Unit-Air-Source) | HH860E2S11 | ADP |  | H,YE53*48+TXV | Y91E100C20SMPS1 | 45500 | 18 | 8.5 | 45000 | 33600 | 74.67% | 2 | 0 | 11.7 |  |  |  | No | R-454B | 3.7917 | Residential & Commercial | Ducted CEE Tier 1
215425612 | Central HP <5.4 tons | YORK | HRCU-A-CB (Split System: Heat Pump with Remote Outdoor Unit-Air-Source) | HH860E2S11 | ADP |  | H,YE72*60+TXV | Y91E120D20SMPS1 | 46500 | 18 | 8.5 | 45000 | 33800 | 75.11% | 2 | 0 | 11.7 |  |  |  | No | R-454B | 3.875 | Residential & Commercial | Ducted CEE Tier 1
215424138 | Central HP <5.4 tons | YORK | HRCU-A-CB (Split System: Heat Pump with Remote Outdoor Unit-Air-Source) | HH860E2S11 | ADP |  | H,YE86*60+TXV | YP9C100C20MP13 | 52000 | 19 | 8.5 | 51500 | 38000 | 73.79% | 2 | 0 | 11 |  |  |  | No | R-454B | 4.3333 | Residential & Commercial | Ducted CEE Tier 1
215424141 | Central HP <5.4 tons | YORK | HRCU-A-CB (Split System: Heat Pump with Remote Outdoor Unit-Air-Source) | HH860E2S11 | ADP |  | H,YE37*60+TXV | YP9C120D20MP13 | 52000 | 18 | 8.35 | 52500 | 39000 | 74.29% | 1.98 | 0 | 10.5 |  |  |  | No | R-454B | 4.3333 | Residential & Commercial | Ducted CEE Tier 1
215425408 | Central HP <5.4 tons | YORK | HRCU-A-CB (Split System: Heat Pump with Remote Outdoor Unit-Air-Source) | HH860E2S11 | ADP |  | H,YE37*48+TXV | TM8Y080C16MP11 | 44000 | 17 | 8.5 | 42000 | 33000 | 78.57% | 2 | 0 | 11.7 |  |  |  | No | R-454B | 3.6667 | Residential & Commercial | Ducted CEE Tier 1
215424602 | Central HP <5.4 tons | YORK | HRCU-A-CB (Split System: Heat Pump with Remote Outdoor Unit-Air-Source) | HH824E2S11 | ADP |  | H,YE31*30+TXV | Y81E060A12SMPS1 | 21800 | 17 | 8.5 | 20800 | 16900 | 81.25% | 1.9 | 0 | 11 |  |  |  | No | R-454B | 1.8167 | Residential & Commercial | Ducted CEE Tier 1
215424677 | Central HP <5.4 tons | YORK | HRCU-A-CB (Split System: Heat Pump with Remote Outdoor Unit-Air-Source) | HH824E2S11 | ADP |  | H,YE7J*36+TXV | Y91E060B12SMPS1 | 23000 | 17 | 9 | 21400 | 18200 | 85.05% | 2 | 0 | 11.7 |  |  |  | No | R-454B | 1.9167 | Residential & Commercial | Ducted CEE Tier 1
215424679 | Central HP <5.4 tons | YORK | HRCU-A-CB (Split System: Heat Pump with Remote Outdoor Unit-Air-Source) | HH824E2S11 | ADP |  | H,YE8J*36+TXV | Y91E060B12SMPS1 | 23000 | 17 | 9 | 21400 | 18200 | 85.05% | 2 | 0 | 11.7 |  |  |  | No | R-454B | 1.9167 | Residential & Commercial | Ducted CEE Tier 1
215424595 | Central HP <5.4 tons | YORK | HRCU-A-CB (Split System: Heat Pump with Remote Outdoor Unit-Air-Source) | HH824E2S11 | ADP |  | H,YE7J*30+TXV | TM9Y080B12MP11 | 23000 | 17 | 9 | 21400 | 18100 | 84.58% | 2 | 0 | 11.7 |  |  |  | No | R-454B | 1.9167 | Residential & Commercial | Ducted CEE Tier 1
215424604 | Central HP <5.4 tons | YORK | HRCU-A-CB (Split System: Heat Pump with Remote Outdoor Unit-Air-Source) | HH824E2S11 | ADP |  | H,YE33*36+TXV | Y81E060A12SMPS1 | 22400 | 17 | 8.8 | 21000 | 16900 | 80.48% | 1.96 | 0 | 11.5 |  |  |  | No | R-454B | 1.8667 | Residential & Commercial | Ducted CEE Tier 1
215425654 | Central HP <5.4 tons | YORK | HRCU-A-CB (Split System: Heat Pump with Remote Outdoor Unit-Air-Source) | HH824E2S11 | ADP |  | H,YE32*24+TXV | TM8E040A12MP11 | 22200 | 16 | 8.65 | 20800 | 16800 | 80.77% | 1.94 | 0 | 11.5 |  |  |  | No | R-454B | 1.85 | Residential & Commercial | Ducted CEE Tier 1
215425688 | Central HP <5.4 tons | YORK | HRCU-A-CB (Split System: Heat Pump with Remote Outdoor Unit-Air-Source) | HH824E2S11 | ADP |  | H,YE32*30+TXV-BLEED | TM8Y080B12MP11 | 22200 | 17 | 8.65 | 21200 | 17200 | 81.13% | 1.94 | 0 | 11.5 |  |  |  | No | R-454B | 1.85 | Residential & Commercial | Ducted CEE Tier 1
215424627 | Central HP <5.4 tons | YORK | HRCU-A-CB (Split System: Heat Pump with Remote Outdoor Unit-Air-Source) | HH824E2S11 | ADP |  | H,YE31*30+TXV | Y82E060A12LMPS1 | 21800 | 18 | 8.5 | 21200 | 17300 | 81.6% | 1.9 | 0 | 11 |  |  |  | No | R-454B | 1.8167 | Residential & Commercial | Ducted CEE Tier 1
216012012 | Central HP <5.4 tons | Breeze33 | HRCU-A-CB (Split System: Heat Pump with Remote Outdoor Unit-Air-Source) | BZ33-INV18OUT2-454-G3-J |  |  | BZ33-INVAHU18-454-G3-J |  | 18000 | 19 | 9.7 | 19000 | 18000 | 94.74% | 2 | 0 | 12.5 |  |  |  | No | R-454B | 1.5 | Residential & Commercial | Ducted CEE Tier 1
215374884 | Central HP <5.4 tons | Durastar | HRCU-A-CB (Split System: Heat Pump with Remote Outdoor Unit-Air-Source) | DRU1H18S2A |  |  | DRUM1824S2A |  | 18000 | 19 | 9.7 | 19000 | 18000 | 94.74% | 2 | 0 | 12.5 |  |  |  | No | R-454B | 1.5 | Residential & Commercial | Ducted CEE Tier 1
215423404 | Central HP <5.4 tons | YORK | HRCU-A-CB (Split System: Heat Pump with Remote Outdoor Unit-Air-Source) | HH836E2S11 | ADP |  | H,YE9J*36+TXV | Y82E080B12LMPS1 | 32800 | 18 | 8.5 | 28400 | 24400 | 85.92% | 2 | 0 | 11.7 |  |  |  | No | R-454B | 2.7333 | Residential & Commercial | Ducted CEE Tier 1
215669091 | Central HP <5.4 tons | TEMPSTAR | HRCU-A-CB (Split System: Heat Pump with Remote Outdoor Unit-Air-Source) | T5H0V36*K*AAA* |  |  | EA*5X43M21A*+WALLCON | *96CTN1002122B* | 34600 | 18 | 9 | 35200 | 25000 | 71.02% | 1.9 | 0 | 10 |  |  |  | No | R-454B | 2.8833 | Residential & Commercial | Ducted CEE Tier 1
215669441 | Central HP <5.4 tons | TEMPSTAR | HRCU-A-CB (Split System: Heat Pump with Remote Outdoor Unit-Air-Source) | T5H0V36*K*AAA* |  |  | EA*5X61M21A*+WALLCON | *80CSU0601716A* | 34800 | 18 | 9 | 34400 | 24800 | 72.09% | 1.9 | 0 | 10 |  |  |  | No | R-454B | 2.9 | Residential & Commercial | Ducted CEE Tier 1
215425409 | Central HP <5.4 tons | YORK | HRCU-A-CB (Split System: Heat Pump with Remote Outdoor Unit-Air-Source) | HH860E2S11 | ADP |  | H,YE72*48+TXV | TM8Y080C16MP11 | 44000 | 18 | 8.5 | 42000 | 33000 | 78.57% | 2 | 0 | 11.7 |  |  |  | No | R-454B | 3.6667 | Residential & Commercial | Ducted CEE Tier 1
215425410 | Central HP <5.4 tons | YORK | HRCU-A-CB (Split System: Heat Pump with Remote Outdoor Unit-Air-Source) | HH860E2S11 | ADP |  | H,YE72*60+TXV | TM8Y080C16MP11 | 44000 | 18 | 8.5 | 42000 | 33000 | 78.57% | 2 | 0 | 11.7 |  |  |  | No | R-454B | 3.6667 | Residential & Commercial | Ducted CEE Tier 1
215425411 | Central HP <5.4 tons | YORK | HRCU-A-CB (Split System: Heat Pump with Remote Outdoor Unit-Air-Source) | HH860E2S11 | ADP |  | H,YE3K*48+TXV | TM8Y080C16MP11 | 44000 | 17 | 8.5 | 42000 | 33000 | 78.57% | 2 | 0 | 11.7 |  |  |  | No | R-454B | 3.6667 | Residential & Commercial | Ducted CEE Tier 1
215425425 | Central HP <5.4 tons | YORK | HRCU-A-CB (Split System: Heat Pump with Remote Outdoor Unit-Air-Source) | HH860E2S11 | ADP |  | H,YE53*48+TXV | TM8Y100C16MP11 | 44000 | 18 | 8.5 | 42000 | 33000 | 78.57% | 2 | 0 | 11.7 |  |  |  | No | R-454B | 3.6667 | Residential & Commercial | Ducted CEE Tier 1
215425458 | Central HP <5.4 tons | YORK | HRCU-A-CB (Split System: Heat Pump with Remote Outdoor Unit-Air-Source) | HH860E2S11 | ADP |  | H,YE84*48+TXV | TM9E100C16MP12 | 44500 | 18 | 8.5 | 44000 | 34000 | 77.27% | 2 | 0 | 11 |  |  |  | No | R-454B | 3.7083 | Residential & Commercial | Ducted CEE Tier 1
215425459 | Central HP <5.4 tons | YORK | HRCU-A-CB (Split System: Heat Pump with Remote Outdoor Unit-Air-Source) | HH860E2S11 | ADP |  | H,YE86*48+TXV | TM9E100C16MP12 | 44500 | 18 | 8.5 | 44000 | 34000 | 77.27% | 2 | 0 | 11 |  |  |  | No | R-454B | 3.7083 | Residential & Commercial | Ducted CEE Tier 1
215425477 | Central HP <5.4 tons | YORK | HRCU-A-CB (Split System: Heat Pump with Remote Outdoor Unit-Air-Source) | HH860E2S11 | ADP |  | H,YE72*60+TXV | TM9V100C16MP12 | 43500 | 18 | 8.5 | 42000 | 32800 | 78.1% | 2 | 0 | 11.7 |  |  |  | No | R-454B | 3.625 | Residential & Commercial | Ducted CEE Tier 1
215425508 | Central HP <5.4 tons | YORK | HRCU-A-CB (Split System: Heat Pump with Remote Outdoor Unit-Air-Source) | HH860E2S11 | ADP |  | H,YE55*48+TXV | TM9Y100C16MP11 | 44000 | 17 | 8.5 | 42500 | 33400 | 78.59% | 2 | 0 | 11 |  |  |  | No | R-454B | 3.6667 | Residential & Commercial | Ducted CEE Tier 1
215425511 | Central HP <5.4 tons | YORK | HRCU-A-CB (Split System: Heat Pump with Remote Outdoor Unit-Air-Source) | HH860E2S11 | ADP |  | H,YE74*60+TXV | TM9Y100C16MP11 | 44000 | 17 | 8.5 | 42500 | 33400 | 78.59% | 2 | 0 | 11 |  |  |  | No | R-454B | 3.6667 | Residential & Commercial | Ducted CEE Tier 1
215425500 | Central HP <5.4 tons | YORK | HRCU-A-CB (Split System: Heat Pump with Remote Outdoor Unit-Air-Source) | HH860E2S11 | ADP |  | H,YE74*60+TXV | TM9Y080C16MP11 | 44000 | 17 | 8.5 | 42500 | 33400 | 78.59% | 2 | 0 | 11 |  |  |  | No | R-454B | 3.6667 | Residential & Commercial | Ducted CEE Tier 1
215425502 | Central HP <5.4 tons | YORK | HRCU-A-CB (Split System: Heat Pump with Remote Outdoor Unit-Air-Source) | HH860E2S11 | ADP |  | H,YE86*48+TXV | TM9Y080C16MP11 | 44000 | 17 | 8.5 | 42500 | 33400 | 78.59% | 2 | 0 | 11 |  |  |  | No | R-454B | 3.6667 | Residential & Commercial | Ducted CEE Tier 1
215425516 | Central HP <5.4 tons | YORK | HRCU-A-CB (Split System: Heat Pump with Remote Outdoor Unit-Air-Source) | HH860E2S11 | ADP |  | H,YE74*60+TXV | TM9Y100C20MP11 | 52500 | 18 | 8.5 | 52500 | 39000 | 74.29% | 2 | 0 | 11 |  |  |  | No | R-454B | 4.375 | Residential & Commercial | Ducted CEE Tier 1
215425517 | Central HP <5.4 tons | YORK | HRCU-A-CB (Split System: Heat Pump with Remote Outdoor Unit-Air-Source) | HH860E2S11 | ADP |  | H,YE72*48+TXV | TM9Y120D20MP11 | 44000 | 18 | 8.5 | 42000 | 33000 | 78.57% | 2 | 0 | 11.7 |  |  |  | No | R-454B | 3.6667 | Residential & Commercial | Ducted CEE Tier 1
215424125 | Central HP <5.4 tons | YORK | HRCU-A-CB (Split System: Heat Pump with Remote Outdoor Unit-Air-Source) | HH860E2S11 | ADP |  | H,YE86*60+TXV | YP9C100C16MP13 | 43500 | 18 | 8.5 | 42000 | 32800 | 78.1% | 2 | 0 | 11.7 |  |  |  | No | R-454B | 3.625 | Residential & Commercial | Ducted CEE Tier 1
215424127 | Central HP <5.4 tons | YORK | HRCU-A-CB (Split System: Heat Pump with Remote Outdoor Unit-Air-Source) | HH860E2S11 | ADP |  | H,YE36*60+TXV | YP9C100C20MP13 | 50500 | 18 | 8.3 | 51500 | 38000 | 73.79% | 1.96 | 0 | 10.5 |  |  |  | No | R-454B | 4.2083 | Residential & Commercial | Ducted CEE Tier 1
215425363 | Central HP <5.4 tons | YORK | HRCU-A-CB (Split System: Heat Pump with Remote Outdoor Unit-Air-Source) | HH860E2S11 | ADP |  | H,YE37*48+TXV | TM8E120C16MP11 | 44500 | 17 | 8.5 | 43500 | 33800 | 77.7% | 2 | 0 | 11 |  |  |  | No | R-454B | 3.7083 | Residential & Commercial | Ducted CEE Tier 1
215425365 | Central HP <5.4 tons | YORK | HRCU-A-CB (Split System: Heat Pump with Remote Outdoor Unit-Air-Source) | HH860E2S11 | ADP |  | H,YE72*60+TXV | TM8E120C16MP11 | 44500 | 18 | 8.5 | 43500 | 33800 | 77.7% | 2 | 0 | 11 |  |  |  | No | R-454B | 3.7083 | Residential & Commercial | Ducted CEE Tier 1
215425370 | Central HP <5.4 tons | YORK | HRCU-A-CB (Split System: Heat Pump with Remote Outdoor Unit-Air-Source) | HH860E2S11 | ADP |  | H,YE49*48+TXV | TM8E120C16MP11 | 44500 | 18 | 8.5 | 43500 | 33800 | 77.7% | 2 | 0 | 11 |  |  |  | No | R-454B | 3.7083 | Residential & Commercial | Ducted CEE Tier 1
215425379 | Central HP <5.4 tons | YORK | HRCU-A-CB (Split System: Heat Pump with Remote Outdoor Unit-Air-Source) | HH860E2S11 | ADP |  | H,YE72*48+TXV | TM8V080C16MP12 | 43500 | 18 | 8.5 | 42000 | 32800 | 78.1% | 2 | 0 | 11.7 |  |  |  | No | R-454B | 3.625 | Residential & Commercial | Ducted CEE Tier 1
215425397 | Central HP <5.4 tons | YORK | HRCU-A-CB (Split System: Heat Pump with Remote Outdoor Unit-Air-Source) | HH860E2S11 | ADP |  | H,YE74*60+TXV | TM8V100C16MP12 | 43500 | 18 | 8.5 | 42000 | 32800 | 78.1% | 2 | 0 | 11.7 |  |  |  | No | R-454B | 3.625 | Residential & Commercial | Ducted CEE Tier 1
215425438 | Central HP <5.4 tons | YORK | HRCU-A-CB (Split System: Heat Pump with Remote Outdoor Unit-Air-Source) | HH860E2S11 | ADP |  | H,YE72*60+TXV | TM9E080C16MP12 | 44500 | 18 | 8.5 | 43500 | 34000 | 78.16% | 2 | 0 | 11 |  |  |  | No | R-454B | 3.7083 | Residential & Commercial | Ducted CEE Tier 1
215425440 | Central HP <5.4 tons | YORK | HRCU-A-CB (Split System: Heat Pump with Remote Outdoor Unit-Air-Source) | HH860E2S11 | ADP |  | H,YE1K*48+TXV | TM9E080C16MP12 | 44000 | 17 | 8.45 | 43500 | 34000 | 78.16% | 1.98 | 0 | 10.5 |  |  |  | No | R-454B | 3.6667 | Residential & Commercial | Ducted CEE Tier 1
215425445 | Central HP <5.4 tons | YORK | HRCU-A-CB (Split System: Heat Pump with Remote Outdoor Unit-Air-Source) | HH860E2S11 | ADP |  | H,YE84*48+TXV | TM9E080C16MP12 | 44500 | 18 | 8.5 | 43500 | 34000 | 78.16% | 2 | 0 | 11 |  |  |  | No | R-454B | 3.7083 | Residential & Commercial | Ducted CEE Tier 1
215425529 | Central HP <5.4 tons | YORK | HRCU-A-CB (Split System: Heat Pump with Remote Outdoor Unit-Air-Source) | HH860E2S11 | ADP |  | H,YE84*48+TXV | Y81E080C16SMPS1 | 44500 | 18 | 8.5 | 42500 | 33000 | 77.65% | 2 | 0 | 12 |  |  |  | No | R-454B | 3.7083 | Residential & Commercial | Ducted CEE Tier 1
210596782 | Central HP <5.4 tons | COMFORTMAKER | HRCU-A-CB (Split System: Heat Pump with Remote Outdoor Unit-Air-Source) | CVH825GKA2* |  |  | EA*4X43L21A*+WALLCON | *95CSU1002122A* | 24400 | 17 | 8.5 | 21200 | 16600 | 78.3% | 2.04 | 0 | 11 |  |  |  | No | R-410A | 2.0333 | Residential & Commercial | Ducted CEE Tier 1
210596923 | Central HP <5.4 tons | COMFORTMAKER | HRCU-A-CB (Split System: Heat Pump with Remote Outdoor Unit-Air-Source) | CVH825GKA2* |  |  | EHD4X42AAL+WALLCON | *96CTN1202422A* | 24200 | 16 | 8.1 | 21400 | 16600 | 77.57% | 2 | 0 | 10.5 |  |  |  | No | R-410A | 2.0167 | Residential & Commercial | Ducted CEE Tier 1
207436237 | Central HP <5.4 tons | LENNOX | HRCU-A-CB (Split System: Heat Pump with Remote Outdoor Unit-Air-Source) | SL25XPV-024-230A** |  |  | CX35-36B+TDR | SL297UH040NV36B* | 22200 | 22.6 | 9.2 | 21400 | 20400 | 95.33% | 1.84 | 15 | 14.3 |  |  |  | No | R-410A | 1.85 | Residential & Commercial | Ducted CEE Tier 1
204456819 | Central HP <5.4 tons | COMFORTMAKER | HRCU-A-CB (Split System: Heat Pump with Remote Outdoor Unit-Air-Source) | CVH825GKA2* |  |  | EA*4X37L17A*+WALLCON | *80CTL0451712A* | 24000 | 16 | 8.1 | 21600 | 16800 | 77.78% | 1.98 | 11 | 10.5 |  |  |  | No | R-410A | 2 | Residential & Commercial | Ducted CEE Tier 1
206133791 | Central HP <5.4 tons | COMFORTMAKER | HRCU-A-CB (Split System: Heat Pump with Remote Outdoor Unit-Air-Source) | CVH825GKA2* |  |  | EA*4X36L21A*+WALLCON | *95CSU1002122A* | 23600 | 16.5 | 8.1 | 21400 | 16600 | 77.57% | 1.94 | 11.5 | 10.5 |  |  |  | No | R-410A | 1.9667 | Residential & Commercial | Ducted CEE Tier 1
215425531 | Central HP <5.4 tons | YORK | HRCU-A-CB (Split System: Heat Pump with Remote Outdoor Unit-Air-Source) | HH860E2S11 | ADP |  | H,YE72*48+TXV | Y81E080C20SMPS1 | 44000 | 18 | 8.5 | 42500 | 33000 | 77.65% | 2 | 0 | 12 |  |  |  | No | R-454B | 3.6667 | Residential & Commercial | Ducted CEE Tier 1
215425554 | Central HP <5.4 tons | YORK | HRCU-A-CB (Split System: Heat Pump with Remote Outdoor Unit-Air-Source) | HH860E2S11 | ADP |  | H,YE55*48+TXV | Y81E120C16SMPS1 | 44000 | 18 | 8.5 | 42000 | 32600 | 77.62% | 2 | 0 | 12 |  |  |  | No | R-454B | 3.6667 | Residential & Commercial | Ducted CEE Tier 1
215425565 | Central HP <5.4 tons | YORK | HRCU-A-CB (Split System: Heat Pump with Remote Outdoor Unit-Air-Source) | HH860E2S11 | ADP |  | H,YE74*60+TXV | Y81E130D20SMPS1 | 54000 | 19 | 8.5 | 52500 | 39000 | 74.29% | 2 | 0 | 11.7 |  |  |  | No | R-454B | 4.5 | Residential & Commercial | Ducted CEE Tier 1
215425590 | Central HP <5.4 tons | YORK | HRCU-A-CB (Split System: Heat Pump with Remote Outdoor Unit-Air-Source) | HH860E2S11 | ADP |  | H,YE72*60+TXV | Y91E100C16SMPS1 | 45500 | 18 | 8.5 | 45000 | 33800 | 75.11% | 2 | 0 | 11.7 |  |  |  | No | R-454B | 3.7917 | Residential & Commercial | Ducted CEE Tier 1
215425604 | Central HP <5.4 tons | YORK | HRCU-A-CB (Split System: Heat Pump with Remote Outdoor Unit-Air-Source) | HH860E2S11 | ADP |  | H,YE55*48+TXV | Y91E100C20SMPS1 | 45500 | 18 | 8.5 | 45000 | 33600 | 74.67% | 2 | 0 | 11.7 |  |  |  | No | R-454B | 3.7917 | Residential & Commercial | Ducted CEE Tier 1
213307871 | Central HP <5.4 tons | Custom Comfort | HRCU-A-C (Split System: Heat Pump with Remote Outdoor Unit with No Indoor Fan --Air Source) | CCOXHA24V30HP |  |  | CCOEHACC3036B |  | 29000 | 15.2 | 8.5 | 31000 | 22600 | 72.9% | 1.8 | 0 | 10 |  |  |  | No | R-410A | 2.4167 | Residential & Commercial | Ducted CEE Tier 1
215423470 | Central HP <5.4 tons | YORK | HRCU-A-CB (Split System: Heat Pump with Remote Outdoor Unit-Air-Source) | HH860E2S11 | ADP |  | H,YE48*60+TXV | TL9E100C20UH11 | 52000 | 18 | 8.5 | 51500 | 38000 | 73.79% | 2 | 0 | 11 |  |  |  | No | R-454B | 4.3333 | Residential & Commercial | Ducted CEE Tier 1
215423471 | Central HP <5.4 tons | YORK | HRCU-A-CB (Split System: Heat Pump with Remote Outdoor Unit-Air-Source) | HH860E2S11 | ADP |  | H,YE54*60+TXV | TL9E100C20UH11 | 52000 | 19 | 8.5 | 51500 | 38000 | 73.79% | 2 | 0 | 11 |  |  |  | No | R-454B | 4.3333 | Residential & Commercial | Ducted CEE Tier 1
216453114 | Central HP <5.4 tons | AMERICAN STANDARD | HRCU-A-CB (Split System: Heat Pump with Remote Outdoor Unit-Air-Source) | 5A6V0X36A1 |  |  | 5PX*DD10AS3 | S8V2D120M5PDB | 35400 | 20.4 | 9.7 | 32200 | 24600 | 76.4% | 2.1 | 0 | 12.7 |  |  |  | No | R-454B | 2.95 | Residential & Commercial | Ducted CEE Tier 1
216453130 | Central HP <5.4 tons | AMERICAN STANDARD | HRCU-A-CB (Split System: Heat Pump with Remote Outdoor Unit-Air-Source) | 5A6V0X36A1 |  |  | 5TXCB006AS3 | S8V2B060M4PDB | 35200 | 20 | 9.7 | 32400 | 25000 | 77.16% | 2.1 | 0 | 12.5 |  |  |  | No | R-454B | 2.9333 | Residential & Commercial | Ducted CEE Tier 1
204299070 | Central HP <5.4 tons | COMFORTMAKER | HRCU-A-CB (Split System: Heat Pump with Remote Outdoor Unit-Air-Source) | CVH837GKA** |  |  | EA*4X42L24A*+WALLCON | *80CTL0902120A* | 31800 | 17.5 | 8.1 | 33200 | 24400 | 73.49% | 1.9 | 11 | 11.5 |  |  |  | No | R-410A | 2.65 | Residential & Commercial | Ducted CEE Tier 1
204299140 | Central HP <5.4 tons | COMFORTMAKER | HRCU-A-CB (Split System: Heat Pump with Remote Outdoor Unit-Air-Source) | CVH837GKA** |  |  | EA*4X42L24A*+WALLCON | *96CTN1002122A* | 31800 | 17.5 | 8.1 | 33000 | 24400 | 73.94% | 1.9 | 12 | 11.5 |  |  |  | No | R-410A | 2.65 | Residential & Commercial | Ducted CEE Tier 1
204300544 | Central HP <5.4 tons | COMFORTMAKER | HRCU-A-CB (Split System: Heat Pump with Remote Outdoor Unit-Air-Source) | CVH837GKA** |  |  | EHD4X48AAL+WALLCON | *97CMN1202422A* | 32600 | 16.5 | 8.1 | 33000 | 25000 | 75.76% | 1.96 | 11.5 | 11 |  |  |  | No | R-410A | 2.7167 | Residential & Commercial | Ducted CEE Tier 1
213076376 | Central HP <5.4 tons | DAY & NIGHT | HRCU-A-CB (Split System: Heat Pump with Remote Outdoor Unit-Air-Source) | DLCURAH24ABK |  |  | EA*4X24L17A* | *96VTN0601716B* | 23200 | 16.5 | 8.5 | 26800 | 26600 | 99.25% | 2.26 | 0 | 10 |  |  |  | No | R-410A | 1.9333 | Residential & Commercial | Ducted CEE Tier 1
215423486 | Central HP <5.4 tons | YORK | HRCU-A-CB (Split System: Heat Pump with Remote Outdoor Unit-Air-Source) | HH860E2S11 | ADP |  | H,YE48*60+TXV | TM8E080C16MP11 | 44500 | 18 | 8.5 | 43500 | 33800 | 77.7% | 2 | 0 | 11 |  |  |  | No | R-454B | 3.7083 | Residential & Commercial | Ducted CEE Tier 1
215423488 | Central HP <5.4 tons | YORK | HRCU-A-CB (Split System: Heat Pump with Remote Outdoor Unit-Air-Source) | HH860E2S11 | ADP |  | H,YE54*60+TXV | TM8E080C16MP11 | 44500 | 18 | 8.5 | 43500 | 33800 | 77.7% | 2 | 0 | 11 |  |  |  | No | R-454B | 3.7083 | Residential & Commercial | Ducted CEE Tier 1
215423489 | Central HP <5.4 tons | YORK | HRCU-A-CB (Split System: Heat Pump with Remote Outdoor Unit-Air-Source) | HH860E2S11 | ADP |  | H,YE55*60+TXV | TM8E080C16MP11 | 44500 | 18 | 8.5 | 43500 | 33800 | 77.7% | 2 | 0 | 11 |  |  |  | No | R-454B | 3.7083 | Residential & Commercial | Ducted CEE Tier 1
215423503 | Central HP <5.4 tons | YORK | HRCU-A-CB (Split System: Heat Pump with Remote Outdoor Unit-Air-Source) | HH860E2S11 | ADP |  | H,YE49*60+TXV | TM8E080C20MP11 | 53500 | 19 | 8.5 | 53000 | 39500 | 74.53% | 2 | 0 | 11 |  |  |  | No | R-454B | 4.4583 | Residential & Commercial | Ducted CEE Tier 1
215423520 | Central HP <5.4 tons | YORK | HRCU-A-CB (Split System: Heat Pump with Remote Outdoor Unit-Air-Source) | HH860E2S11 | ADP |  | H,YE49*60+TXV | TM8E100C16MP11 | 44500 | 18 | 8.5 | 43500 | 33800 | 77.7% | 2 | 0 | 11 |  |  |  | No | R-454B | 3.7083 | Residential & Commercial | Ducted CEE Tier 1
215423538 | Central HP <5.4 tons | YORK | HRCU-A-CB (Split System: Heat Pump with Remote Outdoor Unit-Air-Source) | HH860E2S11 | ADP |  | H,YE36*48+TXV | TM8E120C16MP11 | 44000 | 17 | 8.4 | 43500 | 33800 | 77.7% | 1.98 | 0 | 10.5 |  |  |  | No | R-454B | 3.6667 | Residential & Commercial | Ducted CEE Tier 1
215423553 | Central HP <5.4 tons | YORK | HRCU-A-CB (Split System: Heat Pump with Remote Outdoor Unit-Air-Source) | HH860E2S11 | ADP |  | H,YE86*60+TXV | TM8E120C16MP11 | 44500 | 18 | 8.5 | 43500 | 33800 | 77.7% | 2 | 0 | 11 |  |  |  | No | R-454B | 3.7083 | Residential & Commercial | Ducted CEE Tier 1
215423589 | Central HP <5.4 tons | YORK | HRCU-A-CB (Split System: Heat Pump with Remote Outdoor Unit-Air-Source) | HH860E2S11 | ADP |  | H,YE54*48+TXV | TM8V080C16MP12 | 43500 | 18 | 8.5 | 42000 | 32800 | 78.1% | 2 | 0 | 11.7 |  |  |  | No | R-454B | 3.625 | Residential & Commercial | Ducted CEE Tier 1
215423603 | Central HP <5.4 tons | YORK | HRCU-A-CB (Split System: Heat Pump with Remote Outdoor Unit-Air-Source) | HH860E2S11 | ADP |  | H,YE3K*60+TXV | TM8V100C16MP12 | 43500 | 17 | 8.5 | 42000 | 32800 | 78.1% | 2 | 0 | 11.7 |  |  |  | No | R-454B | 3.625 | Residential & Commercial | Ducted CEE Tier 1
215423638 | Central HP <5.4 tons | YORK | HRCU-A-CB (Split System: Heat Pump with Remote Outdoor Unit-Air-Source) | HH860E2S11 | ADP |  | H,YE84*60+TXV | TM8V120C20MP12 | 53000 | 19 | 8.5 | 52000 | 38500 | 74.04% | 2 | 0 | 11 |  |  |  | No | R-454B | 4.4167 | Residential & Commercial | Ducted CEE Tier 1
215423689 | Central HP <5.4 tons | YORK | HRCU-A-CB (Split System: Heat Pump with Remote Outdoor Unit-Air-Source) | HH860E2S11 | ADP |  | H,YE36*60+TXV-BLEED | TM8Y120C20MP11 | 52000 | 18 | 8.3 | 53000 | 39500 | 74.53% | 1.96 | 0 | 10.5 |  |  |  | No | R-454B | 4.3333 | Residential & Commercial | Ducted CEE Tier 1
215423736 | Central HP <5.4 tons | YORK | HRCU-A-CB (Split System: Heat Pump with Remote Outdoor Unit-Air-Source) | HH860E2S11 | ADP |  | H,YE37*60+TXV | TM9E100C16MP12 | 44500 | 17 | 8.5 | 44000 | 34000 | 77.27% | 2 | 0 | 11 |  |  |  | No | R-454B | 3.7083 | Residential & Commercial | Ducted CEE Tier 1
215423739 | Central HP <5.4 tons | YORK | HRCU-A-CB (Split System: Heat Pump with Remote Outdoor Unit-Air-Source) | HH860E2S11 | ADP |  | H,YE3K*60+TXV | TM9E100C16MP12 | 44500 | 18 | 8.5 | 44000 | 34000 | 77.27% | 2 | 0 | 11 |  |  |  | No | R-454B | 3.7083 | Residential & Commercial | Ducted CEE Tier 1
215423740 | Central HP <5.4 tons | YORK | HRCU-A-CB (Split System: Heat Pump with Remote Outdoor Unit-Air-Source) | HH860E2S11 | ADP |  | H,YE48*60+TXV-BLEED | TM9E100C16MP12 | 44500 | 18 | 8.5 | 44000 | 34000 | 77.27% | 2 | 0 | 11 |  |  |  | No | R-454B | 3.7083 | Residential & Commercial | Ducted CEE Tier 1
215423755 | Central HP <5.4 tons | YORK | HRCU-A-CB (Split System: Heat Pump with Remote Outdoor Unit-Air-Source) | HH860E2S11 | ADP |  | H,YE48*60+TXV-BLEED | TM9E100C20MP12 | 53500 | 18 | 8.5 | 53000 | 39500 | 74.53% | 2 | 0 | 11 |  |  |  | No | R-454B | 4.4583 | Residential & Commercial | Ducted CEE Tier 1
215423771 | Central HP <5.4 tons | YORK | HRCU-A-CB (Split System: Heat Pump with Remote Outdoor Unit-Air-Source) | HH860E2S11 | ADP |  | H,YE49*60+TXV | TM9E120D20MP12 | 53000 | 19 | 8.5 | 52500 | 39000 | 74.29% | 2 | 0 | 11 |  |  |  | No | R-454B | 4.4167 | Residential & Commercial | Ducted CEE Tier 1
213297172 | Central HP <5.4 tons | JOHNSON CONTROLS | HRCU-A-CB (Split System: Heat Pump with Remote Outdoor Unit-Air-Source) | HMH72B341 |  |  | XAFC30CXXN1+TXV | Z8ES080C16SMPS1 | 33600 | 18 | 8.5 | 33000 | 23200 | 70.3% | 2.08 | 0 | 10 |  |  |  | No | R-410A | 2.8 | Residential & Commercial | Ducted CEE Tier 1
215424629 | Central HP <5.4 tons | YORK | HRCU-A-CB (Split System: Heat Pump with Remote Outdoor Unit-Air-Source) | HH824E2S11 | ADP |  | H,YE33*36+TXV | Y82E060A12LMPS1 | 22600 | 18 | 8.8 | 21400 | 17300 | 80.84% | 1.96 | 0 | 11.7 |  |  |  | No | R-454B | 1.8833 | Residential & Commercial | Ducted CEE Tier 1
215424643 | Central HP <5.4 tons | YORK | HRCU-A-CB (Split System: Heat Pump with Remote Outdoor Unit-Air-Source) | HH824E2S11 | ADP |  | H,YE8J*36+TXV | Y82E080B12LMPS1 | 23000 | 18 | 9 | 21400 | 18100 | 84.58% | 2 | 0 | 12 |  |  |  | No | R-454B | 1.9167 | Residential & Commercial | Ducted CEE Tier 1
215424661 | Central HP <5.4 tons | YORK | HRCU-A-CB (Split System: Heat Pump with Remote Outdoor Unit-Air-Source) | HH824E2S11 | ADP |  | H,YE8J*36+TXV | Y91E040A10SMPS1 | 22600 | 17 | 8.45 | 21400 | 17400 | 81.31% | 1.98 | 0 | 11.7 |  |  |  | No | R-454B | 1.8833 | Residential & Commercial | Ducted CEE Tier 1
207455218 | Central HP <5.4 tons | LENNOX | HRCU-A-CB (Split System: Heat Pump with Remote Outdoor Unit-Air-Source) | SL25XPV-036-230A** | ADP |  | L*35/36U9 | SL297UH080NV60C* | 33600 | 21 | 8.6 | 32800 | 26200 | 79.88% | 1.8 | 14 | 13 |  |  |  | No | R-410A | 2.8 | Residential & Commercial | Ducted CEE Tier 1
207455266 | Central HP <5.4 tons | LENNOX | HRCU-A-CB (Split System: Heat Pump with Remote Outdoor Unit-Air-Source) | SL25XPV-036-230A** | ADP |  | L*35/36S9 | SLP99UH090XV60C* | 33600 | 21 | 8.6 | 32800 | 26200 | 79.88% | 1.8 | 14 | 13 |  |  |  | No | R-410A | 2.8 | Residential & Commercial | Ducted CEE Tier 1
213548664 | Central HP <5.4 tons | LENNOX | HRCU-A-CB (Split System: Heat Pump with Remote Outdoor Unit-Air-Source) | SL25XPV-036-230A** | ADP |  | L*23/37Z9 | SLP98UH090XV60C* | 33600 | 21 | 8.6 | 32800 | 26200 | 79.88% | 1.8 | 0 | 13 |  |  |  | No | R-410A | 2.8 | Residential & Commercial | Ducted CEE Tier 1
215424440 | Central HP <5.4 tons | YORK | HRCU-A-CB (Split System: Heat Pump with Remote Outdoor Unit-Air-Source) | HH824E2S11 | ADP |  | H,YE7J*30+TXV | TL9E060B12UH11 | 22400 | 17 | 8.8 | 21400 | 17700 | 82.71% | 1.96 | 0 | 11 |  |  |  | No | R-454B | 1.8667 | Residential & Commercial | Ducted CEE Tier 1
215424488 | Central HP <5.4 tons | YORK | HRCU-A-CB (Split System: Heat Pump with Remote Outdoor Unit-Air-Source) | HH824E2S11 | ADP |  | H,YE8J*36+TXV | TM8V080B12MP12 | 22800 | 17 | 8.9 | 21400 | 17700 | 82.71% | 1.98 | 0 | 10.5 |  |  |  | No | R-454B | 1.9 | Residential & Commercial | Ducted CEE Tier 1
215423772 | Central HP <5.4 tons | YORK | HRCU-A-CB (Split System: Heat Pump with Remote Outdoor Unit-Air-Source) | HH860E2S11 | ADP |  | H,YE84*60+TXV | TM9E120D20MP12 | 53000 | 19 | 8.5 | 52500 | 39000 | 74.29% | 2 | 0 | 11 |  |  |  | No | R-454B | 4.4167 | Residential & Commercial | Ducted CEE Tier 1
215423786 | Central HP <5.4 tons | YORK | HRCU-A-CB (Split System: Heat Pump with Remote Outdoor Unit-Air-Source) | HH860E2S11 | ADP |  | H,YE54*60+TXV | TM9V080C16MP12 | 43500 | 18 | 8.5 | 42000 | 33000 | 78.57% | 2 | 0 | 11 |  |  |  | No | R-454B | 3.625 | Residential & Commercial | Ducted CEE Tier 1
215423789 | Central HP <5.4 tons | YORK | HRCU-A-CB (Split System: Heat Pump with Remote Outdoor Unit-Air-Source) | HH860E2S11 | ADP |  | H,YE74*48+TXV | TM9V080C16MP12 | 43500 | 18 | 8.5 | 42000 | 33000 | 78.57% | 2 | 0 | 11 |  |  |  | No | R-454B | 3.625 | Residential & Commercial | Ducted CEE Tier 1
215423790 | Central HP <5.4 tons | YORK | HRCU-A-CB (Split System: Heat Pump with Remote Outdoor Unit-Air-Source) | HH860E2S11 | ADP |  | H,YE84*60+TXV | TM9V080C16MP12 | 43500 | 18 | 8.5 | 42000 | 33000 | 78.57% | 2 | 0 | 11 |  |  |  | No | R-454B | 3.625 | Residential & Commercial | Ducted CEE Tier 1
215423805 | Central HP <5.4 tons | YORK | HRCU-A-CB (Split System: Heat Pump with Remote Outdoor Unit-Air-Source) | HH860E2S11 | ADP |  | H,YE55*60+TXV | TM9V100C16MP12 | 43500 | 18 | 8.5 | 42000 | 32800 | 78.1% | 2 | 0 | 11.7 |  |  |  | No | R-454B | 3.625 | Residential & Commercial | Ducted CEE Tier 1
215423820 | Central HP <5.4 tons | YORK | HRCU-A-CB (Split System: Heat Pump with Remote Outdoor Unit-Air-Source) | HH860E2S11 | ADP |  | H,YE49*60+TXV | TM9V100C20MP12 | 52000 | 19 | 8.5 | 51500 | 38000 | 73.79% | 2 | 0 | 11 |  |  |  | No | R-454B | 4.3333 | Residential & Commercial | Ducted CEE Tier 1
215423857 | Central HP <5.4 tons | YORK | HRCU-A-CB (Split System: Heat Pump with Remote Outdoor Unit-Air-Source) | HH860E2S11 | ADP |  | H,YE36*60+TXV | TM9Y100C16MP11 | 43500 | 16 | 8.4 | 42500 | 33400 | 78.59% | 1.98 | 0 | 10.5 |  |  |  | No | R-454B | 3.625 | Residential & Commercial | Ducted CEE Tier 1
215423907 | Central HP <5.4 tons | YORK | HRCU-A-CB (Split System: Heat Pump with Remote Outdoor Unit-Air-Source) | HH860E2S11 | ADP |  | H,YE48*60+TXV | Y81E080C16SMPS1 | 44500 | 18 | 8.5 | 42500 | 33000 | 77.65% | 2 | 0 | 12 |  |  |  | No | R-454B | 3.7083 | Residential & Commercial | Ducted CEE Tier 1
213500938 | Central HP <5.4 tons | DIYCOOL | HRCU-A-CB (Split System: Heat Pump with Remote Outdoor Unit-Air-Source) | ACIQ-36-HPC |  |  | ACIQ-36-AHB* |  | 35000 | 16.3 | 9.5 | 39000 | 38000 | 97.44% | 1.8 | 0 | 11.7 |  |  |  | No | R-410A | 2.9167 | Residential & Commercial | Ducted CEE Tier 1
204456611 | Central HP <5.4 tons | COMFORTMAKER | HRCU-A-CB (Split System: Heat Pump with Remote Outdoor Unit-Air-Source) | CVH825GKA2* |  |  | EA*4X36L17A*+WALLCON | *96CTN0601714A* | 23400 | 16 | 8.1 | 21600 | 16800 | 77.78% | 1.92 | 11 | 10.5 |  |  |  | No | R-410A | 1.95 | Residential & Commercial | Ducted CEE Tier 1
204456719 | Central HP <5.4 tons | COMFORTMAKER | HRCU-A-CB (Split System: Heat Pump with Remote Outdoor Unit-Air-Source) | CVH825GKA2* |  |  | EA*4X36L21A*+WALLCON | *97CMN0601714A* | 23400 | 16 | 8.1 | 21600 | 16800 | 77.78% | 1.92 | 11 | 10.5 |  |  |  | No | R-410A | 1.95 | Residential & Commercial | Ducted CEE Tier 1
215423198 | Central HP <5.4 tons | YORK | HRCU-A-CB (Split System: Heat Pump with Remote Outdoor Unit-Air-Source) | HH836E2S11 | ADP |  | H,YE9J*36+TXV-BLEED | TL9E100C20UH11 | 33800 | 17 | 8.5 | 30000 | 25000 | 83.33% | 2 | 0 | 11 |  |  |  | No | R-454B | 2.8167 | Residential & Commercial | Ducted CEE Tier 1
215423234 | Central HP <5.4 tons | YORK | HRCU-A-CB (Split System: Heat Pump with Remote Outdoor Unit-Air-Source) | HH836E2S11 | ADP |  | H,YE9J*36+TXV | TM8E120C16MP11 | 32600 | 18 | 8.5 | 29400 | 23800 | 80.95% | 2 | 0 | 10.5 |  |  |  | No | R-454B | 2.7167 | Residential & Commercial | Ducted CEE Tier 1
215423250 | Central HP <5.4 tons | YORK | HRCU-A-CB (Split System: Heat Pump with Remote Outdoor Unit-Air-Source) | HH836E2S11 | ADP |  | H,YE80*36+TXV | TM8V080C16MP12 | 33600 | 18 | 8.5 | 29600 | 25000 | 84.46% | 2 | 0 | 11 |  |  |  | No | R-454B | 2.8 | Residential & Commercial | Ducted CEE Tier 1
215423273 | Central HP <5.4 tons | YORK | HRCU-A-CB (Split System: Heat Pump with Remote Outdoor Unit-Air-Source) | HH836E2S11 | ADP |  | H,YE9J*36+TXV-BLEED | TM8Y100C20MP11 | 33800 | 18 | 8.5 | 30600 | 25400 | 83.01% | 2 | 0 | 10.5 |  |  |  | No | R-454B | 2.8167 | Residential & Commercial | Ducted CEE Tier 1
215424505 | Central HP <5.4 tons | YORK | HRCU-A-CB (Split System: Heat Pump with Remote Outdoor Unit-Air-Source) | HH824E2S11 | ADP |  | H,YE7J*30+TXV | TM9E026A08MP12 | 22400 | 16 | 8.8 | 21400 | 17200 | 80.37% | 1.96 | 0 | 10.5 |  |  |  | No | R-454B | 1.8667 | Residential & Commercial | Ducted CEE Tier 1
215424524 | Central HP <5.4 tons | YORK | HRCU-A-CB (Split System: Heat Pump with Remote Outdoor Unit-Air-Source) | HH824E2S11 | ADP |  | H,YE7J*36+TXV | TM9E060A10MP12 | 22400 | 16 | 8.8 | 21400 | 17700 | 82.71% | 1.96 | 0 | 10.5 |  |  |  | No | R-454B | 1.8667 | Residential & Commercial | Ducted CEE Tier 1
215424540 | Central HP <5.4 tons | YORK | HRCU-A-CB (Split System: Heat Pump with Remote Outdoor Unit-Air-Source) | HH824E2S11 | ADP |  | H,YE7J*36+TXV-BLEED | TM9E080B12MP12 | 23000 | 17 | 9 | 21400 | 18300 | 85.51% | 2 | 0 | 11.7 |  |  |  | No | R-454B | 1.9167 | Residential & Commercial | Ducted CEE Tier 1
207455187 | Central HP <5.4 tons | LENNOX | HRCU-A-CB (Split System: Heat Pump with Remote Outdoor Unit-Air-Source) | SL25XPV-036-230A** | ADP |  | L*35/36S9 | SL280UH110XV60C* | 34000 | 21 | 8.8 | 33800 | 27000 | 79.88% | 1.84 | 14 | 13.5 |  |  |  | No | R-410A | 2.8333 | Residential & Commercial | Ducted CEE Tier 1
207455271 | Central HP <5.4 tons | LENNOX | HRCU-A-CB (Split System: Heat Pump with Remote Outdoor Unit-Air-Source) | SL25XPV-036-230A** | ADP |  | LH35/38X9 | SLP99UH110XV60C* | 34000 | 21 | 8.8 | 34000 | 27000 | 79.41% | 1.82 | 14 | 13.5 |  |  |  | No | R-410A | 2.8333 | Residential & Commercial | Ducted CEE Tier 1
213770897 | Central HP <5.4 tons | HEIL | HRCU-A-CB (Split System: Heat Pump with Remote Outdoor Unit-Air-Source) | HVH825GKA2* |  |  | EA*4X36L17A*+WALLCON | *96CTN0801714B* | 23600 | 16.5 | 8.1 | 21600 | 16700 | 77.31% | 1.94 | 0 | 10.5 |  |  |  | No | R-410A | 1.9667 | Residential & Commercial | Ducted CEE Tier 1
215424436 | Central HP <5.4 tons | YORK | HRCU-A-CB (Split System: Heat Pump with Remote Outdoor Unit-Air-Source) | HH824E2S11 | ADP |  | H,YE31*30+TXV | TL9E060B12UH11 | 21800 | 17 | 8.5 | 21200 | 17700 | 83.49% | 1.9 | 0 | 11 |  |  |  | No | R-454B | 1.8167 | Residential & Commercial | Ducted CEE Tier 1
215424468 | Central HP <5.4 tons | YORK | HRCU-A-CB (Split System: Heat Pump with Remote Outdoor Unit-Air-Source) | HH824E2S11 | ADP |  | H,YE7J*36+TXV | TM8E080B12MP11 | 22400 | 17 | 8.8 | 21400 | 17500 | 81.78% | 1.96 | 0 | 11.5 |  |  |  | No | R-454B | 1.8667 | Residential & Commercial | Ducted CEE Tier 1
215869119 | Central HP <5.4 tons | AMERICAN STANDARD | HRCU-A-CB (Split System: Heat Pump with Remote Outdoor Unit-Air-Source) | 5A6V8X48A1 |  |  | 5PX*C007AS3 | S9V2C100U5VSB+LRP | 45500 | 18.1 | 8.5 | 46000 | 35400 | 76.96% | 2.1 | 0 | 10 |  |  |  | No | R-454B | 3.7917 | Residential & Commercial | Ducted CEE Tier 1
215423275 | Central HP <5.4 tons | YORK | HRCU-A-CB (Split System: Heat Pump with Remote Outdoor Unit-Air-Source) | HH836E2S11 | ADP |  | H,YE80*36+TXV | TM8Y100C20MP11 | 34000 | 19 | 8.5 | 30600 | 25400 | 83.01% | 2 | 0 | 11 |  |  |  | No | R-454B | 2.8333 | Residential & Commercial | Ducted CEE Tier 1
215423314 | Central HP <5.4 tons | YORK | HRCU-A-CB (Split System: Heat Pump with Remote Outdoor Unit-Air-Source) | HH836E2S11 | ADP |  | H,YE9J*36+TXV | TM9V060B12MP12 | 32600 | 16 | 8.5 | 29000 | 24800 | 85.52% | 2 | 0 | 11 |  |  |  | No | R-454B | 2.7167 | Residential & Commercial | Ducted CEE Tier 1
215423334 | Central HP <5.4 tons | YORK | HRCU-A-CB (Split System: Heat Pump with Remote Outdoor Unit-Air-Source) | HH836E2S11 | ADP |  | H,YE9J*36+TXV | TM9V100C20MP12 | 34200 | 18 | 8.5 | 31000 | 25600 | 82.58% | 2 | 0 | 10 |  |  |  | No | R-454B | 2.85 | Residential & Commercial | Ducted CEE Tier 1
215423343 | Central HP <5.4 tons | YORK | HRCU-A-CB (Split System: Heat Pump with Remote Outdoor Unit-Air-Source) | HH836E2S11 | ADP |  | H,YE9J*36+TXV-BLEED | TM9Y080B12MP11 | 33000 | 17 | 8.5 | 29400 | 25000 | 85.03% | 2 | 0 | 11 |  |  |  | No | R-454B | 2.75 | Residential & Commercial | Ducted CEE Tier 1
215423350 | Central HP <5.4 tons | YORK | HRCU-A-CB (Split System: Heat Pump with Remote Outdoor Unit-Air-Source) | HH836E2S11 | ADP |  | H,YE80*36+TXV | TM9Y080C16MP11 | 32800 | 19 | 8.5 | 29400 | 23800 | 80.95% | 2 | 0 | 11 |  |  |  | No | R-454B | 2.7333 | Residential & Commercial | Ducted CEE Tier 1
215676594 | Central HP <5.4 tons | BRYANT HEATING AND COOLING SYSTEMS | HRCU-A-CB (Split System: Heat Pump with Remote Outdoor Unit-Air-Source) | 290VAN048**AA* |  |  | CVAVA6024XMA*+UI | 83*CA60100C21*** | 48000 | 18.5 | 9 | 50000 | 36600 | 73.2% | 2 | 0 | 10 |  |  |  | No | R-454B | 4 | Residential & Commercial | Ducted CEE Tier 1
215424479 | Central HP <5.4 tons | YORK | HRCU-A-CB (Split System: Heat Pump with Remote Outdoor Unit-Air-Source) | HH824E2S11 | ADP |  | H,YE8J*36+TXV | TM8E100B12MP11 | 23000 | 17 | 9 | 21400 | 17600 | 82.24% | 2 | 0 | 12 |  |  |  | No | R-454B | 1.9167 | Residential & Commercial | Ducted CEE Tier 1
215424502 | Central HP <5.4 tons | YORK | HRCU-A-CB (Split System: Heat Pump with Remote Outdoor Unit-Air-Source) | HH824E2S11 | ADP |  | H,YE32*36+TXV | TM9E026A08MP12 | 22200 | 16 | 8.65 | 21200 | 17200 | 81.13% | 1.94 | 0 | 10.5 |  |  |  | No | R-454B | 1.85 | Residential & Commercial | Ducted CEE Tier 1
215424520 | Central HP <5.4 tons | YORK | HRCU-A-CB (Split System: Heat Pump with Remote Outdoor Unit-Air-Source) | HH824E2S11 | ADP |  | H,YE32*36+TXV | TM9E060A10MP12 | 22200 | 16 | 8.65 | 21200 | 17700 | 83.49% | 1.94 | 0 | 10.5 |  |  |  | No | R-454B | 1.85 | Residential & Commercial | Ducted CEE Tier 1
215424538 | Central HP <5.4 tons | YORK | HRCU-A-CB (Split System: Heat Pump with Remote Outdoor Unit-Air-Source) | HH824E2S11 | ADP |  | H,YE32*36+TXV | TM9E080B12MP12 | 22200 | 17 | 8.65 | 21200 | 17600 | 83.02% | 1.94 | 0 | 11 |  |  |  | No | R-454B | 1.85 | Residential & Commercial | Ducted CEE Tier 1
215424552 | Central HP <5.4 tons | YORK | HRCU-A-CB (Split System: Heat Pump with Remote Outdoor Unit-Air-Source) | HH824E2S11 | ADP |  | H,YE8J*30+TXV | TM9V040A10MP12 | 22600 | 16 | 8.9 | 21400 | 17100 | 79.91% | 1.98 | 0 | 10.5 |  |  |  | No | R-454B | 1.8833 | Residential & Commercial | Ducted CEE Tier 1
215424579 | Central HP <5.4 tons | YORK | HRCU-A-CB (Split System: Heat Pump with Remote Outdoor Unit-Air-Source) | HH824E2S11 | ADP |  | H,YE8J*30+TXV | TM9Y040A10MP11 | 22600 | 16 | 8.45 | 21000 | 16900 | 80.48% | 1.98 | 0 | 10.5 |  |  |  | No | R-454B | 1.8833 | Residential & Commercial | Ducted CEE Tier 1
215424586 | Central HP <5.4 tons | YORK | HRCU-A-CB (Split System: Heat Pump with Remote Outdoor Unit-Air-Source) | HH824E2S11 | ADP |  | H,YE7J*30+TXV | TM9Y060B12MP11 | 22400 | 17 | 8.8 | 21400 | 17300 | 80.84% | 1.96 | 0 | 11 |  |  |  | No | R-454B | 1.8667 | Residential & Commercial | Ducted CEE Tier 1
215424613 | Central HP <5.4 tons | YORK | HRCU-A-CB (Split System: Heat Pump with Remote Outdoor Unit-Air-Source) | HH824E2S11 | ADP |  | H,YE33*36+TXV | Y81E080B12SMPS1 | 23000 | 18 | 9 | 21400 | 18100 | 84.58% | 2 | 0 | 12 |  |  |  | No | R-454B | 1.9167 | Residential & Commercial | Ducted CEE Tier 1
212407319 | Central HP <5.4 tons | BRYANT HEATING AND COOLING SYSTEMS | HRCU-A-CB (Split System: Heat Pump with Remote Outdoor Unit-Air-Source) | 284ANV036*0**B* | ADP |  | C36A***C159 | 88*TA36070C14*** | 33400 | 19 | 9 | 33800 | 25800 | 76.33% | 2 | 0 | 12 |  |  |  | No | R-410A | 2.7833 | Residential & Commercial | Ducted CEE Tier 1
215423920 | Central HP <5.4 tons | YORK | HRCU-A-CB (Split System: Heat Pump with Remote Outdoor Unit-Air-Source) | HH860E2S11 | ADP |  | H,YE48*60+TXV-BLEED | Y81E080C20SMPS1 | 44000 | 18 | 8.5 | 42500 | 33000 | 77.65% | 2 | 0 | 12 |  |  |  | No | R-454B | 3.6667 | Residential & Commercial | Ducted CEE Tier 1
215423940 | Central HP <5.4 tons | YORK | HRCU-A-CB (Split System: Heat Pump with Remote Outdoor Unit-Air-Source) | HH860E2S11 | ADP |  | H,YE54*60+TXV | Y81E100C16SMPS1 | 44000 | 18 | 8.5 | 42000 | 32800 | 78.1% | 2 | 0 | 12 |  |  |  | No | R-454B | 3.6667 | Residential & Commercial | Ducted CEE Tier 1
215423973 | Central HP <5.4 tons | YORK | HRCU-A-CB (Split System: Heat Pump with Remote Outdoor Unit-Air-Source) | HH860E2S11 | ADP |  | H,YE49*60+TXV | Y81E120C16SMPS1 | 44000 | 18 | 8.5 | 41500 | 32600 | 78.55% | 2 | 0 | 12 |  |  |  | No | R-454B | 3.6667 | Residential & Commercial | Ducted CEE Tier 1
215423988 | Central HP <5.4 tons | YORK | HRCU-A-CB (Split System: Heat Pump with Remote Outdoor Unit-Air-Source) | HH860E2S11 | ADP |  | H,YE86*60+TXV | Y81E120C20SMPS1 | 52500 | 19 | 8.5 | 51500 | 38000 | 73.79% | 2 | 0 | 11.7 |  |  |  | No | R-454B | 4.375 | Residential & Commercial | Ducted CEE Tier 1
215424005 | Central HP <5.4 tons | YORK | HRCU-A-CB (Split System: Heat Pump with Remote Outdoor Unit-Air-Source) | HH860E2S11 | ADP |  | H,YE36*60+TXV | Y91E080C16SMPS1 | 44500 | 17 | 8.4 | 45000 | 33400 | 74.22% | 1.98 | 0 | 11.5 |  |  |  | No | R-454B | 3.7083 | Residential & Commercial | Ducted CEE Tier 1
215424024 | Central HP <5.4 tons | YORK | HRCU-A-CB (Split System: Heat Pump with Remote Outdoor Unit-Air-Source) | HH860E2S11 | ADP |  | H,YE37*60+TXV | Y91E080C20SMPS1 | 44500 | 17 | 8.5 | 44500 | 33000 | 74.16% | 2 | 0 | 12 |  |  |  | No | R-454B | 3.7083 | Residential & Commercial | Ducted CEE Tier 1
215424039 | Central HP <5.4 tons | YORK | HRCU-A-CB (Split System: Heat Pump with Remote Outdoor Unit-Air-Source) | HH860E2S11 | ADP |  | H,YE36*60+TXV-BLEED | Y91E100C16SMPS1 | 45000 | 17 | 8.4 | 45000 | 33800 | 75.11% | 1.98 | 0 | 11.5 |  |  |  | No | R-454B | 3.75 | Residential & Commercial | Ducted CEE Tier 1
215424055 | Central HP <5.4 tons | YORK | HRCU-A-CB (Split System: Heat Pump with Remote Outdoor Unit-Air-Source) | HH860E2S11 | ADP |  | H,YE86*60+TXV | Y91E100C16SMPS1 | 45500 | 18 | 8.5 | 45000 | 33800 | 75.11% | 2 | 0 | 11.7 |  |  |  | No | R-454B | 3.7917 | Residential & Commercial | Ducted CEE Tier 1
215424071 | Central HP <5.4 tons | YORK | HRCU-A-CB (Split System: Heat Pump with Remote Outdoor Unit-Air-Source) | HH860E2S11 | ADP |  | H,YE74*48+TXV | Y91E100C20SMPS1 | 45500 | 18 | 8.5 | 45000 | 33600 | 74.67% | 2 | 0 | 11.7 |  |  |  | No | R-454B | 3.7917 | Residential & Commercial | Ducted CEE Tier 1
215424089 | Central HP <5.4 tons | YORK | HRCU-A-CB (Split System: Heat Pump with Remote Outdoor Unit-Air-Source) | HH860E2S11 | ADP |  | H,YE86*60+TXV | Y91E120D20SMPS1 | 53500 | 18 | 8.5 | 51500 | 38500 | 74.76% | 2 | 0 | 11.7 |  |  |  | No | R-454B | 4.4583 | Residential & Commercial | Ducted CEE Tier 1
215424107 | Central HP <5.4 tons | YORK | HRCU-A-CB (Split System: Heat Pump with Remote Outdoor Unit-Air-Source) | HH860E2S11 | ADP |  | H,YE86*60+TXV | YP9C080C16MP13 | 43500 | 18 | 8.5 | 42000 | 33000 | 78.57% | 2 | 0 | 11 |  |  |  | No | R-454B | 3.625 | Residential & Commercial | Ducted CEE Tier 1
215424121 | Central HP <5.4 tons | YORK | HRCU-A-CB (Split System: Heat Pump with Remote Outdoor Unit-Air-Source) | HH860E2S11 | ADP |  | H,YE55*60+TXV | YP9C100C16MP13 | 43500 | 18 | 8.5 | 42000 | 32800 | 78.1% | 2 | 0 | 11.7 |  |  |  | No | R-454B | 3.625 | Residential & Commercial | Ducted CEE Tier 1
215424123 | Central HP <5.4 tons | YORK | HRCU-A-CB (Split System: Heat Pump with Remote Outdoor Unit-Air-Source) | HH860E2S11 | ADP |  | H,YE74*48+TXV | YP9C100C16MP13 | 43500 | 18 | 8.5 | 42000 | 32800 | 78.1% | 2 | 0 | 11.7 |  |  |  | No | R-454B | 3.625 | Residential & Commercial | Ducted CEE Tier 1
215424124 | Central HP <5.4 tons | YORK | HRCU-A-CB (Split System: Heat Pump with Remote Outdoor Unit-Air-Source) | HH860E2S11 | ADP |  | H,YE84*60+TXV | YP9C100C16MP13 | 43500 | 18 | 8.5 | 42000 | 32800 | 78.1% | 2 | 0 | 11.7 |  |  |  | No | R-454B | 3.625 | Residential & Commercial | Ducted CEE Tier 1
215425325 | Central HP <5.4 tons | YORK | HRCU-A-CB (Split System: Heat Pump with Remote Outdoor Unit-Air-Source) | HH860E2S11 | ADP |  | H,YE72*60+TXV | TL9E080C16UH11 | 44500 | 18 | 8.5 | 44000 | 34000 | 77.27% | 2 | 0 | 11 |  |  |  | No | R-454B | 3.7083 | Residential & Commercial | Ducted CEE Tier 1
215425359 | Central HP <5.4 tons | YORK | HRCU-A-CB (Split System: Heat Pump with Remote Outdoor Unit-Air-Source) | HH860E2S11 | ADP |  | H,YE84*48+TXV | TM8E100C16MP11 | 44500 | 18 | 8.5 | 43500 | 33800 | 77.7% | 2 | 0 | 11 |  |  |  | No | R-454B | 3.7083 | Residential & Commercial | Ducted CEE Tier 1
215676644 | Central HP <5.4 tons | BRYANT HEATING AND COOLING SYSTEMS | HRCU-A-CB (Split System: Heat Pump with Remote Outdoor Unit-Air-Source) | 290VAN048**AA* |  |  | CVAVA6024XMA*+UI | 935CB66100C21*** | 48000 | 19 | 9 | 50000 | 36400 | 72.8% | 2.02 | 0 | 10 |  |  |  | No | R-454B | 4 | Residential & Commercial | Ducted CEE Tier 1
215423368 | Central HP <5.4 tons | YORK | HRCU-A-CB (Split System: Heat Pump with Remote Outdoor Unit-Air-Source) | HH836E2S11 | ADP |  | H,YE9J*36+TXV-BLEED | Y81E080C16SMPS1 | 33800 | 18 | 8.5 | 30200 | 25000 | 82.78% | 2 | 0 | 10.5 |  |  |  | No | R-454B | 2.8167 | Residential & Commercial | Ducted CEE Tier 1
215423391 | Central HP <5.4 tons | YORK | HRCU-A-CB (Split System: Heat Pump with Remote Outdoor Unit-Air-Source) | HH836E2S11 | ADP |  | H,YE34*36+TXV | Y81E120C16SMPS1 | 32800 | 18 | 8.35 | 29600 | 24800 | 83.78% | 1.98 | 0 | 11 |  |  |  | No | R-454B | 2.7333 | Residential & Commercial | Ducted CEE Tier 1
215423407 | Central HP <5.4 tons | YORK | HRCU-A-CB (Split System: Heat Pump with Remote Outdoor Unit-Air-Source) | HH836E2S11 | ADP |  | H,YE35*36+TXV | Y91E080C16SMPS1 | 33000 | 17 | 8.45 | 29600 | 23400 | 79.05% | 2 | 0 | 10.5 |  |  |  | No | R-454B | 2.75 | Residential & Commercial | Ducted CEE Tier 1
215423432 | Central HP <5.4 tons | YORK | HRCU-A-CB (Split System: Heat Pump with Remote Outdoor Unit-Air-Source) | HH836E2S11 | ADP |  | H,YE35*36+TXV | YP9C080C16MP13 | 33400 | 18 | 8.5 | 29800 | 25000 | 83.89% | 2 | 0 | 11 |  |  |  | No | R-454B | 2.7833 | Residential & Commercial | Ducted CEE Tier 1
215423209 | Central HP <5.4 tons | YORK | HRCU-A-CB (Split System: Heat Pump with Remote Outdoor Unit-Air-Source) | HH836E2S11 | ADP |  | H,YE9J*36+TXV | TM8E080C16MP11 | 32400 | 18 | 8.5 | 29200 | 23600 | 80.82% | 2 | 0 | 10.5 |  |  |  | No | R-454B | 2.7 | Residential & Commercial | Ducted CEE Tier 1
215423225 | Central HP <5.4 tons | YORK | HRCU-A-CB (Split System: Heat Pump with Remote Outdoor Unit-Air-Source) | HH836E2S11 | ADP |  | H,YE80*36+TXV | TM8E100C16MP11 | 32800 | 19 | 8.5 | 29400 | 25000 | 85.03% | 2 | 0 | 11 |  |  |  | No | R-454B | 2.7333 | Residential & Commercial | Ducted CEE Tier 1
215423232 | Central HP <5.4 tons | YORK | HRCU-A-CB (Split System: Heat Pump with Remote Outdoor Unit-Air-Source) | HH836E2S11 | ADP |  | H,YE35*36+TXV | TM8E120C16MP11 | 32800 | 18 | 8.5 | 28600 | 24400 | 85.31% | 2 | 0 | 11.7 |  |  |  | No | R-454B | 2.7333 | Residential & Commercial | Ducted CEE Tier 1
215294681 | Central HP <5.4 tons | AIRQUEST | HRCU-A-CB (Split System: Heat Pump with Remote Outdoor Unit-Air-Source) | DLCURAH36ABK | ADP |  | H,GE34936 | *92MSN0801716A* | 35400 | 16 | 8.1 | 36800 | 34600 | 94.02% | 1.88 | 0 | 10 |  |  |  | No | R-410A | 2.95 | Residential & Commercial | Ducted CEE Tier 1
215294688 | Central HP <5.4 tons | AIRQUEST | HRCU-A-CB (Split System: Heat Pump with Remote Outdoor Unit-Air-Source) | DLCURAH36ABK | ADP |  | H,GE36936 | *92MSN0801716A* | 35600 | 16 | 8.5 | 36200 | 34200 | 94.48% | 2.02 | 0 | 10 |  |  |  | No | R-410A | 2.9667 | Residential & Commercial | Ducted CEE Tier 1
215294745 | Central HP <5.4 tons | AIRQUEST | HRCU-A-CB (Split System: Heat Pump with Remote Outdoor Unit-Air-Source) | DLCURAH36ABK | ADP |  | HE34936 | *92MSN0802120A* | 35200 | 16 | 8.1 | 36800 | 34600 | 94.02% | 1.88 | 0 | 10 |  |  |  | No | R-410A | 2.9333 | Residential & Commercial | Ducted CEE Tier 1
213080126 | Central HP <5.4 tons | AIRQUEST | HRCU-A-CB (Split System: Heat Pump with Remote Outdoor Unit-Air-Source) | DLCURAH36ABK |  |  | EN(A,D,W)4X48L21** | *96MSN0801716A* | 35600 | 16 | 8.1 | 38500 | 35000 | 90.91% | 1.98 | 0 | 10 |  |  |  | No | R-410A | 2.9667 | Residential & Commercial | Ducted CEE Tier 1
213080162 | Central HP <5.4 tons | AIRQUEST | HRCU-A-CB (Split System: Heat Pump with Remote Outdoor Unit-Air-Source) | DLCURAH36ABK |  |  | EA*4X42L21A* | *96MSN0802120A* | 35600 | 16 | 8.1 | 38500 | 35200 | 91.43% | 1.9 | 0 | 10 |  |  |  | No | R-410A | 2.9667 | Residential & Commercial | Ducted CEE Tier 1
211230478 | Central HP <5.4 tons | AIRQUEST | HRCU-A-CB (Split System: Heat Pump with Remote Outdoor Unit-Air-Source) | DLCURAH36ABK |  |  | EN(A,D)4X48L24** | *80ES(N,L)1352420A* | 36200 | 16 | 8.1 | 38500 | 34800 | 90.39% | 2.02 | 0 | 10 |  |  |  | No | R-410A | 3.0167 | Residential & Commercial | Ducted CEE Tier 1
215425376 | Central HP <5.4 tons | YORK | HRCU-A-CB (Split System: Heat Pump with Remote Outdoor Unit-Air-Source) | HH860E2S11 | ADP |  | H,YE72*60+TXV | TM8E130D20MP11 | 54000 | 19 | 8.5 | 53000 | 39500 | 74.53% | 2 | 0 | 11 |  |  |  | No | R-454B | 4.5 | Residential & Commercial | Ducted CEE Tier 1
215425392 | Central HP <5.4 tons | YORK | HRCU-A-CB (Split System: Heat Pump with Remote Outdoor Unit-Air-Source) | HH860E2S11 | ADP |  | H,YE3K*48+TXV | TM8V100C16MP12 | 43500 | 17 | 8.5 | 42000 | 32800 | 78.1% | 2 | 0 | 11.7 |  |  |  | No | R-454B | 3.625 | Residential & Commercial | Ducted CEE Tier 1
215425426 | Central HP <5.4 tons | YORK | HRCU-A-CB (Split System: Heat Pump with Remote Outdoor Unit-Air-Source) | HH860E2S11 | ADP |  | H,YE49*48+TXV | TM8Y100C16MP11 | 44000 | 18 | 8.5 | 42000 | 33000 | 78.57% | 2 | 0 | 11.7 |  |  |  | No | R-454B | 3.6667 | Residential & Commercial | Ducted CEE Tier 1
215425427 | Central HP <5.4 tons | YORK | HRCU-A-CB (Split System: Heat Pump with Remote Outdoor Unit-Air-Source) | HH860E2S11 | ADP |  | H,YE74*60+TXV | TM8Y100C16MP11 | 44000 | 18 | 8.5 | 42000 | 33000 | 78.57% | 2 | 0 | 11.7 |  |  |  | No | R-454B | 3.6667 | Residential & Commercial | Ducted CEE Tier 1
215425442 | Central HP <5.4 tons | YORK | HRCU-A-CB (Split System: Heat Pump with Remote Outdoor Unit-Air-Source) | HH860E2S11 | ADP |  | H,YE53*48+TXV | TM9E080C16MP12 | 44500 | 18 | 8.5 | 43500 | 34000 | 78.16% | 2 | 0 | 11 |  |  |  | No | R-454B | 3.7083 | Residential & Commercial | Ducted CEE Tier 1
213307911 | Central HP <5.4 tons | Alsetria | HRCU-A-CB (Split System: Heat Pump with Remote Outdoor Unit-Air-Source) | MOD30U-30HFN1-MR0(X) |  |  | MVBE-30HWFN1-ML3E |  | 30000 | 16.9 | 9 | 31000 | 25000 | 80.65% | 1.8 | 0 | 10 |  |  |  | No | R-410A | 2.5 | Residential & Commercial | Ducted CEE Tier 1
215423491 | Central HP <5.4 tons | YORK | HRCU-A-CB (Split System: Heat Pump with Remote Outdoor Unit-Air-Source) | HH860E2S11 | ADP |  | H,YE74*48+TXV | TM8E080C16MP11 | 44500 | 18 | 8.5 | 43500 | 33800 | 77.7% | 2 | 0 | 11 |  |  |  | No | R-454B | 3.7083 | Residential & Commercial | Ducted CEE Tier 1
215423241 | Central HP <5.4 tons | YORK | HRCU-A-CB (Split System: Heat Pump with Remote Outdoor Unit-Air-Source) | HH836E2S11 | ADP |  | H,YE34*36+TXV | TM8V080B12MP12 | 32000 | 16 | 8.4 | 28800 | 24800 | 86.11% | 1.98 | 0 | 10.5 |  |  |  | No | R-454B | 2.6667 | Residential & Commercial | Ducted CEE Tier 1
215423257 | Central HP <5.4 tons | YORK | HRCU-A-CB (Split System: Heat Pump with Remote Outdoor Unit-Air-Source) | HH836E2S11 | ADP |  | H,YE35*36+TXV | TM8Y080B12MP11 | 33000 | 18 | 8.5 | 29200 | 24800 | 84.93% | 2 | 0 | 11 |  |  |  | No | R-454B | 2.75 | Residential & Commercial | Ducted CEE Tier 1
215423259 | Central HP <5.4 tons | YORK | HRCU-A-CB (Split System: Heat Pump with Remote Outdoor Unit-Air-Source) | HH836E2S11 | ADP |  | H,YE9J*36+TXV | TM8Y080B12MP11 | 33000 | 17 | 8.5 | 29200 | 24800 | 84.93% | 2 | 0 | 11 |  |  |  | No | R-454B | 2.75 | Residential & Commercial | Ducted CEE Tier 1
215423291 | Central HP <5.4 tons | YORK | HRCU-A-CB (Split System: Heat Pump with Remote Outdoor Unit-Air-Source) | HH836E2S11 | ADP |  | H,YE34*36+TXV | TM9E080C16MP12 | 33200 | 18 | 8.35 | 31000 | 25800 | 83.23% | 1.98 | 0 | 10.5 |  |  |  | No | R-454B | 2.7667 | Residential & Commercial | Ducted CEE Tier 1
215423318 | Central HP <5.4 tons | YORK | HRCU-A-CB (Split System: Heat Pump with Remote Outdoor Unit-Air-Source) | HH836E2S11 | ADP |  | H,YE9J*36+TXV-BLEED | TM9V080B12MP12 | 33000 | 17 | 8.5 | 29200 | 24800 | 84.93% | 2 | 0 | 11 |  |  |  | No | R-454B | 2.75 | Residential & Commercial | Ducted CEE Tier 1
215423325 | Central HP <5.4 tons | YORK | HRCU-A-CB (Split System: Heat Pump with Remote Outdoor Unit-Air-Source) | HH836E2S11 | ADP |  | H,YE80*36+TXV | TM9V080C16MP12 | 33400 | 18 | 8.5 | 29800 | 25000 | 83.89% | 2 | 0 | 11 |  |  |  | No | R-454B | 2.7833 | Residential & Commercial | Ducted CEE Tier 1
215423364 | Central HP <5.4 tons | YORK | HRCU-A-CB (Split System: Heat Pump with Remote Outdoor Unit-Air-Source) | HH836E2S11 | ADP |  | H,YE9J*36+TXV | Y81E080B12SMPS1 | 32800 | 17 | 8.5 | 28400 | 24400 | 85.92% | 2 | 0 | 11.7 |  |  |  | No | R-454B | 2.7333 | Residential & Commercial | Ducted CEE Tier 1
215423366 | Central HP <5.4 tons | YORK | HRCU-A-CB (Split System: Heat Pump with Remote Outdoor Unit-Air-Source) | HH836E2S11 | ADP |  | H,YE34*36+TXV | Y81E080C16SMPS1 | 33400 | 18 | 8.35 | 30200 | 25000 | 82.78% | 1.98 | 0 | 10.5 |  |  |  | No | R-454B | 2.7833 | Residential & Commercial | Ducted CEE Tier 1
215423498 | Central HP <5.4 tons | YORK | HRCU-A-CB (Split System: Heat Pump with Remote Outdoor Unit-Air-Source) | HH860E2S11 | ADP |  | H,YE3K*60+TXV | TM8E080C20MP11 | 53000 | 18 | 8.45 | 53000 | 39500 | 74.53% | 1.98 | 0 | 10.5 |  |  |  | No | R-454B | 4.4167 | Residential & Commercial | Ducted CEE Tier 1
215425443 | Central HP <5.4 tons | YORK | HRCU-A-CB (Split System: Heat Pump with Remote Outdoor Unit-Air-Source) | HH860E2S11 | ADP |  | H,YE49*48+TXV | TM9E080C16MP12 | 44500 | 18 | 8.5 | 43500 | 34000 | 78.16% | 2 | 0 | 11 |  |  |  | No | R-454B | 3.7083 | Residential & Commercial | Ducted CEE Tier 1
215425475 | Central HP <5.4 tons | YORK | HRCU-A-CB (Split System: Heat Pump with Remote Outdoor Unit-Air-Source) | HH860E2S11 | ADP |  | H,YE37*48+TXV | TM9V100C16MP12 | 43500 | 17 | 8.5 | 42000 | 32800 | 78.1% | 2 | 0 | 11.7 |  |  |  | No | R-454B | 3.625 | Residential & Commercial | Ducted CEE Tier 1
215425476 | Central HP <5.4 tons | YORK | HRCU-A-CB (Split System: Heat Pump with Remote Outdoor Unit-Air-Source) | HH860E2S11 | ADP |  | H,YE72*48+TXV | TM9V100C16MP12 | 43500 | 18 | 8.5 | 42000 | 32800 | 78.1% | 2 | 0 | 11.7 |  |  |  | No | R-454B | 3.625 | Residential & Commercial | Ducted CEE Tier 1
215425493 | Central HP <5.4 tons | YORK | HRCU-A-CB (Split System: Heat Pump with Remote Outdoor Unit-Air-Source) | HH860E2S11 | ADP |  | H,YE72*48+TXV | TM9Y080C16MP11 | 44000 | 17 | 8.5 | 42500 | 33400 | 78.59% | 2 | 0 | 11 |  |  |  | No | R-454B | 3.6667 | Residential & Commercial | Ducted CEE Tier 1
215423500 | Central HP <5.4 tons | YORK | HRCU-A-CB (Split System: Heat Pump with Remote Outdoor Unit-Air-Source) | HH860E2S11 | ADP |  | H,YE48*60+TXV | TM8E080C20MP11 | 53500 | 18 | 8.5 | 53000 | 39500 | 74.53% | 2 | 0 | 11 |  |  |  | No | R-454B | 4.4583 | Residential & Commercial | Ducted CEE Tier 1
215423509 | Central HP <5.4 tons | YORK | HRCU-A-CB (Split System: Heat Pump with Remote Outdoor Unit-Air-Source) | HH860E2S11 | ADP |  | H,YE36*60+TXV | TM8E100C16MP11 | 44000 | 17 | 8.4 | 43500 | 33800 | 77.7% | 1.98 | 0 | 10.5 |  |  |  | No | R-454B | 3.6667 | Residential & Commercial | Ducted CEE Tier 1
215423516 | Central HP <5.4 tons | YORK | HRCU-A-CB (Split System: Heat Pump with Remote Outdoor Unit-Air-Source) | HH860E2S11 | ADP |  | H,YE48*60+TXV | TM8E100C16MP11 | 44500 | 18 | 8.5 | 43500 | 33800 | 77.7% | 2 | 0 | 11 |  |  |  | No | R-454B | 3.7083 | Residential & Commercial | Ducted CEE Tier 1
215449748 | Central HP <5.4 tons | Breeze33 | HRCU-A-CB (Split System: Heat Pump with Remote Outdoor Unit-Air-Source) | BZ33-INV48OUT2-454-G3-J |  |  | BZ33-AHU48-454-G3-J |  | 48000 | 17.5 | 9.5 | 48000 | 48000 | 100% | 2 | 0 | 12 |  |  |  | No | R-454B | 4 | Residential & Commercial | Ducted CEE Tier 1
207826605 | Central HP <5.4 tons | KENMORE | HRCU-A-CB (Split System: Heat Pump with Remote Outdoor Unit-Air-Source) | DLCSRBH18AAK |  |  | DLFSABH18XBK |  | 18000 | 17.6 | 9.6 | 19000 | 17000 | 89.47% | 2 | 12.5 | 11.7 |  |  |  | No | R-410A | 1.5 | Residential & Commercial | Ducted CEE Tier 1
211277597 | Central HP <5.4 tons | Breeze33 | HRCU-A-CB (Split System: Heat Pump with Remote Outdoor Unit-Air-Source) | HSZ18H424ZMO |  |  | AH18H424ZMI |  | 18000 | 17.6 | 9.6 | 19000 | 17000 | 89.47% | 2 | 12.5 | 11.7 |  |  |  | No | R-410A | 1.5 | Residential & Commercial | Ducted CEE Tier 1
216453086 | Central HP <5.4 tons | AMERICAN STANDARD | HRCU-A-CB (Split System: Heat Pump with Remote Outdoor Unit-Air-Source) | 5A6V0X24A1 |  |  | 5TXCB003AS3 | S8V2B080M4PDB | 21600 | 20.6 | 10 | 24200 | 18300 | 75.62% | 2.1 | 0 | 11.5 |  |  |  | No | R-454B | 1.8 | Residential & Commercial | Ducted CEE Tier 1
215423543 | Central HP <5.4 tons | YORK | HRCU-A-CB (Split System: Heat Pump with Remote Outdoor Unit-Air-Source) | HH860E2S11 | ADP |  | H,YE3K*60+TXV | TM8E120C16MP11 | 44500 | 18 | 8.5 | 43500 | 33800 | 77.7% | 2 | 0 | 11 |  |  |  | No | R-454B | 3.7083 | Residential & Commercial | Ducted CEE Tier 1
215423566 | Central HP <5.4 tons | YORK | HRCU-A-CB (Split System: Heat Pump with Remote Outdoor Unit-Air-Source) | HH860E2S11 | ADP |  | H,YE36*60+TXV-BLEED | TM8E130D20MP11 | 52500 | 18 | 8.3 | 53000 | 39500 | 74.53% | 1.96 | 0 | 10.5 |  |  |  | No | R-454B | 4.375 | Residential & Commercial | Ducted CEE Tier 1
215423584 | Central HP <5.4 tons | YORK | HRCU-A-CB (Split System: Heat Pump with Remote Outdoor Unit-Air-Source) | HH860E2S11 | ADP |  | H,YE2K*60+TXV | TM8V080C16MP12 | 43000 | 17 | 8.45 | 42000 | 32800 | 78.1% | 2 | 0 | 11.5 |  |  |  | No | R-454B | 3.5833 | Residential & Commercial | Ducted CEE Tier 1
215423591 | Central HP <5.4 tons | YORK | HRCU-A-CB (Split System: Heat Pump with Remote Outdoor Unit-Air-Source) | HH860E2S11 | ADP |  | H,YE55*60+TXV | TM8V080C16MP12 | 43500 | 18 | 8.5 | 42000 | 32800 | 78.1% | 2 | 0 | 11.7 |  |  |  | No | R-454B | 3.625 | Residential & Commercial | Ducted CEE Tier 1
215423598 | Central HP <5.4 tons | YORK | HRCU-A-CB (Split System: Heat Pump with Remote Outdoor Unit-Air-Source) | HH860E2S11 | ADP |  | H,YE36*48+TXV | TM8V100C16MP12 | 43000 | 17 | 8.4 | 42000 | 32800 | 78.1% | 1.98 | 0 | 11.5 |  |  |  | No | R-454B | 3.5833 | Residential & Commercial | Ducted CEE Tier 1
215423609 | Central HP <5.4 tons | YORK | HRCU-A-CB (Split System: Heat Pump with Remote Outdoor Unit-Air-Source) | HH860E2S11 | ADP |  | H,YE55*60+TXV | TM8V100C16MP12 | 43500 | 18 | 8.5 | 42000 | 32800 | 78.1% | 2 | 0 | 11.7 |  |  |  | No | R-454B | 3.625 | Residential & Commercial | Ducted CEE Tier 1
215423625 | Central HP <5.4 tons | YORK | HRCU-A-CB (Split System: Heat Pump with Remote Outdoor Unit-Air-Source) | HH860E2S11 | ADP |  | H,YE84*60+TXV | TM8V100C20MP12 | 53000 | 19 | 8.5 | 52000 | 38500 | 74.04% | 2 | 0 | 11 |  |  |  | No | R-454B | 4.4167 | Residential & Commercial | Ducted CEE Tier 1
215423627 | Central HP <5.4 tons | YORK | HRCU-A-CB (Split System: Heat Pump with Remote Outdoor Unit-Air-Source) | HH860E2S11 | ADP |  | H,YE36*60+TXV-BLEED | TM8V120C20MP12 | 51500 | 18 | 8.3 | 52000 | 38500 | 74.04% | 1.96 | 0 | 10.5 |  |  |  | No | R-454B | 4.2917 | Residential & Commercial | Ducted CEE Tier 1
211260187 | Central HP <5.4 tons | AIRQUEST | HRCU-A-CB (Split System: Heat Pump with Remote Outdoor Unit-Air-Source) | DLCURAH18ABK |  |  | EA*4X24L14A* | *80ES(N,L)0451412A* | 18000 | 16 | 8.5 | 18900 | 18900 | 100% | 2.28 | 0 | 10.5 |  |  |  | No | R-410A | 1.5 | Residential & Commercial | Ducted CEE Tier 1
212971404 | Central HP <5.4 tons | CARRIER | HRCU-A-CB (Split System: Heat Pump with Remote Outdoor Unit-Air-Source) | 38MURAQ24AB3* |  |  | CAP**3617AL* | 58TP*B070V14**12 | 23800 | 17.5 | 8.5 | 26200 | 23600 | 90.08% | 1.96 | 0 | 10 |  |  |  | No | R-410A | 1.9833 | Residential & Commercial | Ducted CEE Tier 1
215423675 | Central HP <5.4 tons | YORK | HRCU-A-CB (Split System: Heat Pump with Remote Outdoor Unit-Air-Source) | HH860E2S11 | ADP |  | H,YE86*60+TXV | TM8Y100C16MP11 | 44000 | 18 | 8.5 | 42000 | 33000 | 78.57% | 2 | 0 | 11.7 |  |  |  | No | R-454B | 3.6667 | Residential & Commercial | Ducted CEE Tier 1
215423700 | Central HP <5.4 tons | YORK | HRCU-A-CB (Split System: Heat Pump with Remote Outdoor Unit-Air-Source) | HH860E2S11 | ADP |  | H,YE84*60+TXV | TM8Y120C20MP11 | 53500 | 19 | 8.5 | 53000 | 39500 | 74.53% | 2 | 0 | 11 |  |  |  | No | R-454B | 4.4583 | Residential & Commercial | Ducted CEE Tier 1
215423732 | Central HP <5.4 tons | YORK | HRCU-A-CB (Split System: Heat Pump with Remote Outdoor Unit-Air-Source) | HH860E2S11 | ADP |  | H,YE35*48+TXV | TM9E100C16MP12 | 43500 | 17 | 8.3 | 44000 | 34000 | 77.27% | 1.96 | 0 | 10.5 |  |  |  | No | R-454B | 3.625 | Residential & Commercial | Ducted CEE Tier 1
215423757 | Central HP <5.4 tons | YORK | HRCU-A-CB (Split System: Heat Pump with Remote Outdoor Unit-Air-Source) | HH860E2S11 | ADP |  | H,YE54*60+TXV | TM9E100C20MP12 | 53500 | 19 | 8.5 | 53000 | 39500 | 74.53% | 2 | 0 | 11 |  |  |  | No | R-454B | 4.4583 | Residential & Commercial | Ducted CEE Tier 1
215423775 | Central HP <5.4 tons | YORK | HRCU-A-CB (Split System: Heat Pump with Remote Outdoor Unit-Air-Source) | HH860E2S11 | ADP |  | H,YE36*60+TXV-BLEED | TM9V080C16MP12 | 43000 | 17 | 8.4 | 42000 | 33000 | 78.57% | 1.98 | 0 | 10.5 |  |  |  | No | R-454B | 3.5833 | Residential & Commercial | Ducted CEE Tier 1
215423784 | Central HP <5.4 tons | YORK | HRCU-A-CB (Split System: Heat Pump with Remote Outdoor Unit-Air-Source) | HH860E2S11 | ADP |  | H,YE48*60+TXV | TM9V080C16MP12 | 43500 | 18 | 8.5 | 42000 | 33000 | 78.57% | 2 | 0 | 11 |  |  |  | No | R-454B | 3.625 | Residential & Commercial | Ducted CEE Tier 1
215423802 | Central HP <5.4 tons | YORK | HRCU-A-CB (Split System: Heat Pump with Remote Outdoor Unit-Air-Source) | HH860E2S11 | ADP |  | H,YE48*60+TXV | TM9V100C16MP12 | 43500 | 18 | 8.5 | 42000 | 32800 | 78.1% | 2 | 0 | 11.7 |  |  |  | No | R-454B | 3.625 | Residential & Commercial | Ducted CEE Tier 1
215423807 | Central HP <5.4 tons | YORK | HRCU-A-CB (Split System: Heat Pump with Remote Outdoor Unit-Air-Source) | HH860E2S11 | ADP |  | H,YE74*48+TXV | TM9V100C16MP12 | 43500 | 18 | 8.5 | 42000 | 32800 | 78.1% | 2 | 0 | 11.7 |  |  |  | No | R-454B | 3.625 | Residential & Commercial | Ducted CEE Tier 1
216440176 | Central HP <5.4 tons | TRANE | HRCU-A-CB (Split System: Heat Pump with Remote Outdoor Unit-Air-Source) | 5TWV0X36A1 |  |  | 5TXCB006AS3 | S9V2B080D4VSB+LRP | 32400 | 17.6 | 9.4 | 31800 | 23600 | 74.21% | 2.1 | 0 | 11.7 |  |  |  | No | R-454B | 2.7 | Residential & Commercial | Ducted CEE Tier 1
216440210 | Central HP <5.4 tons | TRANE | HRCU-A-CB (Split System: Heat Pump with Remote Outdoor Unit-Air-Source) | 5TWV0X36A1 |  |  | 5TXCC007AS3 | S9V2C100D5VSB+LRP | 32600 | 18.1 | 9.4 | 31600 | 23600 | 74.68% | 2.1 | 0 | 12 |  |  |  | No | R-454B | 2.7167 | Residential & Commercial | Ducted CEE Tier 1
215423827 | Central HP <5.4 tons | YORK | HRCU-A-CB (Split System: Heat Pump with Remote Outdoor Unit-Air-Source) | HH860E2S11 | ADP |  | H,YE3K*60+TXV | TM9V120D20MP12 | 52500 | 18 | 8.45 | 52500 | 39000 | 74.29% | 1.98 | 0 | 10.5 |  |  |  | No | R-454B | 4.375 | Residential & Commercial | Ducted CEE Tier 1
215423866 | Central HP <5.4 tons | YORK | HRCU-A-CB (Split System: Heat Pump with Remote Outdoor Unit-Air-Source) | HH860E2S11 | ADP |  | H,YE54*60+TXV | TM9Y100C16MP11 | 44000 | 17 | 8.5 | 42500 | 33400 | 78.59% | 2 | 0 | 11 |  |  |  | No | R-454B | 3.6667 | Residential & Commercial | Ducted CEE Tier 1
215423877 | Central HP <5.4 tons | YORK | HRCU-A-CB (Split System: Heat Pump with Remote Outdoor Unit-Air-Source) | HH860E2S11 | ADP |  | H,YE48*60+TXV-BLEED | TM9Y100C20MP11 | 52500 | 17 | 8.5 | 52500 | 39000 | 74.29% | 2 | 0 | 11 |  |  |  | No | R-454B | 4.375 | Residential & Commercial | Ducted CEE Tier 1
215423891 | Central HP <5.4 tons | YORK | HRCU-A-CB (Split System: Heat Pump with Remote Outdoor Unit-Air-Source) | HH860E2S11 | ADP |  | H,YE48*60+TXV | TM9Y120D20MP11 | 44000 | 18 | 8.5 | 42000 | 33000 | 78.57% | 2 | 0 | 11.7 |  |  |  | No | R-454B | 3.6667 | Residential & Commercial | Ducted CEE Tier 1
215423916 | Central HP <5.4 tons | YORK | HRCU-A-CB (Split System: Heat Pump with Remote Outdoor Unit-Air-Source) | HH860E2S11 | ADP |  | H,YE36*60+TXV | Y81E080C20SMPS1 | 51500 | 18 | 8.3 | 52000 | 38500 | 74.04% | 1.96 | 0 | 10.5 |  |  |  | No | R-454B | 4.2917 | Residential & Commercial | Ducted CEE Tier 1
215423927 | Central HP <5.4 tons | YORK | HRCU-A-CB (Split System: Heat Pump with Remote Outdoor Unit-Air-Source) | HH860E2S11 | ADP |  | H,YE86*60+TXV | Y81E080C20SMPS1 | 53000 | 19 | 8.5 | 52000 | 38500 | 74.04% | 2 | 0 | 11 |  |  |  | No | R-454B | 4.4167 | Residential & Commercial | Ducted CEE Tier 1
215423934 | Central HP <5.4 tons | YORK | HRCU-A-CB (Split System: Heat Pump with Remote Outdoor Unit-Air-Source) | HH860E2S11 | ADP |  | H,YE2K*60+TXV | Y81E100C16SMPS1 | 43500 | 17 | 8.45 | 42000 | 32800 | 78.1% | 2 | 0 | 11.7 |  |  |  | No | R-454B | 3.625 | Residential & Commercial | Ducted CEE Tier 1
215423950 | Central HP <5.4 tons | YORK | HRCU-A-CB (Split System: Heat Pump with Remote Outdoor Unit-Air-Source) | HH860E2S11 | ADP |  | H,YE3K*60+TXV | Y81E100C20SMPS1 | 44500 | 18 | 8.5 | 42500 | 33000 | 77.65% | 2 | 0 | 12 |  |  |  | No | R-454B | 3.7083 | Residential & Commercial | Ducted CEE Tier 1
215424618 | Central HP <5.4 tons | YORK | HRCU-A-CB (Split System: Heat Pump with Remote Outdoor Unit-Air-Source) | HH824E2S11 | ADP |  | H,YE8J*36+TXV | Y81E080B12SMPS1 | 23000 | 18 | 9 | 21400 | 18100 | 84.58% | 2 | 0 | 12 |  |  |  | No | R-454B | 1.9167 | Residential & Commercial | Ducted CEE Tier 1
215424668 | Central HP <5.4 tons | YORK | HRCU-A-CB (Split System: Heat Pump with Remote Outdoor Unit-Air-Source) | HH824E2S11 | ADP |  | H,YE7J*36+TXV | Y91E060A10SMPS1 | 22400 | 17 | 8.3 | 21400 | 17200 | 80.37% | 1.96 | 0 | 11.5 |  |  |  | No | R-454B | 1.8667 | Residential & Commercial | Ducted CEE Tier 1
215424688 | Central HP <5.4 tons | YORK | HRCU-A-CB (Split System: Heat Pump with Remote Outdoor Unit-Air-Source) | HH824E2S11 | ADP |  | H,YE8J*36+TXV | Y91E080B12SMPS1 | 23000 | 17 | 9 | 21400 | 17700 | 82.71% | 2 | 0 | 12 |  |  |  | No | R-454B | 1.9167 | Residential & Commercial | Ducted CEE Tier 1
215424556 | Central HP <5.4 tons | YORK | HRCU-A-CB (Split System: Heat Pump with Remote Outdoor Unit-Air-Source) | HH824E2S11 | ADP |  | H,YE32*36+TXV | TM9V060B12MP12 | 22200 | 17 | 8.65 | 21200 | 17200 | 81.13% | 1.94 | 0 | 11 |  |  |  | No | R-454B | 1.85 | Residential & Commercial | Ducted CEE Tier 1
215424574 | Central HP <5.4 tons | YORK | HRCU-A-CB (Split System: Heat Pump with Remote Outdoor Unit-Air-Source) | HH824E2S11 | ADP |  | H,YE32*36+TXV | TM9Y040A10MP11 | 22200 | 16 | 8.2 | 20800 | 16900 | 81.25% | 1.94 | 0 | 10.5 |  |  |  | No | R-454B | 1.85 | Residential & Commercial | Ducted CEE Tier 1
215424608 | Central HP <5.4 tons | YORK | HRCU-A-CB (Split System: Heat Pump with Remote Outdoor Unit-Air-Source) | HH824E2S11 | ADP |  | H,YE8J*30+TXV | Y81E060A12SMPS1 | 22600 | 17 | 8.9 | 21000 | 16900 | 80.48% | 1.98 | 0 | 11.7 |  |  |  | No | R-454B | 1.8833 | Residential & Commercial | Ducted CEE Tier 1
215424609 | Central HP <5.4 tons | YORK | HRCU-A-CB (Split System: Heat Pump with Remote Outdoor Unit-Air-Source) | HH824E2S11 | ADP |  | H,YE8J*36+TXV | Y81E060A12SMPS1 | 22600 | 17 | 8.9 | 21000 | 16900 | 80.48% | 1.98 | 0 | 11.7 |  |  |  | No | R-454B | 1.8833 | Residential & Commercial | Ducted CEE Tier 1
215424665 | Central HP <5.4 tons | YORK | HRCU-A-CB (Split System: Heat Pump with Remote Outdoor Unit-Air-Source) | HH824E2S11 | ADP |  | H,YE33*36+TXV | Y91E060A10SMPS1 | 22400 | 17 | 8.3 | 21400 | 17200 | 80.37% | 1.96 | 0 | 11.5 |  |  |  | No | R-454B | 1.8667 | Residential & Commercial | Ducted CEE Tier 1
215423418 | Central HP <5.4 tons | YORK | HRCU-A-CB (Split System: Heat Pump with Remote Outdoor Unit-Air-Source) | HH836E2S11 | ADP |  | H,YE9J*36+TXV-BLEED | Y91E100C16SMPS1 | 34800 | 17 | 8.1 | 31000 | 24200 | 78.06% | 2 | 0 | 10.5 |  |  |  | No | R-454B | 2.9 | Residential & Commercial | Ducted CEE Tier 1
215423425 | Central HP <5.4 tons | YORK | HRCU-A-CB (Split System: Heat Pump with Remote Outdoor Unit-Air-Source) | HH836E2S11 | ADP |  | H,YE80*36+TXV | YP9C060B12MP13 | 32600 | 17 | 8.5 | 29000 | 24800 | 85.52% | 2 | 0 | 11 |  |  |  | No | R-454B | 2.7167 | Residential & Commercial | Ducted CEE Tier 1
215423441 | Central HP <5.4 tons | YORK | HRCU-A-CB (Split System: Heat Pump with Remote Outdoor Unit-Air-Source) | HH836E2S11 | ADP |  | H,YE34*36+TXV | YP9C100C20MP13 | 33200 | 17 | 8.35 | 30600 | 25400 | 83.01% | 1.98 | 0 | 10.5 |  |  |  | No | R-454B | 2.7667 | Residential & Commercial | Ducted CEE Tier 1
215425304 | Central HP <5.4 tons | YORK | HRCU-A-CB (Split System: Heat Pump with Remote Outdoor Unit-Air-Source) | HH836E2S11 | ADP |  | H,YE1K*36+TXV | TM9Y100C16MP11 | 32800 | 19 | 8.5 | 29400 | 23800 | 80.95% | 2 | 0 | 11 |  |  |  | No | R-454B | 2.7333 | Residential & Commercial | Ducted CEE Tier 1
215681374 | Central HP <5.4 tons | BRYANT HEATING AND COOLING SYSTEMS | HRCU-A-CB (Split System: Heat Pump with Remote Outdoor Unit-Air-Source) | 290VAN048**AA* |  |  | CAA**6024AM*+UI | 986TD60080C21*** | 45000 | 18 | 9 | 47500 | 33600 | 70.74% | 2.06 | 0 | 10 |  |  |  | No | R-454B | 3.75 | Residential & Commercial | Ducted CEE Tier 1
215681894 | Central HP <5.4 tons | BRYANT HEATING AND COOLING SYSTEMS | HRCU-A-CB (Split System: Heat Pump with Remote Outdoor Unit-Air-Source) | 290VAN048**AA* |  |  | CVAMA6021XMA*+UI | 986TD60080C21*** | 48000 | 19 | 9 | 50000 | 36800 | 73.6% | 2 | 0 | 10 |  |  |  | No | R-454B | 4 | Residential & Commercial | Ducted CEE Tier 1
215681914 | Central HP <5.4 tons | BRYANT HEATING AND COOLING SYSTEMS | HRCU-A-CB (Split System: Heat Pump with Remote Outdoor Unit-Air-Source) | 290VAN048**AA* |  |  | CVAMA6021XMA*+UI | 83*CB48060C17*** | 48000 | 18.5 | 9 | 50000 | 36800 | 73.6% | 2 | 0 | 10 |  |  |  | No | R-454B | 4 | Residential & Commercial | Ducted CEE Tier 1
215423984 | Central HP <5.4 tons | YORK | HRCU-A-CB (Split System: Heat Pump with Remote Outdoor Unit-Air-Source) | HH860E2S11 | ADP |  | H,YE54*60+TXV | Y81E120C20SMPS1 | 52500 | 19 | 8.5 | 51500 | 38000 | 73.79% | 2 | 0 | 11.7 |  |  |  | No | R-454B | 4.375 | Residential & Commercial | Ducted CEE Tier 1
215423993 | Central HP <5.4 tons | YORK | HRCU-A-CB (Split System: Heat Pump with Remote Outdoor Unit-Air-Source) | HH860E2S11 | ADP |  | H,YE3K*60+TXV | Y81E130D20SMPS1 | 45000 | 18 | 9 | 43000 | 33200 | 77.21% | 2 | 0 | 12 |  |  |  | No | R-454B | 3.75 | Residential & Commercial | Ducted CEE Tier 1
215424025 | Central HP <5.4 tons | YORK | HRCU-A-CB (Split System: Heat Pump with Remote Outdoor Unit-Air-Source) | HH860E2S11 | ADP |  | H,YE2K*48+TXV | Y91E080C20SMPS1 | 44000 | 17 | 8.45 | 44500 | 33000 | 74.16% | 2 | 0 | 11.7 |  |  |  | No | R-454B | 3.6667 | Residential & Commercial | Ducted CEE Tier 1
215424068 | Central HP <5.4 tons | YORK | HRCU-A-CB (Split System: Heat Pump with Remote Outdoor Unit-Air-Source) | HH860E2S11 | ADP |  | H,YE54*60+TXV | Y91E100C20SMPS1 | 45500 | 18 | 8.5 | 45000 | 33600 | 74.67% | 2 | 0 | 11.7 |  |  |  | No | R-454B | 3.7917 | Residential & Commercial | Ducted CEE Tier 1
215424100 | Central HP <5.4 tons | YORK | HRCU-A-CB (Split System: Heat Pump with Remote Outdoor Unit-Air-Source) | HH860E2S11 | ADP |  | H,YE48*60+TXV | YP9C080C16MP13 | 43500 | 18 | 8.5 | 42000 | 33000 | 78.57% | 2 | 0 | 11 |  |  |  | No | R-454B | 3.625 | Residential & Commercial | Ducted CEE Tier 1
215424102 | Central HP <5.4 tons | YORK | HRCU-A-CB (Split System: Heat Pump with Remote Outdoor Unit-Air-Source) | HH860E2S11 | ADP |  | H,YE54*60+TXV | YP9C080C16MP13 | 43500 | 18 | 8.5 | 42000 | 33000 | 78.57% | 2 | 0 | 11 |  |  |  | No | R-454B | 3.625 | Residential & Commercial | Ducted CEE Tier 1
215424143 | Central HP <5.4 tons | YORK | HRCU-A-CB (Split System: Heat Pump with Remote Outdoor Unit-Air-Source) | HH860E2S11 | ADP |  | H,YE3K*60+TXV | YP9C120D20MP13 | 52500 | 18 | 8.45 | 52500 | 39000 | 74.29% | 1.98 | 0 | 10.5 |  |  |  | No | R-454B | 4.375 | Residential & Commercial | Ducted CEE Tier 1
215423457 | Central HP <5.4 tons | YORK | HRCU-A-CB (Split System: Heat Pump with Remote Outdoor Unit-Air-Source) | HH860E2S11 | ADP |  | H,YE54*48+TXV | TL9E080C16UH11 | 44500 | 18 | 8.5 | 44000 | 34000 | 77.27% | 2 | 0 | 11 |  |  |  | No | R-454B | 3.7083 | Residential & Commercial | Ducted CEE Tier 1
212520185 | Central HP <5.4 tons | CARRIER | HRCU-A-CB (Split System: Heat Pump with Remote Outdoor Unit-Air-Source) | 38MURAQ18AB3* | ADP |  | H,PG32936 | 58TP*A045V14**12 | 17400 | 16 | 8.5 | 16800 | 19000 | 113.1% | 2.34 | 0 | 10.5 |  |  |  | No | R-410A | 1.45 | Residential & Commercial | Ducted CEE Tier 1
212520192 | Central HP <5.4 tons | CARRIER | HRCU-A-CB (Split System: Heat Pump with Remote Outdoor Unit-Air-Source) | 38MURAQ18AB3* | ADP |  | H,PG24936 | 58TP*A070V17**16 | 17300 | 16 | 8.5 | 16500 | 18800 | 113.9% | 2.32 | 0 | 10.5 |  |  |  | No | R-410A | 1.4417 | Residential & Commercial | Ducted CEE Tier 1
215746025 | Central HP <5.4 tons | Custom Comfort | HRCU-A-CB (Split System: Heat Pump with Remote Outdoor Unit-Air-Source) | CCOXHBSZ60CHP |  |  | CCOXHBAHUC60 |  | 54000 | 15.2 | 9.2 | 59000 | 53000 | 89.83% | 2 | 0 | 10 |  |  |  | No | R-454B | 4.5 | Residential & Commercial | Ducted CEE Tier 1
213307872 | Central HP <5.4 tons | Custom Comfort | HRCU-A-C (Split System: Heat Pump with Remote Outdoor Unit with No Indoor Fan --Air Source) | CCOXHA24V36HP |  |  | CCOEHACC3036B |  | 35000 | 15.5 | 8.6 | 38000 | 31600 | 83.16% | 1.85 | 0 | 10 |  |  |  | No | R-410A | 2.9167 | Residential & Commercial | Ducted CEE Tier 1
212384327 | Central HP <5.4 tons | AIRQUEST | HRCU-A-CB (Split System: Heat Pump with Remote Outdoor Unit-Air-Source) | DLCURAH36ABK |  |  | END4X42L17** | *92ESN0801716A* | 35600 | 16 | 8.1 | 39000 | 35000 | 89.74% | 1.96 | 0 | 10 |  |  |  | No | R-410A | 2.9667 | Residential & Commercial | Ducted CEE Tier 1
212384677 | Central HP <5.4 tons | AIRQUEST | HRCU-A-CB (Split System: Heat Pump with Remote Outdoor Unit-Air-Source) | DLCURAH36ABK |  |  | EN(A,D,W)4X42L21** | *92ESN0802120A* | 36400 | 15.5 | 8.1 | 39500 | 35200 | 89.11% | 1.92 | 0 | 10 |  |  |  | No | R-410A | 3.0333 | Residential & Commercial | Ducted CEE Tier 1
213078779 | Central HP <5.4 tons | AIRQUEST | HRCU-A-CB (Split System: Heat Pump with Remote Outdoor Unit-Air-Source) | DLCURAH36ABK |  |  | EN(A,D)4X48L24** | *80MS(N,L)1352420A* | 36000 | 16.5 | 8.1 | 38500 | 35000 | 90.91% | 2 | 0 | 10.5 |  |  |  | No | R-410A | 3 | Residential & Commercial | Ducted CEE Tier 1
215682014 | Central HP <5.4 tons | BRYANT HEATING AND COOLING SYSTEMS | HRCU-A-CB (Split System: Heat Pump with Remote Outdoor Unit-Air-Source) | 290VAN048**AA* |  |  | CVAMA6024XMA*+UI | 987TA66100C21*** | 48000 | 19 | 9 | 50000 | 36600 | 73.2% | 2 | 0 | 10 |  |  |  | No | R-454B | 4 | Residential & Commercial | Ducted CEE Tier 1
215682044 | Central HP <5.4 tons | BRYANT HEATING AND COOLING SYSTEMS | HRCU-A-CB (Split System: Heat Pump with Remote Outdoor Unit-Air-Source) | 290VAN048**AA* |  |  | CVAMA6124XMA*+UI | 83*CB60080C21*** | 49000 | 19 | 9 | 50000 | 36400 | 72.8% | 2.12 | 0 | 10.5 |  |  |  | No | R-454B | 4.0833 | Residential & Commercial | Ducted CEE Tier 1
215423423 | Central HP <5.4 tons | YORK | HRCU-A-CB (Split System: Heat Pump with Remote Outdoor Unit-Air-Source) | HH836E2S11 | ADP |  | H,YE9J*36+TXV-BLEED | YP9C060B12MP13 | 32600 | 16 | 8.5 | 29000 | 24800 | 85.52% | 2 | 0 | 11 |  |  |  | No | R-454B | 2.7167 | Residential & Commercial | Ducted CEE Tier 1
215423443 | Central HP <5.4 tons | YORK | HRCU-A-CB (Split System: Heat Pump with Remote Outdoor Unit-Air-Source) | HH836E2S11 | ADP |  | H,YE9J*36+TXV-BLEED | YP9C100C20MP13 | 34200 | 18 | 8.5 | 31000 | 25600 | 82.58% | 2 | 0 | 10 |  |  |  | No | R-454B | 2.85 | Residential & Commercial | Ducted CEE Tier 1
215438149 | Central HP <5.4 tons | YORK | HRCU-A-CB (Split System: Heat Pump with Remote Outdoor Unit-Air-Source) | HH836E2S11 | ADP |  | AX360C*A+TXV |  | 33400 | 19 | 9 | 29400 | 24800 | 84.35% | 2 | 0 | 11.7 |  |  |  | No | R-454B | 2.7833 | Residential & Commercial | Ducted CEE Tier 1
215425279 | Central HP <5.4 tons | YORK | HRCU-A-CB (Split System: Heat Pump with Remote Outdoor Unit-Air-Source) | HH836E2S11 | ADP |  | H,YE1K*36+TXV | TM8E100C20MP11 | 34000 | 17 | 8.5 | 30600 | 25400 | 83.01% | 2 | 0 | 11 |  |  |  | No | R-454B | 2.8333 | Residential & Commercial | Ducted CEE Tier 1
215423475 | Central HP <5.4 tons | YORK | HRCU-A-CB (Split System: Heat Pump with Remote Outdoor Unit-Air-Source) | HH860E2S11 | ADP |  | H,YE86*60+TXV | TL9E100C20UH11 | 52000 | 19 | 8.5 | 51500 | 38000 | 73.79% | 2 | 0 | 11 |  |  |  | No | R-454B | 4.3333 | Residential & Commercial | Ducted CEE Tier 1
207573720 | Central HP <5.4 tons | DAY & NIGHT | HRCU-A-CB (Split System: Heat Pump with Remote Outdoor Unit-Air-Source) | CVH848GKA2* | ADP |  | FG48960 | *95CSU0802120A* | 45500 | 17 | 8.5 | 43500 | 34400 | 79.08% | 2 | 10.5 | 10 |  |  |  | No | R-410A | 3.7917 | Residential & Commercial | Ducted CEE Tier 1
207573745 | Central HP <5.4 tons | DAY & NIGHT | HRCU-A-CB (Split System: Heat Pump with Remote Outdoor Unit-Air-Source) | CVH848GKA2* | ADP |  | FG36948 | *96CTN1002122A* | 44500 | 17 | 8.5 | 44500 | 34600 | 77.75% | 2 | 10.5 | 10 |  |  |  | No | R-410A | 3.7083 | Residential & Commercial | Ducted CEE Tier 1
215423450 | Central HP <5.4 tons | YORK | HRCU-A-CB (Split System: Heat Pump with Remote Outdoor Unit-Air-Source) | HH860E2S11 | ADP |  | H,YE37*60+TXV | TL9E080C16UH11 | 44500 | 17 | 8.5 | 44000 | 34000 | 77.27% | 2 | 0 | 11 |  |  |  | No | R-454B | 3.7083 | Residential & Commercial | Ducted CEE Tier 1
215423466 | Central HP <5.4 tons | YORK | HRCU-A-CB (Split System: Heat Pump with Remote Outdoor Unit-Air-Source) | HH860E2S11 | ADP |  | H,YE37*60+TXV | TL9E100C20UH11 | 51000 | 18 | 8.35 | 51500 | 38000 | 73.79% | 1.98 | 0 | 10.5 |  |  |  | No | R-454B | 4.25 | Residential & Commercial | Ducted CEE Tier 1
215423482 | Central HP <5.4 tons | YORK | HRCU-A-CB (Split System: Heat Pump with Remote Outdoor Unit-Air-Source) | HH860E2S11 | ADP |  | H,YE2K*60+TXV | TM8E080C16MP11 | 44500 | 17 | 8.45 | 43500 | 33800 | 77.7% | 2 | 0 | 11 |  |  |  | No | R-454B | 3.7083 | Residential & Commercial | Ducted CEE Tier 1
215423484 | Central HP <5.4 tons | YORK | HRCU-A-CB (Split System: Heat Pump with Remote Outdoor Unit-Air-Source) | HH860E2S11 | ADP |  | H,YE48*60+TXV-BLEED | TM8E080C16MP11 | 44500 | 18 | 8.5 | 43500 | 33800 | 77.7% | 2 | 0 | 11 |  |  |  | No | R-454B | 3.7083 | Residential & Commercial | Ducted CEE Tier 1
215423518 | Central HP <5.4 tons | YORK | HRCU-A-CB (Split System: Heat Pump with Remote Outdoor Unit-Air-Source) | HH860E2S11 | ADP |  | H,YE54*60+TXV | TM8E100C16MP11 | 44500 | 18 | 8.5 | 43500 | 33800 | 77.7% | 2 | 0 | 11 |  |  |  | No | R-454B | 3.7083 | Residential & Commercial | Ducted CEE Tier 1
211261626 | Central HP <5.4 tons | AIRQUEST | HRCU-A-CB (Split System: Heat Pump with Remote Outdoor Unit-Air-Source) | DLCURAH18ABK |  |  | EA*4X30L17A* | *96VSN0801716A* | 17600 | 16 | 8.5 | 18100 | 18600 | 102.8% | 2.24 | 0 | 10.5 |  |  |  | No | R-410A | 1.4667 | Residential & Commercial | Ducted CEE Tier 1
211261646 | Central HP <5.4 tons | AIRQUEST | HRCU-A-CB (Split System: Heat Pump with Remote Outdoor Unit-Air-Source) | DLCURAH18ABK |  |  | EA*4X30L17A* | *95ESU0401712A* | 17800 | 16 | 8.5 | 18300 | 18500 | 101.1% | 2.22 | 0 | 10.5 |  |  |  | No | R-410A | 1.4833 | Residential & Commercial | Ducted CEE Tier 1
211261701 | Central HP <5.4 tons | AIRQUEST | HRCU-A-CB (Split System: Heat Pump with Remote Outdoor Unit-Air-Source) | DLCURAH18ABK |  |  | EA*4X30L17A* | *80VSL0451716A* | 17800 | 16 | 8.5 | 18300 | 18600 | 101.6% | 2.22 | 0 | 10.5 |  |  |  | No | R-410A | 1.4833 | Residential & Commercial | Ducted CEE Tier 1
212973552 | Central HP <5.4 tons | CARRIER | HRCU-A-CB (Split System: Heat Pump with Remote Outdoor Unit-Air-Source) | 38MURAQ24AB3* |  |  | CAP**3014AL* | 59SP6B060V14**12 | 23400 | 16.5 | 8.5 | 26200 | 25000 | 95.42% | 2.08 | 0 | 10 |  |  |  | No | R-410A | 1.95 | Residential & Commercial | Ducted CEE Tier 1
212985936 | Central HP <5.4 tons | AIRQUEST | HRCU-A-CB (Split System: Heat Pump with Remote Outdoor Unit-Air-Source) | DLCURAH18ABK |  |  | EN(A,D)4X18L14** | *96MSN0261410A* | 17300 | 15.5 | 8.5 | 18600 | 19800 | 106.5% | 2.38 | 0 | 10.5 |  |  |  | No | R-410A | 1.4417 | Residential & Commercial | Ducted CEE Tier 1
215425652 | Central HP <5.4 tons | YORK | HRCU-A-CB (Split System: Heat Pump with Remote Outdoor Unit-Air-Source) | HH824E2S11 | ADP |  | H,YE24*36+TXV | TM8E040A12MP11 | 22000 | 16 | 8.55 | 20800 | 16800 | 80.77% | 1.92 | 0 | 11 |  |  |  | No | R-454B | 1.8333 | Residential & Commercial | Ducted CEE Tier 1
215425668 | Central HP <5.4 tons | YORK | HRCU-A-CB (Split System: Heat Pump with Remote Outdoor Unit-Air-Source) | HH824E2S11 | ADP |  | H,YE32*24+TXV | TM8E080B12MP11 | 22200 | 17 | 8.65 | 21200 | 17500 | 82.55% | 1.94 | 0 | 11.5 |  |  |  | No | R-454B | 1.85 | Residential & Commercial | Ducted CEE Tier 1
215425683 | Central HP <5.4 tons | YORK | HRCU-A-CB (Split System: Heat Pump with Remote Outdoor Unit-Air-Source) | HH824E2S11 | ADP |  | H,YE32*30+TXV | TM8V080B12MP12 | 22200 | 17 | 8.65 | 21200 | 17700 | 83.49% | 1.94 | 0 | 10.5 |  |  |  | No | R-454B | 1.85 | Residential & Commercial | Ducted CEE Tier 1
215425647 | Central HP <5.4 tons | YORK | HRCU-A-CB (Split System: Heat Pump with Remote Outdoor Unit-Air-Source) | HH824E2S11 | ADP |  | H,YE32*24+TXV | TL9E060B12UH11 | 22200 | 17 | 8.65 | 21200 | 17700 | 83.49% | 1.94 | 0 | 11 |  |  |  | No | R-454B | 1.85 | Residential & Commercial | Ducted CEE Tier 1
215425699 | Central HP <5.4 tons | YORK | HRCU-A-CB (Split System: Heat Pump with Remote Outdoor Unit-Air-Source) | HH824E2S11 | ADP |  | H,YE7J*24+TXV | TM9E026A08MP12 | 22400 | 16 | 8.8 | 21400 | 17200 | 80.37% | 1.96 | 0 | 10.5 |  |  |  | No | R-454B | 1.8667 | Residential & Commercial | Ducted CEE Tier 1
215424445 | Central HP <5.4 tons | YORK | HRCU-A-CB (Split System: Heat Pump with Remote Outdoor Unit-Air-Source) | HH824E2S11 | ADP |  | H,YE31*30+TXV | TM8E040A12MP11 | 21800 | 16 | 8.5 | 20800 | 16800 | 80.77% | 1.9 | 0 | 11 |  |  |  | No | R-454B | 1.8167 | Residential & Commercial | Ducted CEE Tier 1
215424486 | Central HP <5.4 tons | YORK | HRCU-A-CB (Split System: Heat Pump with Remote Outdoor Unit-Air-Source) | HH824E2S11 | ADP |  | H,YE7J*36+TXV | TM8V080B12MP12 | 22400 | 17 | 8.8 | 21400 | 17700 | 82.71% | 1.96 | 0 | 10.5 |  |  |  | No | R-454B | 1.8667 | Residential & Commercial | Ducted CEE Tier 1
215424493 | Central HP <5.4 tons | YORK | HRCU-A-CB (Split System: Heat Pump with Remote Outdoor Unit-Air-Source) | HH824E2S11 | ADP |  | H,YE32*36+TXV | TM8Y080B12MP11 | 22200 | 17 | 8.65 | 21200 | 17200 | 81.13% | 1.94 | 0 | 11.5 |  |  |  | No | R-454B | 1.85 | Residential & Commercial | Ducted CEE Tier 1
213771315 | Central HP <5.4 tons | CARRIER | HRCU-A-CB (Split System: Heat Pump with Remote Outdoor Unit-Air-Source) | 25VNA825A*031* |  |  | CAP**4221AL*+UI | 59MN7C080C17**14 | 23600 | 16.5 | 8.1 | 21400 | 16700 | 78.04% | 1.96 | 0 | 10.5 |  |  |  | No | R-410A | 1.9667 | Residential & Commercial | Ducted CEE Tier 1
213771415 | Central HP <5.4 tons | CARRIER | HRCU-A-CB (Split System: Heat Pump with Remote Outdoor Unit-Air-Source) | 25VNA825A*031* |  |  | CAP**4224AL*+UI | 59TN6C100C21**22 | 23800 | 16.5 | 8.1 | 21400 | 16600 | 77.57% | 1.96 | 0 | 11 |  |  |  | No | R-410A | 1.9833 | Residential & Commercial | Ducted CEE Tier 1
213771465 | Central HP <5.4 tons | CARRIER | HRCU-A-CB (Split System: Heat Pump with Remote Outdoor Unit-Air-Source) | 25VNA825A*031* |  |  | CAP**4321AL*+UI | 58TN*B090C21**20 | 24400 | 17 | 8.5 | 21200 | 16600 | 78.3% | 2.04 | 0 | 11 |  |  |  | No | R-410A | 2.0333 | Residential & Commercial | Ducted CEE Tier 1
213771515 | Central HP <5.4 tons | CARRIER | HRCU-A-CB (Split System: Heat Pump with Remote Outdoor Unit-Air-Source) | 25VNA825A*031* |  |  | CAP**4321AL*+UI | 59MN7C100C21**22 | 24400 | 16.5 | 8.5 | 21200 | 16600 | 78.3% | 2.04 | 0 | 11 |  |  |  | No | R-410A | 2.0333 | Residential & Commercial | Ducted CEE Tier 1
215423541 | Central HP <5.4 tons | YORK | HRCU-A-CB (Split System: Heat Pump with Remote Outdoor Unit-Air-Source) | HH860E2S11 | ADP |  | H,YE2K*48+TXV | TM8E120C16MP11 | 44500 | 17 | 8.45 | 43500 | 33800 | 77.7% | 2 | 0 | 11 |  |  |  | No | R-454B | 3.7083 | Residential & Commercial | Ducted CEE Tier 1
215423548 | Central HP <5.4 tons | YORK | HRCU-A-CB (Split System: Heat Pump with Remote Outdoor Unit-Air-Source) | HH860E2S11 | ADP |  | H,YE54*60+TXV | TM8E120C16MP11 | 44500 | 18 | 8.5 | 43500 | 33800 | 77.7% | 2 | 0 | 11 |  |  |  | No | R-454B | 3.7083 | Residential & Commercial | Ducted CEE Tier 1
215423575 | Central HP <5.4 tons | YORK | HRCU-A-CB (Split System: Heat Pump with Remote Outdoor Unit-Air-Source) | HH860E2S11 | ADP |  | H,YE49*60+TXV | TM8E130D20MP11 | 54000 | 19 | 8.5 | 53000 | 39500 | 74.53% | 2 | 0 | 11 |  |  |  | No | R-454B | 4.5 | Residential & Commercial | Ducted CEE Tier 1
215423582 | Central HP <5.4 tons | YORK | HRCU-A-CB (Split System: Heat Pump with Remote Outdoor Unit-Air-Source) | HH860E2S11 | ADP |  | H,YE37*60+TXV | TM8V080C16MP12 | 43500 | 17 | 8.5 | 42000 | 32800 | 78.1% | 2 | 0 | 11.7 |  |  |  | No | R-454B | 3.625 | Residential & Commercial | Ducted CEE Tier 1
215423602 | Central HP <5.4 tons | YORK | HRCU-A-CB (Split System: Heat Pump with Remote Outdoor Unit-Air-Source) | HH860E2S11 | ADP |  | H,YE2K*60+TXV | TM8V100C16MP12 | 43000 | 17 | 8.45 | 42000 | 32800 | 78.1% | 2 | 0 | 11.5 |  |  |  | No | R-454B | 3.5833 | Residential & Commercial | Ducted CEE Tier 1
215423650 | Central HP <5.4 tons | YORK | HRCU-A-CB (Split System: Heat Pump with Remote Outdoor Unit-Air-Source) | HH860E2S11 | ADP |  | H,YE48*60+TXV | TM8Y080C16MP11 | 44000 | 18 | 8.5 | 42000 | 33000 | 78.57% | 2 | 0 | 11.7 |  |  |  | No | R-454B | 3.6667 | Residential & Commercial | Ducted CEE Tier 1
215423668 | Central HP <5.4 tons | YORK | HRCU-A-CB (Split System: Heat Pump with Remote Outdoor Unit-Air-Source) | HH860E2S11 | ADP |  | H,YE48*60+TXV | TM8Y100C16MP11 | 44000 | 18 | 8.5 | 42000 | 33000 | 78.57% | 2 | 0 | 11.7 |  |  |  | No | R-454B | 3.6667 | Residential & Commercial | Ducted CEE Tier 1
215423702 | Central HP <5.4 tons | YORK | HRCU-A-CB (Split System: Heat Pump with Remote Outdoor Unit-Air-Source) | HH860E2S11 | ADP |  | H,YE35*48+TXV | TM9E080C16MP12 | 43500 | 17 | 8.3 | 43500 | 34000 | 78.16% | 1.96 | 0 | 10.5 |  |  |  | No | R-454B | 3.625 | Residential & Commercial | Ducted CEE Tier 1
215869089 | Central HP <5.4 tons | AMERICAN STANDARD | HRCU-A-CB (Split System: Heat Pump with Remote Outdoor Unit-Air-Source) | 5A6V8X36A1 |  |  | 5PX*B006AS3 | S9V2B060U4VSB+LRP | 32800 | 18.1 | 8.5 | 33600 | 25800 | 76.79% | 2.1 | 0 | 10 |  |  |  | No | R-454B | 2.7333 | Residential & Commercial | Ducted CEE Tier 1
215746021 | Central HP <5.4 tons | Custom Comfort | HRCU-A-CB (Split System: Heat Pump with Remote Outdoor Unit-Air-Source) | CCOXHBSZ24HP |  |  | CCOXHBAHU24 |  | 23000 | 18.7 | 10 | 26000 | 23600 | 90.77% | 2.16 | 0 | 12 |  |  |  | No | R-454B | 1.9167 | Residential & Commercial | Ducted CEE Tier 1
212407317 | Central HP <5.4 tons | BRYANT HEATING AND COOLING SYSTEMS | HRCU-A-CB (Split System: Heat Pump with Remote Outdoor Unit-Air-Source) | 284ANV036*0**B* | ADP |  | C36A***L149 | 88*TA36070C14*** | 33400 | 19 | 9 | 33800 | 25800 | 76.33% | 2 | 0 | 11.7 |  |  |  | No | R-410A | 2.7833 | Residential & Commercial | Ducted CEE Tier 1
212407324 | Central HP <5.4 tons | BRYANT HEATING AND COOLING SYSTEMS | HRCU-A-CB (Split System: Heat Pump with Remote Outdoor Unit-Air-Source) | 284ANV036*0**B* | ADP |  | C36A***C189 | 88*TA36070C14*** | 33400 | 19 | 9 | 33800 | 25800 | 76.33% | 2 | 0 | 12 |  |  |  | No | R-410A | 2.7833 | Residential & Commercial | Ducted CEE Tier 1
215423718 | Central HP <5.4 tons | YORK | HRCU-A-CB (Split System: Heat Pump with Remote Outdoor Unit-Air-Source) | HH860E2S11 | ADP |  | H,YE84*60+TXV | TM9E080C16MP12 | 44500 | 18 | 8.5 | 43500 | 34000 | 78.16% | 2 | 0 | 11 |  |  |  | No | R-454B | 3.7083 | Residential & Commercial | Ducted CEE Tier 1
215423727 | Central HP <5.4 tons | YORK | HRCU-A-CB (Split System: Heat Pump with Remote Outdoor Unit-Air-Source) | HH860E2S11 | ADP |  | H,YE54*60+TXV | TM9E080C20MP12 | 53500 | 19 | 8.5 | 53000 | 39500 | 74.53% | 2 | 0 | 11 |  |  |  | No | R-454B | 4.4583 | Residential & Commercial | Ducted CEE Tier 1
215423743 | Central HP <5.4 tons | YORK | HRCU-A-CB (Split System: Heat Pump with Remote Outdoor Unit-Air-Source) | HH860E2S11 | ADP |  | H,YE54*48+TXV | TM9E100C16MP12 | 44500 | 18 | 8.5 | 44000 | 34000 | 77.27% | 2 | 0 | 11 |  |  |  | No | R-454B | 3.7083 | Residential & Commercial | Ducted CEE Tier 1
215423811 | Central HP <5.4 tons | YORK | HRCU-A-CB (Split System: Heat Pump with Remote Outdoor Unit-Air-Source) | HH860E2S11 | ADP |  | H,YE36*60+TXV | TM9V100C20MP12 | 50500 | 18 | 8.3 | 51500 | 38000 | 73.79% | 1.96 | 0 | 10.5 |  |  |  | No | R-454B | 4.2083 | Residential & Commercial | Ducted CEE Tier 1
215423825 | Central HP <5.4 tons | YORK | HRCU-A-CB (Split System: Heat Pump with Remote Outdoor Unit-Air-Source) | HH860E2S11 | ADP |  | H,YE37*60+TXV | TM9V120D20MP12 | 52000 | 18 | 8.35 | 52500 | 39000 | 74.29% | 1.98 | 0 | 10.5 |  |  |  | No | R-454B | 4.3333 | Residential & Commercial | Ducted CEE Tier 1
215423900 | Central HP <5.4 tons | YORK | HRCU-A-CB (Split System: Heat Pump with Remote Outdoor Unit-Air-Source) | HH860E2S11 | ADP |  | H,YE36*60+TXV | Y81E080C16SMPS1 | 44000 | 17 | 8.4 | 42500 | 33000 | 77.65% | 1.98 | 0 | 11.7 |  |  |  | No | R-454B | 3.6667 | Residential & Commercial | Ducted CEE Tier 1
215423911 | Central HP <5.4 tons | YORK | HRCU-A-CB (Split System: Heat Pump with Remote Outdoor Unit-Air-Source) | HH860E2S11 | ADP |  | H,YE49*60+TXV | Y81E080C16SMPS1 | 44500 | 18 | 8.5 | 42500 | 33000 | 77.65% | 2 | 0 | 12 |  |  |  | No | R-454B | 3.7083 | Residential & Commercial | Ducted CEE Tier 1
215423918 | Central HP <5.4 tons | YORK | HRCU-A-CB (Split System: Heat Pump with Remote Outdoor Unit-Air-Source) | HH860E2S11 | ADP |  | H,YE2K*60+TXV | Y81E080C20SMPS1 | 52000 | 18 | 8.35 | 52000 | 38500 | 74.04% | 1.96 | 0 | 10.5 |  |  |  | No | R-454B | 4.3333 | Residential & Commercial | Ducted CEE Tier 1
216453096 | Central HP <5.4 tons | AMERICAN STANDARD | HRCU-A-CB (Split System: Heat Pump with Remote Outdoor Unit-Air-Source) | 5A6V0X36A1 |  |  | 5PX*B004AS3 | S8V2B060M4PDB | 34000 | 19.2 | 9.7 | 31400 | 25000 | 79.62% | 2.1 | 0 | 12 |  |  |  | No | R-454B | 2.8333 | Residential & Commercial | Ducted CEE Tier 1
216453098 | Central HP <5.4 tons | AMERICAN STANDARD | HRCU-A-CB (Split System: Heat Pump with Remote Outdoor Unit-Air-Source) | 5A6V0X36A1 |  |  | 5PX*B006AS3 | S8V2B080M4PDB | 35400 | 20 | 9.7 | 32600 | 25200 | 77.3% | 2.1 | 0 | 12.5 |  |  |  | No | R-454B | 2.95 | Residential & Commercial | Ducted CEE Tier 1
215293308 | Central HP <5.4 tons | AIRQUEST | HRCU-A-CB (Split System: Heat Pump with Remote Outdoor Unit-Air-Source) | DLCURAH24ABK | ADP |  | HE7J936 | *96VTN1002122B* | 23400 | 17 | 8.5 | 24800 | 23400 | 94.35% | 1.98 | 0 | 10 |  |  |  | No | R-410A | 1.95 | Residential & Commercial | Ducted CEE Tier 1
215293317 | Central HP <5.4 tons | AIRQUEST | HRCU-A-CB (Split System: Heat Pump with Remote Outdoor Unit-Air-Source) | DLCURAH24ABK | ADP |  | H,GG80936 | *96VTN1002122B* | 23800 | 17 | 8.5 | 24800 | 23400 | 94.35% | 1.98 | 0 | 10.5 |  |  |  | No | R-410A | 1.9833 | Residential & Commercial | Ducted CEE Tier 1
212984148 | Central HP <5.4 tons | AIRQUEST | HRCU-A-CB (Split System: Heat Pump with Remote Outdoor Unit-Air-Source) | DLCURAH24ABK |  |  | EN(A,D)4X36L21** | *92MSN0601714A* | 23600 | 17 | 8.5 | 26400 | 24200 | 91.67% | 2.02 | 0 | 10.5 |  |  |  | No | R-410A | 1.9667 | Residential & Commercial | Ducted CEE Tier 1
212985786 | Central HP <5.4 tons | AIRQUEST | HRCU-A-CB (Split System: Heat Pump with Remote Outdoor Unit-Air-Source) | DLCURAH24ABK |  |  | EA*4X30L14A* | *96MSN0261410A* | 23400 | 16.5 | 8.5 | 26400 | 24600 | 93.18% | 2.04 | 0 | 10 |  |  |  | No | R-410A | 1.95 | Residential & Commercial | Ducted CEE Tier 1
212986890 | Central HP <5.4 tons | AIRQUEST | HRCU-A-CB (Split System: Heat Pump with Remote Outdoor Unit-Air-Source) | DLCURAH24ABK |  |  | EA*4X30L14A* | *96MSN0601412A* | 23400 | 16.5 | 8.5 | 26400 | 24600 | 93.18% | 2.04 | 0 | 10 |  |  |  | No | R-410A | 1.95 | Residential & Commercial | Ducted CEE Tier 1
212988676 | Central HP <5.4 tons | AIRQUEST | HRCU-A-CB (Split System: Heat Pump with Remote Outdoor Unit-Air-Source) | DLCURAH24ABK |  |  | EA*4X36L17A* | *95MSU0401712A* | 23600 | 16.5 | 8.5 | 26200 | 23800 | 90.84% | 1.96 | 0 | 10 |  |  |  | No | R-410A | 1.9667 | Residential & Commercial | Ducted CEE Tier 1
215423936 | Central HP <5.4 tons | YORK | HRCU-A-CB (Split System: Heat Pump with Remote Outdoor Unit-Air-Source) | HH860E2S11 | ADP |  | H,YE48*60+TXV-BLEED | Y81E100C16SMPS1 | 44000 | 18 | 8.5 | 42000 | 32800 | 78.1% | 2 | 0 | 12 |  |  |  | No | R-454B | 3.6667 | Residential & Commercial | Ducted CEE Tier 1
215423959 | Central HP <5.4 tons | YORK | HRCU-A-CB (Split System: Heat Pump with Remote Outdoor Unit-Air-Source) | HH860E2S11 | ADP |  | H,YE35*48+TXV | Y81E120C16SMPS1 | 43000 | 17 | 8.3 | 42000 | 32600 | 77.62% | 1.96 | 0 | 11.7 |  |  |  | No | R-454B | 3.5833 | Residential & Commercial | Ducted CEE Tier 1
215423961 | Central HP <5.4 tons | YORK | HRCU-A-CB (Split System: Heat Pump with Remote Outdoor Unit-Air-Source) | HH860E2S11 | ADP |  | H,YE36*48+TXV | Y81E120C16SMPS1 | 43500 | 17 | 8.4 | 41500 | 32600 | 78.55% | 1.98 | 0 | 11.7 |  |  |  | No | R-454B | 3.625 | Residential & Commercial | Ducted CEE Tier 1
215423986 | Central HP <5.4 tons | YORK | HRCU-A-CB (Split System: Heat Pump with Remote Outdoor Unit-Air-Source) | HH860E2S11 | ADP |  | H,YE49*60+TXV | Y81E120C20SMPS1 | 52500 | 19 | 8.5 | 51500 | 38000 | 73.79% | 2 | 0 | 11.7 |  |  |  | No | R-454B | 4.375 | Residential & Commercial | Ducted CEE Tier 1
215424002 | Central HP <5.4 tons | YORK | HRCU-A-CB (Split System: Heat Pump with Remote Outdoor Unit-Air-Source) | HH860E2S11 | ADP |  | H,YE35*48+TXV | Y91E080C16SMPS1 | 44000 | 17 | 8.3 | 45000 | 33400 | 74.22% | 1.96 | 0 | 11 |  |  |  | No | R-454B | 3.6667 | Residential & Commercial | Ducted CEE Tier 1
215424027 | Central HP <5.4 tons | YORK | HRCU-A-CB (Split System: Heat Pump with Remote Outdoor Unit-Air-Source) | HH860E2S11 | ADP |  | H,YE3K*60+TXV | Y91E080C20SMPS1 | 44500 | 17 | 8.5 | 44500 | 33000 | 74.16% | 2 | 0 | 12 |  |  |  | No | R-454B | 3.7083 | Residential & Commercial | Ducted CEE Tier 1
215424059 | Central HP <5.4 tons | YORK | HRCU-A-CB (Split System: Heat Pump with Remote Outdoor Unit-Air-Source) | HH860E2S11 | ADP |  | H,YE36*60+TXV | Y91E100C20SMPS1 | 45000 | 17 | 8.4 | 45000 | 33600 | 74.67% | 1.98 | 0 | 11.5 |  |  |  | No | R-454B | 3.75 | Residential & Commercial | Ducted CEE Tier 1
215424077 | Central HP <5.4 tons | YORK | HRCU-A-CB (Split System: Heat Pump with Remote Outdoor Unit-Air-Source) | HH860E2S11 | ADP |  | H,YE36*60+TXV | Y91E120D20SMPS1 | 46000 | 17 | 8.4 | 45000 | 33800 | 75.11% | 1.98 | 0 | 11.5 |  |  |  | No | R-454B | 3.8333 | Residential & Commercial | Ducted CEE Tier 1
216453078 | Central HP <5.4 tons | AMERICAN STANDARD | HRCU-A-CB (Split System: Heat Pump with Remote Outdoor Unit-Air-Source) | 5A6V0X24A1 |  |  | 5PX*B006AS3 | S8V2B080M4PDB | 22200 | 22 | 10 | 22600 | 18100 | 80.09% | 2.2 | 0 | 12 |  |  |  | No | R-454B | 1.85 | Residential & Commercial | Ducted CEE Tier 1
216453080 | Central HP <5.4 tons | AMERICAN STANDARD | HRCU-A-CB (Split System: Heat Pump with Remote Outdoor Unit-Air-Source) | 5A6V0X24A1 |  |  | 5PX*B006AS3 | S8V2B080M4PCB | 22200 | 22 | 10 | 22600 | 18100 | 80.09% | 2.2 | 0 | 12 |  |  |  | No | R-454B | 1.85 | Residential & Commercial | Ducted CEE Tier 1
216439943 | Central HP <5.4 tons | AMERICAN STANDARD | HRCU-A-CB (Split System: Heat Pump with Remote Outdoor Unit-Air-Source) | 5A6V0X24A1 |  |  | 5PX*B003AS3 | S9V2B060U3VSB+LRP | 20400 | 18.8 | 9.4 | 23800 | 17600 | 73.95% | 2.1 | 0 | 11.7 |  |  |  | No | R-454B | 1.7 | Residential & Commercial | Ducted CEE Tier 1
212987558 | Central HP <5.4 tons | AIRQUEST | HRCU-A-CB (Split System: Heat Pump with Remote Outdoor Unit-Air-Source) | DLCURAH18ABK |  |  | EN(A,D)4X30L17** | *96MSN0801716A* | 17400 | 16 | 8.1 | 17900 | 18600 | 103.9% | 2.24 | 0 | 11 |  |  |  | No | R-410A | 1.45 | Residential & Commercial | Ducted CEE Tier 1
215290407 | Central HP <5.4 tons | AIRQUEST | HRCU-A-CB (Split System: Heat Pump with Remote Outdoor Unit-Air-Source) | DLCURAH18ABK | ADP |  | H,GE32930 | *96VTN0801716B* | 17400 | 16 | 8.5 | 17100 | 18700 | 109.4% | 2.3 | 0 | 10.5 |  |  |  | No | R-410A | 1.45 | Residential & Commercial | Ducted CEE Tier 1
215290423 | Central HP <5.4 tons | AIRQUEST | HRCU-A-CB (Split System: Heat Pump with Remote Outdoor Unit-Air-Source) | DLCURAH18ABK | ADP |  | HE30924 | *96VTN0801716B* | 16800 | 15.2 | 8.5 | 17100 | 18700 | 109.4% | 2.3 | 0 | 10.5 |  |  |  | No | R-410A | 1.4 | Residential & Commercial | Ducted CEE Tier 1
213772947 | Central HP <5.4 tons | HEIL | HRCU-A-CB (Split System: Heat Pump with Remote Outdoor Unit-Air-Source) | HVH825GKA3* |  |  | EA*4X36L17A*+WALLCON | *80CTL0701412B* | 23600 | 16.5 | 8.1 | 21400 | 16700 | 78.04% | 1.92 | 0 | 10.5 |  |  |  | No | R-410A | 1.9667 | Residential & Commercial | Ducted CEE Tier 1
212973602 | Central HP <5.4 tons | CARRIER | HRCU-A-CB (Split System: Heat Pump with Remote Outdoor Unit-Air-Source) | 38MURAQ24AB3* |  |  | CNPV*2417AL* | 59SP6B060V14**12 | 23200 | 16.5 | 8.5 | 26800 | 25400 | 94.78% | 2.12 | 0 | 10 |  |  |  | No | R-410A | 1.9333 | Residential & Commercial | Ducted CEE Tier 1
212973902 | Central HP <5.4 tons | CARRIER | HRCU-A-CB (Split System: Heat Pump with Remote Outdoor Unit-Air-Source) | 38MURAQ24AB3* |  |  | CNPV*3017AL* | 59SP6B080V17**16 | 23400 | 16.5 | 8.1 | 25800 | 24200 | 93.8% | 2 | 0 | 10 |  |  |  | No | R-410A | 1.95 | Residential & Commercial | Ducted CEE Tier 1
212974102 | Central HP <5.4 tons | CARRIER | HRCU-A-CB (Split System: Heat Pump with Remote Outdoor Unit-Air-Source) | 38MURAQ24AB3* |  |  | CAP**3721AL* | 59SP6B080V21**20 | 24400 | 17 | 8.5 | 25200 | 21400 | 84.92% | 1.8 | 0 | 10.5 |  |  |  | No | R-410A | 2.0333 | Residential & Commercial | Ducted CEE Tier 1
215424504 | Central HP <5.4 tons | YORK | HRCU-A-CB (Split System: Heat Pump with Remote Outdoor Unit-Air-Source) | HH824E2S11 | ADP |  | H,YE7J*36+TXV-BLEED | TM9E026A08MP12 | 22400 | 16 | 8.8 | 21400 | 17200 | 80.37% | 1.96 | 0 | 10.5 |  |  |  | No | R-454B | 1.8667 | Residential & Commercial | Ducted CEE Tier 1
215424511 | Central HP <5.4 tons | YORK | HRCU-A-CB (Split System: Heat Pump with Remote Outdoor Unit-Air-Source) | HH824E2S11 | ADP |  | H,YE32*36+TXV | TM9E040A10MP12 | 22200 | 16 | 8.65 | 21200 | 17700 | 83.49% | 1.94 | 0 | 10.5 |  |  |  | No | R-454B | 1.85 | Residential & Commercial | Ducted CEE Tier 1
215424527 | Central HP <5.4 tons | YORK | HRCU-A-CB (Split System: Heat Pump with Remote Outdoor Unit-Air-Source) | HH824E2S11 | ADP |  | H,YE31*24+TXV | TM9E060B12MP12 | 22400 | 16 | 8.75 | 21400 | 17900 | 83.64% | 1.96 | 0 | 11 |  |  |  | No | R-454B | 1.8667 | Residential & Commercial | Ducted CEE Tier 1
215424534 | Central HP <5.4 tons | YORK | HRCU-A-CB (Split System: Heat Pump with Remote Outdoor Unit-Air-Source) | HH824E2S11 | ADP |  | H,YE8J*30+TXV | TM9E060B12MP12 | 23000 | 17 | 9 | 21400 | 17900 | 83.64% | 2 | 0 | 11.7 |  |  |  | No | R-454B | 1.9167 | Residential & Commercial | Ducted CEE Tier 1
215424536 | Central HP <5.4 tons | YORK | HRCU-A-CB (Split System: Heat Pump with Remote Outdoor Unit-Air-Source) | HH824E2S11 | ADP |  | H,YE31*24+TXV | TM9E080B12MP12 | 21800 | 17 | 8.5 | 21200 | 17600 | 83.02% | 1.9 | 0 | 11 |  |  |  | No | R-454B | 1.8167 | Residential & Commercial | Ducted CEE Tier 1
215424545 | Central HP <5.4 tons | YORK | HRCU-A-CB (Split System: Heat Pump with Remote Outdoor Unit-Air-Source) | HH824E2S11 | ADP |  | H,YE31*24+TXV | TM9V040A10MP12 | 21800 | 16 | 8.5 | 21200 | 17100 | 80.66% | 1.9 | 0 | 10 |  |  |  | No | R-454B | 1.8167 | Residential & Commercial | Ducted CEE Tier 1
215424588 | Central HP <5.4 tons | YORK | HRCU-A-CB (Split System: Heat Pump with Remote Outdoor Unit-Air-Source) | HH824E2S11 | ADP |  | H,YE8J*30+TXV | TM9Y060B12MP11 | 23000 | 17 | 9 | 21400 | 18000 | 84.11% | 2 | 0 | 11.7 |  |  |  | No | R-454B | 1.9167 | Residential & Commercial | Ducted CEE Tier 1
214396717 | Central HP <5.4 tons | JOHNSON CONTROLS | HRCU-A-CB (Split System: Heat Pump with Remote Outdoor Unit-Air-Source) | HH824E2S11 |  |  | CTM30B5ACS1 | TM9V060B12MP12 | 23000 | 17 | 9.5 | 23000 | 18000 | 78.26% | 2 | 0 | 12 |  |  |  | No | R-454B | 1.9167 | Residential & Commercial | Ducted CEE Tier 1
204459407 | Central HP <5.4 tons | COMFORTMAKER | HRCU-A-CB (Split System: Heat Pump with Remote Outdoor Unit-Air-Source) | CVH825GKA2* |  |  | EHD4X36AAL+WALLCON | *80CTL0701412A* | 24000 | 16.5 | 8.1 | 21400 | 16600 | 77.57% | 2 | 11.5 | 11 |  |  |  | No | R-410A | 2 | Residential & Commercial | Ducted CEE Tier 1
213249249 | Central HP <5.4 tons | AIRQUEST | HRCU-A-CB (Split System: Heat Pump with Remote Outdoor Unit-Air-Source) | DLCURAH18ABK |  |  | FEVA0024**+NAVA43601CK |  | 18100 | 16.5 | 8.5 | 18300 | 17900 | 97.81% | 2.16 | 0 | 11 |  |  |  | No | R-410A | 1.5083 | Residential & Commercial | Ducted CEE Tier 1
211239707 | Central HP <5.4 tons | CARRIER | HRCU-A-CB (Split System: Heat Pump with Remote Outdoor Unit-Air-Source) | 38MURAQ24AB3* |  |  | CAP**2517AL* | 59SP6A060V17**14 | 24800 | 16.5 | 8.5 | 25600 | 21200 | 82.81% | 1.78 | 0 | 10 |  |  |  | No | R-410A | 2.0667 | Residential & Commercial | Ducted CEE Tier 1
211239737 | Central HP <5.4 tons | CARRIER | HRCU-A-CB (Split System: Heat Pump with Remote Outdoor Unit-Air-Source) | 38MURAQ24AB3* |  |  | CAP**2517AL* | 59SC2D060E14**12 | 24000 | 17 | 8.1 | 25000 | 21800 | 87.2% | 1.82 | 0 | 10 |  |  |  | No | R-410A | 2 | Residential & Commercial | Ducted CEE Tier 1
215424093 | Central HP <5.4 tons | YORK | HRCU-A-CB (Split System: Heat Pump with Remote Outdoor Unit-Air-Source) | HH860E2S11 | ADP |  | H,YE36*60+TXV | YP9C080C16MP13 | 43000 | 17 | 8.4 | 42000 | 33000 | 78.57% | 1.98 | 0 | 10.5 |  |  |  | No | R-454B | 3.5833 | Residential & Commercial | Ducted CEE Tier 1
215424120 | Central HP <5.4 tons | YORK | HRCU-A-CB (Split System: Heat Pump with Remote Outdoor Unit-Air-Source) | HH860E2S11 | ADP |  | H,YE54*60+TXV | YP9C100C16MP13 | 43500 | 18 | 8.5 | 42000 | 32800 | 78.1% | 2 | 0 | 11.7 |  |  |  | No | R-454B | 3.625 | Residential & Commercial | Ducted CEE Tier 1
215424145 | Central HP <5.4 tons | YORK | HRCU-A-CB (Split System: Heat Pump with Remote Outdoor Unit-Air-Source) | HH860E2S11 | ADP |  | H,YE48*48+TXV | YP9C120D20MP13 | 44000 | 18 | 8.5 | 42000 | 33000 | 78.57% | 2 | 0 | 11.7 |  |  |  | No | R-454B | 3.6667 | Residential & Commercial | Ducted CEE Tier 1
215424150 | Central HP <5.4 tons | YORK | HRCU-A-CB (Split System: Heat Pump with Remote Outdoor Unit-Air-Source) | HH860E2S11 | ADP |  | H,YE84*60+TXV | YP9C120D20MP13 | 53000 | 19 | 8.5 | 52500 | 39000 | 74.29% | 2 | 0 | 11 |  |  |  | No | R-454B | 4.4167 | Residential & Commercial | Ducted CEE Tier 1
215425522 | Central HP <5.4 tons | YORK | HRCU-A-CB (Split System: Heat Pump with Remote Outdoor Unit-Air-Source) | HH860E2S11 | ADP |  | H,YE72*60+TXV | Y81E080C16SMPS1 | 44500 | 18 | 8.5 | 42500 | 33000 | 77.65% | 2 | 0 | 12 |  |  |  | No | R-454B | 3.7083 | Residential & Commercial | Ducted CEE Tier 1
215425329 | Central HP <5.4 tons | YORK | HRCU-A-CB (Split System: Heat Pump with Remote Outdoor Unit-Air-Source) | HH860E2S11 | ADP |  | H,YE53*48+TXV | TL9E080C16UH11 | 44500 | 18 | 8.5 | 44000 | 34000 | 77.27% | 2 | 0 | 11 |  |  |  | No | R-454B | 3.7083 | Residential & Commercial | Ducted CEE Tier 1
215425372 | Central HP <5.4 tons | YORK | HRCU-A-CB (Split System: Heat Pump with Remote Outdoor Unit-Air-Source) | HH860E2S11 | ADP |  | H,YE84*48+TXV | TM8E120C16MP11 | 44500 | 18 | 8.5 | 43500 | 33800 | 77.7% | 2 | 0 | 11 |  |  |  | No | R-454B | 3.7083 | Residential & Commercial | Ducted CEE Tier 1
215425420 | Central HP <5.4 tons | YORK | HRCU-A-CB (Split System: Heat Pump with Remote Outdoor Unit-Air-Source) | HH860E2S11 | ADP |  | H,YE72*48+TXV | TM8Y100C16MP11 | 44000 | 18 | 8.5 | 42000 | 33000 | 78.57% | 2 | 0 | 11.7 |  |  |  | No | R-454B | 3.6667 | Residential & Commercial | Ducted CEE Tier 1
213078810 | Central HP <5.4 tons | AIRQUEST | HRCU-A-CB (Split System: Heat Pump with Remote Outdoor Unit-Air-Source) | DLCURAH36ABK |  |  | EN(A,D)4X48L24** | *80MS(N,L)1552420A* | 36200 | 16.5 | 8.1 | 38500 | 35000 | 90.91% | 2.02 | 0 | 10.5 |  |  |  | No | R-410A | 3.0167 | Residential & Commercial | Ducted CEE Tier 1
213079096 | Central HP <5.4 tons | AIRQUEST | HRCU-A-CB (Split System: Heat Pump with Remote Outdoor Unit-Air-Source) | DLCURAH36ABK |  |  | EA*4X37L21A* | *80MSU0601716A* | 36400 | 16.5 | 8.5 | 38000 | 34800 | 91.58% | 2.08 | 0 | 10 |  |  |  | No | R-410A | 3.0333 | Residential & Commercial | Ducted CEE Tier 1
211228225 | Central HP <5.4 tons | AIRQUEST | HRCU-A-CB (Split System: Heat Pump with Remote Outdoor Unit-Air-Source) | DLCURAH36ABK |  |  | EA*4X43L21A* | *80ES(N,L)0701712A* | 36400 | 15.5 | 8.5 | 38500 | 34800 | 90.39% | 2.08 | 0 | 10 |  |  |  | No | R-410A | 3.0333 | Residential & Commercial | Ducted CEE Tier 1
211228775 | Central HP <5.4 tons | AIRQUEST | HRCU-A-CB (Split System: Heat Pump with Remote Outdoor Unit-Air-Source) | DLCURAH36ABK |  |  | EA*4X48L21A* | *80ES(N,L)0901714A* | 36400 | 16 | 8.5 | 38500 | 34800 | 90.39% | 2.08 | 0 | 10 |  |  |  | No | R-410A | 3.0333 | Residential & Commercial | Ducted CEE Tier 1
215425447 | Central HP <5.4 tons | YORK | HRCU-A-CB (Split System: Heat Pump with Remote Outdoor Unit-Air-Source) | HH860E2S11 | ADP |  | H,YE72*60+TXV | TM9E080C20MP12 | 53500 | 19 | 8.5 | 53000 | 39500 | 74.53% | 2 | 0 | 11 |  |  |  | No | R-454B | 4.4583 | Residential & Commercial | Ducted CEE Tier 1
215425490 | Central HP <5.4 tons | YORK | HRCU-A-CB (Split System: Heat Pump with Remote Outdoor Unit-Air-Source) | HH860E2S11 | ADP |  | H,YE72*60+TXV | TM9V120D20MP12 | 53000 | 19 | 8.5 | 52500 | 39000 | 74.29% | 2 | 0 | 11 |  |  |  | No | R-454B | 4.4167 | Residential & Commercial | Ducted CEE Tier 1
215425499 | Central HP <5.4 tons | YORK | HRCU-A-CB (Split System: Heat Pump with Remote Outdoor Unit-Air-Source) | HH860E2S11 | ADP |  | H,YE49*48+TXV | TM9Y080C16MP11 | 44000 | 17 | 8.5 | 42500 | 33400 | 78.59% | 2 | 0 | 11 |  |  |  | No | R-454B | 3.6667 | Residential & Commercial | Ducted CEE Tier 1
215425506 | Central HP <5.4 tons | YORK | HRCU-A-CB (Split System: Heat Pump with Remote Outdoor Unit-Air-Source) | HH860E2S11 | ADP |  | H,YE3K*48+TXV | TM9Y100C16MP11 | 44000 | 16 | 8.5 | 42500 | 33400 | 78.59% | 2 | 0 | 11 |  |  |  | No | R-454B | 3.6667 | Residential & Commercial | Ducted CEE Tier 1
215425524 | Central HP <5.4 tons | YORK | HRCU-A-CB (Split System: Heat Pump with Remote Outdoor Unit-Air-Source) | HH860E2S11 | ADP |  | H,YE1K*48+TXV | Y81E080C16SMPS1 | 44000 | 17 | 8.45 | 42500 | 33000 | 77.65% | 1.98 | 0 | 11.7 |  |  |  | No | R-454B | 3.6667 | Residential & Commercial | Ducted CEE Tier 1
215425540 | Central HP <5.4 tons | YORK | HRCU-A-CB (Split System: Heat Pump with Remote Outdoor Unit-Air-Source) | HH860E2S11 | ADP |  | H,YE53*48+TXV | Y81E100C16SMPS1 | 44000 | 18 | 8.5 | 42000 | 32800 | 78.1% | 2 | 0 | 12 |  |  |  | No | R-454B | 3.6667 | Residential & Commercial | Ducted CEE Tier 1
215425563 | Central HP <5.4 tons | YORK | HRCU-A-CB (Split System: Heat Pump with Remote Outdoor Unit-Air-Source) | HH860E2S11 | ADP |  | H,YE72*60+TXV | Y81E130D20SMPS1 | 54000 | 19 | 8.5 | 52500 | 39000 | 74.29% | 2 | 0 | 11.7 |  |  |  | No | R-454B | 4.5 | Residential & Commercial | Ducted CEE Tier 1
215425613 | Central HP <5.4 tons | YORK | HRCU-A-CB (Split System: Heat Pump with Remote Outdoor Unit-Air-Source) | HH860E2S11 | ADP |  | H,YE3K*48+TXV | Y91E120D20SMPS1 | 46500 | 18 | 8.5 | 45000 | 33800 | 75.11% | 2 | 0 | 11.7 |  |  |  | No | R-454B | 3.875 | Residential & Commercial | Ducted CEE Tier 1
215423223 | Central HP <5.4 tons | YORK | HRCU-A-CB (Split System: Heat Pump with Remote Outdoor Unit-Air-Source) | HH836E2S11 | ADP |  | H,YE9J*36+TXV-BLEED | TM8E100C16MP11 | 32400 | 18 | 8.5 | 29400 | 25000 | 85.03% | 2 | 0 | 10.5 |  |  |  | No | R-454B | 2.7 | Residential & Commercial | Ducted CEE Tier 1
215423332 | Central HP <5.4 tons | YORK | HRCU-A-CB (Split System: Heat Pump with Remote Outdoor Unit-Air-Source) | HH836E2S11 | ADP |  | H,YE35*36+TXV | TM9V100C20MP12 | 34200 | 18 | 8.5 | 31000 | 25600 | 82.58% | 2 | 0 | 10 |  |  |  | No | R-454B | 2.85 | Residential & Commercial | Ducted CEE Tier 1
215423393 | Central HP <5.4 tons | YORK | HRCU-A-CB (Split System: Heat Pump with Remote Outdoor Unit-Air-Source) | HH836E2S11 | ADP |  | H,YE9J*36+TXV-BLEED | Y81E120C16SMPS1 | 33200 | 18 | 8.5 | 29400 | 24800 | 84.35% | 2 | 0 | 11.5 |  |  |  | No | R-454B | 2.7667 | Residential & Commercial | Ducted CEE Tier 1
215423400 | Central HP <5.4 tons | YORK | HRCU-A-CB (Split System: Heat Pump with Remote Outdoor Unit-Air-Source) | HH836E2S11 | ADP |  | H,YE80*36+TXV | Y81E120C20SMPS1 | 33600 | 19 | 8.5 | 30000 | 25000 | 83.33% | 2 | 0 | 11 |  |  |  | No | R-454B | 2.8 | Residential & Commercial | Ducted CEE Tier 1
215425311 | Central HP <5.4 tons | YORK | HRCU-A-CB (Split System: Heat Pump with Remote Outdoor Unit-Air-Source) | HH836E2S11 | ADP |  | H,YE1K*36+TXV | Y81E100C20SMPS1 | 33800 | 19 | 8.5 | 30000 | 25000 | 83.33% | 2 | 0 | 11 |  |  |  | No | R-454B | 2.8167 | Residential & Commercial | Ducted CEE Tier 1
215295121 | Central HP <5.4 tons | AIRQUEST | HRCU-A-CB (Split System: Heat Pump with Remote Outdoor Unit-Air-Source) | DLCURAH36ABK | ADP |  | H,GG1K936 | *96MSN1002120A* | 35400 | 16 | 8.1 | 36800 | 34600 | 94.02% | 1.88 | 0 | 10 |  |  |  | No | R-410A | 2.95 | Residential & Commercial | Ducted CEE Tier 1
215295139 | Central HP <5.4 tons | AIRQUEST | HRCU-A-CB (Split System: Heat Pump with Remote Outdoor Unit-Air-Source) | DLCURAH36ABK | ADP |  | H,GE33936 | *96MSN1002122A* | 35200 | 16 | 8.5 | 36800 | 34600 | 94.02% | 1.88 | 0 | 10 |  |  |  | No | R-410A | 2.9333 | Residential & Commercial | Ducted CEE Tier 1
212969506 | Central HP <5.4 tons | CARRIER | HRCU-A-CB (Split System: Heat Pump with Remote Outdoor Unit-Air-Source) | 38MURAQ18AB3* |  |  | CAP**1917AL* | 58SP*B045V14**12 | 18200 | 16.5 | 8.5 | 18100 | 17700 | 97.79% | 2.14 | 0 | 11 |  |  |  | No | R-410A | 1.5167 | Residential & Commercial | Ducted CEE Tier 1
212975811 | Central HP <5.4 tons | CARRIER | HRCU-A-CB (Split System: Heat Pump with Remote Outdoor Unit-Air-Source) | 38MURAQ18AB3* |  |  | CAP**3017AL* | GG96VTAB48080B** | 17400 | 16 | 8.5 | 18000 | 18700 | 103.9% | 2.26 | 0 | 10.5 |  |  |  | No | R-410A | 1.45 | Residential & Commercial | Ducted CEE Tier 1
215425624 | Central HP <5.4 tons | YORK | HRCU-A-CB (Split System: Heat Pump with Remote Outdoor Unit-Air-Source) | HH860E2S11 | ADP |  | H,YE74*60+TXV | YP9C080C16MP13 | 43500 | 18 | 8.5 | 42000 | 33000 | 78.57% | 2 | 0 | 11 |  |  |  | No | R-454B | 3.625 | Residential & Commercial | Ducted CEE Tier 1
215425574 | Central HP <5.4 tons | YORK | HRCU-A-CB (Split System: Heat Pump with Remote Outdoor Unit-Air-Source) | HH860E2S11 | ADP |  | H,YE74*60+TXV | Y91E080C16SMPS1 | 45000 | 18 | 8.5 | 45000 | 33400 | 74.22% | 2 | 0 | 11.7 |  |  |  | No | R-454B | 3.75 | Residential & Commercial | Ducted CEE Tier 1
215425579 | Central HP <5.4 tons | YORK | HRCU-A-CB (Split System: Heat Pump with Remote Outdoor Unit-Air-Source) | HH860E2S11 | ADP |  | H,YE72*60+TXV | Y91E080C20SMPS1 | 44500 | 18 | 8.5 | 44500 | 33000 | 74.16% | 2 | 0 | 12 |  |  |  | No | R-454B | 3.7083 | Residential & Commercial | Ducted CEE Tier 1
215425597 | Central HP <5.4 tons | YORK | HRCU-A-CB (Split System: Heat Pump with Remote Outdoor Unit-Air-Source) | HH860E2S11 | ADP |  | H,YE84*48+TXV | Y91E100C16SMPS1 | 45500 | 18 | 8.5 | 45000 | 33800 | 75.11% | 2 | 0 | 11.7 |  |  |  | No | R-454B | 3.7917 | Residential & Commercial | Ducted CEE Tier 1
215425622 | Central HP <5.4 tons | YORK | HRCU-A-CB (Split System: Heat Pump with Remote Outdoor Unit-Air-Source) | HH860E2S11 | ADP |  | H,YE53*48+TXV | YP9C080C16MP13 | 43500 | 18 | 8.5 | 42000 | 33000 | 78.57% | 2 | 0 | 11 |  |  |  | No | R-454B | 3.625 | Residential & Commercial | Ducted CEE Tier 1
215425345 | Central HP <5.4 tons | YORK | HRCU-A-CB (Split System: Heat Pump with Remote Outdoor Unit-Air-Source) | HH860E2S11 | ADP |  | H,YE74*60+TXV | TM8E080C16MP11 | 44500 | 18 | 8.5 | 43500 | 33800 | 77.7% | 2 | 0 | 11 |  |  |  | No | R-454B | 3.7083 | Residential & Commercial | Ducted CEE Tier 1
215425356 | Central HP <5.4 tons | YORK | HRCU-A-CB (Split System: Heat Pump with Remote Outdoor Unit-Air-Source) | HH860E2S11 | ADP |  | H,YE53*48+TXV | TM8E100C16MP11 | 44500 | 18 | 8.5 | 43500 | 33800 | 77.7% | 2 | 0 | 11 |  |  |  | No | R-454B | 3.7083 | Residential & Commercial | Ducted CEE Tier 1
215425395 | Central HP <5.4 tons | YORK | HRCU-A-CB (Split System: Heat Pump with Remote Outdoor Unit-Air-Source) | HH860E2S11 | ADP |  | H,YE53*48+TXV | TM8V100C16MP12 | 43500 | 18 | 8.5 | 42000 | 32800 | 78.1% | 2 | 0 | 11.7 |  |  |  | No | R-454B | 3.625 | Residential & Commercial | Ducted CEE Tier 1
215423438 | Central HP <5.4 tons | YORK | HRCU-A-CB (Split System: Heat Pump with Remote Outdoor Unit-Air-Source) | HH836E2S11 | ADP |  | H,YE9J*36+TXV-BLEED | YP9C100C16MP13 | 33400 | 17 | 8.5 | 29400 | 24800 | 84.35% | 2 | 0 | 11 |  |  |  | No | R-454B | 2.7833 | Residential & Commercial | Ducted CEE Tier 1
215425275 | Central HP <5.4 tons | YORK | HRCU-A-CB (Split System: Heat Pump with Remote Outdoor Unit-Air-Source) | HH836E2S11 | ADP |  | H,YE1K*36+TXV | TM8E080C16MP11 | 32800 | 19 | 8.5 | 29200 | 23600 | 80.82% | 2 | 0 | 11 |  |  |  | No | R-454B | 2.7333 | Residential & Commercial | Ducted CEE Tier 1
215223949 | Central HP <5.4 tons | JOHNSON CONTROLS | HRCU-A-CB (Split System: Heat Pump with Remote Outdoor Unit-Air-Source) | HH824E2S11 |  |  | CTM36B5ADS1 | Z8ES080B12SMPS1 | 23000 | 18 | 9.5 | 23000 | 18600 | 80.87% | 2 | 0 | 12 |  |  |  | No | R-454B | 1.9167 | Residential & Commercial | Ducted CEE Tier 1
216374604 | Central HP <5.4 tons | JOHNSON CONTROLS | HRCU-A-CB (Split System: Heat Pump with Remote Outdoor Unit-Air-Source) | HH824E2S11 |  |  | CTU36B5XDS1+TXV | Z9ET080B12SMPS1 | 23000 | 18 | 9.5 | 23000 | 17500 | 76.09% | 2 | 0 | 12 |  |  |  | No | R-454B | 1.9167 | Residential & Commercial | Ducted CEE Tier 1
216013764 | Central HP <5.4 tons | YORK | HRCU-A-CB (Split System: Heat Pump with Remote Outdoor Unit-Air-Source) | HH824E2S11 | ADP |  | H,YG9J*30+TXV-BLEED | Y81E060A12SMPS1 | 23000 | 17 | 9 | 21000 | 16900 | 80.48% | 2 | 0 | 12 |  |  |  | No | R-454B | 1.9167 | Residential & Commercial | Ducted CEE Tier 1
215424625 | Central HP <5.4 tons | YORK | HRCU-A-CB (Split System: Heat Pump with Remote Outdoor Unit-Air-Source) | HH824E2S11 | ADP |  | H,YE8J*36+TXV | Y81E100B12SMPS1 | 23000 | 18 | 9 | 21400 | 18200 | 85.05% | 2 | 0 | 12 |  |  |  | No | R-454B | 1.9167 | Residential & Commercial | Ducted CEE Tier 1
215425659 | Central HP <5.4 tons | YORK | HRCU-A-CB (Split System: Heat Pump with Remote Outdoor Unit-Air-Source) | HH824E2S11 | ADP |  | H,YE24*36+TXV | TM8E060A12MP11 | 21800 | 17 | 8.55 | 21200 | 17500 | 82.55% | 1.92 | 0 | 11 |  |  |  | No | R-454B | 1.8167 | Residential & Commercial | Ducted CEE Tier 1
215425675 | Central HP <5.4 tons | YORK | HRCU-A-CB (Split System: Heat Pump with Remote Outdoor Unit-Air-Source) | HH824E2S11 | ADP |  | H,YE32*24+TXV | TM8E100B12MP11 | 22200 | 17 | 8.65 | 21200 | 17700 | 83.49% | 1.94 | 0 | 11.5 |  |  |  | No | R-454B | 1.85 | Residential & Commercial | Ducted CEE Tier 1
215425678 | Central HP <5.4 tons | YORK | HRCU-A-CB (Split System: Heat Pump with Remote Outdoor Unit-Air-Source) | HH824E2S11 | ADP |  | H,YE7J*24+TXV | TM8E100B12MP11 | 22400 | 17 | 8.8 | 21400 | 17700 | 82.71% | 1.96 | 0 | 11.5 |  |  |  | No | R-454B | 1.8667 | Residential & Commercial | Ducted CEE Tier 1
215424452 | Central HP <5.4 tons | YORK | HRCU-A-CB (Split System: Heat Pump with Remote Outdoor Unit-Air-Source) | HH824E2S11 | ADP |  | H,YE8J*36+TXV | TM8E040A12MP11 | 22600 | 16 | 8.9 | 21000 | 16800 | 80% | 1.98 | 0 | 11.7 |  |  |  | No | R-454B | 1.8833 | Residential & Commercial | Ducted CEE Tier 1
215425404 | Central HP <5.4 tons | YORK | HRCU-A-CB (Split System: Heat Pump with Remote Outdoor Unit-Air-Source) | HH860E2S11 | ADP |  | H,YE72*48+TXV | TM8V120C20MP12 | 44000 | 18 | 8.5 | 42500 | 33200 | 78.12% | 2 | 0 | 11.7 |  |  |  | No | R-454B | 3.6667 | Residential & Commercial | Ducted CEE Tier 1
215425415 | Central HP <5.4 tons | YORK | HRCU-A-CB (Split System: Heat Pump with Remote Outdoor Unit-Air-Source) | HH860E2S11 | ADP |  | H,YE49*48+TXV | TM8Y080C16MP11 | 44000 | 18 | 8.5 | 42000 | 33000 | 78.57% | 2 | 0 | 11.7 |  |  |  | No | R-454B | 3.6667 | Residential & Commercial | Ducted CEE Tier 1
215425429 | Central HP <5.4 tons | YORK | HRCU-A-CB (Split System: Heat Pump with Remote Outdoor Unit-Air-Source) | HH860E2S11 | ADP |  | H,YE86*48+TXV | TM8Y100C16MP11 | 44000 | 18 | 8.5 | 42000 | 33000 | 78.57% | 2 | 0 | 11.7 |  |  |  | No | R-454B | 3.6667 | Residential & Commercial | Ducted CEE Tier 1
215425431 | Central HP <5.4 tons | YORK | HRCU-A-CB (Split System: Heat Pump with Remote Outdoor Unit-Air-Source) | HH860E2S11 | ADP |  | H,YE3K*48+TXV | TM8Y100C20MP11 | 44500 | 18 | 8.5 | 43000 | 33400 | 77.67% | 2 | 0 | 11.7 |  |  |  | No | R-454B | 3.7083 | Residential & Commercial | Ducted CEE Tier 1
215425454 | Central HP <5.4 tons | YORK | HRCU-A-CB (Split System: Heat Pump with Remote Outdoor Unit-Air-Source) | HH860E2S11 | ADP |  | H,YE55*48+TXV | TM9E100C16MP12 | 44500 | 18 | 8.5 | 44000 | 34000 | 77.27% | 2 | 0 | 11 |  |  |  | No | R-454B | 3.7083 | Residential & Commercial | Ducted CEE Tier 1
215425456 | Central HP <5.4 tons | YORK | HRCU-A-CB (Split System: Heat Pump with Remote Outdoor Unit-Air-Source) | HH860E2S11 | ADP |  | H,YE49*48+TXV | TM9E100C16MP12 | 44500 | 18 | 8.5 | 44000 | 34000 | 77.27% | 2 | 0 | 11 |  |  |  | No | R-454B | 3.7083 | Residential & Commercial | Ducted CEE Tier 1
215425463 | Central HP <5.4 tons | YORK | HRCU-A-CB (Split System: Heat Pump with Remote Outdoor Unit-Air-Source) | HH860E2S11 | ADP |  | H,YE74*60+TXV | TM9E120D20MP12 | 53000 | 19 | 8.5 | 52500 | 39000 | 74.29% | 2 | 0 | 11 |  |  |  | No | R-454B | 4.4167 | Residential & Commercial | Ducted CEE Tier 1
215425465 | Central HP <5.4 tons | YORK | HRCU-A-CB (Split System: Heat Pump with Remote Outdoor Unit-Air-Source) | HH860E2S11 | ADP |  | H,YE72*48+TXV | TM9V080C16MP12 | 43500 | 18 | 8.5 | 42000 | 33000 | 78.57% | 2 | 0 | 11 |  |  |  | No | R-454B | 3.625 | Residential & Commercial | Ducted CEE Tier 1
215424470 | Central HP <5.4 tons | YORK | HRCU-A-CB (Split System: Heat Pump with Remote Outdoor Unit-Air-Source) | HH824E2S11 | ADP |  | H,YE8J*36+TXV | TM8E080B12MP11 | 23000 | 17 | 9 | 21400 | 17600 | 82.24% | 2 | 0 | 12 |  |  |  | No | R-454B | 1.9167 | Residential & Commercial | Ducted CEE Tier 1
215424477 | Central HP <5.4 tons | YORK | HRCU-A-CB (Split System: Heat Pump with Remote Outdoor Unit-Air-Source) | HH824E2S11 | ADP |  | H,YE7J*36+TXV | TM8E100B12MP11 | 22400 | 17 | 8.8 | 21400 | 17700 | 82.71% | 1.96 | 0 | 11.5 |  |  |  | No | R-454B | 1.8667 | Residential & Commercial | Ducted CEE Tier 1
215424518 | Central HP <5.4 tons | YORK | HRCU-A-CB (Split System: Heat Pump with Remote Outdoor Unit-Air-Source) | HH824E2S11 | ADP |  | H,YE31*24+TXV | TM9E060A10MP12 | 21800 | 16 | 8.5 | 21200 | 17700 | 83.49% | 1.9 | 0 | 10 |  |  |  | No | R-454B | 1.8167 | Residential & Commercial | Ducted CEE Tier 1
215424529 | Central HP <5.4 tons | YORK | HRCU-A-CB (Split System: Heat Pump with Remote Outdoor Unit-Air-Source) | HH824E2S11 | ADP |  | H,YE32*36+TXV | TM9E060B12MP12 | 22800 | 16 | 8.9 | 21400 | 17900 | 83.64% | 1.98 | 0 | 11.5 |  |  |  | No | R-454B | 1.9 | Residential & Commercial | Ducted CEE Tier 1
215424554 | Central HP <5.4 tons | YORK | HRCU-A-CB (Split System: Heat Pump with Remote Outdoor Unit-Air-Source) | HH824E2S11 | ADP |  | H,YE31*24+TXV | TM9V060B12MP12 | 21800 | 17 | 8.5 | 21200 | 17200 | 81.13% | 1.9 | 0 | 11 |  |  |  | No | R-454B | 1.8167 | Residential & Commercial | Ducted CEE Tier 1
215424561 | Central HP <5.4 tons | YORK | HRCU-A-CB (Split System: Heat Pump with Remote Outdoor Unit-Air-Source) | HH824E2S11 | ADP |  | H,YE8J*30+TXV | TM9V060B12MP12 | 23000 | 17 | 9 | 21400 | 17600 | 82.24% | 2 | 0 | 12 |  |  |  | No | R-454B | 1.9167 | Residential & Commercial | Ducted CEE Tier 1
215424568 | Central HP <5.4 tons | YORK | HRCU-A-CB (Split System: Heat Pump with Remote Outdoor Unit-Air-Source) | HH824E2S11 | ADP |  | H,YE7J*30+TXV | TM9V080B12MP12 | 22400 | 17 | 8.8 | 21400 | 17300 | 80.84% | 1.96 | 0 | 11.5 |  |  |  | No | R-454B | 1.8667 | Residential & Commercial | Ducted CEE Tier 1
215424577 | Central HP <5.4 tons | YORK | HRCU-A-CB (Split System: Heat Pump with Remote Outdoor Unit-Air-Source) | HH824E2S11 | ADP |  | H,YE7J*30+TXV | TM9Y040A10MP11 | 22400 | 16 | 8.3 | 21000 | 16900 | 80.48% | 1.96 | 0 | 10.5 |  |  |  | No | R-454B | 1.8667 | Residential & Commercial | Ducted CEE Tier 1
215425308 | Central HP <5.4 tons | YORK | HRCU-A-CB (Split System: Heat Pump with Remote Outdoor Unit-Air-Source) | HH836E2S11 | ADP |  | H,YE1K*36+TXV | Y81E080C20SMPS1 | 34600 | 19 | 8.5 | 30800 | 25400 | 82.47% | 2 | 0 | 11 |  |  |  | No | R-454B | 2.8833 | Residential & Commercial | Ducted CEE Tier 1
215870945 | Central HP <5.4 tons | YORK | HRCU-A-CB (Split System: Heat Pump with Remote Outdoor Unit-Air-Source) | HH836E2S11 | ADP |  | CX361B*35+TXV | Y81E100B12SMPS1 | 33000 | 18 | 8.5 | 28800 | 24400 | 84.72% | 2 | 0 | 11.7 |  |  |  | No | R-454B | 2.75 | Residential & Commercial | Ducted CEE Tier 1
215425286 | Central HP <5.4 tons | YORK | HRCU-A-CB (Split System: Heat Pump with Remote Outdoor Unit-Air-Source) | HH836E2S11 | ADP |  | H,YE1K*36+TXV | TM8Y080C16MP11 | 33200 | 19 | 8.5 | 29800 | 25200 | 84.56% | 2 | 0 | 11 |  |  |  | No | R-454B | 2.7667 | Residential & Commercial | Ducted CEE Tier 1
215425288 | Central HP <5.4 tons | YORK | HRCU-A-CB (Split System: Heat Pump with Remote Outdoor Unit-Air-Source) | HH836E2S11 | ADP |  | H,YE1K*36+TXV | TM8Y100C20MP11 | 34000 | 19 | 8.5 | 30600 | 25400 | 83.01% | 2 | 0 | 11 |  |  |  | No | R-454B | 2.8333 | Residential & Commercial | Ducted CEE Tier 1
215425297 | Central HP <5.4 tons | YORK | HRCU-A-CB (Split System: Heat Pump with Remote Outdoor Unit-Air-Source) | HH836E2S11 | ADP |  | H,YE1K*36+TXV | TM9V080B12MP12 | 33000 | 18 | 8.5 | 29200 | 24800 | 84.93% | 2 | 0 | 11 |  |  |  | No | R-454B | 2.75 | Residential & Commercial | Ducted CEE Tier 1
215425306 | Central HP <5.4 tons | YORK | HRCU-A-CB (Split System: Heat Pump with Remote Outdoor Unit-Air-Source) | HH836E2S11 | ADP |  | H,YE1K*36+TXV | Y81E080B12SMPS1 | 32800 | 18 | 8.5 | 28400 | 24400 | 85.92% | 2 | 0 | 11.7 |  |  |  | No | R-454B | 2.7333 | Residential & Commercial | Ducted CEE Tier 1
215425488 | Central HP <5.4 tons | YORK | HRCU-A-CB (Split System: Heat Pump with Remote Outdoor Unit-Air-Source) | HH860E2S11 | ADP |  | H,YE3K*48+TXV | TM9V100C20MP12 | 44000 | 18 | 8.5 | 43000 | 33400 | 77.67% | 2 | 0 | 11 |  |  |  | No | R-454B | 3.6667 | Residential & Commercial | Ducted CEE Tier 1
215425527 | Central HP <5.4 tons | YORK | HRCU-A-CB (Split System: Heat Pump with Remote Outdoor Unit-Air-Source) | HH860E2S11 | ADP |  | H,YE49*48+TXV | Y81E080C16SMPS1 | 44500 | 18 | 8.5 | 42500 | 33000 | 77.65% | 2 | 0 | 12 |  |  |  | No | R-454B | 3.7083 | Residential & Commercial | Ducted CEE Tier 1
215425541 | Central HP <5.4 tons | YORK | HRCU-A-CB (Split System: Heat Pump with Remote Outdoor Unit-Air-Source) | HH860E2S11 | ADP |  | H,YE49*48+TXV | Y81E100C16SMPS1 | 44000 | 18 | 8.5 | 42000 | 32800 | 78.1% | 2 | 0 | 12 |  |  |  | No | R-454B | 3.6667 | Residential & Commercial | Ducted CEE Tier 1
215425542 | Central HP <5.4 tons | YORK | HRCU-A-CB (Split System: Heat Pump with Remote Outdoor Unit-Air-Source) | HH860E2S11 | ADP |  | H,YE74*60+TXV | Y81E100C16SMPS1 | 44000 | 18 | 8.5 | 42000 | 32800 | 78.1% | 2 | 0 | 12 |  |  |  | No | R-454B | 3.6667 | Residential & Commercial | Ducted CEE Tier 1
215425578 | Central HP <5.4 tons | YORK | HRCU-A-CB (Split System: Heat Pump with Remote Outdoor Unit-Air-Source) | HH860E2S11 | ADP |  | H,YE72*48+TXV | Y91E080C20SMPS1 | 44500 | 18 | 8.5 | 44500 | 33000 | 74.16% | 2 | 0 | 12 |  |  |  | No | R-454B | 3.7083 | Residential & Commercial | Ducted CEE Tier 1
215423448 | Central HP <5.4 tons | YORK | HRCU-A-CB (Split System: Heat Pump with Remote Outdoor Unit-Air-Source) | HH860E2S11 | ADP |  | H,YE36*48+TXV | TL9E080C16UH11 | 44000 | 17 | 8.4 | 44000 | 34000 | 77.27% | 1.98 | 0 | 10.5 |  |  |  | No | R-454B | 3.6667 | Residential & Commercial | Ducted CEE Tier 1
215423507 | Central HP <5.4 tons | YORK | HRCU-A-CB (Split System: Heat Pump with Remote Outdoor Unit-Air-Source) | HH860E2S11 | ADP |  | H,YE36*60+TXV-BLEED | TM8E100C16MP11 | 44000 | 17 | 8.4 | 43500 | 33800 | 77.7% | 1.98 | 0 | 10.5 |  |  |  | No | R-454B | 3.6667 | Residential & Commercial | Ducted CEE Tier 1
215423523 | Central HP <5.4 tons | YORK | HRCU-A-CB (Split System: Heat Pump with Remote Outdoor Unit-Air-Source) | HH860E2S11 | ADP |  | H,YE86*60+TXV | TM8E100C16MP11 | 44500 | 18 | 8.5 | 43500 | 33800 | 77.7% | 2 | 0 | 11 |  |  |  | No | R-454B | 3.7083 | Residential & Commercial | Ducted CEE Tier 1
211239770 | Central HP <5.4 tons | CARRIER | HRCU-A-CB (Split System: Heat Pump with Remote Outdoor Unit-Air-Source) | 38MURAQ24AB3* |  |  | CAP**3017AL* | 59SU5A040E17**12 | 23600 | 16.5 | 8.5 | 26000 | 23800 | 91.54% | 1.98 | 0 | 10 |  |  |  | No | R-410A | 1.9667 | Residential & Commercial | Ducted CEE Tier 1
211239804 | Central HP <5.4 tons | CARRIER | HRCU-A-CB (Split System: Heat Pump with Remote Outdoor Unit-Air-Source) | 38MURAQ24AB3* |  |  | CAP**3017AL* | OVMAAB036098 | 23600 | 16.5 | 8.5 | 26000 | 23800 | 91.54% | 1.98 | 0 | 10 |  |  |  | No | R-410A | 1.9667 | Residential & Commercial | Ducted CEE Tier 1
211239821 | Central HP <5.4 tons | CARRIER | HRCU-A-CB (Split System: Heat Pump with Remote Outdoor Unit-Air-Source) | 38MURAQ24AB3* |  |  | CAP**3617AL* | 58SU*A040E17**12 | 24000 | 17.5 | 8.5 | 26000 | 22800 | 87.69% | 1.9 | 0 | 10 |  |  |  | No | R-410A | 2 | Residential & Commercial | Ducted CEE Tier 1
211239855 | Central HP <5.4 tons | CARRIER | HRCU-A-CB (Split System: Heat Pump with Remote Outdoor Unit-Air-Source) | 38MURAQ24AB3* |  |  | CAP**3621AL* | 59SP6A080V21**20 | 24200 | 17 | 8.5 | 26000 | 22600 | 86.92% | 1.88 | 0 | 10 |  |  |  | No | R-410A | 2.0167 | Residential & Commercial | Ducted CEE Tier 1
211239872 | Central HP <5.4 tons | CARRIER | HRCU-A-CB (Split System: Heat Pump with Remote Outdoor Unit-Air-Source) | 38MURAQ24AB3* |  |  | CAP**3621AL* | 58TP*A090V17**16 | 24000 | 17 | 8.5 | 26000 | 22800 | 87.69% | 1.9 | 0 | 10 |  |  |  | No | R-410A | 2 | Residential & Commercial | Ducted CEE Tier 1
211239873 | Central HP <5.4 tons | CARRIER | HRCU-A-CB (Split System: Heat Pump with Remote Outdoor Unit-Air-Source) | 38MURAQ24AB3* |  |  | CAP**3621AL* | 58TP*A090V21**20 | 24200 | 17 | 8.5 | 26000 | 22800 | 87.69% | 1.88 | 0 | 10 |  |  |  | No | R-410A | 2.0167 | Residential & Commercial | Ducted CEE Tier 1
211239921 | Central HP <5.4 tons | CARRIER | HRCU-A-CB (Split System: Heat Pump with Remote Outdoor Unit-Air-Source) | 38MURAQ24AB3* |  |  | CAP**3717AL* | 59TP6B080V17**16 | 24600 | 16.5 | 8.5 | 25600 | 21400 | 83.59% | 1.8 | 0 | 10 |  |  |  | No | R-410A | 2.05 | Residential & Commercial | Ducted CEE Tier 1
215423525 | Central HP <5.4 tons | YORK | HRCU-A-CB (Split System: Heat Pump with Remote Outdoor Unit-Air-Source) | HH860E2S11 | ADP |  | H,YE36*60+TXV | TM8E100C20MP11 | 52000 | 18 | 8.3 | 53000 | 39500 | 74.53% | 1.96 | 0 | 10.5 |  |  |  | No | R-454B | 4.3333 | Residential & Commercial | Ducted CEE Tier 1
215423557 | Central HP <5.4 tons | YORK | HRCU-A-CB (Split System: Heat Pump with Remote Outdoor Unit-Air-Source) | HH860E2S11 | ADP |  | H,YE2K*60+TXV | TM8E120C20MP11 | 52000 | 18 | 8.35 | 52500 | 39000 | 74.29% | 1.96 | 0 | 10.5 |  |  |  | No | R-454B | 4.3333 | Residential & Commercial | Ducted CEE Tier 1
215423593 | Central HP <5.4 tons | YORK | HRCU-A-CB (Split System: Heat Pump with Remote Outdoor Unit-Air-Source) | HH860E2S11 | ADP |  | H,YE74*48+TXV | TM8V080C16MP12 | 43500 | 18 | 8.5 | 42000 | 32800 | 78.1% | 2 | 0 | 11.7 |  |  |  | No | R-454B | 3.625 | Residential & Commercial | Ducted CEE Tier 1
215423616 | Central HP <5.4 tons | YORK | HRCU-A-CB (Split System: Heat Pump with Remote Outdoor Unit-Air-Source) | HH860E2S11 | ADP |  | H,YE37*60+TXV | TM8V100C20MP12 | 52000 | 18 | 8.35 | 52000 | 38500 | 74.04% | 1.98 | 0 | 10.5 |  |  |  | No | R-454B | 4.3333 | Residential & Commercial | Ducted CEE Tier 1
215423657 | Central HP <5.4 tons | YORK | HRCU-A-CB (Split System: Heat Pump with Remote Outdoor Unit-Air-Source) | HH860E2S11 | ADP |  | H,YE86*60+TXV | TM8Y080C16MP11 | 44000 | 18 | 8.5 | 42000 | 33000 | 78.57% | 2 | 0 | 11.7 |  |  |  | No | R-454B | 3.6667 | Residential & Commercial | Ducted CEE Tier 1
215423716 | Central HP <5.4 tons | YORK | HRCU-A-CB (Split System: Heat Pump with Remote Outdoor Unit-Air-Source) | HH860E2S11 | ADP |  | H,YE49*60+TXV | TM9E080C16MP12 | 44500 | 18 | 8.5 | 43500 | 34000 | 78.16% | 2 | 0 | 11 |  |  |  | No | R-454B | 3.7083 | Residential & Commercial | Ducted CEE Tier 1
215423741 | Central HP <5.4 tons | YORK | HRCU-A-CB (Split System: Heat Pump with Remote Outdoor Unit-Air-Source) | HH860E2S11 | ADP |  | H,YE48*48+TXV | TM9E100C16MP12 | 44500 | 18 | 8.5 | 44000 | 34000 | 77.27% | 2 | 0 | 11 |  |  |  | No | R-454B | 3.7083 | Residential & Commercial | Ducted CEE Tier 1
215423759 | Central HP <5.4 tons | YORK | HRCU-A-CB (Split System: Heat Pump with Remote Outdoor Unit-Air-Source) | HH860E2S11 | ADP |  | H,YE49*60+TXV | TM9E100C20MP12 | 53500 | 19 | 8.5 | 53000 | 39500 | 74.53% | 2 | 0 | 11 |  |  |  | No | R-454B | 4.4583 | Residential & Commercial | Ducted CEE Tier 1
213297007 | Central HP <5.4 tons | JOHNSON CONTROLS | HRCU-A-CB (Split System: Heat Pump with Remote Outdoor Unit-Air-Source) | HMH72B341 |  |  | XAFA30DXXN1+TXV | Z8ES040A12SMPS1 | 33800 | 17.5 | 8.1 | 33400 | 23400 | 70.06% | 2.04 | 0 | 10 |  |  |  | No | R-410A | 2.8167 | Residential & Commercial | Ducted CEE Tier 1
213297012 | Central HP <5.4 tons | JOHNSON CONTROLS | HRCU-A-CB (Split System: Heat Pump with Remote Outdoor Unit-Air-Source) | HMH72B341 |  |  | XAFA30DXXN1+TXV | Z8ES040A12LMPS1 | 33800 | 17.5 | 8.1 | 33400 | 23400 | 70.06% | 2.04 | 0 | 10 |  |  |  | No | R-410A | 2.8167 | Residential & Commercial | Ducted CEE Tier 1
215425313 | Central HP <5.4 tons | YORK | HRCU-A-CB (Split System: Heat Pump with Remote Outdoor Unit-Air-Source) | HH836E2S11 | ADP |  | H,YE1K*36+TXV | Y81E120C20SMPS1 | 33600 | 19 | 8.5 | 30000 | 25000 | 83.33% | 2 | 0 | 11 |  |  |  | No | R-454B | 2.8 | Residential & Commercial | Ducted CEE Tier 1
215676694 | Central HP <5.4 tons | BRYANT HEATING AND COOLING SYSTEMS | HRCU-A-CB (Split System: Heat Pump with Remote Outdoor Unit-Air-Source) | 290VAN048**AA* |  |  | CVAVA6121XMA*+UI | 83*CA60100C21*** | 48500 | 19 | 9 | 50000 | 37000 | 74% | 2 | 0 | 10 |  |  |  | No | R-454B | 4.0417 | Residential & Commercial | Ducted CEE Tier 1
215423777 | Central HP <5.4 tons | YORK | HRCU-A-CB (Split System: Heat Pump with Remote Outdoor Unit-Air-Source) | HH860E2S11 | ADP |  | H,YE36*60+TXV | TM9V080C16MP12 | 43000 | 17 | 8.4 | 42000 | 33000 | 78.57% | 1.98 | 0 | 10.5 |  |  |  | No | R-454B | 3.5833 | Residential & Commercial | Ducted CEE Tier 1
215423816 | Central HP <5.4 tons | YORK | HRCU-A-CB (Split System: Heat Pump with Remote Outdoor Unit-Air-Source) | HH860E2S11 | ADP |  | H,YE48*48+TXV | TM9V100C20MP12 | 44000 | 18 | 8.5 | 42500 | 33200 | 78.12% | 2 | 0 | 11.7 |  |  |  | No | R-454B | 3.6667 | Residential & Commercial | Ducted CEE Tier 1
215423836 | Central HP <5.4 tons | YORK | HRCU-A-CB (Split System: Heat Pump with Remote Outdoor Unit-Air-Source) | HH860E2S11 | ADP |  | H,YE35*48+TXV | TM9Y080C16MP11 | 43000 | 16 | 8.3 | 42500 | 33400 | 78.59% | 1.96 | 0 | 10.5 |  |  |  | No | R-454B | 3.5833 | Residential & Commercial | Ducted CEE Tier 1
215423850 | Central HP <5.4 tons | YORK | HRCU-A-CB (Split System: Heat Pump with Remote Outdoor Unit-Air-Source) | HH860E2S11 | ADP |  | H,YE49*60+TXV | TM9Y080C16MP11 | 44000 | 17 | 8.5 | 42500 | 33400 | 78.59% | 2 | 0 | 11 |  |  |  | No | R-454B | 3.6667 | Residential & Commercial | Ducted CEE Tier 1
215423875 | Central HP <5.4 tons | YORK | HRCU-A-CB (Split System: Heat Pump with Remote Outdoor Unit-Air-Source) | HH860E2S11 | ADP |  | H,YE2K*60+TXV | TM9Y100C20MP11 | 51500 | 17 | 8.35 | 52500 | 39000 | 74.29% | 1.96 | 0 | 10.5 |  |  |  | No | R-454B | 4.2917 | Residential & Commercial | Ducted CEE Tier 1
215423886 | Central HP <5.4 tons | YORK | HRCU-A-CB (Split System: Heat Pump with Remote Outdoor Unit-Air-Source) | HH860E2S11 | ADP |  | H,YE37*60+TXV | TM9Y120D20MP11 | 52000 | 18 | 8.35 | 52500 | 39000 | 74.29% | 1.98 | 0 | 10.5 |  |  |  | No | R-454B | 4.3333 | Residential & Commercial | Ducted CEE Tier 1
215423893 | Central HP <5.4 tons | YORK | HRCU-A-CB (Split System: Heat Pump with Remote Outdoor Unit-Air-Source) | HH860E2S11 | ADP |  | H,YE55*60+TXV | TM9Y120D20MP11 | 53000 | 19 | 8.5 | 52500 | 39000 | 74.29% | 2 | 0 | 11 |  |  |  | No | R-454B | 4.4167 | Residential & Commercial | Ducted CEE Tier 1
215423902 | Central HP <5.4 tons | YORK | HRCU-A-CB (Split System: Heat Pump with Remote Outdoor Unit-Air-Source) | HH860E2S11 | ADP |  | H,YE2K*48+TXV | Y81E080C16SMPS1 | 44000 | 17 | 8.45 | 42500 | 33000 | 77.65% | 2 | 0 | 11.7 |  |  |  | No | R-454B | 3.6667 | Residential & Commercial | Ducted CEE Tier 1
215424620 | Central HP <5.4 tons | YORK | HRCU-A-CB (Split System: Heat Pump with Remote Outdoor Unit-Air-Source) | HH824E2S11 | ADP |  | H,YE33*36+TXV | Y81E100B12SMPS1 | 23000 | 18 | 9 | 21400 | 18200 | 85.05% | 2 | 0 | 12 |  |  |  | No | R-454B | 1.9167 | Residential & Commercial | Ducted CEE Tier 1
215424636 | Central HP <5.4 tons | YORK | HRCU-A-CB (Split System: Heat Pump with Remote Outdoor Unit-Air-Source) | HH824E2S11 | ADP |  | H,YE31*30+TXV | Y82E080B12LMPS1 | 21800 | 18 | 8.95 | 21200 | 17500 | 82.55% | 1.9 | 0 | 11 |  |  |  | No | R-454B | 1.8167 | Residential & Commercial | Ducted CEE Tier 1
215424638 | Central HP <5.4 tons | YORK | HRCU-A-CB (Split System: Heat Pump with Remote Outdoor Unit-Air-Source) | HH824E2S11 | ADP |  | H,YE33*36+TXV | Y82E080B12LMPS1 | 23000 | 18 | 9 | 21400 | 18100 | 84.58% | 2 | 0 | 12 |  |  |  | No | R-454B | 1.9167 | Residential & Commercial | Ducted CEE Tier 1
215424669 | Central HP <5.4 tons | YORK | HRCU-A-CB (Split System: Heat Pump with Remote Outdoor Unit-Air-Source) | HH824E2S11 | ADP |  | H,YE8J*30+TXV | Y91E060A10SMPS1 | 22600 | 17 | 8.45 | 21400 | 17200 | 80.37% | 1.98 | 0 | 11.7 |  |  |  | No | R-454B | 1.8833 | Residential & Commercial | Ducted CEE Tier 1
215424676 | Central HP <5.4 tons | YORK | HRCU-A-CB (Split System: Heat Pump with Remote Outdoor Unit-Air-Source) | HH824E2S11 | ADP |  | H,YE7J*30+TXV | Y91E060B12SMPS1 | 23000 | 17 | 9 | 21400 | 18200 | 85.05% | 2 | 0 | 11.7 |  |  |  | No | R-454B | 1.9167 | Residential & Commercial | Ducted CEE Tier 1
215424678 | Central HP <5.4 tons | YORK | HRCU-A-CB (Split System: Heat Pump with Remote Outdoor Unit-Air-Source) | HH824E2S11 | ADP |  | H,YE8J*30+TXV | Y91E060B12SMPS1 | 23000 | 17 | 9 | 21400 | 18200 | 85.05% | 2 | 0 | 11.7 |  |  |  | No | R-454B | 1.9167 | Residential & Commercial | Ducted CEE Tier 1
215424694 | Central HP <5.4 tons | YORK | HRCU-A-CB (Split System: Heat Pump with Remote Outdoor Unit-Air-Source) | HH824E2S11 | ADP |  | H,YE7J*30+TXV | YP9C060B12MP13 | 22400 | 17 | 8.8 | 21400 | 17200 | 80.37% | 1.96 | 0 | 11 |  |  |  | No | R-454B | 1.8667 | Residential & Commercial | Ducted CEE Tier 1
215424652 | Central HP <5.4 tons | YORK | HRCU-A-CB (Split System: Heat Pump with Remote Outdoor Unit-Air-Source) | HH824E2S11 | ADP |  | H,YE8J*36+TXV | Y91E026A08SMPS1 | 22600 | 17 | 8.45 | 21400 | 16900 | 78.97% | 1.98 | 0 | 11.7 |  |  |  | No | R-454B | 1.8833 | Residential & Commercial | Ducted CEE Tier 1
215425298 | Central HP <5.4 tons | YORK | HRCU-A-CB (Split System: Heat Pump with Remote Outdoor Unit-Air-Source) | HH836E2S11 | ADP |  | H,YE1K*36+TXV | TM9V080C16MP12 | 33400 | 18 | 8.5 | 29800 | 25000 | 83.89% | 2 | 0 | 11 |  |  |  | No | R-454B | 2.7833 | Residential & Commercial | Ducted CEE Tier 1
215425314 | Central HP <5.4 tons | YORK | HRCU-A-CB (Split System: Heat Pump with Remote Outdoor Unit-Air-Source) | HH836E2S11 | ADP |  | H,YE1K*36+TXV | Y82E080B12LMPS1 | 32800 | 19 | 8.5 | 28400 | 24400 | 85.92% | 2 | 0 | 11.7 |  |  |  | No | R-454B | 2.7333 | Residential & Commercial | Ducted CEE Tier 1
215425321 | Central HP <5.4 tons | YORK | HRCU-A-CB (Split System: Heat Pump with Remote Outdoor Unit-Air-Source) | HH836E2S11 | ADP |  | H,YE1K*36+TXV | YP9C100C16MP13 | 33400 | 18 | 8.5 | 29400 | 24800 | 84.35% | 2 | 0 | 11 |  |  |  | No | R-454B | 2.7833 | Residential & Commercial | Ducted CEE Tier 1
215870943 | Central HP <5.4 tons | YORK | HRCU-A-CB (Split System: Heat Pump with Remote Outdoor Unit-Air-Source) | HH836E2S11 | ADP |  | CV361**C+TXV | Y81E100B12SMPS1 | 32000 | 17 | 8.2 | 28600 | 24400 | 85.31% | 1.94 | 0 | 11 |  |  |  | No | R-454B | 2.6667 | Residential & Commercial | Ducted CEE Tier 1
213297232 | Central HP <5.4 tons | JOHNSON CONTROLS | HRCU-A-CB (Split System: Heat Pump with Remote Outdoor Unit-Air-Source) | HMH72B341 |  |  | XAUB30CXXN1+JMET12BS2N1+TXV |  | 33200 | 18.5 | 8.5 | 33000 | 23200 | 70.3% | 2.06 | 0 | 10 |  |  |  | No | R-410A | 2.7667 | Residential & Commercial | Ducted CEE Tier 1
213297432 | Central HP <5.4 tons | JOHNSON CONTROLS | HRCU-A-CB (Split System: Heat Pump with Remote Outdoor Unit-Air-Source) | HMH72B341 |  |  | XAHB30CXXN1+JMET12BS2N1+TXV |  | 32400 | 18 | 8.1 | 32400 | 22800 | 70.37% | 2.02 | 0 | 10 |  |  |  | No | R-410A | 2.7 | Residential & Commercial | Ducted CEE Tier 1
215423977 | Central HP <5.4 tons | YORK | HRCU-A-CB (Split System: Heat Pump with Remote Outdoor Unit-Air-Source) | HH860E2S11 | ADP |  | H,YE36*60+TXV-BLEED | Y81E120C20SMPS1 | 51000 | 18 | 8.3 | 51500 | 38000 | 73.79% | 1.96 | 0 | 11 |  |  |  | No | R-454B | 4.25 | Residential & Commercial | Ducted CEE Tier 1
215424000 | Central HP <5.4 tons | YORK | HRCU-A-CB (Split System: Heat Pump with Remote Outdoor Unit-Air-Source) | HH860E2S11 | ADP |  | H,YE84*60+TXV | Y81E130D20SMPS1 | 54000 | 19 | 8.5 | 52500 | 39000 | 74.29% | 2 | 0 | 11.7 |  |  |  | No | R-454B | 4.5 | Residential & Commercial | Ducted CEE Tier 1
215424009 | Central HP <5.4 tons | YORK | HRCU-A-CB (Split System: Heat Pump with Remote Outdoor Unit-Air-Source) | HH860E2S11 | ADP |  | H,YE3K*60+TXV | Y91E080C16SMPS1 | 45000 | 18 | 8.5 | 45000 | 33400 | 74.22% | 2 | 0 | 11.7 |  |  |  | No | R-454B | 3.75 | Residential & Commercial | Ducted CEE Tier 1
215424018 | Central HP <5.4 tons | YORK | HRCU-A-CB (Split System: Heat Pump with Remote Outdoor Unit-Air-Source) | HH860E2S11 | ADP |  | H,YE84*60+TXV | Y91E080C16SMPS1 | 45000 | 18 | 8.5 | 45000 | 33400 | 74.22% | 2 | 0 | 11.7 |  |  |  | No | R-454B | 3.75 | Residential & Commercial | Ducted CEE Tier 1
215424043 | Central HP <5.4 tons | YORK | HRCU-A-CB (Split System: Heat Pump with Remote Outdoor Unit-Air-Source) | HH860E2S11 | ADP |  | H,YE2K*48+TXV | Y91E100C16SMPS1 | 45500 | 17 | 8.45 | 45000 | 33800 | 75.11% | 2 | 0 | 11.7 |  |  |  | No | R-454B | 3.7917 | Residential & Commercial | Ducted CEE Tier 1
215424045 | Central HP <5.4 tons | YORK | HRCU-A-CB (Split System: Heat Pump with Remote Outdoor Unit-Air-Source) | HH860E2S11 | ADP |  | H,YE3K*60+TXV | Y91E100C16SMPS1 | 45500 | 18 | 8.5 | 45000 | 33800 | 75.11% | 2 | 0 | 11.7 |  |  |  | No | R-454B | 3.7917 | Residential & Commercial | Ducted CEE Tier 1
215424066 | Central HP <5.4 tons | YORK | HRCU-A-CB (Split System: Heat Pump with Remote Outdoor Unit-Air-Source) | HH860E2S11 | ADP |  | H,YE48*60+TXV | Y91E100C20SMPS1 | 45500 | 18 | 8.5 | 45000 | 33600 | 74.67% | 2 | 0 | 11.7 |  |  |  | No | R-454B | 3.7917 | Residential & Commercial | Ducted CEE Tier 1
215424075 | Central HP <5.4 tons | YORK | HRCU-A-CB (Split System: Heat Pump with Remote Outdoor Unit-Air-Source) | HH860E2S11 | ADP |  | H,YE36*60+TXV-BLEED | Y91E120D20SMPS1 | 46000 | 17 | 8.4 | 45000 | 33800 | 75.11% | 1.98 | 0 | 11.5 |  |  |  | No | R-454B | 3.8333 | Residential & Commercial | Ducted CEE Tier 1
216374485 | Central HP <5.4 tons | TRANE | HRCU-A-CB (Split System: Heat Pump with Remote Outdoor Unit-Air-Source) | 5HPL5024A1000AA |  |  | 5TEM6B02AV21+TDR |  | 23000 | 16 | 8.1 | 23000 | 18000 | 78.26% | 1.75 | 0 | 11.7 |  |  |  | No | R-454B | 1.9167 | Residential & Commercial | Ducted CEE Tier 1
215424095 | Central HP <5.4 tons | YORK | HRCU-A-CB (Split System: Heat Pump with Remote Outdoor Unit-Air-Source) | HH860E2S11 | ADP |  | H,YE2K*48+TXV | YP9C080C16MP13 | 43000 | 17 | 8.45 | 42000 | 33000 | 78.57% | 2 | 0 | 10.5 |  |  |  | No | R-454B | 3.5833 | Residential & Commercial | Ducted CEE Tier 1
215424134 | Central HP <5.4 tons | YORK | HRCU-A-CB (Split System: Heat Pump with Remote Outdoor Unit-Air-Source) | HH860E2S11 | ADP |  | H,YE54*60+TXV | YP9C100C20MP13 | 52000 | 19 | 8.5 | 51500 | 38000 | 73.79% | 2 | 0 | 11 |  |  |  | No | R-454B | 4.3333 | Residential & Commercial | Ducted CEE Tier 1
215424136 | Central HP <5.4 tons | YORK | HRCU-A-CB (Split System: Heat Pump with Remote Outdoor Unit-Air-Source) | HH860E2S11 | ADP |  | H,YE49*60+TXV | YP9C100C20MP13 | 52000 | 19 | 8.5 | 51500 | 38000 | 73.79% | 2 | 0 | 11 |  |  |  | No | R-454B | 4.3333 | Residential & Commercial | Ducted CEE Tier 1
215425338 | Central HP <5.4 tons | YORK | HRCU-A-CB (Split System: Heat Pump with Remote Outdoor Unit-Air-Source) | HH860E2S11 | ADP |  | H,YE72*48+TXV | TM8E080C16MP11 | 44500 | 18 | 8.5 | 43500 | 33800 | 77.7% | 2 | 0 | 11 |  |  |  | No | R-454B | 3.7083 | Residential & Commercial | Ducted CEE Tier 1
215425354 | Central HP <5.4 tons | YORK | HRCU-A-CB (Split System: Heat Pump with Remote Outdoor Unit-Air-Source) | HH860E2S11 | ADP |  | H,YE1K*48+TXV | TM8E100C16MP11 | 44000 | 17 | 8.45 | 43500 | 33800 | 77.7% | 1.98 | 0 | 10.5 |  |  |  | No | R-454B | 3.6667 | Residential & Commercial | Ducted CEE Tier 1
215425381 | Central HP <5.4 tons | YORK | HRCU-A-CB (Split System: Heat Pump with Remote Outdoor Unit-Air-Source) | HH860E2S11 | ADP |  | H,YE3K*48+TXV | TM8V080C16MP12 | 43500 | 17 | 8.5 | 42000 | 32800 | 78.1% | 2 | 0 | 11.7 |  |  |  | No | R-454B | 3.625 | Residential & Commercial | Ducted CEE Tier 1
215425390 | Central HP <5.4 tons | YORK | HRCU-A-CB (Split System: Heat Pump with Remote Outdoor Unit-Air-Source) | HH860E2S11 | ADP |  | H,YE72*48+TXV | TM8V100C16MP12 | 43500 | 18 | 8.5 | 42000 | 32800 | 78.1% | 2 | 0 | 11.7 |  |  |  | No | R-454B | 3.625 | Residential & Commercial | Ducted CEE Tier 1
215425406 | Central HP <5.4 tons | YORK | HRCU-A-CB (Split System: Heat Pump with Remote Outdoor Unit-Air-Source) | HH860E2S11 | ADP |  | H,YE3K*48+TXV | TM8V120C20MP12 | 44500 | 18 | 8.5 | 43000 | 33400 | 77.67% | 2 | 0 | 11 |  |  |  | No | R-454B | 3.7083 | Residential & Commercial | Ducted CEE Tier 1
215425422 | Central HP <5.4 tons | YORK | HRCU-A-CB (Split System: Heat Pump with Remote Outdoor Unit-Air-Source) | HH860E2S11 | ADP |  | H,YE3K*48+TXV | TM8Y100C16MP11 | 44000 | 17 | 8.5 | 42000 | 33000 | 78.57% | 2 | 0 | 11.7 |  |  |  | No | R-454B | 3.6667 | Residential & Commercial | Ducted CEE Tier 1
215425470 | Central HP <5.4 tons | YORK | HRCU-A-CB (Split System: Heat Pump with Remote Outdoor Unit-Air-Source) | HH860E2S11 | ADP |  | H,YE53*48+TXV | TM9V080C16MP12 | 43500 | 18 | 8.5 | 42000 | 33000 | 78.57% | 2 | 0 | 11 |  |  |  | No | R-454B | 3.625 | Residential & Commercial | Ducted CEE Tier 1
215425479 | Central HP <5.4 tons | YORK | HRCU-A-CB (Split System: Heat Pump with Remote Outdoor Unit-Air-Source) | HH860E2S11 | ADP |  | H,YE1K*48+TXV | TM9V100C16MP12 | 43000 | 17 | 8.45 | 42000 | 32800 | 78.1% | 1.98 | 0 | 11.5 |  |  |  | No | R-454B | 3.5833 | Residential & Commercial | Ducted CEE Tier 1
215425481 | Central HP <5.4 tons | YORK | HRCU-A-CB (Split System: Heat Pump with Remote Outdoor Unit-Air-Source) | HH860E2S11 | ADP |  | H,YE53*48+TXV | TM9V100C16MP12 | 43500 | 18 | 8.5 | 42000 | 32800 | 78.1% | 2 | 0 | 11.7 |  |  |  | No | R-454B | 3.625 | Residential & Commercial | Ducted CEE Tier 1
215425495 | Central HP <5.4 tons | YORK | HRCU-A-CB (Split System: Heat Pump with Remote Outdoor Unit-Air-Source) | HH860E2S11 | ADP |  | H,YE3K*48+TXV | TM9Y080C16MP11 | 44000 | 16 | 8.5 | 42500 | 33400 | 78.59% | 2 | 0 | 11 |  |  |  | No | R-454B | 3.6667 | Residential & Commercial | Ducted CEE Tier 1
215425504 | Central HP <5.4 tons | YORK | HRCU-A-CB (Split System: Heat Pump with Remote Outdoor Unit-Air-Source) | HH860E2S11 | ADP |  | H,YE72*48+TXV | TM9Y100C16MP11 | 44000 | 17 | 8.5 | 42500 | 33400 | 78.59% | 2 | 0 | 11 |  |  |  | No | R-454B | 3.6667 | Residential & Commercial | Ducted CEE Tier 1
215425515 | Central HP <5.4 tons | YORK | HRCU-A-CB (Split System: Heat Pump with Remote Outdoor Unit-Air-Source) | HH860E2S11 | ADP |  | H,YE3K*48+TXV | TM9Y100C20MP11 | 44500 | 17 | 8.5 | 44500 | 34400 | 77.3% | 2 | 0 | 11 |  |  |  | No | R-454B | 3.7083 | Residential & Commercial | Ducted CEE Tier 1
215425538 | Central HP <5.4 tons | YORK | HRCU-A-CB (Split System: Heat Pump with Remote Outdoor Unit-Air-Source) | HH860E2S11 | ADP |  | H,YE1K*48+TXV | Y81E100C16SMPS1 | 43500 | 17 | 8.45 | 42000 | 32800 | 78.1% | 1.98 | 0 | 11.7 |  |  |  | No | R-454B | 3.625 | Residential & Commercial | Ducted CEE Tier 1
211240004 | Central HP <5.4 tons | CARRIER | HRCU-A-CB (Split System: Heat Pump with Remote Outdoor Unit-Air-Source) | 38MURAQ24AB3* |  |  | CNPV*2414AL* | 59TP6B040V14**10 | 23400 | 15.5 | 8.5 | 26600 | 24000 | 90.23% | 1.96 | 0 | 10 |  |  |  | No | R-410A | 1.95 | Residential & Commercial | Ducted CEE Tier 1
211261719 | Central HP <5.4 tons | AIRQUEST | HRCU-A-CB (Split System: Heat Pump with Remote Outdoor Unit-Air-Source) | DLCURAH18ABK |  |  | EA*4X30L17A* | *80VSL0701716A* | 17600 | 16 | 8.5 | 18100 | 18600 | 102.8% | 2.24 | 0 | 10.5 |  |  |  | No | R-410A | 1.4667 | Residential & Commercial | Ducted CEE Tier 1
211261810 | Central HP <5.4 tons | AIRQUEST | HRCU-A-CB (Split System: Heat Pump with Remote Outdoor Unit-Air-Source) | DLCURAH18ABK |  |  | EA*4X30L17A* | *96VTN0801716A* | 17600 | 16 | 8.5 | 18100 | 18600 | 102.8% | 2.24 | 0 | 10.5 |  |  |  | No | R-410A | 1.4667 | Residential & Commercial | Ducted CEE Tier 1
213297682 | Central HP <5.4 tons | JOHNSON CONTROLS | HRCU-A-CB (Split System: Heat Pump with Remote Outdoor Unit-Air-Source) | HMH72B341 |  |  | XAFC36DXXN1+TXV | Z9ET100C16SMPS1 | 34000 | 18.5 | 8.1 | 33400 | 24400 | 73.05% | 2.08 | 0 | 10 |  |  |  | No | R-410A | 2.8333 | Residential & Commercial | Ducted CEE Tier 1
215870952 | Central HP <5.4 tons | YORK | HRCU-A-CB (Split System: Heat Pump with Remote Outdoor Unit-Air-Source) | HH836E2S11 | ADP |  | CH365B*C+TXV | YP9C080B12MP13 | 32600 | 17 | 8.4 | 29200 | 24800 | 84.93% | 1.98 | 0 | 10.5 |  |  |  | No | R-454B | 2.7167 | Residential & Commercial | Ducted CEE Tier 1
216508721 | Central HP <5.4 tons | JOHNSON CONTROLS | HRCU-A-CB (Split System: Heat Pump with Remote Outdoor Unit-Air-Source) | HH836E2S11 |  |  | CTF30A5ADS1 | TM8E040A12MP11 | 33000 | 18 | 8.5 | 31000 | 25400 | 81.94% | 2 | 0 | 11 |  |  |  | No | R-454B | 2.75 | Residential & Commercial | Ducted CEE Tier 1
214398119 | Central HP <5.4 tons | JOHNSON CONTROLS | HRCU-A-CB (Split System: Heat Pump with Remote Outdoor Unit-Air-Source) | HH836E2S11 |  |  | CTM36B5CDS1 | TPLC080B12MP13 | 32800 | 17 | 8.5 | 30800 | 25200 | 81.82% | 2 | 0 | 11 |  |  |  | No | R-454B | 2.7333 | Residential & Commercial | Ducted CEE Tier 1
214398621 | Central HP <5.4 tons | JOHNSON CONTROLS | HRCU-A-CB (Split System: Heat Pump with Remote Outdoor Unit-Air-Source) | HH836E2S11 |  |  | CTF48C5CFS1 | TM8Y100C16MP11 | 33200 | 19 | 9 | 31400 | 25000 | 79.62% | 2 | 0 | 11 |  |  |  | No | R-454B | 2.7667 | Residential & Commercial | Ducted CEE Tier 1
213076975 | Central HP <5.4 tons | CARRIER | HRCU-A-CB (Split System: Heat Pump with Remote Outdoor Unit-Air-Source) | 38MURAQ36AB3* |  |  | CAP**4321AL* | 59SP6B080V17**16 | 36600 | 15.5 | 8.5 | 38500 | 35000 | 90.91% | 2.06 | 0 | 10 |  |  |  | No | R-410A | 3.05 | Residential & Commercial | Ducted CEE Tier 1
215942561 | Central HP <5.4 tons | BRYANT HEATING AND COOLING SYSTEMS | HRCU-A-CB (Split System: Heat Pump with Remote Outdoor Unit-Air-Source) | 293VAN036**AA* |  |  | CVAVA6124XMA*+UI | 88*TB60070C21*** | 35800 | 22 | 8.5 | 37400 | 28200 | 75.4% | 2.04 | 0 | 12.5 |  |  |  | No | R-454B | 2.9833 | Residential & Commercial | Ducted CEE Tier 1
215870949 | Central HP <5.4 tons | YORK | HRCU-A-CB (Split System: Heat Pump with Remote Outdoor Unit-Air-Source) | HH836E2S11 | ADP |  | CX361B*35+TXV | YP9C060B12MP13 | 32600 | 17 | 8.5 | 29000 | 24800 | 85.52% | 2 | 0 | 11 |  |  |  | No | R-454B | 2.7167 | Residential & Commercial | Ducted CEE Tier 1
215870953 | Central HP <5.4 tons | YORK | HRCU-A-CB (Split System: Heat Pump with Remote Outdoor Unit-Air-Source) | HH836E2S11 | ADP |  | CX361B*35+TXV | YP9C080B12MP13 | 33000 | 18 | 8.5 | 29200 | 24800 | 84.93% | 2 | 0 | 11 |  |  |  | No | R-454B | 2.75 | Residential & Commercial | Ducted CEE Tier 1
215681974 | Central HP <5.4 tons | BRYANT HEATING AND COOLING SYSTEMS | HRCU-A-CB (Split System: Heat Pump with Remote Outdoor Unit-Air-Source) | 290VAN048**AA* |  |  | CVAMA6024XMA*+UI | 986TD60080C21*** | 48000 | 19 | 9 | 50000 | 36600 | 73.2% | 2 | 0 | 10 |  |  |  | No | R-454B | 4 | Residential & Commercial | Ducted CEE Tier 1
215682064 | Central HP <5.4 tons | BRYANT HEATING AND COOLING SYSTEMS | HRCU-A-CB (Split System: Heat Pump with Remote Outdoor Unit-Air-Source) | 290VAN048**AA* |  |  | CVAMA6124XMA*+UI | 987TA60080C21*** | 48500 | 19 | 9.5 | 50000 | 36800 | 73.6% | 2.1 | 0 | 10.5 |  |  |  | No | R-454B | 4.0417 | Residential & Commercial | Ducted CEE Tier 1
215682214 | Central HP <5.4 tons | BRYANT HEATING AND COOLING SYSTEMS | HRCU-A-CB (Split System: Heat Pump with Remote Outdoor Unit-Air-Source) | 290VAN048**AA* |  |  | CVAVA4824XMA*+UI | 987TA66100C21*** | 47000 | 19 | 9 | 50000 | 36400 | 72.8% | 1.98 | 0 | 10 |  |  |  | No | R-454B | 3.9167 | Residential & Commercial | Ducted CEE Tier 1
215682264 | Central HP <5.4 tons | BRYANT HEATING AND COOLING SYSTEMS | HRCU-A-CB (Split System: Heat Pump with Remote Outdoor Unit-Air-Source) | 290VAN048**AA* |  |  | CVAVA4924XMA*+UI | 987TA60080C21*** | 48000 | 19 | 9 | 50000 | 36600 | 73.2% | 2 | 0 | 10 |  |  |  | No | R-454B | 4 | Residential & Commercial | Ducted CEE Tier 1
215425581 | Central HP <5.4 tons | YORK | HRCU-A-CB (Split System: Heat Pump with Remote Outdoor Unit-Air-Source) | HH860E2S11 | ADP |  | H,YE1K*48+TXV | Y91E080C20SMPS1 | 44000 | 17 | 8.45 | 44500 | 33000 | 74.16% | 1.98 | 0 | 11.7 |  |  |  | No | R-454B | 3.6667 | Residential & Commercial | Ducted CEE Tier 1
215425623 | Central HP <5.4 tons | YORK | HRCU-A-CB (Split System: Heat Pump with Remote Outdoor Unit-Air-Source) | HH860E2S11 | ADP |  | H,YE49*48+TXV | YP9C080C16MP13 | 43500 | 18 | 8.5 | 42000 | 33000 | 78.57% | 2 | 0 | 11 |  |  |  | No | R-454B | 3.625 | Residential & Commercial | Ducted CEE Tier 1
215425630 | Central HP <5.4 tons | YORK | HRCU-A-CB (Split System: Heat Pump with Remote Outdoor Unit-Air-Source) | HH860E2S11 | ADP |  | H,YE3K*48+TXV | YP9C100C16MP13 | 43500 | 17 | 8.5 | 42000 | 32800 | 78.1% | 2 | 0 | 11.7 |  |  |  | No | R-454B | 3.625 | Residential & Commercial | Ducted CEE Tier 1
215425637 | Central HP <5.4 tons | YORK | HRCU-A-CB (Split System: Heat Pump with Remote Outdoor Unit-Air-Source) | HH860E2S11 | ADP |  | H,YE86*48+TXV | YP9C100C16MP13 | 43500 | 18 | 8.5 | 42000 | 32800 | 78.1% | 2 | 0 | 11.7 |  |  |  | No | R-454B | 3.625 | Residential & Commercial | Ducted CEE Tier 1
215425639 | Central HP <5.4 tons | YORK | HRCU-A-CB (Split System: Heat Pump with Remote Outdoor Unit-Air-Source) | HH860E2S11 | ADP |  | H,YE72*60+TXV | YP9C100C20MP13 | 44000 | 18 | 8.5 | 42500 | 33200 | 78.12% | 2 | 0 | 11.7 |  |  |  | No | R-454B | 3.6667 | Residential & Commercial | Ducted CEE Tier 1
215425587 | Central HP <5.4 tons | YORK | HRCU-A-CB (Split System: Heat Pump with Remote Outdoor Unit-Air-Source) | HH860E2S11 | ADP |  | H,YE86*48+TXV | Y91E080C20SMPS1 | 44500 | 18 | 8.5 | 44500 | 33000 | 74.16% | 2 | 0 | 12 |  |  |  | No | R-454B | 3.7083 | Residential & Commercial | Ducted CEE Tier 1
215425607 | Central HP <5.4 tons | YORK | HRCU-A-CB (Split System: Heat Pump with Remote Outdoor Unit-Air-Source) | HH860E2S11 | ADP |  | H,YE74*60+TXV | Y91E100C20SMPS1 | 45500 | 18 | 8.5 | 45000 | 33600 | 74.67% | 2 | 0 | 11.7 |  |  |  | No | R-454B | 3.7917 | Residential & Commercial | Ducted CEE Tier 1
215425621 | Central HP <5.4 tons | YORK | HRCU-A-CB (Split System: Heat Pump with Remote Outdoor Unit-Air-Source) | HH860E2S11 | ADP |  | H,YE55*48+TXV | YP9C080C16MP13 | 43500 | 18 | 8.5 | 42000 | 33000 | 78.57% | 2 | 0 | 11 |  |  |  | No | R-454B | 3.625 | Residential & Commercial | Ducted CEE Tier 1
213546861 | Central HP <5.4 tons | LENNOX | HRCU-A-CB (Split System: Heat Pump with Remote Outdoor Unit-Air-Source) | EL22XPV-024-230A** | ADP |  | L*35/36U9 | SL297UH040NV36B* | 23800 | 21 | 8.5 | 22000 | 15400 | 70% | 1.92 | 0 | 13.5 |  |  |  | No | R-410A | 1.9833 | Residential & Commercial | Ducted CEE Tier 1
211230950 | Central HP <5.4 tons | CARRIER | HRCU-A-CB (Split System: Heat Pump with Remote Outdoor Unit-Air-Source) | 38MURAQ36AB3* |  |  | CAP**4821AL* | GG96VTAA60100C | 35800 | 16.5 | 8.5 | 37800 | 34600 | 91.53% | 2.04 | 0 | 10 |  |  |  | No | R-410A | 2.9833 | Residential & Commercial | Ducted CEE Tier 1
212400542 | Central HP <5.4 tons | LENNOX | HRCU-A-CB (Split System: Heat Pump with Remote Outdoor Unit-Air-Source) | EL22XPV-024-230A** | ADP |  | L*19/36U9 | EL296UH070XV36B* | 23800 | 21 | 8.5 | 22000 | 15400 | 70% | 1.92 | 0 | 13.5 |  |  |  | No | R-410A | 1.9833 | Residential & Commercial | Ducted CEE Tier 1
213079567 | Central HP <5.4 tons | CARRIER | HRCU-A-CB (Split System: Heat Pump with Remote Outdoor Unit-Air-Source) | 38MURAQ36AB3* |  |  | CAP**4321AL* | 59SC2E080M17**16 | 36200 | 16.5 | 8.5 | 38000 | 34800 | 91.58% | 2.04 | 0 | 10 |  |  |  | No | R-410A | 3.0167 | Residential & Commercial | Ducted CEE Tier 1
212970476 | Central HP <5.4 tons | CARRIER | HRCU-A-CB (Split System: Heat Pump with Remote Outdoor Unit-Air-Source) | 38MURAQ36AB3* |  |  | CNPV*4821AL* | 58SP*B070V17**16 | 36200 | 16 | 8.1 | 38500 | 35000 | 90.91% | 2 | 0 | 10 |  |  |  | No | R-410A | 3.0167 | Residential & Commercial | Ducted CEE Tier 1
215424686 | Central HP <5.4 tons | YORK | HRCU-A-CB (Split System: Heat Pump with Remote Outdoor Unit-Air-Source) | HH824E2S11 | ADP |  | H,YE7J*36+TXV | Y91E080B12SMPS1 | 22400 | 17 | 8.8 | 21400 | 17400 | 81.31% | 1.96 | 0 | 11.5 |  |  |  | No | R-454B | 1.8667 | Residential & Commercial | Ducted CEE Tier 1
215425649 | Central HP <5.4 tons | YORK | HRCU-A-CB (Split System: Heat Pump with Remote Outdoor Unit-Air-Source) | HH824E2S11 | ADP |  | H,YE33*30+TXV | TL9E060B12UH11 | 22600 | 17 | 8.8 | 21400 | 17700 | 82.71% | 1.96 | 0 | 11.5 |  |  |  | No | R-454B | 1.8833 | Residential & Commercial | Ducted CEE Tier 1
215425656 | Central HP <5.4 tons | YORK | HRCU-A-CB (Split System: Heat Pump with Remote Outdoor Unit-Air-Source) | HH824E2S11 | ADP |  | H,YE33*30+TXV | TM8E040A12MP11 | 22400 | 16 | 8.8 | 21000 | 16800 | 80% | 1.96 | 0 | 11.5 |  |  |  | No | R-454B | 1.8667 | Residential & Commercial | Ducted CEE Tier 1
215425674 | Central HP <5.4 tons | YORK | HRCU-A-CB (Split System: Heat Pump with Remote Outdoor Unit-Air-Source) | HH824E2S11 | ADP |  | H,YE32*30+TXV-BLEED | TM8E100B12MP11 | 22200 | 17 | 8.65 | 21200 | 17700 | 83.49% | 1.94 | 0 | 11.5 |  |  |  | No | R-454B | 1.85 | Residential & Commercial | Ducted CEE Tier 1
215425679 | Central HP <5.4 tons | YORK | HRCU-A-CB (Split System: Heat Pump with Remote Outdoor Unit-Air-Source) | HH824E2S11 | ADP |  | H,YE24*24+TXV | TM8V080B12MP12 | 21800 | 17 | 8.5 | 21200 | 17700 | 83.49% | 1.92 | 0 | 10 |  |  |  | No | R-454B | 1.8167 | Residential & Commercial | Ducted CEE Tier 1
215425681 | Central HP <5.4 tons | YORK | HRCU-A-CB (Split System: Heat Pump with Remote Outdoor Unit-Air-Source) | HH824E2S11 | ADP |  | H,YE32*30+TXV-BLEED | TM8V080B12MP12 | 22200 | 17 | 8.65 | 21200 | 17700 | 83.49% | 1.94 | 0 | 10.5 |  |  |  | No | R-454B | 1.85 | Residential & Commercial | Ducted CEE Tier 1
215425690 | Central HP <5.4 tons | YORK | HRCU-A-CB (Split System: Heat Pump with Remote Outdoor Unit-Air-Source) | HH824E2S11 | ADP |  | H,YE32*30+TXV | TM8Y080B12MP11 | 22200 | 17 | 8.65 | 21200 | 17200 | 81.13% | 1.94 | 0 | 11.5 |  |  |  | No | R-454B | 1.85 | Residential & Commercial | Ducted CEE Tier 1
216010729 | Central HP <5.4 tons | JOHNSON CONTROLS | HRCU-A-CB (Split System: Heat Pump with Remote Outdoor Unit-Air-Source) | HH824E2S11 |  |  | CTM36B5ADS1+JMC12B2SN1 |  | 23000 | 18 | 9.5 | 23000 | 18600 | 80.87% | 2 | 0 | 12 |  |  |  | No | R-454B | 1.9167 | Residential & Commercial | Ducted CEE Tier 1
215934206 | Central HP <5.4 tons | HEIL | HRCU-A-CB (Split System: Heat Pump with Remote Outdoor Unit-Air-Source) | H5H3V48*K*AAA* |  |  | EA*5X61M21A*+WALLCON | *95CSU0601716B* | 44500 | 20.5 | 9.5 | 49000 | 36600 | 74.69% | 2 | 0 | 11 |  |  |  | No | R-454B | 3.7083 | Residential & Commercial | Ducted CEE Tier 1
215746026 | Central HP <5.4 tons | Custom Comfort | HRCU-A-CB (Split System: Heat Pump with Remote Outdoor Unit-Air-Source) | CCOXHB24V18HP |  |  | CCOXHBAH24V18 |  | 18000 | 19 | 9.7 | 19000 | 18000 | 94.74% | 2 | 0 | 12.5 |  |  |  | No | R-454B | 1.5 | Residential & Commercial | Ducted CEE Tier 1
215934426 | Central HP <5.4 tons | HEIL | HRCU-A-CB (Split System: Heat Pump with Remote Outdoor Unit-Air-Source) | H5H3V48*K*AAA* |  |  | ESH5X48M12A*+WALLCON | *80CSU1002120A* | 44000 | 20 | 9 | 48500 | 36600 | 75.46% | 1.8 | 0 | 10.5 |  |  |  | No | R-454B | 3.6667 | Residential & Commercial | Ducted CEE Tier 1
216439996 | Central HP <5.4 tons | TRANE | HRCU-A-CB (Split System: Heat Pump with Remote Outdoor Unit-Air-Source) | 5TWV0X36A1 |  |  | 5PX*B004AS3 | S9V2B080D4VSB+LRP | 31400 | 17.1 | 9 | 31400 | 23600 | 75.16% | 2 | 0 | 11.7 |  |  |  | No | R-454B | 2.6167 | Residential & Commercial | Ducted CEE Tier 1
216440000 | Central HP <5.4 tons | TRANE | HRCU-A-CB (Split System: Heat Pump with Remote Outdoor Unit-Air-Source) | 5TWV0X36A1 |  |  | 5PX*B004AS3 | S9V2B080U4VSB+LRP | 33200 | 18.4 | 9.4 | 32000 | 24000 | 75% | 2.1 | 0 | 12 |  |  |  | No | R-454B | 2.7667 | Residential & Commercial | Ducted CEE Tier 1
215424455 | Central HP <5.4 tons | YORK | HRCU-A-CB (Split System: Heat Pump with Remote Outdoor Unit-Air-Source) | HH824E2S11 | ADP |  | H,YE32*36+TXV | TM8E060A12MP11 | 22200 | 17 | 8.65 | 21200 | 17500 | 82.55% | 1.94 | 0 | 11 |  |  |  | No | R-454B | 1.85 | Residential & Commercial | Ducted CEE Tier 1
215424474 | Central HP <5.4 tons | YORK | HRCU-A-CB (Split System: Heat Pump with Remote Outdoor Unit-Air-Source) | HH824E2S11 | ADP |  | H,YE33*36+TXV | TM8E100B12MP11 | 22600 | 17 | 8.8 | 21400 | 17700 | 82.71% | 1.96 | 0 | 11.7 |  |  |  | No | R-454B | 1.8833 | Residential & Commercial | Ducted CEE Tier 1
215424539 | Central HP <5.4 tons | YORK | HRCU-A-CB (Split System: Heat Pump with Remote Outdoor Unit-Air-Source) | HH824E2S11 | ADP |  | H,YE33*36+TXV | TM9E080B12MP12 | 23000 | 17 | 9 | 21400 | 18300 | 85.51% | 2 | 0 | 11.7 |  |  |  | No | R-454B | 1.9167 | Residential & Commercial | Ducted CEE Tier 1
215424541 | Central HP <5.4 tons | YORK | HRCU-A-CB (Split System: Heat Pump with Remote Outdoor Unit-Air-Source) | HH824E2S11 | ADP |  | H,YE7J*30+TXV | TM9E080B12MP12 | 23000 | 17 | 9 | 21400 | 18300 | 85.51% | 2 | 0 | 11.7 |  |  |  | No | R-454B | 1.9167 | Residential & Commercial | Ducted CEE Tier 1
215424575 | Central HP <5.4 tons | YORK | HRCU-A-CB (Split System: Heat Pump with Remote Outdoor Unit-Air-Source) | HH824E2S11 | ADP |  | H,YE33*36+TXV | TM9Y040A10MP11 | 22400 | 16 | 8.3 | 21000 | 16900 | 80.48% | 1.96 | 0 | 10.5 |  |  |  | No | R-454B | 1.8667 | Residential & Commercial | Ducted CEE Tier 1
215424592 | Central HP <5.4 tons | YORK | HRCU-A-CB (Split System: Heat Pump with Remote Outdoor Unit-Air-Source) | HH824E2S11 | ADP |  | H,YE32*36+TXV | TM9Y080B12MP11 | 22200 | 17 | 8.65 | 21000 | 17000 | 80.95% | 1.94 | 0 | 11.5 |  |  |  | No | R-454B | 1.85 | Residential & Commercial | Ducted CEE Tier 1
215424624 | Central HP <5.4 tons | YORK | HRCU-A-CB (Split System: Heat Pump with Remote Outdoor Unit-Air-Source) | HH824E2S11 | ADP |  | H,YE8J*30+TXV | Y81E100B12SMPS1 | 23000 | 18 | 9 | 21400 | 18200 | 85.05% | 2 | 0 | 12 |  |  |  | No | R-454B | 1.9167 | Residential & Commercial | Ducted CEE Tier 1
215424641 | Central HP <5.4 tons | YORK | HRCU-A-CB (Split System: Heat Pump with Remote Outdoor Unit-Air-Source) | HH824E2S11 | ADP |  | H,YE7J*36+TXV | Y82E080B12LMPS1 | 23000 | 18 | 9 | 21400 | 18100 | 84.58% | 2 | 0 | 12 |  |  |  | No | R-454B | 1.9167 | Residential & Commercial | Ducted CEE Tier 1
215934163 | Central HP <5.4 tons | TEMPSTAR | HRCU-A-CB (Split System: Heat Pump with Remote Outdoor Unit-Air-Source) | T5H3V48*K*AAA* |  |  | EA*5X61M21A*+WALLCON | *80CTL0701716B* | 44500 | 20.5 | 9 | 49000 | 37400 | 76.33% | 2 | 0 | 11 |  |  |  | No | R-454B | 3.7083 | Residential & Commercial | Ducted CEE Tier 1
216012016 | Central HP <5.4 tons | Breeze33 | HRCU-A-CB (Split System: Heat Pump with Remote Outdoor Unit-Air-Source) | BZ33-INV48OUT2-454-G3-J |  |  | BZ33-INVAHU48-454-G3-J |  | 48000 | 16.5 | 9.5 | 50000 | 46000 | 92% | 1.9 | 0 | 10.5 |  |  |  | No | R-454B | 4 | Residential & Commercial | Ducted CEE Tier 1
213297462 | Central HP <5.4 tons | JOHNSON CONTROLS | HRCU-A-CB (Split System: Heat Pump with Remote Outdoor Unit-Air-Source) | HMH72B341 |  |  | XAFC36DBCN1 | Z9ES080C20SMPS1 | 33800 | 17 | 8.5 | 32800 | 23000 | 70.12% | 1.8 | 0 | 10 |  |  |  | No | R-410A | 2.8167 | Residential & Commercial | Ducted CEE Tier 1
213296992 | Central HP <5.4 tons | JOHNSON CONTROLS | HRCU-A-CB (Split System: Heat Pump with Remote Outdoor Unit-Air-Source) | HMH72B341 |  |  | XAUB36DXXN1+TXV | Z8ES080B12SMPS1 | 34000 | 18 | 8.1 | 33400 | 24000 | 71.86% | 2.08 | 0 | 10 |  |  |  | No | R-410A | 2.8333 | Residential & Commercial | Ducted CEE Tier 1
215425322 | Central HP <5.4 tons | YORK | HRCU-A-CB (Split System: Heat Pump with Remote Outdoor Unit-Air-Source) | HH836E2S11 | ADP |  | H,YE1K*36+TXV | YP9C100C20MP13 | 33800 | 18 | 8.5 | 30600 | 25400 | 83.01% | 2 | 0 | 11 |  |  |  | No | R-454B | 2.8167 | Residential & Commercial | Ducted CEE Tier 1
215870951 | Central HP <5.4 tons | YORK | HRCU-A-CB (Split System: Heat Pump with Remote Outdoor Unit-Air-Source) | HH836E2S11 | ADP |  | CV361**C+TXV | YP9C080B12MP13 | 32000 | 17 | 8.2 | 29000 | 24800 | 85.52% | 1.94 | 0 | 10.5 |  |  |  | No | R-454B | 2.6667 | Residential & Commercial | Ducted CEE Tier 1
215681424 | Central HP <5.4 tons | BRYANT HEATING AND COOLING SYSTEMS | HRCU-A-CB (Split System: Heat Pump with Remote Outdoor Unit-Air-Source) | 290VAN048**AA* |  |  | CAA**6024AM*+UI | 987TA66120C24*** | 45000 | 18 | 9 | 47500 | 33600 | 70.74% | 2.06 | 0 | 10 |  |  |  | No | R-454B | 3.75 | Residential & Commercial | Ducted CEE Tier 1
215681824 | Central HP <5.4 tons | BRYANT HEATING AND COOLING SYSTEMS | HRCU-A-CB (Split System: Heat Pump with Remote Outdoor Unit-Air-Source) | 290VAN048**AA* |  |  | CVAMA4921XMA*+UI | 83*CB36040C17*** | 48000 | 18.5 | 9 | 50000 | 36600 | 73.2% | 2 | 0 | 10 |  |  |  | No | R-454B | 4 | Residential & Commercial | Ducted CEE Tier 1
212989144 | Central HP <5.4 tons | AIRQUEST | HRCU-A-CB (Split System: Heat Pump with Remote Outdoor Unit-Air-Source) | DLCURAH24ABK |  |  | EA*4X25L17A* | *95MSU0601716A* | 24200 | 17 | 8.5 | 25200 | 21800 | 86.51% | 1.82 | 0 | 10 |  |  |  | No | R-410A | 2.0167 | Residential & Commercial | Ducted CEE Tier 1
216440027 | Central HP <5.4 tons | AMERICAN STANDARD | HRCU-A-CB (Split System: Heat Pump with Remote Outdoor Unit-Air-Source) | 5A6V0X36A1 |  |  | 5PX*B006AS3 | S9V2B080U4PSC+LRP | 34200 | 19.4 | 9.4 | 32800 | 24200 | 73.78% | 2.1 | 0 | 12.5 |  |  |  | No | R-454B | 2.85 | Residential & Commercial | Ducted CEE Tier 1
216440045 | Central HP <5.4 tons | AMERICAN STANDARD | HRCU-A-CB (Split System: Heat Pump with Remote Outdoor Unit-Air-Source) | 5A6V0X36A1 |  |  | 5PX*B006AS3 | S9V2B040D3VSB+LRP | 32200 | 17.1 | 9.4 | 31800 | 23800 | 74.84% | 2.1 | 0 | 11.7 |  |  |  | No | R-454B | 2.6833 | Residential & Commercial | Ducted CEE Tier 1
216440079 | Central HP <5.4 tons | AMERICAN STANDARD | HRCU-A-CB (Split System: Heat Pump with Remote Outdoor Unit-Air-Source) | 5A6V0X36A1 |  |  | 5PX*C007AS3 | S9V2C100U5VSB+LRP | 34400 | 20 | 9.4 | 32600 | 24200 | 74.23% | 2.1 | 0 | 12.7 |  |  |  | No | R-454B | 2.8667 | Residential & Commercial | Ducted CEE Tier 1
216440143 | Central HP <5.4 tons | AMERICAN STANDARD | HRCU-A-CB (Split System: Heat Pump with Remote Outdoor Unit-Air-Source) | 5A6V0X36A1 |  |  | 5TXCB004AS3 | S9V2B040D3PSC+LRP | 31400 | 17 | 9.4 | 31400 | 23600 | 75.16% | 2 | 0 | 11.7 |  |  |  | No | R-454B | 2.6167 | Residential & Commercial | Ducted CEE Tier 1
216440177 | Central HP <5.4 tons | AMERICAN STANDARD | HRCU-A-CB (Split System: Heat Pump with Remote Outdoor Unit-Air-Source) | 5A6V0X36A1 |  |  | 5TXCB006AS3 | S9V2B080D4VSB+LRP | 32400 | 17.6 | 9.4 | 31800 | 23600 | 74.21% | 2.1 | 0 | 11.7 |  |  |  | No | R-454B | 2.7 | Residential & Commercial | Ducted CEE Tier 1
215293290 | Central HP <5.4 tons | AIRQUEST | HRCU-A-CB (Split System: Heat Pump with Remote Outdoor Unit-Air-Source) | DLCURAH24ABK | ADP |  | HE33936 | *96VTN1002122B* | 23600 | 17 | 8.5 | 24800 | 23400 | 94.35% | 1.98 | 0 | 10.5 |  |  |  | No | R-410A | 1.9667 | Residential & Commercial | Ducted CEE Tier 1
212971412 | Central HP <5.4 tons | CARRIER | HRCU-A-CB (Split System: Heat Pump with Remote Outdoor Unit-Air-Source) | 38MURAQ24AB3* |  |  | CNPV*3014AL* | 58TP*B070V14**12 | 23600 | 17 | 8.5 | 26400 | 24200 | 91.67% | 2.02 | 0 | 10.5 |  |  |  | No | R-410A | 1.9667 | Residential & Commercial | Ducted CEE Tier 1
212971975 | Central HP <5.4 tons | CARRIER | HRCU-A-CB (Split System: Heat Pump with Remote Outdoor Unit-Air-Source) | 38MURAQ24AB3* |  |  | CAP**2417AL* | 58TP*B090V17**16 | 23200 | 17 | 8.5 | 26800 | 27200 | 101.5% | 2.32 | 0 | 10 |  |  |  | No | R-410A | 1.9333 | Residential & Commercial | Ducted CEE Tier 1
212971110 | Central HP <5.4 tons | CARRIER | HRCU-A-CB (Split System: Heat Pump with Remote Outdoor Unit-Air-Source) | 38MURAQ24AB3* |  |  | CAP**2414AL* | 58TP*B045V14**12 | 23200 | 17 | 9.5 | 38500 | 27200 | 70.65% | 2.32 | 0 | 10 |  |  |  | No | R-410A | 1.9333 | Residential & Commercial | Ducted CEE Tier 1
212971410 | Central HP <5.4 tons | CARRIER | HRCU-A-CB (Split System: Heat Pump with Remote Outdoor Unit-Air-Source) | 38MURAQ24AB3* |  |  | CNPV*2417AL* | 58TP*B070V14**12 | 23400 | 17 | 8.5 | 27000 | 24800 | 91.85% | 2.06 | 0 | 10 |  |  |  | No | R-410A | 1.95 | Residential & Commercial | Ducted CEE Tier 1
215675984 | Central HP <5.4 tons | BRYANT HEATING AND COOLING SYSTEMS | HRCU-A-CB (Split System: Heat Pump with Remote Outdoor Unit-Air-Source) | 290VAN048**AA* |  |  | CVAMA6124XMA*+UI | 88*TB60090C21*** | 48500 | 19.5 | 9.5 | 50000 | 36600 | 73.2% | 2.1 | 0 | 10.5 |  |  |  | No | R-454B | 4.0417 | Residential & Commercial | Ducted CEE Tier 1
215870950 | Central HP <5.4 tons | YORK | HRCU-A-CB (Split System: Heat Pump with Remote Outdoor Unit-Air-Source) | HH836E2S11 | ADP |  | CV365**C+TXV | YP9C060B12MP13 | 32200 | 16 | 8.4 | 29000 | 24800 | 85.52% | 1.98 | 0 | 10.5 |  |  |  | No | R-454B | 2.6833 | Residential & Commercial | Ducted CEE Tier 1
215676184 | Central HP <5.4 tons | BRYANT HEATING AND COOLING SYSTEMS | HRCU-A-CB (Split System: Heat Pump with Remote Outdoor Unit-Air-Source) | 290VAN048**AA* |  |  | CVAVA4824XMA*+UI | 83*CA60100C21*** | 47000 | 18.5 | 9 | 50000 | 36600 | 73.2% | 2.02 | 0 | 10 |  |  |  | No | R-454B | 3.9167 | Residential & Commercial | Ducted CEE Tier 1
215676234 | Central HP <5.4 tons | BRYANT HEATING AND COOLING SYSTEMS | HRCU-A-CB (Split System: Heat Pump with Remote Outdoor Unit-Air-Source) | 290VAN048**AA* |  |  | CVAVA4824XMA*+UI | 935CB60080C21*** | 47000 | 18 | 9 | 50000 | 36600 | 73.2% | 2.02 | 0 | 10 |  |  |  | No | R-454B | 3.9167 | Residential & Commercial | Ducted CEE Tier 1
215425277 | Central HP <5.4 tons | YORK | HRCU-A-CB (Split System: Heat Pump with Remote Outdoor Unit-Air-Source) | HH836E2S11 | ADP |  | H,YE1K*36+TXV | TM8E100B12MP11 | 33200 | 18 | 8.5 | 29600 | 25000 | 84.46% | 2 | 0 | 11 |  |  |  | No | R-454B | 2.7667 | Residential & Commercial | Ducted CEE Tier 1
215293304 | Central HP <5.4 tons | AIRQUEST | HRCU-A-CB (Split System: Heat Pump with Remote Outdoor Unit-Air-Source) | DLCURAH24ABK | ADP |  | HG7J924 | *96VTN1002122B* | 23400 | 17 | 8.5 | 24800 | 23400 | 94.35% | 1.98 | 0 | 10 |  |  |  | No | R-410A | 1.95 | Residential & Commercial | Ducted CEE Tier 1
204300244 | Central HP <5.4 tons | COMFORTMAKER | HRCU-A-CB (Split System: Heat Pump with Remote Outdoor Unit-Air-Source) | CVH837GKA** |  |  | EHD4X42AAL+WALLCON | *80CTL0701716A* | 32400 | 16.5 | 8.1 | 33200 | 25000 | 75.3% | 1.94 | 11.5 | 11 |  |  |  | No | R-410A | 2.7 | Residential & Commercial | Ducted CEE Tier 1
204300414 | Central HP <5.4 tons | COMFORTMAKER | HRCU-A-CB (Split System: Heat Pump with Remote Outdoor Unit-Air-Source) | CVH837GKA** |  |  | EHD4X42AAL+WALLCON | *97CMN0602120A* | 32400 | 16.5 | 8.1 | 33400 | 25200 | 75.45% | 1.94 | 11.5 | 10.5 |  |  |  | No | R-410A | 2.7 | Residential & Commercial | Ducted CEE Tier 1
204300464 | Central HP <5.4 tons | COMFORTMAKER | HRCU-A-CB (Split System: Heat Pump with Remote Outdoor Unit-Air-Source) | CVH837GKA** |  |  | EHD4X48AAL+WALLCON | *80CTL1352422A* | 32600 | 17 | 8.1 | 33000 | 24800 | 75.15% | 1.98 | 11 | 11 |  |  |  | No | R-410A | 2.7167 | Residential & Commercial | Ducted CEE Tier 1
204300564 | Central HP <5.4 tons | COMFORTMAKER | HRCU-A-CB (Split System: Heat Pump with Remote Outdoor Unit-Air-Source) | CVH837GKA** |  |  | EHD4X48AAL+WALLCON | *96CTN1002122A* | 32600 | 17 | 8.1 | 33000 | 24800 | 75.15% | 1.98 | 12 | 11 |  |  |  | No | R-410A | 2.7167 | Residential & Commercial | Ducted CEE Tier 1
206136179 | Central HP <5.4 tons | COMFORTMAKER | HRCU-A-CB (Split System: Heat Pump with Remote Outdoor Unit-Air-Source) | CVH837GKA** |  |  | EA*4X48L21A*+WALLCON | *95CSU1002122A* | 32400 | 17.5 | 8.5 | 32600 | 24800 | 76.07% | 2 | 12 | 11.5 |  |  |  | No | R-410A | 2.7 | Residential & Commercial | Ducted CEE Tier 1
212972241 | Central HP <5.4 tons | CARRIER | HRCU-A-CB (Split System: Heat Pump with Remote Outdoor Unit-Air-Source) | 38MURAQ36AB3* |  |  | CAP**4824AL* | 58TP*B090V21**20 | 35800 | 16.5 | 8.5 | 37800 | 34600 | 91.53% | 2.02 | 0 | 10 |  |  |  | No | R-410A | 2.9833 | Residential & Commercial | Ducted CEE Tier 1
213077005 | Central HP <5.4 tons | CARRIER | HRCU-A-CB (Split System: Heat Pump with Remote Outdoor Unit-Air-Source) | 38MURAQ36AB3* |  |  | CNPV*4217AL* | 59SP6B080V17**16 | 35800 | 15.5 | 8.1 | 39000 | 35200 | 90.26% | 1.96 | 0 | 10 |  |  |  | No | R-410A | 2.9833 | Residential & Commercial | Ducted CEE Tier 1
213077025 | Central HP <5.4 tons | CARRIER | HRCU-A-CB (Split System: Heat Pump with Remote Outdoor Unit-Air-Source) | 38MURAQ36AB3* |  |  | CNPV*4821AL* | 59SP6B080V17**16 | 35600 | 16 | 8.1 | 38500 | 35000 | 90.91% | 1.98 | 0 | 10 |  |  |  | No | R-410A | 2.9667 | Residential & Commercial | Ducted CEE Tier 1
213077507 | Central HP <5.4 tons | CARRIER | HRCU-A-CB (Split System: Heat Pump with Remote Outdoor Unit-Air-Source) | 38MURAQ36AB3* |  |  | CAP**4224AL* | 59TP6C080V21**20 | 35000 | 16 | 8.1 | 38500 | 35000 | 90.91% | 1.88 | 0 | 10 |  |  |  | No | R-410A | 2.9167 | Residential & Commercial | Ducted CEE Tier 1
207497903 | Central HP <5.4 tons | ACD | HRCU-A-CB (Split System: Heat Pump with Remote Outdoor Unit-Air-Source) | FXD-ACD60 |  |  | AH248 |  | 48000 | 17 | 9 | 48000 | 39000 | 81.25% | 1.8 | 11.5 | 11 |  |  |  | No | R-410A | 4 | Residential & Commercial | Ducted CEE Tier 1
214602073 | Central HP <5.4 tons | DIYCOOL | HRCU-A-CB (Split System: Heat Pump with Remote Outdoor Unit-Air-Source) | ACIQ-12-EHPB |  |  | ACIQ-12-AHB |  | 12000 | 17.5 | 9 | 13000 | 11000 | 84.62% | 2.6 | 0 | 11.7 |  |  |  | No | R-410A | 1 | Residential & Commercial | Ducted CEE Tier 1
215423268 | Central HP <5.4 tons | YORK | HRCU-A-CB (Split System: Heat Pump with Remote Outdoor Unit-Air-Source) | HH836E2S11 | ADP |  | H,YE9J*36+TXV-BLEED | TM8Y100C16MP11 | 33000 | 18 | 8.5 | 29800 | 24000 | 80.54% | 2 | 0 | 10.5 |  |  |  | No | R-454B | 2.75 | Residential & Commercial | Ducted CEE Tier 1
215423269 | Central HP <5.4 tons | YORK | HRCU-A-CB (Split System: Heat Pump with Remote Outdoor Unit-Air-Source) | HH836E2S11 | ADP |  | H,YE9J*36+TXV | TM8Y100C16MP11 | 33000 | 18 | 8.5 | 29800 | 25200 | 84.56% | 2 | 0 | 10.5 |  |  |  | No | R-454B | 2.75 | Residential & Commercial | Ducted CEE Tier 1
215423270 | Central HP <5.4 tons | YORK | HRCU-A-CB (Split System: Heat Pump with Remote Outdoor Unit-Air-Source) | HH836E2S11 | ADP |  | H,YE80*36+TXV | TM8Y100C16MP11 | 33200 | 19 | 8.5 | 29800 | 24000 | 80.54% | 2 | 0 | 11 |  |  |  | No | R-454B | 2.7667 | Residential & Commercial | Ducted CEE Tier 1
215423304 | Central HP <5.4 tons | YORK | HRCU-A-CB (Split System: Heat Pump with Remote Outdoor Unit-Air-Source) | HH836E2S11 | ADP |  | H,YE9J*36+TXV | TM9E100C16MP12 | 32600 | 18 | 8.5 | 29400 | 23800 | 80.95% | 2 | 0 | 10.5 |  |  |  | No | R-454B | 2.7167 | Residential & Commercial | Ducted CEE Tier 1
215423319 | Central HP <5.4 tons | YORK | HRCU-A-CB (Split System: Heat Pump with Remote Outdoor Unit-Air-Source) | HH836E2S11 | ADP |  | H,YE9J*36+TXV | TM9V080B12MP12 | 33000 | 17 | 8.5 | 29200 | 24800 | 84.93% | 2 | 0 | 11 |  |  |  | No | R-454B | 2.75 | Residential & Commercial | Ducted CEE Tier 1
215423354 | Central HP <5.4 tons | YORK | HRCU-A-CB (Split System: Heat Pump with Remote Outdoor Unit-Air-Source) | HH836E2S11 | ADP |  | H,YE9J*36+TXV | TM9Y100C16MP11 | 32400 | 18 | 8.5 | 29400 | 23800 | 80.95% | 2 | 0 | 10.5 |  |  |  | No | R-454B | 2.7 | Residential & Commercial | Ducted CEE Tier 1
215423355 | Central HP <5.4 tons | YORK | HRCU-A-CB (Split System: Heat Pump with Remote Outdoor Unit-Air-Source) | HH836E2S11 | ADP |  | H,YE80*36+TXV | TM9Y100C16MP11 | 32800 | 19 | 8.5 | 29400 | 23800 | 80.95% | 2 | 0 | 11 |  |  |  | No | R-454B | 2.7333 | Residential & Commercial | Ducted CEE Tier 1
215423403 | Central HP <5.4 tons | YORK | HRCU-A-CB (Split System: Heat Pump with Remote Outdoor Unit-Air-Source) | HH836E2S11 | ADP |  | H,YE9J*36+TXV-BLEED | Y82E080B12LMPS1 | 32800 | 18 | 8.5 | 28400 | 24400 | 85.92% | 2 | 0 | 11.7 |  |  |  | No | R-454B | 2.7333 | Residential & Commercial | Ducted CEE Tier 1
215423405 | Central HP <5.4 tons | YORK | HRCU-A-CB (Split System: Heat Pump with Remote Outdoor Unit-Air-Source) | HH836E2S11 | ADP |  | H,YE80*36+TXV | Y82E080B12LMPS1 | 32800 | 19 | 8.5 | 28400 | 24400 | 85.92% | 2 | 0 | 11.7 |  |  |  | No | R-454B | 2.7333 | Residential & Commercial | Ducted CEE Tier 1
215681514 | Central HP <5.4 tons | BRYANT HEATING AND COOLING SYSTEMS | HRCU-A-CB (Split System: Heat Pump with Remote Outdoor Unit-Air-Source) | 290VAN048**AA* |  |  | CAA**6124AM*+UI | 986TD60080C21*** | 46000 | 18 | 9 | 48000 | 33800 | 70.42% | 2.08 | 0 | 10 |  |  |  | No | R-454B | 3.8333 | Residential & Commercial | Ducted CEE Tier 1
215374896 | Central HP <5.4 tons | Durastar | HRCU-A-CB (Split System: Heat Pump with Remote Outdoor Unit-Air-Source) | DRU1U48S2A |  |  | DRUM4260S2A |  | 48000 | 16 | 8.5 | 48000 | 38000 | 79.17% | 1.85 | 0 | 10 |  |  |  | No | R-454B | 4 | Residential & Commercial | Ducted CEE Tier 1
212984955 | Central HP <5.4 tons | DAY & NIGHT | HRCU-A-CB (Split System: Heat Pump with Remote Outdoor Unit-Air-Source) | DLCURAH36ABK |  |  | EA*4X48L24A* | *92MSN0802120A* | 35800 | 16.5 | 8.5 | 37800 | 34600 | 91.53% | 2.02 | 0 | 10 |  |  |  | No | R-410A | 2.9833 | Residential & Commercial | Ducted CEE Tier 1
215934566 | Central HP <5.4 tons | HEIL | HRCU-A-CB (Split System: Heat Pump with Remote Outdoor Unit-Air-Source) | H5H3V48*K*AAA* |  |  | ESH5X60M12A*+WALLCON | *80CTL0901716B* | 44000 | 20.5 | 9 | 49000 | 35800 | 73.06% | 1.86 | 0 | 11.5 |  |  |  | No | R-454B | 3.6667 | Residential & Commercial | Ducted CEE Tier 1
215934256 | Central HP <5.4 tons | HEIL | HRCU-A-CB (Split System: Heat Pump with Remote Outdoor Unit-Air-Source) | H5H3V48*K*AAA* |  |  | EA*5X61M21A*+WALLCON | *97CMN0802120B* | 45000 | 21 | 9.5 | 48500 | 37000 | 76.29% | 2 | 0 | 11 |  |  |  | No | R-454B | 3.75 | Residential & Commercial | Ducted CEE Tier 1
215668987 | Central HP <5.4 tons | TEMPSTAR | HRCU-A-CB (Split System: Heat Pump with Remote Outdoor Unit-Air-Source) | T5H0V36*K*AAA* |  |  | EA*5X43M21A*+WALLCON | *80CTL0701716B* | 34400 | 18 | 8.1 | 35400 | 25200 | 71.19% | 1.9 | 0 | 10 |  |  |  | No | R-454B | 2.8667 | Residential & Commercial | Ducted CEE Tier 1
215669151 | Central HP <5.4 tons | TEMPSTAR | HRCU-A-CB (Split System: Heat Pump with Remote Outdoor Unit-Air-Source) | T5H0V36*K*AAA* |  |  | EA*5X48M21A*+WALLCON | *80CTL0702120B* | 33800 | 18 | 9 | 35000 | 25000 | 71.43% | 1.88 | 0 | 10 |  |  |  | No | R-454B | 2.8167 | Residential & Commercial | Ducted CEE Tier 1
215669351 | Central HP <5.4 tons | TEMPSTAR | HRCU-A-CB (Split System: Heat Pump with Remote Outdoor Unit-Air-Source) | T5H0V36*K*AAA* |  |  | EA*5X60M24A*+WALLCON | *95CSU0802120B* | 34400 | 18 | 9 | 34200 | 24800 | 72.51% | 1.9 | 0 | 10 |  |  |  | No | R-454B | 2.8667 | Residential & Commercial | Ducted CEE Tier 1
215669421 | Central HP <5.4 tons | TEMPSTAR | HRCU-A-CB (Split System: Heat Pump with Remote Outdoor Unit-Air-Source) | T5H0V36*K*AAA* |  |  | EA*5X60M24A*+WALLCON | *96CTN1202422B* | 34400 | 18.5 | 9 | 34200 | 24800 | 72.51% | 1.9 | 0 | 10.5 |  |  |  | No | R-454B | 2.8667 | Residential & Commercial | Ducted CEE Tier 1
216440080 | Central HP <5.4 tons | TRANE | HRCU-A-CB (Split System: Heat Pump with Remote Outdoor Unit-Air-Source) | 5TWV0X36A1 |  |  | 5PX*C007AS3 | S9V2C100U4VSB+LRP | 34400 | 20 | 9.4 | 32600 | 24200 | 74.23% | 2.1 | 0 | 12.7 |  |  |  | No | R-454B | 2.8667 | Residential & Commercial | Ducted CEE Tier 1
216440100 | Central HP <5.4 tons | TRANE | HRCU-A-CB (Split System: Heat Pump with Remote Outdoor Unit-Air-Source) | 5TWV0X36A1 |  |  | 5PX*CD09AS3+P0V0C000M50SD+LRP |  | 34600 | 20 | 9.4 | 32600 | 23800 | 73.01% | 2.1 | 0 | 12.7 |  |  |  | No | R-454B | 2.8833 | Residential & Commercial | Ducted CEE Tier 1
216440114 | Central HP <5.4 tons | TRANE | HRCU-A-CB (Split System: Heat Pump with Remote Outdoor Unit-Air-Source) | 5TWV0X36A1 |  |  | 5TAMXD06AV41 |  | 35400 | 21 | 9.7 | 32800 | 24800 | 75.61% | 2.1 | 0 | 12.7 |  |  |  | No | R-454B | 2.95 | Residential & Commercial | Ducted CEE Tier 1
216440166 | Central HP <5.4 tons | TRANE | HRCU-A-CB (Split System: Heat Pump with Remote Outdoor Unit-Air-Source) | 5TWV0X36A1 |  |  | 5TXCB006AS3 | S9V2B060U3VSB+LRP | 34200 | 19.2 | 9.4 | 32800 | 24200 | 73.78% | 2.1 | 0 | 12.5 |  |  |  | No | R-454B | 2.85 | Residential & Commercial | Ducted CEE Tier 1
216440200 | Central HP <5.4 tons | TRANE | HRCU-A-CB (Split System: Heat Pump with Remote Outdoor Unit-Air-Source) | 5TWV0X36A1 |  |  | 5TXCC007AS3 | S9V2C100D4VSB+LRP | 32600 | 18.1 | 9.4 | 31600 | 23600 | 74.68% | 2.1 | 0 | 12 |  |  |  | No | R-454B | 2.7167 | Residential & Commercial | Ducted CEE Tier 1
216440206 | Central HP <5.4 tons | TRANE | HRCU-A-CB (Split System: Heat Pump with Remote Outdoor Unit-Air-Source) | 5TWV0X36A1 |  |  | 5TXCC007AS3 | S9V2C080U5VSB+LRP | 34200 | 19.4 | 9.4 | 32600 | 24200 | 74.23% | 2.1 | 0 | 12.5 |  |  |  | No | R-454B | 2.85 | Residential & Commercial | Ducted CEE Tier 1
216440008 | Central HP <5.4 tons | TRANE | HRCU-A-CB (Split System: Heat Pump with Remote Outdoor Unit-Air-Source) | 5TWV0X36A1 |  |  | 5PX*B004AS3 | S9V2B040U3PSC+LRP | 33200 | 18.4 | 9 | 32000 | 24200 | 75.62% | 2.1 | 0 | 12 |  |  |  | No | R-454B | 2.7667 | Residential & Commercial | Ducted CEE Tier 1
215374887 | Central HP <5.4 tons | Durastar | HRCU-A-CB (Split System: Heat Pump with Remote Outdoor Unit-Air-Source) | DRU1H36S2A |  |  | DRUM3036S2A |  | 36000 | 17.3 | 10.3 | 37000 | 39000 | 105.4% | 1.9 | 0 | 11.7 |  |  |  | No | R-454B | 3 | Residential & Commercial | Ducted CEE Tier 1
216453150 | Central HP <5.4 tons | AMERICAN STANDARD | HRCU-A-CB (Split System: Heat Pump with Remote Outdoor Unit-Air-Source) | 5A6V0X48A1 |  |  | 5PX*C007AS3 | S8V2C100M5PCB | 44500 | 20 | 9.7 | 47500 | 34200 | 72% | 2.1 | 0 | 11.7 |  |  |  | No | R-454B | 3.7083 | Residential & Commercial | Ducted CEE Tier 1
216440234 | Central HP <5.4 tons | TRANE | HRCU-A-CB (Split System: Heat Pump with Remote Outdoor Unit-Air-Source) | 5TWV0X48A1 |  |  | 5PX*B006AS3+P0V0B000M40SD+LRP |  | 44000 | 19.6 | 9.7 | 46500 | 33400 | 71.83% | 2.1 | 0 | 12 |  |  |  | No | R-454B | 3.6667 | Residential & Commercial | Ducted CEE Tier 1
216440250 | Central HP <5.4 tons | TRANE | HRCU-A-CB (Split System: Heat Pump with Remote Outdoor Unit-Air-Source) | 5TWV0X48A1 |  |  | 5PX*C009AS3+P0V0C000M50SD+LRP |  | 45000 | 20.2 | 9.7 | 46000 | 32800 | 71.3% | 2.1 | 0 | 12 |  |  |  | No | R-454B | 3.75 | Residential & Commercial | Ducted CEE Tier 1
216440266 | Central HP <5.4 tons | TRANE | HRCU-A-CB (Split System: Heat Pump with Remote Outdoor Unit-Air-Source) | 5TWV0X48A1 |  |  | 5PX*CD09AS3 | S9V2C100D4VSB+LRP | 44500 | 20 | 9.4 | 46000 | 32800 | 71.3% | 2.1 | 0 | 12 |  |  |  | No | R-454B | 3.7083 | Residential & Commercial | Ducted CEE Tier 1
216440298 | Central HP <5.4 tons | TRANE | HRCU-A-CB (Split System: Heat Pump with Remote Outdoor Unit-Air-Source) | 5TWV0X48A1 |  |  | 5PX*D010AS3+P0V0C000M50SD+LRP |  | 45000 | 20.2 | 9.7 | 46000 | 32800 | 71.3% | 2.1 | 0 | 12 |  |  |  | No | R-454B | 3.75 | Residential & Commercial | Ducted CEE Tier 1
216440316 | Central HP <5.4 tons | TRANE | HRCU-A-CB (Split System: Heat Pump with Remote Outdoor Unit-Air-Source) | 5TWV0X48A1 |  |  | 5PX*DD10AS3 | S9V2C100D4VSB+LRP | 43500 | 20 | 9.4 | 46000 | 32800 | 71.3% | 2.1 | 0 | 12 |  |  |  | No | R-454B | 3.625 | Residential & Commercial | Ducted CEE Tier 1
215441378 | Central HP <5.4 tons | YORK | HRCU-A-CB (Split System: Heat Pump with Remote Outdoor Unit-Air-Source) | HMH72B341 | ADP |  | H,YG80736 | TM9E100C16MP12 | 34000 | 18 | 8.1 | 32000 | 23400 | 73.12% | 2.08 | 0 | 10 |  |  |  | No | R-410A | 2.8333 | Residential & Commercial | Ducted CEE Tier 1
215870959 | Central HP <5.4 tons | YORK | HRCU-A-CB (Split System: Heat Pump with Remote Outdoor Unit-Air-Source) | HH860E2S11 | ADP |  | CH480C*C+TXV | Y91E080C20SMPS1 | 43500 | 17 | 8.3 | 44500 | 33000 | 74.16% | 1.96 | 0 | 11.7 |  |  |  | No | R-454B | 3.625 | Residential & Commercial | Ducted CEE Tier 1
215425533 | Central HP <5.4 tons | YORK | HRCU-A-CB (Split System: Heat Pump with Remote Outdoor Unit-Air-Source) | HH860E2S11 | ADP |  | H,YE74*60+TXV | Y81E080C20SMPS1 | 53000 | 19 | 8.5 | 52000 | 38500 | 74.04% | 2 | 0 | 11 |  |  |  | No | R-454B | 4.4167 | Residential & Commercial | Ducted CEE Tier 1
215425535 | Central HP <5.4 tons | YORK | HRCU-A-CB (Split System: Heat Pump with Remote Outdoor Unit-Air-Source) | HH860E2S11 | ADP |  | H,YE72*48+TXV | Y81E100C16SMPS1 | 44000 | 18 | 8.5 | 42000 | 32800 | 78.1% | 2 | 0 | 12 |  |  |  | No | R-454B | 3.6667 | Residential & Commercial | Ducted CEE Tier 1
215425618 | Central HP <5.4 tons | YORK | HRCU-A-CB (Split System: Heat Pump with Remote Outdoor Unit-Air-Source) | HH860E2S11 | ADP |  | H,YE72*60+TXV | YP9C080C16MP13 | 43500 | 18 | 8.5 | 42000 | 33000 | 78.57% | 2 | 0 | 11 |  |  |  | No | R-454B | 3.625 | Residential & Commercial | Ducted CEE Tier 1
215438151 | Central HP <5.4 tons | YORK | HRCU-A-CB (Split System: Heat Pump with Remote Outdoor Unit-Air-Source) | HH860E2S11 | ADP |  | AV480C*+TXV |  | 44500 | 18 | 8.9 | 42500 | 33000 | 77.65% | 1.98 | 0 | 11.7 |  |  |  | No | R-454B | 3.7083 | Residential & Commercial | Ducted CEE Tier 1
215870963 | Central HP <5.4 tons | YORK | HRCU-A-CB (Split System: Heat Pump with Remote Outdoor Unit-Air-Source) | HH860E2S11 | ADP |  | CH600D*C+TXV | Y91E080C20SMPS1 | 44000 | 17 | 8.4 | 44500 | 33000 | 74.16% | 1.98 | 0 | 11.7 |  |  |  | No | R-454B | 3.6667 | Residential & Commercial | Ducted CEE Tier 1
215425324 | Central HP <5.4 tons | YORK | HRCU-A-CB (Split System: Heat Pump with Remote Outdoor Unit-Air-Source) | HH860E2S11 | ADP |  | H,YE72*48+TXV | TL9E080C16UH11 | 44500 | 18 | 8.5 | 44000 | 34000 | 77.27% | 2 | 0 | 11 |  |  |  | No | R-454B | 3.7083 | Residential & Commercial | Ducted CEE Tier 1
216031609 | Central HP <5.4 tons | AIREASE | HRCU-A-C (Split System: Heat Pump with Remote Outdoor Unit with No Indoor Fan --Air Source) | A7SCP18V24P-**A |  |  | 7E[C,U]24BX-**+TDR |  | 23600 | 15.8 | 8.5 | 24000 | 20000 | 83.33% | 1.75 | 0 | 11.7 |  |  |  | No | R-454B | 1.9667 | Residential & Commercial | Ducted CEE Tier 1
215425342 | Central HP <5.4 tons | YORK | HRCU-A-CB (Split System: Heat Pump with Remote Outdoor Unit-Air-Source) | HH860E2S11 | ADP |  | H,YE55*48+TXV | TM8E080C16MP11 | 44500 | 18 | 8.5 | 43500 | 33800 | 77.7% | 2 | 0 | 11 |  |  |  | No | R-454B | 3.7083 | Residential & Commercial | Ducted CEE Tier 1
215425357 | Central HP <5.4 tons | YORK | HRCU-A-CB (Split System: Heat Pump with Remote Outdoor Unit-Air-Source) | HH860E2S11 | ADP |  | H,YE49*48+TXV | TM8E100C16MP11 | 44500 | 18 | 8.5 | 43500 | 33800 | 77.7% | 2 | 0 | 11 |  |  |  | No | R-454B | 3.7083 | Residential & Commercial | Ducted CEE Tier 1
215425375 | Central HP <5.4 tons | YORK | HRCU-A-CB (Split System: Heat Pump with Remote Outdoor Unit-Air-Source) | HH860E2S11 | ADP |  | H,YE74*60+TXV | TM8E120C20MP11 | 53000 | 19 | 8.5 | 52000 | 38500 | 74.04% | 2 | 0 | 11 |  |  |  | No | R-454B | 4.4167 | Residential & Commercial | Ducted CEE Tier 1
215425424 | Central HP <5.4 tons | YORK | HRCU-A-CB (Split System: Heat Pump with Remote Outdoor Unit-Air-Source) | HH860E2S11 | ADP |  | H,YE55*48+TXV | TM8Y100C16MP11 | 44000 | 18 | 8.5 | 42000 | 33000 | 78.57% | 2 | 0 | 11.7 |  |  |  | No | R-454B | 3.6667 | Residential & Commercial | Ducted CEE Tier 1
215425444 | Central HP <5.4 tons | YORK | HRCU-A-CB (Split System: Heat Pump with Remote Outdoor Unit-Air-Source) | HH860E2S11 | ADP |  | H,YE74*60+TXV | TM9E080C16MP12 | 44500 | 18 | 8.5 | 43500 | 34000 | 78.16% | 2 | 0 | 11 |  |  |  | No | R-454B | 3.7083 | Residential & Commercial | Ducted CEE Tier 1
215425478 | Central HP <5.4 tons | YORK | HRCU-A-CB (Split System: Heat Pump with Remote Outdoor Unit-Air-Source) | HH860E2S11 | ADP |  | H,YE3K*48+TXV | TM9V100C16MP12 | 43500 | 17 | 8.5 | 42000 | 32800 | 78.1% | 2 | 0 | 11.7 |  |  |  | No | R-454B | 3.625 | Residential & Commercial | Ducted CEE Tier 1
215425492 | Central HP <5.4 tons | YORK | HRCU-A-CB (Split System: Heat Pump with Remote Outdoor Unit-Air-Source) | HH860E2S11 | ADP |  | H,YE37*48+TXV | TM9Y080C16MP11 | 44000 | 16 | 8.5 | 42500 | 33400 | 78.59% | 2 | 0 | 11 |  |  |  | No | R-454B | 3.6667 | Residential & Commercial | Ducted CEE Tier 1
215423519 | Central HP <5.4 tons | YORK | HRCU-A-CB (Split System: Heat Pump with Remote Outdoor Unit-Air-Source) | HH860E2S11 | ADP |  | H,YE55*60+TXV | TM8E100C16MP11 | 44500 | 18 | 8.5 | 43500 | 33800 | 77.7% | 2 | 0 | 11 |  |  |  | No | R-454B | 3.7083 | Residential & Commercial | Ducted CEE Tier 1
216440022 | Central HP <5.4 tons | TRANE | HRCU-A-CB (Split System: Heat Pump with Remote Outdoor Unit-Air-Source) | 5TWV0X36A1 |  |  | 5PX*B006AS3 | S9V2B080D4PSC+LRP | 32000 | 17.2 | 9.4 | 31800 | 23600 | 74.21% | 2.1 | 0 | 11.7 |  |  |  | No | R-454B | 2.6667 | Residential & Commercial | Ducted CEE Tier 1
216440056 | Central HP <5.4 tons | TRANE | HRCU-A-CB (Split System: Heat Pump with Remote Outdoor Unit-Air-Source) | 5TWV0X36A1 |  |  | 5PX*C005AS3 | S9V2C100D5PSC+LRP | 31600 | 17.2 | 9.4 | 31400 | 23400 | 74.52% | 2 | 0 | 11.7 |  |  |  | No | R-454B | 2.6333 | Residential & Commercial | Ducted CEE Tier 1
216440074 | Central HP <5.4 tons | TRANE | HRCU-A-CB (Split System: Heat Pump with Remote Outdoor Unit-Air-Source) | 5TWV0X36A1 |  |  | 5PX*C007AS3+P0V0C000M50SD+LRP |  | 34200 | 20 | 9.4 | 32600 | 24200 | 74.23% | 2.1 | 0 | 12.7 |  |  |  | No | R-454B | 2.85 | Residential & Commercial | Ducted CEE Tier 1
215449752 | Central HP <5.4 tons | Breeze33 | HRCU-A-CB (Split System: Heat Pump with Remote Outdoor Unit-Air-Source) | BZ33-HYP36OUT2-454-G3-P |  |  | BZ33-MSAHU36-454-G3-P |  | 36000 | 17.2 | 9.5 | 38000 | 38000 | 100% | 2.06 | 0 | 11.7 |  |  |  | No | R-454B | 3 | Residential & Commercial | Ducted CEE Tier 1
215374895 | Central HP <5.4 tons | Durastar | HRCU-A-CB (Split System: Heat Pump with Remote Outdoor Unit-Air-Source) | DRU1U36S2A |  |  | DRUM3036S2A |  | 36000 | 16.1 | 8.7 | 36000 | 27000 | 75% | 2 | 0 | 10 |  |  |  | No | R-454B | 3 | Residential & Commercial | Ducted CEE Tier 1
215424672 | Central HP <5.4 tons | YORK | HRCU-A-CB (Split System: Heat Pump with Remote Outdoor Unit-Air-Source) | HH824E2S11 | ADP |  | H,YE31*30+TXV | Y91E060B12SMPS1 | 22600 | 16 | 8.75 | 21400 | 18200 | 85.05% | 1.96 | 0 | 11.5 |  |  |  | No | R-454B | 1.8833 | Residential & Commercial | Ducted CEE Tier 1
215424673 | Central HP <5.4 tons | YORK | HRCU-A-CB (Split System: Heat Pump with Remote Outdoor Unit-Air-Source) | HH824E2S11 | ADP |  | H,YE32*36+TXV | Y91E060B12SMPS1 | 22800 | 16 | 8.95 | 21400 | 18200 | 85.05% | 1.98 | 0 | 11.5 |  |  |  | No | R-454B | 1.9 | Residential & Commercial | Ducted CEE Tier 1
215424706 | Central HP <5.4 tons | YORK | HRCU-A-CB (Split System: Heat Pump with Remote Outdoor Unit-Air-Source) | HH824E2S11 | ADP |  | H,YE8J*36+TXV | YP9C080B12MP13 | 23000 | 17 | 9 | 21400 | 17900 | 83.64% | 2 | 0 | 12 |  |  |  | No | R-454B | 1.9167 | Residential & Commercial | Ducted CEE Tier 1
215869114 | Central HP <5.4 tons | TRANE | HRCU-A-CB (Split System: Heat Pump with Remote Outdoor Unit-Air-Source) | 5TWV8X48A1 |  |  | 5PX*B006AS3 | S9V2B060U4VSB+LRP | 44500 | 18.1 | 8.5 | 46000 | 35400 | 76.96% | 2.1 | 0 | 10 |  |  |  | No | R-454B | 3.7083 | Residential & Commercial | Ducted CEE Tier 1
215425657 | Central HP <5.4 tons | YORK | HRCU-A-CB (Split System: Heat Pump with Remote Outdoor Unit-Air-Source) | HH824E2S11 | ADP |  | H,YE7J*24+TXV | TM8E040A12MP11 | 22400 | 16 | 8.8 | 21000 | 16800 | 80% | 1.96 | 0 | 11.5 |  |  |  | No | R-454B | 1.8667 | Residential & Commercial | Ducted CEE Tier 1
215425673 | Central HP <5.4 tons | YORK | HRCU-A-CB (Split System: Heat Pump with Remote Outdoor Unit-Air-Source) | HH824E2S11 | ADP |  | H,YE24*36+TXV | TM8E100B12MP11 | 21800 | 17 | 8.5 | 21200 | 17600 | 83.02% | 1.92 | 0 | 11 |  |  |  | No | R-454B | 1.8167 | Residential & Commercial | Ducted CEE Tier 1
204456591 | Central HP <5.4 tons | AIRQUEST | HRCU-A-CB (Split System: Heat Pump with Remote Outdoor Unit-Air-Source) | HVH825GKA2* |  |  | EA*4X36L17A*+WALLCON | *80CTL0451712A* | 23400 | 16 | 8.1 | 21600 | 16800 | 77.78% | 1.92 | 11 | 10.5 |  |  |  | No | R-410A | 1.95 | Residential & Commercial | Ducted CEE Tier 1
215423536 | Central HP <5.4 tons | YORK | HRCU-A-CB (Split System: Heat Pump with Remote Outdoor Unit-Air-Source) | HH860E2S11 | ADP |  | H,YE35*48+TXV | TM8E120C16MP11 | 43500 | 17 | 8.3 | 43500 | 33800 | 77.7% | 1.96 | 0 | 10.5 |  |  |  | No | R-454B | 3.625 | Residential & Commercial | Ducted CEE Tier 1
215423537 | Central HP <5.4 tons | YORK | HRCU-A-CB (Split System: Heat Pump with Remote Outdoor Unit-Air-Source) | HH860E2S11 | ADP |  | H,YE36*60+TXV-BLEED | TM8E120C16MP11 | 44000 | 17 | 8.4 | 43500 | 33800 | 77.7% | 1.98 | 0 | 10.5 |  |  |  | No | R-454B | 3.6667 | Residential & Commercial | Ducted CEE Tier 1
215423554 | Central HP <5.4 tons | YORK | HRCU-A-CB (Split System: Heat Pump with Remote Outdoor Unit-Air-Source) | HH860E2S11 | ADP |  | H,YE36*60+TXV-BLEED | TM8E120C20MP11 | 51500 | 18 | 8.3 | 52500 | 39000 | 74.29% | 1.96 | 0 | 10.5 |  |  |  | No | R-454B | 4.2917 | Residential & Commercial | Ducted CEE Tier 1
216440573 | Central HP <5.4 tons | OUELLET | HRCU-A-CB (Split System: Heat Pump with Remote Outdoor Unit-Air-Source) | OFLX1-H48A-O |  |  | OAHX1-H48A-I |  | 48000 | 17 | 9.5 | 48000 | 45000 | 93.75% | 1.8 | 0 | 11.7 |  |  |  | No | R-32 | 4 | Residential & Commercial | Ducted CEE Tier 1
215423556 | Central HP <5.4 tons | YORK | HRCU-A-CB (Split System: Heat Pump with Remote Outdoor Unit-Air-Source) | HH860E2S11 | ADP |  | H,YE37*60+TXV | TM8E120C20MP11 | 52000 | 18 | 8.35 | 52000 | 38500 | 74.04% | 1.98 | 0 | 10.5 |  |  |  | No | R-454B | 4.3333 | Residential & Commercial | Ducted CEE Tier 1
215423571 | Central HP <5.4 tons | YORK | HRCU-A-CB (Split System: Heat Pump with Remote Outdoor Unit-Air-Source) | HH860E2S11 | ADP |  | H,YE48*60+TXV-BLEED | TM8E130D20MP11 | 54000 | 18 | 8.5 | 53000 | 39500 | 74.53% | 2 | 0 | 11 |  |  |  | No | R-454B | 4.5 | Residential & Commercial | Ducted CEE Tier 1
215423672 | Central HP <5.4 tons | YORK | HRCU-A-CB (Split System: Heat Pump with Remote Outdoor Unit-Air-Source) | HH860E2S11 | ADP |  | H,YE49*60+TXV | TM8Y100C16MP11 | 44000 | 18 | 8.5 | 42000 | 33000 | 78.57% | 2 | 0 | 11.7 |  |  |  | No | R-454B | 3.6667 | Residential & Commercial | Ducted CEE Tier 1
215423673 | Central HP <5.4 tons | YORK | HRCU-A-CB (Split System: Heat Pump with Remote Outdoor Unit-Air-Source) | HH860E2S11 | ADP |  | H,YE74*48+TXV | TM8Y100C16MP11 | 44000 | 18 | 8.5 | 42000 | 33000 | 78.57% | 2 | 0 | 11.7 |  |  |  | No | R-454B | 3.6667 | Residential & Commercial | Ducted CEE Tier 1
204456708 | Central HP <5.4 tons | AIRQUEST | HRCU-A-CB (Split System: Heat Pump with Remote Outdoor Unit-Air-Source) | HVH825GKA2* |  |  | EA*4X36L21A*+WALLCON | *96CTN0801714A* | 23600 | 16.5 | 8.1 | 21400 | 16700 | 78.04% | 1.94 | 11 | 11 |  |  |  | No | R-410A | 1.9667 | Residential & Commercial | Ducted CEE Tier 1
207455060 | Central HP <5.4 tons | LENNOX | HRCU-A-CB (Split System: Heat Pump with Remote Outdoor Unit-Air-Source) | SL25XPV-036-230A** | ADP |  | L*35/36S9 | EL296UH110XV48C* | 33600 | 22 | 8.7 | 32800 | 26400 | 80.49% | 1.82 | 14 | 13 |  |  |  | No | R-410A | 2.8 | Residential & Commercial | Ducted CEE Tier 1
207455126 | Central HP <5.4 tons | LENNOX | HRCU-A-CB (Split System: Heat Pump with Remote Outdoor Unit-Air-Source) | SL25XPV-036-230A** | ADP |  | L*23/37Z9 | SL280UH080NV60C* | 34000 | 21 | 8.8 | 33800 | 27000 | 79.88% | 1.82 | 14 | 13.5 |  |  |  | No | R-410A | 2.8333 | Residential & Commercial | Ducted CEE Tier 1
207455127 | Central HP <5.4 tons | LENNOX | HRCU-A-CB (Split System: Heat Pump with Remote Outdoor Unit-Air-Source) | SL25XPV-036-230A** | ADP |  | LH35/36F9 | SL280UH090V36B* | 33800 | 22 | 8.8 | 32800 | 25600 | 78.05% | 1.84 | 14 | 13 |  |  |  | No | R-410A | 2.8167 | Residential & Commercial | Ducted CEE Tier 1
207455174 | Central HP <5.4 tons | LENNOX | HRCU-A-CB (Split System: Heat Pump with Remote Outdoor Unit-Air-Source) | SL25XPV-036-230A** | ADP |  | L*23/37Z9 | SL280UH100NV60C* | 34000 | 21 | 8.8 | 33600 | 27000 | 80.36% | 1.82 | 14 | 13.5 |  |  |  | No | R-410A | 2.8333 | Residential & Commercial | Ducted CEE Tier 1
207455176 | Central HP <5.4 tons | LENNOX | HRCU-A-CB (Split System: Heat Pump with Remote Outdoor Unit-Air-Source) | SL25XPV-036-230A** | ADP |  | LH35/38X9 | SL280UH110V60C* | 34000 | 21 | 8.8 | 33800 | 27000 | 79.88% | 1.84 | 14 | 13.5 |  |  |  | No | R-410A | 2.8333 | Residential & Commercial | Ducted CEE Tier 1
212632888 | Central HP <5.4 tons | LENNOX | HRCU-A-CB (Split System: Heat Pump with Remote Outdoor Unit-Air-Source) | SL25XPV-048-230A** | ADP |  | LD42/49Y9 | EL296DF090XV60C* | 45500 | 20 | 9.1 | 42000 | 35000 | 83.33% | 1.84 | 0 | 12 |  |  |  | No | R-410A | 3.7917 | Residential & Commercial | Ducted CEE Tier 1
207454824 | Central HP <5.4 tons | LENNOX | HRCU-A-CB (Split System: Heat Pump with Remote Outdoor Unit-Air-Source) | SL25XPV-024-230A** | ADP |  | L*35/36U9 | SL280UH090V48B* | 22400 | 22 | 9.3 | 20000 | 20000 | 100% | 1.84 | 14 | 14.5 |  |  |  | No | R-410A | 1.8667 | Residential & Commercial | Ducted CEE Tier 1
207454842 | Central HP <5.4 tons | LENNOX | HRCU-A-CB (Split System: Heat Pump with Remote Outdoor Unit-Air-Source) | SL25XPV-024-230A** | ADP |  | L*19/36S9 | SL280UH090XV48B* | 21400 | 21 | 9.35 | 19800 | 19500 | 98.48% | 1.94 | 14 | 14 |  |  |  | No | R-410A | 1.7833 | Residential & Commercial | Ducted CEE Tier 1
207454924 | Central HP <5.4 tons | LENNOX | HRCU-A-CB (Split System: Heat Pump with Remote Outdoor Unit-Air-Source) | SL25XPV-024-230A** | ADP |  | LH23/37W9 | SL297UH080NV48C* | 22200 | 21 | 9.3 | 19800 | 19800 | 100% | 1.9 | 14 | 14 |  |  |  | No | R-410A | 1.85 | Residential & Commercial | Ducted CEE Tier 1
207455308 | Central HP <5.4 tons | LENNOX | HRCU-A-CB (Split System: Heat Pump with Remote Outdoor Unit-Air-Source) | SL25XPV-024-230A** | ADP |  | L*23/37Z9 | SL280UH080NV48B* | 22600 | 21 | 9.4 | 19800 | 19600 | 98.99% | 1.94 | 14 | 14 |  |  |  | No | R-410A | 1.8833 | Residential & Commercial | Ducted CEE Tier 1
213360221 | Central HP <5.4 tons | LENNOX | HRCU-A-CB (Split System: Heat Pump with Remote Outdoor Unit-Air-Source) | SL25XPV-024-230A** | ADP |  | L*19/36S9 | EL297UH070XV36B* | 22000 | 22 | 9.05 | 20000 | 20000 | 100% | 1.82 | 0 | 14 |  |  |  | No | R-410A | 1.8333 | Residential & Commercial | Ducted CEE Tier 1
215423703 | Central HP <5.4 tons | YORK | HRCU-A-CB (Split System: Heat Pump with Remote Outdoor Unit-Air-Source) | HH860E2S11 | ADP |  | H,YE36*60+TXV-BLEED | TM9E080C16MP12 | 44000 | 17 | 8.4 | 43500 | 34000 | 78.16% | 1.98 | 0 | 10.5 |  |  |  | No | R-454B | 3.6667 | Residential & Commercial | Ducted CEE Tier 1
215423704 | Central HP <5.4 tons | YORK | HRCU-A-CB (Split System: Heat Pump with Remote Outdoor Unit-Air-Source) | HH860E2S11 | ADP |  | H,YE36*48+TXV | TM9E080C16MP12 | 44000 | 17 | 8.4 | 43500 | 34000 | 78.16% | 1.98 | 0 | 10.5 |  |  |  | No | R-454B | 3.6667 | Residential & Commercial | Ducted CEE Tier 1
215423706 | Central HP <5.4 tons | YORK | HRCU-A-CB (Split System: Heat Pump with Remote Outdoor Unit-Air-Source) | HH860E2S11 | ADP |  | H,YE37*60+TXV | TM9E080C16MP12 | 44500 | 17 | 8.5 | 43500 | 34000 | 78.16% | 2 | 0 | 11 |  |  |  | No | R-454B | 3.7083 | Residential & Commercial | Ducted CEE Tier 1
215423738 | Central HP <5.4 tons | YORK | HRCU-A-CB (Split System: Heat Pump with Remote Outdoor Unit-Air-Source) | HH860E2S11 | ADP |  | H,YE2K*60+TXV | TM9E100C16MP12 | 44500 | 17 | 8.45 | 44000 | 34000 | 77.27% | 2 | 0 | 11 |  |  |  | No | R-454B | 3.7083 | Residential & Commercial | Ducted CEE Tier 1
215423803 | Central HP <5.4 tons | YORK | HRCU-A-CB (Split System: Heat Pump with Remote Outdoor Unit-Air-Source) | HH860E2S11 | ADP |  | H,YE54*48+TXV | TM9V100C16MP12 | 43500 | 18 | 8.5 | 42000 | 32800 | 78.1% | 2 | 0 | 11.7 |  |  |  | No | R-454B | 3.625 | Residential & Commercial | Ducted CEE Tier 1
213492148 | Central HP <5.4 tons | DIYCOOL | HRCU-A-C (Split System: Heat Pump with Remote Outdoor Unit with No Indoor Fan --Air Source) | ACIQ-30-HPB |  |  | ACIQ-36-ACL |  | 30000 | 15.5 | 9.7 | 33000 | 27000 | 81.82% | 1.85 | 10.7 | 10.5 |  |  |  | No | R-410A | 2.5 | Residential & Commercial | Ducted CEE Tier 1
216439978 | Central HP <5.4 tons | TRANE | HRCU-A-CB (Split System: Heat Pump with Remote Outdoor Unit-Air-Source) | 5TWV0X24A1 |  |  | 5TXCB003AS3 | S9V2B040D3VSB+LRP | 19200 | 17.1 | 9 | 22800 | 16900 | 74.12% | 2 | 0 | 11 |  |  |  | No | R-454B | 1.6 | Residential & Commercial | Ducted CEE Tier 1
215425548 | Central HP <5.4 tons | YORK | HRCU-A-CB (Split System: Heat Pump with Remote Outdoor Unit-Air-Source) | HH860E2S11 | ADP |  | H,YE74*60+TXV | Y81E100C20SMPS1 | 53000 | 19 | 8.5 | 51500 | 38000 | 73.79% | 2 | 0 | 11.7 |  |  |  | No | R-454B | 4.4167 | Residential & Commercial | Ducted CEE Tier 1
215869091 | Central HP <5.4 tons | AMERICAN STANDARD | HRCU-A-CB (Split System: Heat Pump with Remote Outdoor Unit-Air-Source) | 5A6V8X36A1 |  |  | 5PX*BD04AS3 | S9V2B040D3VSB+LRP | 31800 | 18.1 | 8.5 | 34000 | 25800 | 75.88% | 2 | 0 | 10 |  |  |  | No | R-454B | 2.65 | Residential & Commercial | Ducted CEE Tier 1
215869133 | Central HP <5.4 tons | AMERICAN STANDARD | HRCU-A-CB (Split System: Heat Pump with Remote Outdoor Unit-Air-Source) | 5A6V8X60A1 |  |  | 5PX*D008AS3 | S9V2C080U5VSB+LRP | 53000 | 18.1 | 8.5 | 56000 | 40000 | 71.43% | 2 | 0 | 10 |  |  |  | No | R-454B | 4.4167 | Residential & Commercial | Ducted CEE Tier 1
215869087 | Central HP <5.4 tons | AMERICAN STANDARD | HRCU-A-CB (Split System: Heat Pump with Remote Outdoor Unit-Air-Source) | 5A6V8X36A1 |  |  | 5PX*B004AS3 | S9V2B060U4VSB+LRP | 31800 | 18.1 | 8.5 | 33000 | 25400 | 76.97% | 2 | 0 | 10 |  |  |  | No | R-454B | 2.65 | Residential & Commercial | Ducted CEE Tier 1
215869105 | Central HP <5.4 tons | AMERICAN STANDARD | HRCU-A-CB (Split System: Heat Pump with Remote Outdoor Unit-Air-Source) | 5A6V8X36A1 |  |  | 5TXCB006AS3 | S9V2B060U4VSB+LRP | 32800 | 18.1 | 8.5 | 33600 | 25800 | 76.79% | 2.1 | 0 | 10 |  |  |  | No | R-454B | 2.7333 | Residential & Commercial | Ducted CEE Tier 1
215424695 | Central HP <5.4 tons | YORK | HRCU-A-CB (Split System: Heat Pump with Remote Outdoor Unit-Air-Source) | HH824E2S11 | ADP |  | H,YE7J*36+TXV | YP9C060B12MP13 | 22400 | 17 | 8.8 | 21400 | 17200 | 80.37% | 1.96 | 0 | 11 |  |  |  | No | R-454B | 1.8667 | Residential & Commercial | Ducted CEE Tier 1
215424704 | Central HP <5.4 tons | YORK | HRCU-A-CB (Split System: Heat Pump with Remote Outdoor Unit-Air-Source) | HH824E2S11 | ADP |  | H,YE7J*36+TXV | YP9C080B12MP13 | 22400 | 17 | 8.8 | 21400 | 17300 | 80.84% | 1.96 | 0 | 11.5 |  |  |  | No | R-454B | 1.8667 | Residential & Commercial | Ducted CEE Tier 1
215425663 | Central HP <5.4 tons | YORK | HRCU-A-CB (Split System: Heat Pump with Remote Outdoor Unit-Air-Source) | HH824E2S11 | ADP |  | H,YE33*30+TXV | TM8E060A12MP11 | 22600 | 17 | 8.8 | 21400 | 17500 | 81.78% | 1.96 | 0 | 11.5 |  |  |  | No | R-454B | 1.8833 | Residential & Commercial | Ducted CEE Tier 1
215425672 | Central HP <5.4 tons | YORK | HRCU-A-CB (Split System: Heat Pump with Remote Outdoor Unit-Air-Source) | HH824E2S11 | ADP |  | H,YE24*24+TXV | TM8E100B12MP11 | 21800 | 17 | 8.5 | 21200 | 17600 | 83.02% | 1.92 | 0 | 11 |  |  |  | No | R-454B | 1.8167 | Residential & Commercial | Ducted CEE Tier 1
215425682 | Central HP <5.4 tons | YORK | HRCU-A-CB (Split System: Heat Pump with Remote Outdoor Unit-Air-Source) | HH824E2S11 | ADP |  | H,YE32*24+TXV | TM8V080B12MP12 | 22200 | 17 | 8.65 | 21200 | 17700 | 83.49% | 1.94 | 0 | 10.5 |  |  |  | No | R-454B | 1.85 | Residential & Commercial | Ducted CEE Tier 1
215425689 | Central HP <5.4 tons | YORK | HRCU-A-CB (Split System: Heat Pump with Remote Outdoor Unit-Air-Source) | HH824E2S11 | ADP |  | H,YE32*24+TXV | TM8Y080B12MP11 | 22200 | 17 | 8.65 | 21200 | 17200 | 81.13% | 1.94 | 0 | 11.5 |  |  |  | No | R-454B | 1.85 | Residential & Commercial | Ducted CEE Tier 1
215425698 | Central HP <5.4 tons | YORK | HRCU-A-CB (Split System: Heat Pump with Remote Outdoor Unit-Air-Source) | HH824E2S11 | ADP |  | H,YE33*30+TXV | TM9E026A08MP12 | 22400 | 16 | 8.8 | 21400 | 17200 | 80.37% | 1.96 | 0 | 10.5 |  |  |  | No | R-454B | 1.8667 | Residential & Commercial | Ducted CEE Tier 1
213360254 | Central HP <5.4 tons | LENNOX | HRCU-A-CB (Split System: Heat Pump with Remote Outdoor Unit-Air-Source) | SL25XPV-036-230A** | ADP |  | LH35/36F9 | EL297UH070XV36B* | 33600 | 21 | 8.8 | 33000 | 25800 | 78.18% | 1.82 | 0 | 13 |  |  |  | No | R-410A | 2.8 | Residential & Commercial | Ducted CEE Tier 1
213546733 | Central HP <5.4 tons | LENNOX | HRCU-A-CB (Split System: Heat Pump with Remote Outdoor Unit-Air-Source) | EL22XPV-024-230A** | ADP |  | L*35/36U9 | ML180UH045XE36A* | 23400 | 21 | 8.5 | 21200 | 14900 | 70.28% | 1.86 | 0 | 13.5 |  |  |  | No | R-410A | 1.95 | Residential & Commercial | Ducted CEE Tier 1
215425557 | Central HP <5.4 tons | YORK | HRCU-A-CB (Split System: Heat Pump with Remote Outdoor Unit-Air-Source) | HH860E2S11 | ADP |  | H,YE74*60+TXV | Y81E120C16SMPS1 | 44000 | 18 | 8.5 | 41500 | 32600 | 78.55% | 2 | 0 | 12 |  |  |  | No | R-454B | 3.6667 | Residential & Commercial | Ducted CEE Tier 1
215425610 | Central HP <5.4 tons | YORK | HRCU-A-CB (Split System: Heat Pump with Remote Outdoor Unit-Air-Source) | HH860E2S11 | ADP |  | H,YE37*48+TXV | Y91E120D20SMPS1 | 46500 | 17 | 8.5 | 45000 | 33800 | 75.11% | 2 | 0 | 11.7 |  |  |  | No | R-454B | 3.875 | Residential & Commercial | Ducted CEE Tier 1
215425611 | Central HP <5.4 tons | YORK | HRCU-A-CB (Split System: Heat Pump with Remote Outdoor Unit-Air-Source) | HH860E2S11 | ADP |  | H,YE72*48+TXV | Y91E120D20SMPS1 | 46500 | 18 | 8.5 | 45000 | 33800 | 75.11% | 2 | 0 | 11.7 |  |  |  | No | R-454B | 3.875 | Residential & Commercial | Ducted CEE Tier 1
216439958 | Central HP <5.4 tons | TRANE | HRCU-A-CB (Split System: Heat Pump with Remote Outdoor Unit-Air-Source) | 5TWV0X24A1 |  |  | 5PX*B006AS3 | S9V2B060U4PSC+LRP | 20800 | 20 | 9.4 | 22200 | 17000 | 76.58% | 2.1 | 0 | 12 |  |  |  | No | R-454B | 1.7333 | Residential & Commercial | Ducted CEE Tier 1
216439972 | Central HP <5.4 tons | TRANE | HRCU-A-CB (Split System: Heat Pump with Remote Outdoor Unit-Air-Source) | 5TWV0X24A1 |  |  | 5TAMXC03AV31 |  | 21800 | 22 | 9.7 | 22800 | 17900 | 78.51% | 2.2 | 0 | 12 |  |  |  | No | R-454B | 1.8167 | Residential & Commercial | Ducted CEE Tier 1
215423837 | Central HP <5.4 tons | YORK | HRCU-A-CB (Split System: Heat Pump with Remote Outdoor Unit-Air-Source) | HH860E2S11 | ADP |  | H,YE36*60+TXV-BLEED | TM9Y080C16MP11 | 43500 | 16 | 8.4 | 42500 | 33400 | 78.59% | 1.98 | 0 | 10.5 |  |  |  | No | R-454B | 3.625 | Residential & Commercial | Ducted CEE Tier 1
215423872 | Central HP <5.4 tons | YORK | HRCU-A-CB (Split System: Heat Pump with Remote Outdoor Unit-Air-Source) | HH860E2S11 | ADP |  | H,YE36*60+TXV-BLEED | TM9Y100C20MP11 | 51000 | 17 | 8.3 | 52500 | 39000 | 74.29% | 1.96 | 0 | 10.5 |  |  |  | No | R-454B | 4.25 | Residential & Commercial | Ducted CEE Tier 1
215423903 | Central HP <5.4 tons | YORK | HRCU-A-CB (Split System: Heat Pump with Remote Outdoor Unit-Air-Source) | HH860E2S11 | ADP |  | H,YE2K*60+TXV | Y81E080C16SMPS1 | 44000 | 17 | 8.45 | 42500 | 33000 | 77.65% | 2 | 0 | 11.7 |  |  |  | No | R-454B | 3.6667 | Residential & Commercial | Ducted CEE Tier 1
211240156 | Central HP <5.4 tons | CARRIER | HRCU-A-CB (Split System: Heat Pump with Remote Outdoor Unit-Air-Source) | 38MURAQ24AB3* |  |  | CNPV*3617AL* | OVMAAB042112 | 24000 | 16 | 8.1 | 26400 | 23000 | 87.12% | 1.88 | 0 | 10 |  |  |  | No | R-410A | 2 | Residential & Commercial | Ducted CEE Tier 1
211240189 | Central HP <5.4 tons | CARRIER | HRCU-A-CB (Split System: Heat Pump with Remote Outdoor Unit-Air-Source) | 38MURAQ24AB3* |  |  | CNPV*3621AL* | 58S(B,C)*A045E17**12 | 24000 | 16.5 | 8.1 | 26200 | 23000 | 87.79% | 1.9 | 0 | 10.5 |  |  |  | No | R-410A | 2 | Residential & Commercial | Ducted CEE Tier 1
215423905 | Central HP <5.4 tons | YORK | HRCU-A-CB (Split System: Heat Pump with Remote Outdoor Unit-Air-Source) | HH860E2S11 | ADP |  | H,YE48*60+TXV-BLEED | Y81E080C16SMPS1 | 44500 | 18 | 8.5 | 42500 | 33000 | 77.65% | 2 | 0 | 12 |  |  |  | No | R-454B | 3.7083 | Residential & Commercial | Ducted CEE Tier 1
215423937 | Central HP <5.4 tons | YORK | HRCU-A-CB (Split System: Heat Pump with Remote Outdoor Unit-Air-Source) | HH860E2S11 | ADP |  | H,YE48*48+TXV | Y81E100C16SMPS1 | 44000 | 18 | 8.5 | 42000 | 32800 | 78.1% | 2 | 0 | 12 |  |  |  | No | R-454B | 3.6667 | Residential & Commercial | Ducted CEE Tier 1
215423938 | Central HP <5.4 tons | YORK | HRCU-A-CB (Split System: Heat Pump with Remote Outdoor Unit-Air-Source) | HH860E2S11 | ADP |  | H,YE48*60+TXV | Y81E100C16SMPS1 | 44000 | 18 | 8.5 | 42000 | 32800 | 78.1% | 2 | 0 | 12 |  |  |  | No | R-454B | 3.6667 | Residential & Commercial | Ducted CEE Tier 1
215423939 | Central HP <5.4 tons | YORK | HRCU-A-CB (Split System: Heat Pump with Remote Outdoor Unit-Air-Source) | HH860E2S11 | ADP |  | H,YE54*48+TXV | Y81E100C16SMPS1 | 44000 | 18 | 8.5 | 42000 | 32800 | 78.1% | 2 | 0 | 12 |  |  |  | No | R-454B | 3.6667 | Residential & Commercial | Ducted CEE Tier 1
215423956 | Central HP <5.4 tons | YORK | HRCU-A-CB (Split System: Heat Pump with Remote Outdoor Unit-Air-Source) | HH860E2S11 | ADP |  | H,YE49*60+TXV | Y81E100C20SMPS1 | 53000 | 19 | 8.5 | 51500 | 38000 | 73.79% | 2 | 0 | 11.7 |  |  |  | No | R-454B | 4.4167 | Residential & Commercial | Ducted CEE Tier 1
215423990 | Central HP <5.4 tons | YORK | HRCU-A-CB (Split System: Heat Pump with Remote Outdoor Unit-Air-Source) | HH860E2S11 | ADP |  | H,YE36*60+TXV | Y81E130D20SMPS1 | 52500 | 18 | 8.3 | 52500 | 39000 | 74.29% | 1.96 | 0 | 11 |  |  |  | No | R-454B | 4.375 | Residential & Commercial | Ducted CEE Tier 1
215424056 | Central HP <5.4 tons | YORK | HRCU-A-CB (Split System: Heat Pump with Remote Outdoor Unit-Air-Source) | HH860E2S11 | ADP |  | H,YE35*48+TXV | Y91E100C20SMPS1 | 44500 | 17 | 8.3 | 45000 | 33600 | 74.67% | 1.96 | 0 | 11 |  |  |  | No | R-454B | 3.7083 | Residential & Commercial | Ducted CEE Tier 1
215424072 | Central HP <5.4 tons | YORK | HRCU-A-CB (Split System: Heat Pump with Remote Outdoor Unit-Air-Source) | HH860E2S11 | ADP |  | H,YE84*60+TXV | Y91E100C20SMPS1 | 45500 | 18 | 8.5 | 45000 | 33600 | 74.67% | 2 | 0 | 11.7 |  |  |  | No | R-454B | 3.7917 | Residential & Commercial | Ducted CEE Tier 1
206767073 | Central HP <5.4 tons | COMFORTMAKER | HRCU-A-CB (Split System: Heat Pump with Remote Outdoor Unit-Air-Source) | CVH825GKA3* |  |  | EA*4X24L17A*+WALLCON | *80CSU0401712A* | 23200 | 16.5 | 8.1 | 22000 | 16700 | 75.91% | 1.9 | 11 | 10.5 |  |  |  | No | R-410A | 1.9333 | Residential & Commercial | Ducted CEE Tier 1
216031605 | Central HP <5.4 tons | ARMSTRONG AIR | HRCU-A-C (Split System: Heat Pump with Remote Outdoor Unit with No Indoor Fan --Air Source) | A7SCP18V24P-**A |  |  | 7E[C,U]24BX-**+TDR |  | 23600 | 15.8 | 8.5 | 24000 | 20000 | 83.33% | 1.75 | 0 | 11.7 |  |  |  | No | R-454B | 1.9667 | Residential & Commercial | Ducted CEE Tier 1
215319047 | Central HP <5.4 tons | KENMORE | HRCU-A-CB (Split System: Heat Pump with Remote Outdoor Unit-Air-Source) | D5CSRAH18AAK |  |  | D5FSAAH18XBK |  | 18000 | 18.5 | 9.8 | 18000 | 13000 | 72.22% | 2.3 | 0 | 12.2 |  |  |  | No | R-454B | 1.5 | Residential & Commercial | Ducted CEE Tier 1
216440571 | Central HP <5.4 tons | OUELLET | HRCU-A-CB (Split System: Heat Pump with Remote Outdoor Unit-Air-Source) | OFLX1-H24A-O |  |  | OAHX1-H24A-I |  | 24000 | 16 | 9.5 | 24000 | 24000 | 100% | 1.8 | 0 | 11.7 |  |  |  | No | R-32 | 2 | Residential & Commercial | Ducted CEE Tier 1
213360211 | Central HP <5.4 tons | LENNOX | HRCU-A-CB (Split System: Heat Pump with Remote Outdoor Unit-Air-Source) | SL25XPV-024-230A** | ADP |  | LH35/36F9 | EL297UH045XV36B* | 22200 | 22 | 9.1 | 20000 | 20200 | 101% | 1.84 | 0 | 14 |  |  |  | No | R-410A | 1.85 | Residential & Commercial | Ducted CEE Tier 1
204456422 | Central HP <5.4 tons | COMFORTMAKER | HRCU-A-CB (Split System: Heat Pump with Remote Outdoor Unit-Air-Source) | CVH825GKA2* |  |  | EA*4X24L17A*+WALLCON | *80CTL0701412A* | 23400 | 17 | 8.1 | 22000 | 16700 | 75.91% | 1.9 | 11 | 11 |  |  |  | No | R-410A | 1.95 | Residential & Commercial | Ducted CEE Tier 1
213360223 | Central HP <5.4 tons | LENNOX | HRCU-A-CB (Split System: Heat Pump with Remote Outdoor Unit-Air-Source) | SL25XPV-024-230A** | ADP |  | L*35/36S9 | EL297UH070XV36B* | 22200 | 23 | 9.2 | 20000 | 20000 | 100% | 1.84 | 0 | 14 |  |  |  | No | R-410A | 1.85 | Residential & Commercial | Ducted CEE Tier 1
213360240 | Central HP <5.4 tons | LENNOX | HRCU-A-CB (Split System: Heat Pump with Remote Outdoor Unit-Air-Source) | SL25XPV-024-230A** | ADP |  | L*35/36U9 | EL297UH110XV48C* | 22200 | 21 | 9.3 | 19800 | 19800 | 100% | 1.9 | 0 | 14.5 |  |  |  | No | R-410A | 1.85 | Residential & Commercial | Ducted CEE Tier 1
212975694 | Central HP <5.4 tons | CARRIER | HRCU-A-CB (Split System: Heat Pump with Remote Outdoor Unit-Air-Source) | 38MURAQ24AB3* |  |  | CAP**3717AL* | 59TP6C060V14**12 | 24000 | 17 | 8.1 | 25200 | 22400 | 88.89% | 1.86 | 0 | 10 |  |  |  | No | R-410A | 2 | Residential & Commercial | Ducted CEE Tier 1
212976031 | Central HP <5.4 tons | CARRIER | HRCU-A-CB (Split System: Heat Pump with Remote Outdoor Unit-Air-Source) | 38MURAQ24AB3* |  |  | CAP**3617AL* | 59TP6C080V17**16 | 23600 | 17 | 8.5 | 26000 | 24200 | 93.08% | 2.02 | 0 | 10 |  |  |  | No | R-410A | 1.9667 | Residential & Commercial | Ducted CEE Tier 1
211261842 | Central HP <5.4 tons | AIRQUEST | HRCU-A-CB (Split System: Heat Pump with Remote Outdoor Unit-Air-Source) | DLCURAH18ABK |  |  | EA*4X30L17A* | *95ESN0401410A* | 17900 | 15.5 | 8.5 | 18500 | 18500 | 100% | 2.22 | 0 | 10.5 |  |  |  | No | R-410A | 1.4917 | Residential & Commercial | Ducted CEE Tier 1
215934896 | Central HP <5.4 tons | HEIL | HRCU-A-CB (Split System: Heat Pump with Remote Outdoor Unit-Air-Source) | H5H3V36*K*AAA* |  |  | EVM5X44M21A*+WALLCON | *97CMN0602120B* | 35400 | 21 | 8.5 | 38500 | 29000 | 75.32% | 2.02 | 0 | 12 |  |  |  | No | R-454B | 2.95 | Residential & Commercial | Ducted CEE Tier 1
215934966 | Central HP <5.4 tons | HEIL | HRCU-A-CB (Split System: Heat Pump with Remote Outdoor Unit-Air-Source) | H5H3V36*K*AAA* |  |  | EVM5X48M21A*+WALLCON | *96CTN0601714B* | 34600 | 20.5 | 8.5 | 38000 | 27600 | 72.63% | 2.05 | 0 | 11.5 |  |  |  | No | R-454B | 2.8833 | Residential & Commercial | Ducted CEE Tier 1
215934746 | Central HP <5.4 tons | HEIL | HRCU-A-CB (Split System: Heat Pump with Remote Outdoor Unit-Air-Source) | H5H3V36*K*AAA* |  |  | EVM5X42M21A*+WALLCON | *96CTN0601714B* | 34000 | 20.5 | 8.1 | 38000 | 27000 | 71.05% | 1.95 | 0 | 11 |  |  |  | No | R-454B | 2.8333 | Residential & Commercial | Ducted CEE Tier 1
216453094 | Central HP <5.4 tons | AMERICAN STANDARD | HRCU-A-CB (Split System: Heat Pump with Remote Outdoor Unit-Air-Source) | 5A6V0X36A1 |  |  | 5PX*B004AS3 | S8V2B080M4PCB | 34200 | 19 | 9.7 | 31800 | 25000 | 78.62% | 2.1 | 0 | 12 |  |  |  | No | R-454B | 2.85 | Residential & Commercial | Ducted CEE Tier 1
215292829 | Central HP <5.4 tons | AIRQUEST | HRCU-A-CB (Split System: Heat Pump with Remote Outdoor Unit-Air-Source) | DLCURAH24ABK | ADP |  | H,GE24936 | *96VTN0601714A* | 23600 | 16 | 8.5 | 25200 | 24000 | 95.24% | 2.02 | 0 | 10 |  |  |  | No | R-410A | 1.9667 | Residential & Commercial | Ducted CEE Tier 1
215292897 | Central HP <5.4 tons | AIRQUEST | HRCU-A-CB (Split System: Heat Pump with Remote Outdoor Unit-Air-Source) | DLCURAH24ABK | ADP |  | H,GE34936 | *96VTN0601716B* | 24000 | 16 | 9 | 24400 | 22800 | 93.44% | 1.92 | 0 | 10.5 |  |  |  | No | R-410A | 2 | Residential & Commercial | Ducted CEE Tier 1
215292912 | Central HP <5.4 tons | AIRQUEST | HRCU-A-CB (Split System: Heat Pump with Remote Outdoor Unit-Air-Source) | DLCURAH24ABK | ADP |  | HE7J936 | *96VTN0601716B* | 23600 | 16 | 9 | 24400 | 22800 | 93.44% | 1.92 | 0 | 10 |  |  |  | No | R-410A | 1.9667 | Residential & Commercial | Ducted CEE Tier 1
215292913 | Central HP <5.4 tons | AIRQUEST | HRCU-A-CB (Split System: Heat Pump with Remote Outdoor Unit-Air-Source) | DLCURAH24ABK | ADP |  | HG8J936 | *96VTN0601716B* | 24000 | 16 | 9 | 24400 | 22800 | 93.44% | 1.92 | 0 | 10.5 |  |  |  | No | R-410A | 2 | Residential & Commercial | Ducted CEE Tier 1
215424073 | Central HP <5.4 tons | YORK | HRCU-A-CB (Split System: Heat Pump with Remote Outdoor Unit-Air-Source) | HH860E2S11 | ADP |  | H,YE86*60+TXV | Y91E100C20SMPS1 | 45500 | 18 | 8.5 | 45000 | 33600 | 74.67% | 2 | 0 | 11.7 |  |  |  | No | R-454B | 3.7917 | Residential & Commercial | Ducted CEE Tier 1
207573715 | Central HP <5.4 tons | DAY & NIGHT | HRCU-A-CB (Split System: Heat Pump with Remote Outdoor Unit-Air-Source) | CVH848GKA2* | ADP |  | PL48H210P299 | *95CSU0802120A* | 44500 | 17 | 8.5 | 44500 | 31800 | 71.46% | 2.24 | 10.5 | 10 |  |  |  | No | R-410A | 3.7083 | Residential & Commercial | Ducted CEE Tier 1
215870972 | Central HP <5.4 tons | YORK | HRCU-A-CB (Split System: Heat Pump with Remote Outdoor Unit-Air-Source) | HH860E2S11 | ADP |  | CH600C*C+TXV | Y91E100C20SMPS1 | 45000 | 17 | 8.45 | 45000 | 33600 | 74.67% | 1.98 | 0 | 11.5 |  |  |  | No | R-454B | 3.75 | Residential & Commercial | Ducted CEE Tier 1
215425451 | Central HP <5.4 tons | YORK | HRCU-A-CB (Split System: Heat Pump with Remote Outdoor Unit-Air-Source) | HH860E2S11 | ADP |  | H,YE72*60+TXV | TM9E100C16MP12 | 44500 | 18 | 8.5 | 44000 | 34000 | 77.27% | 2 | 0 | 11 |  |  |  | No | R-454B | 3.7083 | Residential & Commercial | Ducted CEE Tier 1
215425467 | Central HP <5.4 tons | YORK | HRCU-A-CB (Split System: Heat Pump with Remote Outdoor Unit-Air-Source) | HH860E2S11 | ADP |  | H,YE3K*48+TXV | TM9V080C16MP12 | 43500 | 17 | 8.5 | 42000 | 33000 | 78.57% | 2 | 0 | 11 |  |  |  | No | R-454B | 3.625 | Residential & Commercial | Ducted CEE Tier 1
215425483 | Central HP <5.4 tons | YORK | HRCU-A-CB (Split System: Heat Pump with Remote Outdoor Unit-Air-Source) | HH860E2S11 | ADP |  | H,YE74*60+TXV | TM9V100C16MP12 | 43500 | 18 | 8.5 | 42000 | 32800 | 78.1% | 2 | 0 | 11.7 |  |  |  | No | R-454B | 3.625 | Residential & Commercial | Ducted CEE Tier 1
215425485 | Central HP <5.4 tons | YORK | HRCU-A-CB (Split System: Heat Pump with Remote Outdoor Unit-Air-Source) | HH860E2S11 | ADP |  | H,YE86*48+TXV | TM9V100C16MP12 | 43500 | 18 | 8.5 | 42000 | 32800 | 78.1% | 2 | 0 | 11.7 |  |  |  | No | R-454B | 3.625 | Residential & Commercial | Ducted CEE Tier 1
215425536 | Central HP <5.4 tons | YORK | HRCU-A-CB (Split System: Heat Pump with Remote Outdoor Unit-Air-Source) | HH860E2S11 | ADP |  | H,YE72*60+TXV | Y81E100C16SMPS1 | 44000 | 18 | 8.5 | 42000 | 32800 | 78.1% | 2 | 0 | 12 |  |  |  | No | R-454B | 3.6667 | Residential & Commercial | Ducted CEE Tier 1
215292945 | Central HP <5.4 tons | AIRQUEST | HRCU-A-CB (Split System: Heat Pump with Remote Outdoor Unit-Air-Source) | DLCURAH24ABK | ADP |  | HE33936 | *96VTN0801716A* | 24000 | 16 | 8.1 | 24600 | 22600 | 91.87% | 1.9 | 0 | 10.5 |  |  |  | No | R-410A | 2 | Residential & Commercial | Ducted CEE Tier 1
215292947 | Central HP <5.4 tons | AIRQUEST | HRCU-A-CB (Split System: Heat Pump with Remote Outdoor Unit-Air-Source) | DLCURAH24ABK | ADP |  | HG34936 | *96VTN0801716A* | 24200 | 16 | 8.1 | 24600 | 22600 | 91.87% | 1.9 | 0 | 10.5 |  |  |  | No | R-410A | 2.0167 | Residential & Commercial | Ducted CEE Tier 1
215292962 | Central HP <5.4 tons | AIRQUEST | HRCU-A-CB (Split System: Heat Pump with Remote Outdoor Unit-Air-Source) | DLCURAH24ABK | ADP |  | HG8J936 | *96VTN0801716A* | 24200 | 16 | 8.1 | 24600 | 22600 | 91.87% | 1.9 | 0 | 10.5 |  |  |  | No | R-410A | 2.0167 | Residential & Commercial | Ducted CEE Tier 1
215292963 | Central HP <5.4 tons | AIRQUEST | HRCU-A-CB (Split System: Heat Pump with Remote Outdoor Unit-Air-Source) | DLCURAH24ABK | ADP |  | H,GE8J936 | *96VTN0801716A* | 24200 | 16 | 8.1 | 24600 | 22600 | 91.87% | 1.9 | 0 | 10.5 |  |  |  | No | R-410A | 2.0167 | Residential & Commercial | Ducted CEE Tier 1
215293012 | Central HP <5.4 tons | AIRQUEST | HRCU-A-CB (Split System: Heat Pump with Remote Outdoor Unit-Air-Source) | DLCURAH24ABK | ADP |  | HG8J936 | *96VTN0801716B* | 23400 | 17 | 8.5 | 24600 | 23600 | 95.93% | 2 | 0 | 10 |  |  |  | No | R-410A | 1.95 | Residential & Commercial | Ducted CEE Tier 1
215293015 | Central HP <5.4 tons | AIRQUEST | HRCU-A-CB (Split System: Heat Pump with Remote Outdoor Unit-Air-Source) | DLCURAH24ABK | ADP |  | H,GG9J936 | *96VTN0801716B* | 23600 | 17 | 8.5 | 24600 | 23600 | 95.93% | 2 | 0 | 10 |  |  |  | No | R-410A | 1.9667 | Residential & Commercial | Ducted CEE Tier 1
215293045 | Central HP <5.4 tons | AIRQUEST | HRCU-A-CB (Split System: Heat Pump with Remote Outdoor Unit-Air-Source) | DLCURAH24ABK | ADP |  | H,GG34936 | *96VTN0802120A* | 23600 | 17 | 8.1 | 24200 | 23400 | 96.69% | 1.98 | 0 | 10.5 |  |  |  | No | R-410A | 1.9667 | Residential & Commercial | Ducted CEE Tier 1
215293078 | Central HP <5.4 tons | AIRQUEST | HRCU-A-CB (Split System: Heat Pump with Remote Outdoor Unit-Air-Source) | DLCURAH24ABK | ADP |  | H,GE31924 | *96VTN0802120B* | 22800 | 16 | 8.5 | 24800 | 23600 | 95.16% | 1.98 | 0 | 10 |  |  |  | No | R-410A | 1.9 | Residential & Commercial | Ducted CEE Tier 1
215293080 | Central HP <5.4 tons | AIRQUEST | HRCU-A-CB (Split System: Heat Pump with Remote Outdoor Unit-Air-Source) | DLCURAH24ABK | ADP |  | HE31924 | *96VTN0802120B* | 22800 | 16 | 8.5 | 24800 | 23600 | 95.16% | 1.98 | 0 | 10 |  |  |  | No | R-410A | 1.9 | Residential & Commercial | Ducted CEE Tier 1
215293098 | Central HP <5.4 tons | AIRQUEST | HRCU-A-CB (Split System: Heat Pump with Remote Outdoor Unit-Air-Source) | DLCURAH24ABK | ADP |  | HG35936 | *96VTN0802120B* | 23800 | 17 | 8.5 | 24800 | 23600 | 95.16% | 1.98 | 0 | 10.5 |  |  |  | No | R-410A | 1.9833 | Residential & Commercial | Ducted CEE Tier 1
215293113 | Central HP <5.4 tons | AIRQUEST | HRCU-A-CB (Split System: Heat Pump with Remote Outdoor Unit-Air-Source) | DLCURAH24ABK | ADP |  | HE8J936 | *96VTN0802120B* | 23600 | 17 | 8.5 | 24800 | 23600 | 95.16% | 1.98 | 0 | 10.5 |  |  |  | No | R-410A | 1.9667 | Residential & Commercial | Ducted CEE Tier 1
215293132 | Central HP <5.4 tons | AIRQUEST | HRCU-A-CB (Split System: Heat Pump with Remote Outdoor Unit-Air-Source) | DLCURAH24ABK | ADP |  | HE31930 | *96VTN1002120A* | 22800 | 16 | 8.1 | 24400 | 23000 | 94.26% | 1.94 | 0 | 10 |  |  |  | No | R-410A | 1.9 | Residential & Commercial | Ducted CEE Tier 1
215293263 | Central HP <5.4 tons | AIRQUEST | HRCU-A-CB (Split System: Heat Pump with Remote Outdoor Unit-Air-Source) | DLCURAH24ABK | ADP |  | H,GE9J936 | *96VTN1002122A* | 23600 | 17 | 8.1 | 24200 | 23400 | 96.69% | 1.98 | 0 | 10.5 |  |  |  | No | R-410A | 1.9667 | Residential & Commercial | Ducted CEE Tier 1
216440332 | Central HP <5.4 tons | TRANE | HRCU-A-CB (Split System: Heat Pump with Remote Outdoor Unit-Air-Source) | 5TWV0X48A1 |  |  | 5TAMXD07AV51 |  | 44500 | 20 | 9.4 | 46000 | 33200 | 72.17% | 2.1 | 0 | 12 |  |  |  | No | R-454B | 3.7083 | Residential & Commercial | Ducted CEE Tier 1
215295146 | Central HP <5.4 tons | AIRQUEST | HRCU-A-CB (Split System: Heat Pump with Remote Outdoor Unit-Air-Source) | DLCURAH36ABK | ADP |  | HG35936 | *96MSN1002122A* | 35400 | 16 | 8.5 | 36800 | 34600 | 94.02% | 1.88 | 0 | 10 |  |  |  | No | R-410A | 2.95 | Residential & Commercial | Ducted CEE Tier 1
215935156 | Central HP <5.4 tons | HEIL | HRCU-A-CB (Split System: Heat Pump with Remote Outdoor Unit-Air-Source) | H5H3V36*K*AAA* |  |  | EVM5X60M21A*+WALLCON | *80CSU0601716A* | 35600 | 22 | 8.5 | 38000 | 28600 | 75.26% | 2.02 | 0 | 12 |  |  |  | No | R-454B | 2.9667 | Residential & Commercial | Ducted CEE Tier 1
212632891 | Central HP <5.4 tons | LENNOX | HRCU-A-CB (Split System: Heat Pump with Remote Outdoor Unit-Air-Source) | SL25XPV-048-230A** | ADP |  | LD42/49Y9 | EL296DF110XV60C* | 45500 | 20 | 9 | 42000 | 35000 | 83.33% | 1.84 | 0 | 12 |  |  |  | No | R-410A | 3.7917 | Residential & Commercial | Ducted CEE Tier 1
212632905 | Central HP <5.4 tons | LENNOX | HRCU-A-CB (Split System: Heat Pump with Remote Outdoor Unit-Air-Source) | SL25XPV-048-230A** | ADP |  | LD42/49Y9 | SLP99DF090XV60C* | 45500 | 20 | 9.1 | 42000 | 35000 | 83.33% | 1.84 | 0 | 12 |  |  |  | No | R-410A | 3.7917 | Residential & Commercial | Ducted CEE Tier 1
213770357 | Central HP <5.4 tons | CARRIER | HRCU-A-CB (Split System: Heat Pump with Remote Outdoor Unit-Air-Source) | 25VNA448A*031* |  |  | CSPH*6012AL*+UI | 59TN6C120C24**22 | 45000 | 20.5 | 9 | 46000 | 36000 | 78.26% | 2.34 | 0 | 11.7 |  |  |  | No | R-410A | 3.75 | Residential & Commercial | Ducted CEE Tier 1
216453082 | Central HP <5.4 tons | AMERICAN STANDARD | HRCU-A-CB (Split System: Heat Pump with Remote Outdoor Unit-Air-Source) | 5A6V0X24A1 |  |  | 5PX*BD06AS3 | S8V2B080M4PCB | 22000 | 21.4 | 10 | 23400 | 18100 | 77.35% | 2.2 | 0 | 11.7 |  |  |  | No | R-454B | 1.8333 | Residential & Commercial | Ducted CEE Tier 1
213770825 | Central HP <5.4 tons | CARRIER | HRCU-A-CB (Split System: Heat Pump with Remote Outdoor Unit-Air-Source) | 25VNA825A*031* |  |  | CAP**3617AL*+UI | 58TN*B070C17**16 | 23600 | 16.5 | 8.1 | 21400 | 16700 | 78.04% | 1.94 | 0 | 11 |  |  |  | No | R-410A | 1.9667 | Residential & Commercial | Ducted CEE Tier 1
213771075 | Central HP <5.4 tons | CARRIER | HRCU-A-CB (Split System: Heat Pump with Remote Outdoor Unit-Air-Source) | 25VNA825A*031* |  |  | CAP**3717AL*+UI | 59MN7C060C17**14 | 24000 | 16 | 8.1 | 21600 | 16800 | 77.78% | 1.98 | 0 | 10.5 |  |  |  | No | R-410A | 2 | Residential & Commercial | Ducted CEE Tier 1
213771125 | Central HP <5.4 tons | CARRIER | HRCU-A-CB (Split System: Heat Pump with Remote Outdoor Unit-Air-Source) | 25VNA825A*031* |  |  | CAP**3721AL*+UI | 58TN*B045C17**12 | 24200 | 16.5 | 8.1 | 21200 | 16700 | 78.77% | 2.02 | 0 | 10.5 |  |  |  | No | R-410A | 2.0167 | Residential & Commercial | Ducted CEE Tier 1
212969546 | Central HP <5.4 tons | CARRIER | HRCU-A-CB (Split System: Heat Pump with Remote Outdoor Unit-Air-Source) | 38MURAQ18AB3* |  |  | CAP**3014AL* | 58SP*B045V14**12 | 17800 | 16.5 | 8.5 | 18400 | 18800 | 102.2% | 2.26 | 0 | 10.5 |  |  |  | No | R-410A | 1.4833 | Residential & Commercial | Ducted CEE Tier 1
215934626 | Central HP <5.4 tons | HEIL | HRCU-A-CB (Split System: Heat Pump with Remote Outdoor Unit-Air-Source) | H5H3V36*K*AAA* |  |  | EVM5X25M17A*+WALLCON | *97CMN0601714B* | 34000 | 20 | 8.1 | 38000 | 27200 | 71.58% | 2 | 0 | 11 |  |  |  | No | R-454B | 2.8333 | Residential & Commercial | Ducted CEE Tier 1
210857360 | Central HP <5.4 tons | DIYCOOL | HRCU-A-CB (Split System: Heat Pump with Remote Outdoor Unit-Air-Source) | ACIQ-18ZPL-HP230B |  |  | ACIQ-18AHB-HH-M |  | 18000 | 17.6 | 9.6 | 19000 | 17000 | 89.47% | 2 | 12.5 | 11.7 |  |  |  | No | R-410A | 1.5 | Residential & Commercial | Ducted CEE Tier 1
215933806 | Central HP <5.4 tons | HEIL | HRCU-A-CB (Split System: Heat Pump with Remote Outdoor Unit-Air-Source) | H5H3V36*K*AAA* |  |  | ESH5X60M12A*+WALLCON | *80CTL1102120B* | 34200 | 19.5 | 9 | 34400 | 26000 | 75.58% | 1.96 | 0 | 11.7 |  |  |  | No | R-454B | 2.85 | Residential & Commercial | Ducted CEE Tier 1
215933906 | Central HP <5.4 tons | HEIL | HRCU-A-CB (Split System: Heat Pump with Remote Outdoor Unit-Air-Source) | H5H3V36*K*AAA* |  |  | ESH5X60M12A*+WALLCON | *96CTN0401410B* | 32600 | 17.5 | 8.5 | 33400 | 25600 | 76.65% | 1.86 | 0 | 10.5 |  |  |  | No | R-454B | 2.7167 | Residential & Commercial | Ducted CEE Tier 1
215933736 | Central HP <5.4 tons | HEIL | HRCU-A-CB (Split System: Heat Pump with Remote Outdoor Unit-Air-Source) | H5H3V36*K*AAA* |  |  | ESH5X60M12A*+WALLCON | *80CSU1002120A* | 34200 | 19.5 | 9 | 34400 | 26200 | 76.16% | 1.96 | 0 | 11.7 |  |  |  | No | R-454B | 2.85 | Residential & Commercial | Ducted CEE Tier 1
215933886 | Central HP <5.4 tons | HEIL | HRCU-A-CB (Split System: Heat Pump with Remote Outdoor Unit-Air-Source) | H5H3V36*K*AAA* |  |  | ESH5X60M12A*+WALLCON | *97CMN0802120B* | 34200 | 19.5 | 9 | 34400 | 26000 | 75.58% | 1.94 | 0 | 11.7 |  |  |  | No | R-454B | 2.85 | Residential & Commercial | Ducted CEE Tier 1
215933436 | Central HP <5.4 tons | HEIL | HRCU-A-CB (Split System: Heat Pump with Remote Outdoor Unit-Air-Source) | H5H3V36*K*AAA* |  |  | ESH5X42M12A*+WALLCON | *97CMN1002122B* | 33600 | 19 | 9 | 34600 | 26600 | 76.88% | 1.94 | 0 | 11.5 |  |  |  | No | R-454B | 2.8 | Residential & Commercial | Ducted CEE Tier 1
213080635 | Central HP <5.4 tons | AIRQUEST | HRCU-A-CB (Split System: Heat Pump with Remote Outdoor Unit-Air-Source) | DLCURAH36ABK |  |  | EN(A,D,W)4X48L21** | *95MSU0401712A* | 35800 | 15.2 | 8.1 | 38500 | 35200 | 91.43% | 2 | 0 | 10 |  |  |  | No | R-410A | 2.9833 | Residential & Commercial | Ducted CEE Tier 1
215294683 | Central HP <5.4 tons | AIRQUEST | HRCU-A-CB (Split System: Heat Pump with Remote Outdoor Unit-Air-Source) | DLCURAH36ABK | ADP |  | H,GG35936 | *92MSN0801716A* | 35400 | 16 | 8.1 | 36800 | 34600 | 94.02% | 1.88 | 0 | 10 |  |  |  | No | R-410A | 2.95 | Residential & Commercial | Ducted CEE Tier 1
215294703 | Central HP <5.4 tons | AIRQUEST | HRCU-A-CB (Split System: Heat Pump with Remote Outdoor Unit-Air-Source) | DLCURAH36ABK | ADP |  | HG9J936 | *92MSN0801716A* | 35400 | 16 | 8.1 | 36800 | 34600 | 94.02% | 1.88 | 0 | 10 |  |  |  | No | R-410A | 2.95 | Residential & Commercial | Ducted CEE Tier 1
212365445 | Central HP <5.4 tons | Custom Comfort | HRCU-A-CB (Split System: Heat Pump with Remote Outdoor Unit-Air-Source) | CCOXHASZ17HP |  |  | CCOXHAAHU18 |  | 18000 | 17.6 | 9.6 | 19000 | 17000 | 89.47% | 2 | 12.5 | 11.7 |  |  |  | No | R-410A | 1.5 | Residential & Commercial | Ducted CEE Tier 1
215933556 | Central HP <5.4 tons | HEIL | HRCU-A-CB (Split System: Heat Pump with Remote Outdoor Unit-Air-Source) | H5H3V36*K*AAA* |  |  | ESH5X48M12A*+WALLCON | *80CTL0701716B* | 33600 | 19 | 9 | 35000 | 26800 | 76.57% | 1.92 | 0 | 11 |  |  |  | No | R-454B | 2.8 | Residential & Commercial | Ducted CEE Tier 1
215441380 | Central HP <5.4 tons | YORK | HRCU-A-CB (Split System: Heat Pump with Remote Outdoor Unit-Air-Source) | HMH72B341 | ADP |  | H,YG80736 | TM9E100C20MP12 | 34000 | 15.2 | 8.1 | 31600 | 23200 | 73.42% | 2.06 | 0 | 10 |  |  |  | No | R-410A | 2.8333 | Residential & Commercial | Ducted CEE Tier 1
215675394 | Central HP <5.4 tons | BRYANT HEATING AND COOLING SYSTEMS | HRCU-A-CB (Split System: Heat Pump with Remote Outdoor Unit-Air-Source) | 290VAN048**AA* |  |  | CVAMA4821XMA*+UI | 88*TB60110C21*** | 47000 | 18.5 | 9 | 50000 | 36400 | 72.8% | 2 | 0 | 10 |  |  |  | No | R-454B | 3.9167 | Residential & Commercial | Ducted CEE Tier 1
215675344 | Central HP <5.4 tons | BRYANT HEATING AND COOLING SYSTEMS | HRCU-A-CB (Split System: Heat Pump with Remote Outdoor Unit-Air-Source) | 290VAN048**AA* |  |  | FE5BNBD60L*+UI |  | 46500 | 19.5 | 9.5 | 47000 | 33000 | 70.21% | 2.2 | 0 | 10.5 |  |  |  | No | R-454B | 3.875 | Residential & Commercial | Ducted CEE Tier 1
215675494 | Central HP <5.4 tons | BRYANT HEATING AND COOLING SYSTEMS | HRCU-A-CB (Split System: Heat Pump with Remote Outdoor Unit-Air-Source) | 290VAN048**AA* |  |  | CVAMA4921XMA*+UI | 83*CA48060C17*** | 48000 | 19 | 9 | 50000 | 36800 | 73.6% | 2 | 0 | 10 |  |  |  | No | R-454B | 4 | Residential & Commercial | Ducted CEE Tier 1
215293265 | Central HP <5.4 tons | AIRQUEST | HRCU-A-CB (Split System: Heat Pump with Remote Outdoor Unit-Air-Source) | DLCURAH24ABK | ADP |  | H,GE1K936 | *96VTN1002122A* | 23600 | 17 | 8.1 | 24200 | 23400 | 96.69% | 1.98 | 0 | 10.5 |  |  |  | No | R-410A | 1.9667 | Residential & Commercial | Ducted CEE Tier 1
215293282 | Central HP <5.4 tons | AIRQUEST | HRCU-A-CB (Split System: Heat Pump with Remote Outdoor Unit-Air-Source) | DLCURAH24ABK | ADP |  | HG32924 | *96VTN1002122B* | 23200 | 17 | 8.5 | 24800 | 23400 | 94.35% | 1.98 | 0 | 10 |  |  |  | No | R-410A | 1.9333 | Residential & Commercial | Ducted CEE Tier 1
211240775 | Central HP <5.4 tons | AIRQUEST | HRCU-A-CB (Split System: Heat Pump with Remote Outdoor Unit-Air-Source) | DLCURAH24ABK |  |  | EA*4X24L17A* | OMV098J12* | 23400 | 16.5 | 8.5 | 26600 | 25000 | 93.98% | 2.08 | 0 | 10 |  |  |  | No | R-410A | 1.95 | Residential & Commercial | Ducted CEE Tier 1
216440025 | Central HP <5.4 tons | AMERICAN STANDARD | HRCU-A-CB (Split System: Heat Pump with Remote Outdoor Unit-Air-Source) | 5A6V0X36A1 |  |  | 5PX*B006AS3 | S9V2B060U4VSB+LRP | 34400 | 19.2 | 9.4 | 32600 | 24200 | 74.23% | 2.1 | 0 | 12.5 |  |  |  | No | R-454B | 2.8667 | Residential & Commercial | Ducted CEE Tier 1
216440173 | Central HP <5.4 tons | AMERICAN STANDARD | HRCU-A-CB (Split System: Heat Pump with Remote Outdoor Unit-Air-Source) | 5A6V0X36A1 |  |  | 5TXCB006AS3 | S9V2B060U4VSB+LRP | 34200 | 19.2 | 9.4 | 32800 | 24200 | 73.78% | 2.1 | 0 | 12.5 |  |  |  | No | R-454B | 2.85 | Residential & Commercial | Ducted CEE Tier 1
215425566 | Central HP <5.4 tons | YORK | HRCU-A-CB (Split System: Heat Pump with Remote Outdoor Unit-Air-Source) | HH860E2S11 | ADP |  | H,YE37*48+TXV | Y91E080C16SMPS1 | 45000 | 17 | 8.5 | 45000 | 33400 | 74.22% | 2 | 0 | 11.7 |  |  |  | No | R-454B | 3.75 | Residential & Commercial | Ducted CEE Tier 1
215731733 | Central HP <5.4 tons | YORK | HRCU-A-CB (Split System: Heat Pump with Remote Outdoor Unit-Air-Source) | HH860E2S11 | ADP |  | H,YG86*48+TXV-BLEED | Y81E120C16SMPS1 | 44000 | 18 | 8.5 | 42000 | 32600 | 77.62% | 2 | 0 | 12 |  |  |  | No | R-454B | 3.6667 | Residential & Commercial | Ducted CEE Tier 1
215731781 | Central HP <5.4 tons | YORK | HRCU-A-CB (Split System: Heat Pump with Remote Outdoor Unit-Air-Source) | HH860E2S11 | ADP |  | H,YG3K*60+TXV | Y81E130D20SMPS1 | 45000 | 18 | 9 | 43000 | 33200 | 77.21% | 2 | 0 | 12 |  |  |  | No | R-454B | 3.75 | Residential & Commercial | Ducted CEE Tier 1
215425327 | Central HP <5.4 tons | YORK | HRCU-A-CB (Split System: Heat Pump with Remote Outdoor Unit-Air-Source) | HH860E2S11 | ADP |  | H,YE1K*48+TXV | TL9E080C16UH11 | 44000 | 17 | 8.45 | 44000 | 34000 | 77.27% | 1.98 | 0 | 10.5 |  |  |  | No | R-454B | 3.6667 | Residential & Commercial | Ducted CEE Tier 1
215425341 | Central HP <5.4 tons | YORK | HRCU-A-CB (Split System: Heat Pump with Remote Outdoor Unit-Air-Source) | HH860E2S11 | ADP |  | H,YE1K*48+TXV | TM8E080C16MP11 | 44000 | 17 | 8.45 | 43500 | 33800 | 77.7% | 1.98 | 0 | 10.5 |  |  |  | No | R-454B | 3.6667 | Residential & Commercial | Ducted CEE Tier 1
215425343 | Central HP <5.4 tons | YORK | HRCU-A-CB (Split System: Heat Pump with Remote Outdoor Unit-Air-Source) | HH860E2S11 | ADP |  | H,YE53*48+TXV | TM8E080C16MP11 | 44500 | 18 | 8.5 | 43500 | 33800 | 77.7% | 2 | 0 | 11 |  |  |  | No | R-454B | 3.7083 | Residential & Commercial | Ducted CEE Tier 1
215425344 | Central HP <5.4 tons | YORK | HRCU-A-CB (Split System: Heat Pump with Remote Outdoor Unit-Air-Source) | HH860E2S11 | ADP |  | H,YE49*48+TXV | TM8E080C16MP11 | 44500 | 18 | 8.5 | 43500 | 33800 | 77.7% | 2 | 0 | 11 |  |  |  | No | R-454B | 3.7083 | Residential & Commercial | Ducted CEE Tier 1
215425358 | Central HP <5.4 tons | YORK | HRCU-A-CB (Split System: Heat Pump with Remote Outdoor Unit-Air-Source) | HH860E2S11 | ADP |  | H,YE74*60+TXV | TM8E100C16MP11 | 44500 | 18 | 8.5 | 43500 | 33800 | 77.7% | 2 | 0 | 11 |  |  |  | No | R-454B | 3.7083 | Residential & Commercial | Ducted CEE Tier 1
215675814 | Central HP <5.4 tons | BRYANT HEATING AND COOLING SYSTEMS | HRCU-A-CB (Split System: Heat Pump with Remote Outdoor Unit-Air-Source) | 290VAN048**AA* |  |  | CVAMA6021XMA*+UI | 987MC66100C21*** | 48000 | 19 | 9 | 50000 | 36800 | 73.6% | 2 | 0 | 10 |  |  |  | No | R-454B | 4 | Residential & Commercial | Ducted CEE Tier 1
215675844 | Central HP <5.4 tons | BRYANT HEATING AND COOLING SYSTEMS | HRCU-A-CB (Split System: Heat Pump with Remote Outdoor Unit-Air-Source) | 290VAN048**AA* |  |  | CVAMA6024XMA*+UI | 83*CA60080C21*** | 48000 | 19 | 9 | 50000 | 36400 | 72.8% | 2.12 | 0 | 10 |  |  |  | No | R-454B | 4 | Residential & Commercial | Ducted CEE Tier 1
215676014 | Central HP <5.4 tons | BRYANT HEATING AND COOLING SYSTEMS | HRCU-A-CB (Split System: Heat Pump with Remote Outdoor Unit-Air-Source) | 290VAN048**AA* |  |  | CVAMA6124XMA*+UI | 935CB60080C21*** | 48500 | 19 | 9 | 50000 | 36800 | 73.6% | 2 | 0 | 10 |  |  |  | No | R-454B | 4.0417 | Residential & Commercial | Ducted CEE Tier 1
215425292 | Central HP <5.4 tons | YORK | HRCU-A-CB (Split System: Heat Pump with Remote Outdoor Unit-Air-Source) | HH836E2S11 | ADP |  | H,YE1K*36+TXV | TM9E080C16MP12 | 33800 | 19 | 8.5 | 31000 | 25800 | 83.23% | 2 | 0 | 11 |  |  |  | No | R-454B | 2.8167 | Residential & Commercial | Ducted CEE Tier 1
215425293 | Central HP <5.4 tons | YORK | HRCU-A-CB (Split System: Heat Pump with Remote Outdoor Unit-Air-Source) | HH836E2S11 | ADP |  | H,YE1K*36+TXV | TM9E080C20MP12 | 33800 | 17 | 8.5 | 30400 | 25400 | 83.55% | 2 | 0 | 11 |  |  |  | No | R-454B | 2.8167 | Residential & Commercial | Ducted CEE Tier 1
215425307 | Central HP <5.4 tons | YORK | HRCU-A-CB (Split System: Heat Pump with Remote Outdoor Unit-Air-Source) | HH836E2S11 | ADP |  | H,YE1K*36+TXV | Y81E080C16SMPS1 | 34000 | 19 | 8.5 | 30200 | 25000 | 82.78% | 2 | 0 | 11 |  |  |  | No | R-454B | 2.8333 | Residential & Commercial | Ducted CEE Tier 1
215934526 | Central HP <5.4 tons | HEIL | HRCU-A-CB (Split System: Heat Pump with Remote Outdoor Unit-Air-Source) | H5H3V48*K*AAA* |  |  | ESH5X48M12A*+WALLCON | *96CTN1002122B* | 44000 | 20 | 9 | 48500 | 36400 | 75.05% | 1.82 | 0 | 10.5 |  |  |  | No | R-454B | 3.6667 | Residential & Commercial | Ducted CEE Tier 1
215425361 | Central HP <5.4 tons | YORK | HRCU-A-CB (Split System: Heat Pump with Remote Outdoor Unit-Air-Source) | HH860E2S11 | ADP |  | H,YE72*60+TXV | TM8E100C20MP11 | 53500 | 19 | 8.5 | 53000 | 39500 | 74.53% | 2 | 0 | 11 |  |  |  | No | R-454B | 4.4583 | Residential & Commercial | Ducted CEE Tier 1
215425615 | Central HP <5.4 tons | YORK | HRCU-A-CB (Split System: Heat Pump with Remote Outdoor Unit-Air-Source) | HH860E2S11 | ADP |  | H,YE74*60+TXV | Y91E120D20SMPS1 | 53500 | 18 | 8.5 | 51500 | 38500 | 74.76% | 2 | 0 | 11.7 |  |  |  | No | R-454B | 4.4583 | Residential & Commercial | Ducted CEE Tier 1
215425631 | Central HP <5.4 tons | YORK | HRCU-A-CB (Split System: Heat Pump with Remote Outdoor Unit-Air-Source) | HH860E2S11 | ADP |  | H,YE1K*48+TXV | YP9C100C16MP13 | 43000 | 17 | 8.45 | 42000 | 32800 | 78.1% | 1.98 | 0 | 11.5 |  |  |  | No | R-454B | 3.5833 | Residential & Commercial | Ducted CEE Tier 1
215425640 | Central HP <5.4 tons | YORK | HRCU-A-CB (Split System: Heat Pump with Remote Outdoor Unit-Air-Source) | HH860E2S11 | ADP |  | H,YE3K*48+TXV | YP9C100C20MP13 | 44000 | 18 | 8.5 | 43000 | 33400 | 77.67% | 2 | 0 | 11 |  |  |  | No | R-454B | 3.6667 | Residential & Commercial | Ducted CEE Tier 1
207573704 | Central HP <5.4 tons | DAY & NIGHT | HRCU-A-CB (Split System: Heat Pump with Remote Outdoor Unit-Air-Source) | CVH848GKA2* | ADP |  | PL48H210P299 | *80CTL1102120A* | 46000 | 17 | 8.1 | 44000 | 31600 | 71.82% | 2.26 | 10 | 10 |  |  |  | No | R-410A | 3.8333 | Residential & Commercial | Ducted CEE Tier 1
215870977 | Central HP <5.4 tons | YORK | HRCU-A-CB (Split System: Heat Pump with Remote Outdoor Unit-Air-Source) | HH860E2S11 | ADP |  | CX601C*35+TXV | Y91E100C20SMPS1 | 45500 | 18 | 8.5 | 45000 | 33600 | 74.67% | 2 | 0 | 11.7 |  |  |  | No | R-454B | 3.7917 | Residential & Commercial | Ducted CEE Tier 1
207573662 | Central HP <5.4 tons | DAY & NIGHT | HRCU-A-CB (Split System: Heat Pump with Remote Outdoor Unit-Air-Source) | CVH848GKA2* | ADP |  | FG86960 | *80CSU0802120A* | 45500 | 18 | 8.1 | 44000 | 31400 | 71.36% | 2.26 | 10.5 | 10.5 |  |  |  | No | R-410A | 3.7917 | Residential & Commercial | Ducted CEE Tier 1
207573705 | Central HP <5.4 tons | DAY & NIGHT | HRCU-A-CB (Split System: Heat Pump with Remote Outdoor Unit-Air-Source) | CVH848GKA2* | ADP |  | PL60H210P299 | *80CTL1102120A* | 46000 | 17 | 8.1 | 44000 | 31600 | 71.82% | 2.26 | 10 | 10 |  |  |  | No | R-410A | 3.8333 | Residential & Commercial | Ducted CEE Tier 1
213785370 | Central HP <5.4 tons | CARRIER | HRCU-A-CB (Split System: Heat Pump with Remote Outdoor Unit-Air-Source) | 25VNA436A*031* |  |  | CAP**3621AL*+UI | 59TN6C060C17**14 | 32000 | 18.5 | 8.5 | 38500 | 27000 | 70.13% | 1.92 | 0 | 11 |  |  |  | No | R-410A | 2.6667 | Residential & Commercial | Ducted CEE Tier 1
213785384 | Central HP <5.4 tons | CARRIER | HRCU-A-CB (Split System: Heat Pump with Remote Outdoor Unit-Air-Source) | 25VNA436A*031* |  |  | CAP**3717AL*+UI | 59CU5B060C17**16 | 33200 | 18.5 | 9 | 37000 | 26200 | 70.81% | 2 | 0 | 11.5 |  |  |  | No | R-410A | 2.7667 | Residential & Commercial | Ducted CEE Tier 1
213785418 | Central HP <5.4 tons | CARRIER | HRCU-A-CB (Split System: Heat Pump with Remote Outdoor Unit-Air-Source) | 25VNA436A*031* |  |  | CAP**4221AL*+UI | 58TN*B045C17**12 | 32200 | 18.5 | 9 | 38000 | 26800 | 70.53% | 1.96 | 0 | 11 |  |  |  | No | R-410A | 2.6833 | Residential & Commercial | Ducted CEE Tier 1
212365451 | Central HP <5.4 tons | Custom Comfort | HRCU-A-CB (Split System: Heat Pump with Remote Outdoor Unit-Air-Source) | CCOXHA24V24HP |  |  | CCOXHAAH24V24 |  | 24000 | 17.4 | 10 | 24000 | 22600 | 94.17% | 1.91 | 12.5 | 11.7 |  |  |  | No | R-410A | 2 | Residential & Commercial | Ducted CEE Tier 1
215438148 | Central HP <5.4 tons | YORK | HRCU-A-CB (Split System: Heat Pump with Remote Outdoor Unit-Air-Source) | HH836E2S11 | ADP |  | AX362C*A+TXV |  | 33800 | 19 | 8.5 | 29400 | 24600 | 83.67% | 2 | 0 | 11.7 |  |  |  | No | R-454B | 2.8167 | Residential & Commercial | Ducted CEE Tier 1
215438150 | Central HP <5.4 tons | YORK | HRCU-A-CB (Split System: Heat Pump with Remote Outdoor Unit-Air-Source) | HH836E2S11 | ADP |  | AX361C*C+TXV |  | 33400 | 18 | 8.4 | 29400 | 24600 | 83.67% | 1.98 | 0 | 11.5 |  |  |  | No | R-454B | 2.7833 | Residential & Commercial | Ducted CEE Tier 1
215936114 | Central HP <5.4 tons | CARRIER | HRCU-A-CB (Split System: Heat Pump with Remote Outdoor Unit-Air-Source) | 27VNA336A*030* |  |  | CVAVA4221XMA*+UI | 59TN6C060C17**14 | 34200 | 20.5 | 8.1 | 38000 | 27000 | 71.05% | 2 | 0 | 11 |  |  |  | No | R-454B | 2.85 | Residential & Commercial | Ducted CEE Tier 1
215933406 | Central HP <5.4 tons | HEIL | HRCU-A-CB (Split System: Heat Pump with Remote Outdoor Unit-Air-Source) | H5H3V36*K*AAA* |  |  | ESH5X42M12A*+WALLCON | *97CMN0602120B* | 33400 | 18.5 | 9 | 35200 | 27000 | 76.7% | 1.92 | 0 | 11 |  |  |  | No | R-454B | 2.7833 | Residential & Commercial | Ducted CEE Tier 1
215933476 | Central HP <5.4 tons | HEIL | HRCU-A-CB (Split System: Heat Pump with Remote Outdoor Unit-Air-Source) | H5H3V36*K*AAA* |  |  | ESH5X42M12A*+WALLCON | *96CTN0801714B* | 33400 | 19 | 9 | 35000 | 26800 | 76.57% | 1.9 | 0 | 11 |  |  |  | No | R-454B | 2.7833 | Residential & Commercial | Ducted CEE Tier 1
215933526 | Central HP <5.4 tons | HEIL | HRCU-A-CB (Split System: Heat Pump with Remote Outdoor Unit-Air-Source) | H5H3V36*K*AAA* |  |  | ESH5X48M12A*+WALLCON | *80CSU1002120A* | 33600 | 19.5 | 9 | 34800 | 26600 | 76.44% | 1.94 | 0 | 11.5 |  |  |  | No | R-454B | 2.8 | Residential & Commercial | Ducted CEE Tier 1
213546678 | Central HP <5.4 tons | LENNOX | HRCU-A-CB (Split System: Heat Pump with Remote Outdoor Unit-Air-Source) | EL22XPV-024-230A** | ADP |  | L*35/36U9 | EL296UH070XV36B* | 23800 | 21 | 8.5 | 22000 | 15400 | 70% | 1.92 | 0 | 13.5 |  |  |  | No | R-410A | 1.9833 | Residential & Commercial | Ducted CEE Tier 1
215294802 | Central HP <5.4 tons | AIRQUEST | HRCU-A-CB (Split System: Heat Pump with Remote Outdoor Unit-Air-Source) | DLCURAH36ABK | ADP |  | HG35936 | *92MSN1002120A* | 35400 | 16 | 8.1 | 36800 | 34600 | 94.02% | 1.88 | 0 | 10 |  |  |  | No | R-410A | 2.95 | Residential & Commercial | Ducted CEE Tier 1
215294840 | Central HP <5.4 tons | AIRQUEST | HRCU-A-CB (Split System: Heat Pump with Remote Outdoor Unit-Air-Source) | DLCURAH36ABK | ADP |  | H,GG34936 | *92MSN1002122A* | 35400 | 16 | 8.1 | 36800 | 34600 | 94.02% | 1.88 | 0 | 10 |  |  |  | No | R-410A | 2.95 | Residential & Commercial | Ducted CEE Tier 1
215294849 | Central HP <5.4 tons | AIRQUEST | HRCU-A-CB (Split System: Heat Pump with Remote Outdoor Unit-Air-Source) | DLCURAH36ABK | ADP |  | H,GE36936 | *92MSN1002122A* | 35800 | 16 | 8.5 | 36200 | 34200 | 94.48% | 2.04 | 0 | 10 |  |  |  | No | R-410A | 2.9833 | Residential & Commercial | Ducted CEE Tier 1
215294856 | Central HP <5.4 tons | AIRQUEST | HRCU-A-CB (Split System: Heat Pump with Remote Outdoor Unit-Air-Source) | DLCURAH36ABK | ADP |  | HE7J936 | *92MSN1002122A* | 34000 | 16 | 8.1 | 36800 | 34600 | 94.02% | 2 | 0 | 10 |  |  |  | No | R-410A | 2.8333 | Residential & Commercial | Ducted CEE Tier 1
215294881 | Central HP <5.4 tons | AIRQUEST | HRCU-A-CB (Split System: Heat Pump with Remote Outdoor Unit-Air-Source) | DLCURAH36ABK | ADP |  | HG33936 | *92MSN1202420A* | 35600 | 16 | 8.1 | 36800 | 34800 | 94.57% | 1.9 | 0 | 10 |  |  |  | No | R-410A | 2.9667 | Residential & Commercial | Ducted CEE Tier 1
216453146 | Central HP <5.4 tons | AMERICAN STANDARD | HRCU-A-CB (Split System: Heat Pump with Remote Outdoor Unit-Air-Source) | 5A6V0X48A1 |  |  | 5PX*B006AS3 | S8V2B080M4PCB | 44000 | 19.2 | 9.4 | 47000 | 33400 | 71.06% | 2.1 | 0 | 11.7 |  |  |  | No | R-454B | 3.6667 | Residential & Commercial | Ducted CEE Tier 1
215939940 | Central HP <5.4 tons | DAY & NIGHT | HRCU-A-CB (Split System: Heat Pump with Remote Outdoor Unit-Air-Source) | C5H3V36*K*AAA* |  |  | ESH5X36M12A*+WALLCON | *96CTN0802120B* | 33200 | 19 | 9 | 35000 | 26800 | 76.57% | 1.92 | 0 | 11 |  |  |  | No | R-454B | 2.7667 | Residential & Commercial | Ducted CEE Tier 1
215940410 | Central HP <5.4 tons | DAY & NIGHT | HRCU-A-CB (Split System: Heat Pump with Remote Outdoor Unit-Air-Source) | C5H3V36*K*AAA* |  |  | EVM5X60M21A*+WALLCON | *80CSU0401712B* | 35600 | 22 | 8.5 | 38000 | 28600 | 75.26% | 2.02 | 0 | 12.5 |  |  |  | No | R-454B | 2.9667 | Residential & Commercial | Ducted CEE Tier 1
211391783 | Central HP <5.4 tons | CHAMPION HEATING AND COOLING | HRCU-A-CB (Split System: Heat Pump with Remote Outdoor Unit-Air-Source) | HMH72B341 |  |  | XAFC36DBCN1 | TMLE100B12MP11 | 34000 | 18 | 8.1 | 33800 | 23800 | 70.41% | 2.06 | 0 | 10 |  |  |  | No | R-410A | 2.8333 | Residential & Commercial | Ducted CEE Tier 1
211392058 | Central HP <5.4 tons | CHAMPION HEATING AND COOLING | HRCU-A-CB (Split System: Heat Pump with Remote Outdoor Unit-Air-Source) | HMH72B341 |  |  | XAFC36DXXN1+TXV | TM8E080C16MP11 | 34000 | 17 | 8.5 | 33600 | 23600 | 70.24% | 2.08 | 0 | 10 |  |  |  | No | R-410A | 2.8333 | Residential & Commercial | Ducted CEE Tier 1
211392126 | Central HP <5.4 tons | CHAMPION HEATING AND COOLING | HRCU-A-CB (Split System: Heat Pump with Remote Outdoor Unit-Air-Source) | HMH72B341 |  |  | XAFC30CXXN1+TXV | TMLE080C16MP11 | 33000 | 18 | 8.5 | 33000 | 23200 | 70.3% | 2.04 | 0 | 10 |  |  |  | No | R-410A | 2.75 | Residential & Commercial | Ducted CEE Tier 1
216453148 | Central HP <5.4 tons | AMERICAN STANDARD | HRCU-A-CB (Split System: Heat Pump with Remote Outdoor Unit-Air-Source) | 5A6V0X48A1 |  |  | 5PX*B006AS3 | S8V2B060M4PCB | 44000 | 19.2 | 9.7 | 46500 | 33600 | 72.26% | 2.1 | 0 | 11.7 |  |  |  | No | R-454B | 3.6667 | Residential & Commercial | Ducted CEE Tier 1
216440348 | Central HP <5.4 tons | TRANE | HRCU-A-CB (Split System: Heat Pump with Remote Outdoor Unit-Air-Source) | 5TWV0X48A1 |  |  | 5TXCC007AS3+P0V0C000M50SD+LRP |  | 44000 | 20 | 9.7 | 46500 | 33400 | 71.83% | 2.1 | 0 | 12 |  |  |  | No | R-454B | 3.6667 | Residential & Commercial | Ducted CEE Tier 1
216440398 | Central HP <5.4 tons | TRANE | HRCU-A-CB (Split System: Heat Pump with Remote Outdoor Unit-Air-Source) | 5TWV0X48A1 |  |  | 5TXCD010AS3+P0V0D000M50SD+LRP |  | 45000 | 20 | 9.7 | 46000 | 32600 | 70.87% | 2.1 | 0 | 12 |  |  |  | No | R-454B | 3.75 | Residential & Commercial | Ducted CEE Tier 1
215294892 | Central HP <5.4 tons | AIRQUEST | HRCU-A-CB (Split System: Heat Pump with Remote Outdoor Unit-Air-Source) | DLCURAH36ABK | ADP |  | H,GG36936 | *92MSN1202420A* | 36000 | 16 | 8.5 | 36400 | 34400 | 94.51% | 2.04 | 0 | 10 |  |  |  | No | R-410A | 3 | Residential & Commercial | Ducted CEE Tier 1
215294908 | Central HP <5.4 tons | AIRQUEST | HRCU-A-CB (Split System: Heat Pump with Remote Outdoor Unit-Air-Source) | DLCURAH36ABK | ADP |  | H,GE1K936 | *92MSN1202420A* | 36000 | 16 | 8.5 | 36400 | 34400 | 94.51% | 2.04 | 0 | 10 |  |  |  | No | R-410A | 3 | Residential & Commercial | Ducted CEE Tier 1
215869099 | Central HP <5.4 tons | AMERICAN STANDARD | HRCU-A-CB (Split System: Heat Pump with Remote Outdoor Unit-Air-Source) | 5A6V8X36A1 |  |  | 5PX*C007AS3 | S9V2C080U5VSB+LRP | 33000 | 18.1 | 8.5 | 33400 | 25600 | 76.65% | 2.1 | 0 | 10.5 |  |  |  | No | R-454B | 2.75 | Residential & Commercial | Ducted CEE Tier 1
215869101 | Central HP <5.4 tons | AMERICAN STANDARD | HRCU-A-CB (Split System: Heat Pump with Remote Outdoor Unit-Air-Source) | 5A6V8X36A1 |  |  | 5PX*CD05AS3 | S9V2C100D5VSB+LRP | 32200 | 18.1 | 8.5 | 34000 | 25600 | 75.29% | 2 | 0 | 10 |  |  |  | No | R-454B | 2.6833 | Residential & Commercial | Ducted CEE Tier 1
215423195 | Central HP <5.4 tons | YORK | HRCU-A-CB (Split System: Heat Pump with Remote Outdoor Unit-Air-Source) | HH836E2S11 | ADP |  | H,YE80*36+TXV | TL9E080C16UH11 | 32800 | 18 | 8.5 | 29600 | 23800 | 80.41% | 2 | 0 | 11 |  |  |  | No | R-454B | 2.7333 | Residential & Commercial | Ducted CEE Tier 1
215423243 | Central HP <5.4 tons | YORK | HRCU-A-CB (Split System: Heat Pump with Remote Outdoor Unit-Air-Source) | HH836E2S11 | ADP |  | H,YE9J*36+TXV-BLEED | TM8V080B12MP12 | 32400 | 16 | 8.5 | 28800 | 24800 | 86.11% | 2 | 0 | 11 |  |  |  | No | R-454B | 2.7 | Residential & Commercial | Ducted CEE Tier 1
215423262 | Central HP <5.4 tons | YORK | HRCU-A-CB (Split System: Heat Pump with Remote Outdoor Unit-Air-Source) | HH836E2S11 | ADP |  | H,YE35*36+TXV | TM8Y080C16MP11 | 33200 | 18 | 8.5 | 28800 | 24600 | 85.42% | 2 | 0 | 11.7 |  |  |  | No | R-454B | 2.7667 | Residential & Commercial | Ducted CEE Tier 1
215423279 | Central HP <5.4 tons | YORK | HRCU-A-CB (Split System: Heat Pump with Remote Outdoor Unit-Air-Source) | HH836E2S11 | ADP |  | H,YE9J*36+TXV | TM8Y120C20MP11 | 33800 | 18 | 8.5 | 30600 | 25400 | 83.01% | 2 | 0 | 10.5 |  |  |  | No | R-454B | 2.8167 | Residential & Commercial | Ducted CEE Tier 1
215423311 | Central HP <5.4 tons | YORK | HRCU-A-CB (Split System: Heat Pump with Remote Outdoor Unit-Air-Source) | HH836E2S11 | ADP |  | H,YE34*36+TXV | TM9V060B12MP12 | 32200 | 16 | 8.4 | 29000 | 24800 | 85.52% | 1.98 | 0 | 10.5 |  |  |  | No | R-454B | 2.6833 | Residential & Commercial | Ducted CEE Tier 1
215423344 | Central HP <5.4 tons | YORK | HRCU-A-CB (Split System: Heat Pump with Remote Outdoor Unit-Air-Source) | HH836E2S11 | ADP |  | H,YE9J*36+TXV | TM9Y080B12MP11 | 33000 | 17 | 8.5 | 29400 | 25000 | 85.03% | 2 | 0 | 11 |  |  |  | No | R-454B | 2.75 | Residential & Commercial | Ducted CEE Tier 1
215940540 | Central HP <5.4 tons | DAY & NIGHT | HRCU-A-CB (Split System: Heat Pump with Remote Outdoor Unit-Air-Source) | C5H3V36*K*AAA* |  |  | EVD5X36M21A*+WALLCON | *97CTN0601716A* | 34000 | 20 | 8.5 | 39500 | 28800 | 72.91% | 2.02 | 0 | 11 |  |  |  | No | R-454B | 2.8333 | Residential & Commercial | Ducted CEE Tier 1
215940710 | Central HP <5.4 tons | DAY & NIGHT | HRCU-A-CB (Split System: Heat Pump with Remote Outdoor Unit-Air-Source) | C5H3V36*K*AAA* |  |  | EVD5X42M24A*+WALLCON | *97CTN1002122A* | 35600 | 22 | 8.5 | 38000 | 28400 | 74.74% | 2.04 | 0 | 12.5 |  |  |  | No | R-454B | 2.9667 | Residential & Commercial | Ducted CEE Tier 1
215935620 | Central HP <5.4 tons | DAY & NIGHT | HRCU-A-CB (Split System: Heat Pump with Remote Outdoor Unit-Air-Source) | C5H3V36*K*AAA* |  |  | EVD5X36M21A*+WALLCON | *80CTL0451712B* | 34000 | 20 | 8.5 | 39500 | 29000 | 73.42% | 2.02 | 0 | 11 |  |  |  | No | R-454B | 2.8333 | Residential & Commercial | Ducted CEE Tier 1
215935770 | Central HP <5.4 tons | DAY & NIGHT | HRCU-A-CB (Split System: Heat Pump with Remote Outdoor Unit-Air-Source) | C5H3V36*K*AAA* |  |  | EVD5X36M21A*+WALLCON | *96CTN0801714B* | 34200 | 20.5 | 8.5 | 39000 | 28400 | 72.82% | 2.02 | 0 | 11.5 |  |  |  | No | R-454B | 2.85 | Residential & Commercial | Ducted CEE Tier 1
215936170 | Central HP <5.4 tons | DAY & NIGHT | HRCU-A-CB (Split System: Heat Pump with Remote Outdoor Unit-Air-Source) | C5H3V36*K*AAA* |  |  | EVD5X42M24A*+WALLCON | *80CTL0902120B* | 35600 | 22 | 8.5 | 38000 | 28400 | 74.74% | 2.04 | 0 | 12.5 |  |  |  | No | R-454B | 2.9667 | Residential & Commercial | Ducted CEE Tier 1
207573719 | Central HP <5.4 tons | DAY & NIGHT | HRCU-A-CB (Split System: Heat Pump with Remote Outdoor Unit-Air-Source) | CVH848GKA2* | ADP |  | FG36960 | *95CSU0802120A* | 44500 | 17 | 8.5 | 44500 | 31800 | 71.46% | 2.24 | 10.5 | 10 |  |  |  | No | R-410A | 3.7083 | Residential & Commercial | Ducted CEE Tier 1
216439948 | Central HP <5.4 tons | TRANE | HRCU-A-CB (Split System: Heat Pump with Remote Outdoor Unit-Air-Source) | 5TWV0X24A1 |  |  | 5PX*B003AS3 | S9V2B060U4PSC+LRP | 20400 | 18.8 | 9.4 | 23800 | 17600 | 73.95% | 2.1 | 0 | 11.7 |  |  |  | No | R-454B | 1.7 | Residential & Commercial | Ducted CEE Tier 1
216439964 | Central HP <5.4 tons | TRANE | HRCU-A-CB (Split System: Heat Pump with Remote Outdoor Unit-Air-Source) | 5TWV0X24A1 |  |  | 5PX*B006AS3 | S9V2B060U3VSB+LRP | 20800 | 20 | 9.4 | 22200 | 17000 | 76.58% | 2.1 | 0 | 12 |  |  |  | No | R-454B | 1.7333 | Residential & Commercial | Ducted CEE Tier 1
215423480 | Central HP <5.4 tons | YORK | HRCU-A-CB (Split System: Heat Pump with Remote Outdoor Unit-Air-Source) | HH860E2S11 | ADP |  | H,YE37*60+TXV | TM8E080C16MP11 | 44500 | 17 | 8.5 | 43500 | 33800 | 77.7% | 2 | 0 | 11 |  |  |  | No | R-454B | 3.7083 | Residential & Commercial | Ducted CEE Tier 1
215423496 | Central HP <5.4 tons | YORK | HRCU-A-CB (Split System: Heat Pump with Remote Outdoor Unit-Air-Source) | HH860E2S11 | ADP |  | H,YE37*60+TXV | TM8E080C20MP11 | 52500 | 18 | 8.35 | 53000 | 39500 | 74.53% | 1.98 | 0 | 10.5 |  |  |  | No | R-454B | 4.375 | Residential & Commercial | Ducted CEE Tier 1
215423530 | Central HP <5.4 tons | YORK | HRCU-A-CB (Split System: Heat Pump with Remote Outdoor Unit-Air-Source) | HH860E2S11 | ADP |  | H,YE48*60+TXV | TM8E100C20MP11 | 53500 | 18 | 8.5 | 53000 | 39500 | 74.53% | 2 | 0 | 11 |  |  |  | No | R-454B | 4.4583 | Residential & Commercial | Ducted CEE Tier 1
215423531 | Central HP <5.4 tons | YORK | HRCU-A-CB (Split System: Heat Pump with Remote Outdoor Unit-Air-Source) | HH860E2S11 | ADP |  | H,YE54*60+TXV | TM8E100C20MP11 | 53500 | 19 | 8.5 | 53000 | 39500 | 74.53% | 2 | 0 | 11 |  |  |  | No | R-454B | 4.4583 | Residential & Commercial | Ducted CEE Tier 1
215423562 | Central HP <5.4 tons | YORK | HRCU-A-CB (Split System: Heat Pump with Remote Outdoor Unit-Air-Source) | HH860E2S11 | ADP |  | H,YE55*60+TXV | TM8E120C20MP11 | 53000 | 19 | 8.5 | 52500 | 39000 | 74.29% | 2 | 0 | 11 |  |  |  | No | R-454B | 4.4167 | Residential & Commercial | Ducted CEE Tier 1
215942476 | Central HP <5.4 tons | DAY & NIGHT | HRCU-A-CB (Split System: Heat Pump with Remote Outdoor Unit-Air-Source) | C5H3V36*K*AAA* |  |  | EVD5X61M21A*+WALLCON | *80CSU0601716A* | 35800 | 22 | 8.5 | 37400 | 28400 | 75.94% | 2.04 | 0 | 12 |  |  |  | No | R-454B | 2.9833 | Residential & Commercial | Ducted CEE Tier 1
215942526 | Central HP <5.4 tons | DAY & NIGHT | HRCU-A-CB (Split System: Heat Pump with Remote Outdoor Unit-Air-Source) | C5H3V36*K*AAA* |  |  | EVD5X61M21A*+WALLCON | *97CMN0802120B* | 35800 | 22 | 8.5 | 37400 | 28200 | 75.4% | 2.04 | 0 | 12.5 |  |  |  | No | R-454B | 2.9833 | Residential & Commercial | Ducted CEE Tier 1
215935530 | Central HP <5.4 tons | DAY & NIGHT | HRCU-A-CB (Split System: Heat Pump with Remote Outdoor Unit-Air-Source) | C5H3V36*K*AAA* |  |  | EVD5X30M17A*+WALLCON | *97CMN0601714B* | 34000 | 20 | 8.1 | 38000 | 27200 | 71.58% | 2 | 0 | 11 |  |  |  | No | R-454B | 2.8333 | Residential & Commercial | Ducted CEE Tier 1
215423347 | Central HP <5.4 tons | YORK | HRCU-A-CB (Split System: Heat Pump with Remote Outdoor Unit-Air-Source) | HH836E2S11 | ADP |  | H,YE35*36+TXV | TM9Y080C16MP11 | 33800 | 18 | 8.5 | 30400 | 25400 | 83.55% | 2 | 0 | 11 |  |  |  | No | R-454B | 2.8167 | Residential & Commercial | Ducted CEE Tier 1
215423362 | Central HP <5.4 tons | YORK | HRCU-A-CB (Split System: Heat Pump with Remote Outdoor Unit-Air-Source) | HH836E2S11 | ADP |  | H,YE35*36+TXV | Y81E080B12SMPS1 | 32800 | 18 | 8.5 | 28400 | 24400 | 85.92% | 2 | 0 | 11.7 |  |  |  | No | R-454B | 2.7333 | Residential & Commercial | Ducted CEE Tier 1
215425320 | Central HP <5.4 tons | YORK | HRCU-A-CB (Split System: Heat Pump with Remote Outdoor Unit-Air-Source) | HH836E2S11 | ADP |  | H,YE1K*36+TXV | YP9C080C16MP13 | 33400 | 18 | 8.5 | 29800 | 25000 | 83.89% | 2 | 0 | 11 |  |  |  | No | R-454B | 2.7833 | Residential & Commercial | Ducted CEE Tier 1
215441375 | Central HP <5.4 tons | YORK | HRCU-A-CB (Split System: Heat Pump with Remote Outdoor Unit-Air-Source) | HMH72B341 | ADP |  | V,Y36H210P177 | TM9E080C16MP12 | 34000 | 18 | 8.1 | 32000 | 23400 | 73.12% | 2.08 | 0 | 10 |  |  |  | No | R-410A | 2.8333 | Residential & Commercial | Ducted CEE Tier 1
213363380 | Central HP <5.4 tons | Custom Comfort | HRCU-A-C (Split System: Heat Pump with Remote Outdoor Unit with No Indoor Fan --Air Source) | CCOXHA24V24HP |  |  | CCOEHACC24A |  | 24000 | 16.1 | 9.8 | 25000 | 20000 | 80% | 2 | 0 | 10.7 |  |  |  | No | R-410A | 2 | Residential & Commercial | Ducted CEE Tier 1
215423594 | Central HP <5.4 tons | YORK | HRCU-A-CB (Split System: Heat Pump with Remote Outdoor Unit-Air-Source) | HH860E2S11 | ADP |  | H,YE84*60+TXV | TM8V080C16MP12 | 43500 | 18 | 8.5 | 42000 | 32800 | 78.1% | 2 | 0 | 11.7 |  |  |  | No | R-454B | 3.625 | Residential & Commercial | Ducted CEE Tier 1
215423612 | Central HP <5.4 tons | YORK | HRCU-A-CB (Split System: Heat Pump with Remote Outdoor Unit-Air-Source) | HH860E2S11 | ADP |  | H,YE84*60+TXV | TM8V100C16MP12 | 43500 | 18 | 8.5 | 42000 | 32800 | 78.1% | 2 | 0 | 11.7 |  |  |  | No | R-454B | 3.625 | Residential & Commercial | Ducted CEE Tier 1
215423614 | Central HP <5.4 tons | YORK | HRCU-A-CB (Split System: Heat Pump with Remote Outdoor Unit-Air-Source) | HH860E2S11 | ADP |  | H,YE36*60+TXV-BLEED | TM8V100C20MP12 | 51500 | 18 | 8.3 | 52000 | 38500 | 74.04% | 1.96 | 0 | 10.5 |  |  |  | No | R-454B | 4.2917 | Residential & Commercial | Ducted CEE Tier 1
215423712 | Central HP <5.4 tons | YORK | HRCU-A-CB (Split System: Heat Pump with Remote Outdoor Unit-Air-Source) | HH860E2S11 | ADP |  | H,YE48*60+TXV | TM9E080C16MP12 | 44500 | 18 | 8.5 | 43500 | 34000 | 78.16% | 2 | 0 | 11 |  |  |  | No | R-454B | 3.7083 | Residential & Commercial | Ducted CEE Tier 1
215423745 | Central HP <5.4 tons | YORK | HRCU-A-CB (Split System: Heat Pump with Remote Outdoor Unit-Air-Source) | HH860E2S11 | ADP |  | H,YE55*60+TXV | TM9E100C16MP12 | 44500 | 18 | 8.5 | 44000 | 34000 | 77.27% | 2 | 0 | 11 |  |  |  | No | R-454B | 3.7083 | Residential & Commercial | Ducted CEE Tier 1
215423781 | Central HP <5.4 tons | YORK | HRCU-A-CB (Split System: Heat Pump with Remote Outdoor Unit-Air-Source) | HH860E2S11 | ADP |  | H,YE3K*60+TXV | TM9V080C16MP12 | 43500 | 17 | 8.5 | 42000 | 33000 | 78.57% | 2 | 0 | 11 |  |  |  | No | R-454B | 3.625 | Residential & Commercial | Ducted CEE Tier 1
215423797 | Central HP <5.4 tons | YORK | HRCU-A-CB (Split System: Heat Pump with Remote Outdoor Unit-Air-Source) | HH860E2S11 | ADP |  | H,YE2K*48+TXV | TM9V100C16MP12 | 43000 | 17 | 8.45 | 42000 | 32800 | 78.1% | 2 | 0 | 11.5 |  |  |  | No | R-454B | 3.5833 | Residential & Commercial | Ducted CEE Tier 1
215423812 | Central HP <5.4 tons | YORK | HRCU-A-CB (Split System: Heat Pump with Remote Outdoor Unit-Air-Source) | HH860E2S11 | ADP |  | H,YE37*60+TXV | TM9V100C20MP12 | 51000 | 18 | 8.35 | 51500 | 38000 | 73.79% | 1.98 | 0 | 10.5 |  |  |  | No | R-454B | 4.25 | Residential & Commercial | Ducted CEE Tier 1
215934176 | Central HP <5.4 tons | HEIL | HRCU-A-CB (Split System: Heat Pump with Remote Outdoor Unit-Air-Source) | H5H3V48*K*AAA* |  |  | EA*5X61M21A*+WALLCON | *80CTL0901716B* | 44500 | 21 | 9.5 | 48500 | 36000 | 74.23% | 2 | 0 | 11.5 |  |  |  | No | R-454B | 3.7083 | Residential & Commercial | Ducted CEE Tier 1
213772287 | Central HP <5.4 tons | HEIL | HRCU-A-CB (Split System: Heat Pump with Remote Outdoor Unit-Air-Source) | HVH825GKA2* |  |  | EHD4X42AAL+WALLCON | *80CTL0901716B* | 24200 | 16.5 | 8.1 | 21200 | 16600 | 78.3% | 2 | 0 | 10.5 |  |  |  | No | R-410A | 2.0167 | Residential & Commercial | Ducted CEE Tier 1
215870937 | Central HP <5.4 tons | YORK | HRCU-A-CB (Split System: Heat Pump with Remote Outdoor Unit-Air-Source) | HH824E2S11 | ADP |  | CH360**C+TXV | YP9C060B12MP13 | 22200 | 17 | 8.65 | 21200 | 17200 | 81.13% | 1.94 | 0 | 11 |  |  |  | No | R-454B | 1.85 | Residential & Commercial | Ducted CEE Tier 1
213360257 | Central HP <5.4 tons | LENNOX | HRCU-A-CB (Split System: Heat Pump with Remote Outdoor Unit-Air-Source) | SL25XPV-036-230A** | ADP |  | L*23/37Z9 | EL297UH070XV36B* | 34600 | 21 | 8.8 | 32800 | 26000 | 79.27% | 1.82 | 0 | 13 |  |  |  | No | R-410A | 2.8833 | Residential & Commercial | Ducted CEE Tier 1
215424448 | Central HP <5.4 tons | YORK | HRCU-A-CB (Split System: Heat Pump with Remote Outdoor Unit-Air-Source) | HH824E2S11 | ADP |  | H,YE7J*36+TXV-BLEED | TM8E040A12MP11 | 22400 | 16 | 8.8 | 21000 | 16800 | 80% | 1.96 | 0 | 11.5 |  |  |  | No | R-454B | 1.8667 | Residential & Commercial | Ducted CEE Tier 1
215424467 | Central HP <5.4 tons | YORK | HRCU-A-CB (Split System: Heat Pump with Remote Outdoor Unit-Air-Source) | HH824E2S11 | ADP |  | H,YE7J*30+TXV | TM8E080B12MP11 | 22400 | 17 | 8.8 | 21400 | 17500 | 81.78% | 1.96 | 0 | 11.5 |  |  |  | No | R-454B | 1.8667 | Residential & Commercial | Ducted CEE Tier 1
215424480 | Central HP <5.4 tons | YORK | HRCU-A-CB (Split System: Heat Pump with Remote Outdoor Unit-Air-Source) | HH824E2S11 | ADP |  | H,YE31*24+TXV | TM8V080B12MP12 | 21800 | 17 | 8.5 | 21200 | 17700 | 83.49% | 1.9 | 0 | 10 |  |  |  | No | R-454B | 1.8167 | Residential & Commercial | Ducted CEE Tier 1
215423878 | Central HP <5.4 tons | YORK | HRCU-A-CB (Split System: Heat Pump with Remote Outdoor Unit-Air-Source) | HH860E2S11 | ADP |  | H,YE48*60+TXV | TM9Y100C20MP11 | 52500 | 17 | 8.5 | 52500 | 39000 | 74.29% | 2 | 0 | 11 |  |  |  | No | R-454B | 4.375 | Residential & Commercial | Ducted CEE Tier 1
215423897 | Central HP <5.4 tons | YORK | HRCU-A-CB (Split System: Heat Pump with Remote Outdoor Unit-Air-Source) | HH860E2S11 | ADP |  | H,YE35*48+TXV | Y81E080C16SMPS1 | 43500 | 17 | 8.3 | 42500 | 33000 | 77.65% | 1.96 | 0 | 11.7 |  |  |  | No | R-454B | 3.625 | Residential & Commercial | Ducted CEE Tier 1
215423930 | Central HP <5.4 tons | YORK | HRCU-A-CB (Split System: Heat Pump with Remote Outdoor Unit-Air-Source) | HH860E2S11 | ADP |  | H,YE36*48+TXV | Y81E100C16SMPS1 | 43500 | 17 | 8.4 | 42000 | 32800 | 78.1% | 1.98 | 0 | 11.7 |  |  |  | No | R-454B | 3.625 | Residential & Commercial | Ducted CEE Tier 1
215423947 | Central HP <5.4 tons | YORK | HRCU-A-CB (Split System: Heat Pump with Remote Outdoor Unit-Air-Source) | HH860E2S11 | ADP |  | H,YE36*60+TXV | Y81E100C20SMPS1 | 51500 | 18 | 8.3 | 51500 | 38000 | 73.79% | 1.96 | 0 | 11 |  |  |  | No | R-454B | 4.2917 | Residential & Commercial | Ducted CEE Tier 1
215423982 | Central HP <5.4 tons | YORK | HRCU-A-CB (Split System: Heat Pump with Remote Outdoor Unit-Air-Source) | HH860E2S11 | ADP |  | H,YE48*60+TXV-BLEED | Y81E120C20SMPS1 | 52500 | 18 | 8.5 | 51500 | 38000 | 73.79% | 2 | 0 | 11.7 |  |  |  | No | R-454B | 4.375 | Residential & Commercial | Ducted CEE Tier 1
215423998 | Central HP <5.4 tons | YORK | HRCU-A-CB (Split System: Heat Pump with Remote Outdoor Unit-Air-Source) | HH860E2S11 | ADP |  | H,YE55*60+TXV | Y81E130D20SMPS1 | 54000 | 19 | 8.5 | 52500 | 39000 | 74.29% | 2 | 0 | 11.7 |  |  |  | No | R-454B | 4.5 | Residential & Commercial | Ducted CEE Tier 1
215424012 | Central HP <5.4 tons | YORK | HRCU-A-CB (Split System: Heat Pump with Remote Outdoor Unit-Air-Source) | HH860E2S11 | ADP |  | H,YE48*60+TXV | Y91E080C16SMPS1 | 45000 | 18 | 8.5 | 45000 | 33400 | 74.22% | 2 | 0 | 11.7 |  |  |  | No | R-454B | 3.75 | Residential & Commercial | Ducted CEE Tier 1
215424064 | Central HP <5.4 tons | YORK | HRCU-A-CB (Split System: Heat Pump with Remote Outdoor Unit-Air-Source) | HH860E2S11 | ADP |  | H,YE48*60+TXV-BLEED | Y91E100C20SMPS1 | 45500 | 18 | 8.5 | 45000 | 33600 | 74.67% | 2 | 0 | 11.7 |  |  |  | No | R-454B | 3.7917 | Residential & Commercial | Ducted CEE Tier 1
215424498 | Central HP <5.4 tons | YORK | HRCU-A-CB (Split System: Heat Pump with Remote Outdoor Unit-Air-Source) | HH824E2S11 | ADP |  | H,YE8J*30+TXV | TM8Y080B12MP11 | 23000 | 17 | 9 | 21400 | 17900 | 83.64% | 2 | 0 | 12 |  |  |  | No | R-454B | 1.9167 | Residential & Commercial | Ducted CEE Tier 1
215424513 | Central HP <5.4 tons | YORK | HRCU-A-CB (Split System: Heat Pump with Remote Outdoor Unit-Air-Source) | HH824E2S11 | ADP |  | H,YE7J*36+TXV-BLEED | TM9E040A10MP12 | 22400 | 16 | 8.8 | 21400 | 17700 | 82.71% | 1.96 | 0 | 10.5 |  |  |  | No | R-454B | 1.8667 | Residential & Commercial | Ducted CEE Tier 1
215424515 | Central HP <5.4 tons | YORK | HRCU-A-CB (Split System: Heat Pump with Remote Outdoor Unit-Air-Source) | HH824E2S11 | ADP |  | H,YE7J*36+TXV | TM9E040A10MP12 | 22400 | 16 | 8.8 | 21400 | 17700 | 82.71% | 1.96 | 0 | 10.5 |  |  |  | No | R-454B | 1.8667 | Residential & Commercial | Ducted CEE Tier 1
215424550 | Central HP <5.4 tons | YORK | HRCU-A-CB (Split System: Heat Pump with Remote Outdoor Unit-Air-Source) | HH824E2S11 | ADP |  | H,YE7J*30+TXV | TM9V040A10MP12 | 22400 | 16 | 8.8 | 21400 | 17100 | 79.91% | 1.96 | 0 | 10.5 |  |  |  | No | R-454B | 1.8667 | Residential & Commercial | Ducted CEE Tier 1
213062579 | Central HP <5.4 tons | ACIQ | HRCU-A-CB (Split System: Heat Pump with Remote Outdoor Unit-Air-Source) | HVH825GKA2* |  |  | EA*4X24L17A*+WALLCON | *97CMN0801714A* | 23200 | 16 | 8.1 | 22000 | 16900 | 76.82% | 1.88 | 11 | 10.5 |  |  |  | No | R-410A | 1.9333 | Residential & Commercial | Ducted CEE Tier 1
213062581 | Central HP <5.4 tons | ACIQ | HRCU-A-CB (Split System: Heat Pump with Remote Outdoor Unit-Air-Source) | HVH825GKA2* |  |  | EA*4X24L17A*+WALLCON | *80CTL0901716A* | 23400 | 17 | 8.1 | 21800 | 16700 | 76.61% | 1.9 | 11.5 | 11 |  |  |  | No | R-410A | 1.95 | Residential & Commercial | Ducted CEE Tier 1
213062588 | Central HP <5.4 tons | ACIQ | HRCU-A-CB (Split System: Heat Pump with Remote Outdoor Unit-Air-Source) | HVH825GKA2* |  |  | EA*4X25L17A*+WALLCON | *80CTL0701412A* | 24400 | 17.5 | 8.5 | 21200 | 16600 | 78.3% | 2.02 | 11 | 11.5 |  |  |  | No | R-410A | 2.0333 | Residential & Commercial | Ducted CEE Tier 1
215424065 | Central HP <5.4 tons | YORK | HRCU-A-CB (Split System: Heat Pump with Remote Outdoor Unit-Air-Source) | HH860E2S11 | ADP |  | H,YE48*48+TXV | Y91E100C20SMPS1 | 45500 | 18 | 8.5 | 45000 | 33600 | 74.67% | 2 | 0 | 11.7 |  |  |  | No | R-454B | 3.7917 | Residential & Commercial | Ducted CEE Tier 1
215424081 | Central HP <5.4 tons | YORK | HRCU-A-CB (Split System: Heat Pump with Remote Outdoor Unit-Air-Source) | HH860E2S11 | ADP |  | H,YE3K*60+TXV | Y91E120D20SMPS1 | 46500 | 18 | 8.5 | 45000 | 33800 | 75.11% | 2 | 0 | 11.7 |  |  |  | No | R-454B | 3.875 | Residential & Commercial | Ducted CEE Tier 1
215424082 | Central HP <5.4 tons | YORK | HRCU-A-CB (Split System: Heat Pump with Remote Outdoor Unit-Air-Source) | HH860E2S11 | ADP |  | H,YE48*60+TXV-BLEED | Y91E120D20SMPS1 | 46500 | 18 | 8.5 | 45000 | 33800 | 75.11% | 2 | 0 | 11.7 |  |  |  | No | R-454B | 3.875 | Residential & Commercial | Ducted CEE Tier 1
215424098 | Central HP <5.4 tons | YORK | HRCU-A-CB (Split System: Heat Pump with Remote Outdoor Unit-Air-Source) | HH860E2S11 | ADP |  | H,YE48*60+TXV-BLEED | YP9C080C16MP13 | 43500 | 18 | 8.5 | 42000 | 33000 | 78.57% | 2 | 0 | 11 |  |  |  | No | R-454B | 3.625 | Residential & Commercial | Ducted CEE Tier 1
215424115 | Central HP <5.4 tons | YORK | HRCU-A-CB (Split System: Heat Pump with Remote Outdoor Unit-Air-Source) | HH860E2S11 | ADP |  | H,YE3K*60+TXV | YP9C100C16MP13 | 43500 | 17 | 8.5 | 42000 | 32800 | 78.1% | 2 | 0 | 11.7 |  |  |  | No | R-454B | 3.625 | Residential & Commercial | Ducted CEE Tier 1
215424116 | Central HP <5.4 tons | YORK | HRCU-A-CB (Split System: Heat Pump with Remote Outdoor Unit-Air-Source) | HH860E2S11 | ADP |  | H,YE48*60+TXV-BLEED | YP9C100C16MP13 | 43500 | 18 | 8.5 | 42000 | 32800 | 78.1% | 2 | 0 | 11.7 |  |  |  | No | R-454B | 3.625 | Residential & Commercial | Ducted CEE Tier 1
215424129 | Central HP <5.4 tons | YORK | HRCU-A-CB (Split System: Heat Pump with Remote Outdoor Unit-Air-Source) | HH860E2S11 | ADP |  | H,YE2K*60+TXV | YP9C100C20MP13 | 51000 | 18 | 8.35 | 51500 | 38000 | 73.79% | 1.96 | 0 | 10.5 |  |  |  | No | R-454B | 4.25 | Residential & Commercial | Ducted CEE Tier 1
215424132 | Central HP <5.4 tons | YORK | HRCU-A-CB (Split System: Heat Pump with Remote Outdoor Unit-Air-Source) | HH860E2S11 | ADP |  | H,YE48*48+TXV | YP9C100C20MP13 | 44000 | 18 | 8.5 | 42500 | 33200 | 78.12% | 2 | 0 | 11.7 |  |  |  | No | R-454B | 3.6667 | Residential & Commercial | Ducted CEE Tier 1
213062606 | Central HP <5.4 tons | ACIQ | HRCU-A-CB (Split System: Heat Pump with Remote Outdoor Unit-Air-Source) | HVH825GKA2* |  |  | EA*4X36L17A*+WALLCON | *80CTL0901716A* | 23600 | 17 | 8.1 | 21400 | 16600 | 77.57% | 1.94 | 11.5 | 11 |  |  |  | No | R-410A | 1.9667 | Residential & Commercial | Ducted CEE Tier 1
215424581 | Central HP <5.4 tons | YORK | HRCU-A-CB (Split System: Heat Pump with Remote Outdoor Unit-Air-Source) | HH824E2S11 | ADP |  | H,YE31*24+TXV | TM9Y060B12MP11 | 21800 | 17 | 8.5 | 21200 | 17300 | 81.6% | 1.9 | 0 | 11 |  |  |  | No | R-454B | 1.8167 | Residential & Commercial | Ducted CEE Tier 1
215424582 | Central HP <5.4 tons | YORK | HRCU-A-CB (Split System: Heat Pump with Remote Outdoor Unit-Air-Source) | HH824E2S11 | ADP |  | H,YE31*30+TXV | TM9Y060B12MP11 | 21800 | 17 | 8.5 | 21200 | 17300 | 81.6% | 1.9 | 0 | 11 |  |  |  | No | R-454B | 1.8167 | Residential & Commercial | Ducted CEE Tier 1
215424583 | Central HP <5.4 tons | YORK | HRCU-A-CB (Split System: Heat Pump with Remote Outdoor Unit-Air-Source) | HH824E2S11 | ADP |  | H,YE32*36+TXV | TM9Y060B12MP11 | 22200 | 17 | 8.65 | 21200 | 17300 | 81.6% | 1.94 | 0 | 11 |  |  |  | No | R-454B | 1.85 | Residential & Commercial | Ducted CEE Tier 1
215424631 | Central HP <5.4 tons | YORK | HRCU-A-CB (Split System: Heat Pump with Remote Outdoor Unit-Air-Source) | HH824E2S11 | ADP |  | H,YE7J*30+TXV | Y82E060A12LMPS1 | 22400 | 18 | 8.8 | 21400 | 17300 | 80.84% | 1.96 | 0 | 11.5 |  |  |  | No | R-454B | 1.8667 | Residential & Commercial | Ducted CEE Tier 1
213062622 | Central HP <5.4 tons | ACIQ | HRCU-A-CB (Split System: Heat Pump with Remote Outdoor Unit-Air-Source) | HVH825GKA2* |  |  | EA*4X37L17A*+WALLCON | *97CMN0801714A* | 24200 | 16 | 8.1 | 21400 | 16800 | 78.5% | 1.98 | 11 | 11 |  |  |  | No | R-410A | 2.0167 | Residential & Commercial | Ducted CEE Tier 1
213062747 | Central HP <5.4 tons | ACIQ | HRCU-A-CB (Split System: Heat Pump with Remote Outdoor Unit-Air-Source) | HVH825GKA2* |  |  | EHD4X36AAL+WALLCON | *80CSU0401712A* | 24000 | 16 | 8.1 | 21400 | 16600 | 77.57% | 1.98 | 11 | 10.5 |  |  |  | No | R-410A | 2 | Residential & Commercial | Ducted CEE Tier 1
215425466 | Central HP <5.4 tons | YORK | HRCU-A-CB (Split System: Heat Pump with Remote Outdoor Unit-Air-Source) | HH860E2S11 | ADP |  | H,YE72*60+TXV | TM9V080C16MP12 | 43500 | 18 | 8.5 | 42000 | 33000 | 78.57% | 2 | 0 | 11 |  |  |  | No | R-454B | 3.625 | Residential & Commercial | Ducted CEE Tier 1
215425468 | Central HP <5.4 tons | YORK | HRCU-A-CB (Split System: Heat Pump with Remote Outdoor Unit-Air-Source) | HH860E2S11 | ADP |  | H,YE1K*48+TXV | TM9V080C16MP12 | 43000 | 17 | 8.45 | 42000 | 33000 | 78.57% | 1.98 | 0 | 10.5 |  |  |  | No | R-454B | 3.5833 | Residential & Commercial | Ducted CEE Tier 1
215425469 | Central HP <5.4 tons | YORK | HRCU-A-CB (Split System: Heat Pump with Remote Outdoor Unit-Air-Source) | HH860E2S11 | ADP |  | H,YE55*48+TXV | TM9V080C16MP12 | 43500 | 18 | 8.5 | 42000 | 33000 | 78.57% | 2 | 0 | 11 |  |  |  | No | R-454B | 3.625 | Residential & Commercial | Ducted CEE Tier 1
215425501 | Central HP <5.4 tons | YORK | HRCU-A-CB (Split System: Heat Pump with Remote Outdoor Unit-Air-Source) | HH860E2S11 | ADP |  | H,YE84*48+TXV | TM9Y080C16MP11 | 44000 | 17 | 8.5 | 42500 | 33400 | 78.59% | 2 | 0 | 11 |  |  |  | No | R-454B | 3.6667 | Residential & Commercial | Ducted CEE Tier 1
215425518 | Central HP <5.4 tons | YORK | HRCU-A-CB (Split System: Heat Pump with Remote Outdoor Unit-Air-Source) | HH860E2S11 | ADP |  | H,YE72*60+TXV | TM9Y120D20MP11 | 44000 | 18 | 8.5 | 42000 | 33000 | 78.57% | 2 | 0 | 11.7 |  |  |  | No | R-454B | 3.6667 | Residential & Commercial | Ducted CEE Tier 1
215425551 | Central HP <5.4 tons | YORK | HRCU-A-CB (Split System: Heat Pump with Remote Outdoor Unit-Air-Source) | HH860E2S11 | ADP |  | H,YE72*60+TXV | Y81E120C16SMPS1 | 44000 | 18 | 8.5 | 42000 | 32600 | 77.62% | 2 | 0 | 12 |  |  |  | No | R-454B | 3.6667 | Residential & Commercial | Ducted CEE Tier 1
215425568 | Central HP <5.4 tons | YORK | HRCU-A-CB (Split System: Heat Pump with Remote Outdoor Unit-Air-Source) | HH860E2S11 | ADP |  | H,YE72*60+TXV | Y91E080C16SMPS1 | 45000 | 18 | 8.5 | 45000 | 33400 | 74.22% | 2 | 0 | 11.7 |  |  |  | No | R-454B | 3.75 | Residential & Commercial | Ducted CEE Tier 1
215425569 | Central HP <5.4 tons | YORK | HRCU-A-CB (Split System: Heat Pump with Remote Outdoor Unit-Air-Source) | HH860E2S11 | ADP |  | H,YE3K*48+TXV | Y91E080C16SMPS1 | 45000 | 18 | 8.5 | 45000 | 33400 | 74.22% | 2 | 0 | 11.7 |  |  |  | No | R-454B | 3.75 | Residential & Commercial | Ducted CEE Tier 1
213078973 | Central HP <5.4 tons | CARRIER | HRCU-A-CB (Split System: Heat Pump with Remote Outdoor Unit-Air-Source) | 38MURAQ36AB3* |  |  | CAP**3717AL* | 58SU*B060M17**16 | 36000 | 16 | 8.5 | 38500 | 34800 | 90.39% | 2.02 | 0 | 10 |  |  |  | No | R-410A | 3 | Residential & Commercial | Ducted CEE Tier 1
213080438 | Central HP <5.4 tons | CARRIER | HRCU-A-CB (Split System: Heat Pump with Remote Outdoor Unit-Air-Source) | 38MURAQ36AB3* |  |  | CNPV*4821AL* | 59SC6A100M21**22 | 36000 | 16.5 | 8.1 | 38500 | 34800 | 90.39% | 2.02 | 0 | 10 |  |  |  | No | R-410A | 3 | Residential & Commercial | Ducted CEE Tier 1
213078398 | Central HP <5.4 tons | CARRIER | HRCU-A-CB (Split System: Heat Pump with Remote Outdoor Unit-Air-Source) | 38MURAQ36AB3* |  |  | CAP**3721AL* | 58S(B,C)*B090M21**16 | 36400 | 16.5 | 8.5 | 38000 | 34800 | 91.58% | 2.06 | 0 | 10 |  |  |  | No | R-410A | 3.0333 | Residential & Commercial | Ducted CEE Tier 1
213771425 | Central HP <5.4 tons | CARRIER | HRCU-A-CB (Split System: Heat Pump with Remote Outdoor Unit-Air-Source) | 25VNA825A*031* |  |  | CAP**4224AL*+UI | 59TN6C120C24**22 | 23800 | 17 | 8.1 | 21400 | 16600 | 77.57% | 1.96 | 0 | 11 |  |  |  | No | R-410A | 1.9833 | Residential & Commercial | Ducted CEE Tier 1
214630547 | Central HP <5.4 tons | CARRIER | HRCU-A-CB (Split System: Heat Pump with Remote Outdoor Unit-Air-Source) | 25VNA837A*031* | ADP |  | V,C36H175P459 | 59TN6B080C17**14 | 32200 | 17 | 8.1 | 31200 | 24800 | 79.49% | 1.96 | 0 | 11 |  |  |  | No | R-410A | 2.6833 | Residential & Commercial | Ducted CEE Tier 1
215936200 | Central HP <5.4 tons | DAY & NIGHT | HRCU-A-CB (Split System: Heat Pump with Remote Outdoor Unit-Air-Source) | C5H3V36*K*AAA* |  |  | EVD5X42M24A*+WALLCON | *95CSU0802120B* | 35400 | 21.5 | 8.5 | 38000 | 28600 | 75.26% | 2.04 | 0 | 12 |  |  |  | No | R-454B | 2.95 | Residential & Commercial | Ducted CEE Tier 1
215678344 | Central HP <5.4 tons | BRYANT HEATING AND COOLING SYSTEMS | HRCU-A-CB (Split System: Heat Pump with Remote Outdoor Unit-Air-Source) | 290VAN024**AA* |  |  | CAA**3717AM*+UI | 83*CB36040C17*** | 23800 | 17 | 9 | 23400 | 16400 | 70.09% | 2 | 0 | 10 |  |  |  | No | R-454B | 1.9833 | Residential & Commercial | Ducted CEE Tier 1
215423378 | Central HP <5.4 tons | YORK | HRCU-A-CB (Split System: Heat Pump with Remote Outdoor Unit-Air-Source) | HH836E2S11 | ADP |  | H,YE9J*36+TXV-BLEED | Y81E100B12SMPS1 | 33000 | 17 | 8.5 | 28800 | 24400 | 84.72% | 2 | 0 | 11.7 |  |  |  | No | R-454B | 2.75 | Residential & Commercial | Ducted CEE Tier 1
215423397 | Central HP <5.4 tons | YORK | HRCU-A-CB (Split System: Heat Pump with Remote Outdoor Unit-Air-Source) | HH836E2S11 | ADP |  | H,YE35*36+TXV | Y81E120C20SMPS1 | 34000 | 18 | 8.5 | 30000 | 25000 | 83.33% | 2 | 0 | 11 |  |  |  | No | R-454B | 2.8333 | Residential & Commercial | Ducted CEE Tier 1
215423410 | Central HP <5.4 tons | YORK | HRCU-A-CB (Split System: Heat Pump with Remote Outdoor Unit-Air-Source) | HH836E2S11 | ADP |  | H,YE80*36+TXV | Y91E080C16SMPS1 | 33200 | 18 | 8.5 | 29600 | 23400 | 79.05% | 2 | 0 | 11 |  |  |  | No | R-454B | 2.7667 | Residential & Commercial | Ducted CEE Tier 1
215425282 | Central HP <5.4 tons | YORK | HRCU-A-CB (Split System: Heat Pump with Remote Outdoor Unit-Air-Source) | HH836E2S11 | ADP |  | H,YE1K*36+TXV | TM8V080B12MP12 | 32400 | 17 | 8.5 | 28800 | 24800 | 86.11% | 2 | 0 | 11 |  |  |  | No | R-454B | 2.7 | Residential & Commercial | Ducted CEE Tier 1
215441379 | Central HP <5.4 tons | YORK | HRCU-A-CB (Split System: Heat Pump with Remote Outdoor Unit-Air-Source) | HMH72B341 | ADP |  | V,Y36H210P177 | TM9E100C20MP12 | 34000 | 15.2 | 8.1 | 31600 | 23200 | 73.42% | 2.06 | 0 | 10 |  |  |  | No | R-410A | 2.8333 | Residential & Commercial | Ducted CEE Tier 1
216010756 | Central HP <5.4 tons | ARMSTRONG AIR | HRCU-A-CB (Split System: Heat Pump with Remote Outdoor Unit-Air-Source) | A7SCP18V36P-**A |  |  | 7AH1AV36PX-** |  | 36000 | 18 | 9.5 | 36000 | 30000 | 83.33% | 1.8 | 0 | 11.7 |  |  |  | No | R-454B | 3 | Residential & Commercial | Ducted CEE Tier 1
211230941 | Central HP <5.4 tons | CARRIER | HRCU-A-CB (Split System: Heat Pump with Remote Outdoor Unit-Air-Source) | 38MURAQ36AB3* |  |  | CAP**3721AL* | GG96VTAA60100C | 36800 | 16.5 | 8.5 | 38500 | 34800 | 90.39% | 2.1 | 0 | 10 |  |  |  | No | R-410A | 3.0667 | Residential & Commercial | Ducted CEE Tier 1
211257880 | Central HP <5.4 tons | CARRIER | HRCU-A-CB (Split System: Heat Pump with Remote Outdoor Unit-Air-Source) | 38MURAQ18AB3* |  |  | CAP**3014AL* | 58SP*A045V14**12 | 17800 | 16 | 8.5 | 18400 | 18500 | 100.5% | 2.22 | 0 | 10.5 |  |  |  | No | R-410A | 1.4833 | Residential & Commercial | Ducted CEE Tier 1
211257898 | Central HP <5.4 tons | CARRIER | HRCU-A-CB (Split System: Heat Pump with Remote Outdoor Unit-Air-Source) | 38MURAQ18AB3* |  |  | CAP**3014AL* | 58S(B,C)*A070E14**12 | 17700 | 16.5 | 8.5 | 18200 | 18500 | 101.6% | 2.22 | 0 | 10.5 |  |  |  | No | R-410A | 1.475 | Residential & Commercial | Ducted CEE Tier 1
211257912 | Central HP <5.4 tons | CARRIER | HRCU-A-CB (Split System: Heat Pump with Remote Outdoor Unit-Air-Source) | 38MURAQ18AB3* |  |  | CAP**3017AL* | 58SP*A045V17**16 | 17800 | 16 | 8.5 | 18300 | 18600 | 101.6% | 2.22 | 0 | 10.5 |  |  |  | No | R-410A | 1.4833 | Residential & Commercial | Ducted CEE Tier 1
211257914 | Central HP <5.4 tons | CARRIER | HRCU-A-CB (Split System: Heat Pump with Remote Outdoor Unit-Air-Source) | 38MURAQ18AB3* |  |  | CAP**3017AL* | 58SP*A070V17**16 | 17600 | 16 | 8.5 | 18100 | 18600 | 102.8% | 2.24 | 0 | 10.5 |  |  |  | No | R-410A | 1.4667 | Residential & Commercial | Ducted CEE Tier 1
211257978 | Central HP <5.4 tons | CARRIER | HRCU-A-CB (Split System: Heat Pump with Remote Outdoor Unit-Air-Source) | 38MURAQ18AB3* |  |  | CNPV*2414AL* | 59SC5B060E14**12 | 17800 | 16 | 8.5 | 18700 | 18800 | 100.5% | 2.26 | 0 | 11 |  |  |  | No | R-410A | 1.4833 | Residential & Commercial | Ducted CEE Tier 1
211258115 | Central HP <5.4 tons | CARRIER | HRCU-A-CB (Split System: Heat Pump with Remote Outdoor Unit-Air-Source) | 38MURAQ18AB3* |  |  | FX4DNF019L |  | 17800 | 16.5 | 8.5 | 18300 | 18500 | 101.1% | 2.22 | 0 | 10.5 |  |  |  | No | R-410A | 1.4833 | Residential & Commercial | Ducted CEE Tier 1
213062754 | Central HP <5.4 tons | ACIQ | HRCU-A-CB (Split System: Heat Pump with Remote Outdoor Unit-Air-Source) | HVH825GKA2* |  |  | EA*4X36L21A*+WALLCON | *95CSU0601716A* | 23600 | 16.5 | 8.1 | 21600 | 16700 | 77.31% | 1.92 | 11 | 10.5 |  |  |  | No | R-410A | 1.9667 | Residential & Commercial | Ducted CEE Tier 1
213062756 | Central HP <5.4 tons | ACIQ | HRCU-A-CB (Split System: Heat Pump with Remote Outdoor Unit-Air-Source) | HVH825GKA2* |  |  | EA*4X36L21A*+WALLCON | *95CSU1002122A* | 23600 | 16.5 | 8.1 | 21400 | 16600 | 77.57% | 1.94 | 11.5 | 10.5 |  |  |  | No | R-410A | 1.9667 | Residential & Commercial | Ducted CEE Tier 1
215424633 | Central HP <5.4 tons | YORK | HRCU-A-CB (Split System: Heat Pump with Remote Outdoor Unit-Air-Source) | HH824E2S11 | ADP |  | H,YE8J*30+TXV | Y82E060A12LMPS1 | 22600 | 18 | 8.9 | 21400 | 17300 | 80.84% | 1.98 | 0 | 11.7 |  |  |  | No | R-454B | 1.8833 | Residential & Commercial | Ducted CEE Tier 1
215424634 | Central HP <5.4 tons | YORK | HRCU-A-CB (Split System: Heat Pump with Remote Outdoor Unit-Air-Source) | HH824E2S11 | ADP |  | H,YE8J*36+TXV | Y82E060A12LMPS1 | 22600 | 18 | 8.9 | 21400 | 17300 | 80.84% | 1.98 | 0 | 11.7 |  |  |  | No | R-454B | 1.8833 | Residential & Commercial | Ducted CEE Tier 1
215424666 | Central HP <5.4 tons | YORK | HRCU-A-CB (Split System: Heat Pump with Remote Outdoor Unit-Air-Source) | HH824E2S11 | ADP |  | H,YE7J*36+TXV-BLEED | Y91E060A10SMPS1 | 22400 | 17 | 8.3 | 21400 | 17200 | 80.37% | 1.96 | 0 | 11.5 |  |  |  | No | R-454B | 1.8667 | Residential & Commercial | Ducted CEE Tier 1
215425651 | Central HP <5.4 tons | YORK | HRCU-A-CB (Split System: Heat Pump with Remote Outdoor Unit-Air-Source) | HH824E2S11 | ADP |  | H,YE24*24+TXV | TM8E040A12MP11 | 22000 | 16 | 8.55 | 20800 | 16800 | 80.77% | 1.92 | 0 | 11 |  |  |  | No | R-454B | 1.8333 | Residential & Commercial | Ducted CEE Tier 1
213062506 | Central HP <5.4 tons | ACIQ | HRCU-A-CB (Split System: Heat Pump with Remote Outdoor Unit-Air-Source) | HVH837GKA** |  |  | EHD4X42AAL+WALLCON | *97CMN1002122A* | 32600 | 16.5 | 8.1 | 33000 | 24800 | 75.15% | 1.96 | 12 | 11 |  |  |  | No | R-410A | 2.7167 | Residential & Commercial | Ducted CEE Tier 1
213062513 | Central HP <5.4 tons | ACIQ | HRCU-A-CB (Split System: Heat Pump with Remote Outdoor Unit-Air-Source) | HVH837GKA** |  |  | EHD4X48AAL+WALLCON | *80CTL0902120A* | 32600 | 17 | 8.1 | 33000 | 25000 | 75.76% | 1.98 | 12 | 11 |  |  |  | No | R-410A | 2.7167 | Residential & Commercial | Ducted CEE Tier 1
213062781 | Central HP <5.4 tons | ACIQ | HRCU-A-CB (Split System: Heat Pump with Remote Outdoor Unit-Air-Source) | HVH837GKA** |  |  | EA*4X37L21A*+WALLCON | *80CSU1002120A* | 32800 | 17 | 8.5 | 33000 | 25200 | 76.36% | 1.96 | 12 | 11 |  |  |  | No | R-410A | 2.7333 | Residential & Commercial | Ducted CEE Tier 1
212969806 | Central HP <5.4 tons | CARRIER | HRCU-A-CB (Split System: Heat Pump with Remote Outdoor Unit-Air-Source) | 38MURAQ24AB3* |  |  | CNPV*2417AL* | 58SP*B045V14**12 | 23400 | 17 | 8.5 | 27000 | 25000 | 92.59% | 2.08 | 0 | 10 |  |  |  | No | R-410A | 1.95 | Residential & Commercial | Ducted CEE Tier 1
214569567 | Central HP <5.4 tons | BRYANT HEATING AND COOLING SYSTEMS | HRCU-A-CB (Split System: Heat Pump with Remote Outdoor Unit-Air-Source) | 284ANV036*0**B* |  |  | CAP**4821AL*+UI | 987MC60060C21*** | 33600 | 19 | 9.5 | 36600 | 26000 | 71.04% | 2.02 | 0 | 11.5 |  |  |  | No | R-410A | 2.8 | Residential & Commercial | Ducted CEE Tier 1
216010757 | Central HP <5.4 tons | ARMSTRONG AIR | HRCU-A-CB (Split System: Heat Pump with Remote Outdoor Unit-Air-Source) | A7SCP18V60P-**A |  |  | 7AH1AV48PX-** |  | 47500 | 18 | 9.5 | 48000 | 42000 | 87.5% | 1.75 | 0 | 11.7 |  |  |  | No | R-454B | 3.9583 | Residential & Commercial | Ducted CEE Tier 1
213779355 | Central HP <5.4 tons | CARRIER | HRCU-A-CB (Split System: Heat Pump with Remote Outdoor Unit-Air-Source) | 25VNA837A*030* |  |  | CAP**4321AL*+UI | 59TN6C100C21**22 | 33000 | 17 | 8.5 | 32600 | 25000 | 76.69% | 1.98 | 0 | 11.5 |  |  |  | No | R-410A | 2.75 | Residential & Commercial | Ducted CEE Tier 1
213779625 | Central HP <5.4 tons | CARRIER | HRCU-A-CB (Split System: Heat Pump with Remote Outdoor Unit-Air-Source) | 25VNA837A*030* |  |  | CAP**6121AL*+UI | 58TN*B045C17**12 | 33000 | 17 | 8.1 | 32400 | 25200 | 77.78% | 1.94 | 0 | 11 |  |  |  | No | R-410A | 2.75 | Residential & Commercial | Ducted CEE Tier 1
213780275 | Central HP <5.4 tons | CARRIER | HRCU-A-CB (Split System: Heat Pump with Remote Outdoor Unit-Air-Source) | 25VNA837A*030* |  |  | CSPH*4812AL*+UI | 59TN6C100C21**22 | 32600 | 16.5 | 8.1 | 33000 | 24800 | 75.15% | 1.96 | 0 | 11 |  |  |  | No | R-410A | 2.7167 | Residential & Commercial | Ducted CEE Tier 1
215932766 | Central HP <5.4 tons | HEIL | HRCU-A-CB (Split System: Heat Pump with Remote Outdoor Unit-Air-Source) | H5H3V36*K*AAA* |  |  | EA*5X61M21A*+WALLCON | *95CSU1002122B* | 34400 | 20.5 | 9.5 | 34200 | 26000 | 76.02% | 2.08 | 0 | 12 |  |  |  | No | R-454B | 2.8667 | Residential & Commercial | Ducted CEE Tier 1
215932816 | Central HP <5.4 tons | HEIL | HRCU-A-CB (Split System: Heat Pump with Remote Outdoor Unit-Air-Source) | H5H3V36*K*AAA* |  |  | EA*5X61M21A*+WALLCON | *96CTN0601714B* | 34000 | 20 | 9.4 | 33800 | 25600 | 75.74% | 2.05 | 0 | 11 |  |  |  | No | R-454B | 2.8333 | Residential & Commercial | Ducted CEE Tier 1
215932866 | Central HP <5.4 tons | HEIL | HRCU-A-CB (Split System: Heat Pump with Remote Outdoor Unit-Air-Source) | H5H3V36*K*AAA* |  |  | EA*5X61M24A*+WALLCON | *80CTL0902120B* | 34600 | 20.5 | 9.5 | 34200 | 25800 | 75.44% | 2.06 | 0 | 12 |  |  |  | No | R-454B | 2.8833 | Residential & Commercial | Ducted CEE Tier 1
215933016 | Central HP <5.4 tons | HEIL | HRCU-A-CB (Split System: Heat Pump with Remote Outdoor Unit-Air-Source) | H5H3V36*K*AAA* |  |  | ESH5X30M12A*+WALLCON | *96CTN0601714B* | 32400 | 18 | 9 | 34800 | 26600 | 76.44% | 1.92 | 0 | 10 |  |  |  | No | R-454B | 2.7 | Residential & Commercial | Ducted CEE Tier 1
215425585 | Central HP <5.4 tons | YORK | HRCU-A-CB (Split System: Heat Pump with Remote Outdoor Unit-Air-Source) | HH860E2S11 | ADP |  | H,YE74*60+TXV | Y91E080C20SMPS1 | 44500 | 18 | 8.5 | 44500 | 33000 | 74.16% | 2 | 0 | 12 |  |  |  | No | R-454B | 3.7083 | Residential & Commercial | Ducted CEE Tier 1
215425586 | Central HP <5.4 tons | YORK | HRCU-A-CB (Split System: Heat Pump with Remote Outdoor Unit-Air-Source) | HH860E2S11 | ADP |  | H,YE84*48+TXV | Y91E080C20SMPS1 | 44500 | 18 | 8.5 | 44500 | 33000 | 74.16% | 2 | 0 | 12 |  |  |  | No | R-454B | 3.7083 | Residential & Commercial | Ducted CEE Tier 1
215425619 | Central HP <5.4 tons | YORK | HRCU-A-CB (Split System: Heat Pump with Remote Outdoor Unit-Air-Source) | HH860E2S11 | ADP |  | H,YE3K*48+TXV | YP9C080C16MP13 | 43500 | 17 | 8.5 | 42000 | 33000 | 78.57% | 2 | 0 | 11 |  |  |  | No | R-454B | 3.625 | Residential & Commercial | Ducted CEE Tier 1
215425620 | Central HP <5.4 tons | YORK | HRCU-A-CB (Split System: Heat Pump with Remote Outdoor Unit-Air-Source) | HH860E2S11 | ADP |  | H,YE1K*48+TXV | YP9C080C16MP13 | 43000 | 17 | 8.45 | 42000 | 33000 | 78.57% | 1.98 | 0 | 10.5 |  |  |  | No | R-454B | 3.5833 | Residential & Commercial | Ducted CEE Tier 1
215425635 | Central HP <5.4 tons | YORK | HRCU-A-CB (Split System: Heat Pump with Remote Outdoor Unit-Air-Source) | HH860E2S11 | ADP |  | H,YE74*60+TXV | YP9C100C16MP13 | 43500 | 18 | 8.5 | 42000 | 32800 | 78.1% | 2 | 0 | 11.7 |  |  |  | No | R-454B | 3.625 | Residential & Commercial | Ducted CEE Tier 1
215425580 | Central HP <5.4 tons | YORK | HRCU-A-CB (Split System: Heat Pump with Remote Outdoor Unit-Air-Source) | HH860E2S11 | ADP |  | H,YE3K*48+TXV | Y91E080C20SMPS1 | 44500 | 17 | 8.5 | 44500 | 33000 | 74.16% | 2 | 0 | 12 |  |  |  | No | R-454B | 3.7083 | Residential & Commercial | Ducted CEE Tier 1
215425632 | Central HP <5.4 tons | YORK | HRCU-A-CB (Split System: Heat Pump with Remote Outdoor Unit-Air-Source) | HH860E2S11 | ADP |  | H,YE55*48+TXV | YP9C100C16MP13 | 43500 | 18 | 8.5 | 42000 | 32800 | 78.1% | 2 | 0 | 11.7 |  |  |  | No | R-454B | 3.625 | Residential & Commercial | Ducted CEE Tier 1
213785009 | Central HP <5.4 tons | CARRIER | HRCU-A-CB (Split System: Heat Pump with Remote Outdoor Unit-Air-Source) | 25VNA424A*031* |  |  | CAP**2417AL*+UI | 58TN*B045C17**12 | 22800 | 19 | 9.5 | 27200 | 20400 | 75% | 2.26 | 0 | 12 |  |  |  | No | R-410A | 1.9 | Residential & Commercial | Ducted CEE Tier 1
215934946 | Central HP <5.4 tons | HEIL | HRCU-A-CB (Split System: Heat Pump with Remote Outdoor Unit-Air-Source) | H5H3V36*K*AAA* |  |  | EVM5X44M21A*+WALLCON | *96CTN1002122B* | 35600 | 22 | 8.5 | 38000 | 28600 | 75.26% | 2.02 | 0 | 12.5 |  |  |  | No | R-454B | 2.9667 | Residential & Commercial | Ducted CEE Tier 1
215934996 | Central HP <5.4 tons | HEIL | HRCU-A-CB (Split System: Heat Pump with Remote Outdoor Unit-Air-Source) | H5H3V36*K*AAA* |  |  | EVM5X49M21A*+WALLCON | *80CTL0451712B* | 35200 | 21 | 8.5 | 39000 | 29400 | 75.38% | 2 | 0 | 11.7 |  |  |  | No | R-454B | 2.9333 | Residential & Commercial | Ducted CEE Tier 1
215935066 | Central HP <5.4 tons | HEIL | HRCU-A-CB (Split System: Heat Pump with Remote Outdoor Unit-Air-Source) | H5H3V36*K*AAA* |  |  | EVM5X49M21A*+WALLCON | *95CSU0802120B* | 35600 | 21.5 | 8.5 | 38000 | 28600 | 75.26% | 2.02 | 0 | 12 |  |  |  | No | R-454B | 2.9667 | Residential & Commercial | Ducted CEE Tier 1
215935166 | Central HP <5.4 tons | HEIL | HRCU-A-CB (Split System: Heat Pump with Remote Outdoor Unit-Air-Source) | H5H3V36*K*AAA* |  |  | EVM5X60M21A*+WALLCON | *80CSU1002120A* | 35600 | 21.5 | 8.5 | 38000 | 28800 | 75.79% | 2.02 | 0 | 12 |  |  |  | No | R-454B | 2.9667 | Residential & Commercial | Ducted CEE Tier 1
215935216 | Central HP <5.4 tons | HEIL | HRCU-A-CB (Split System: Heat Pump with Remote Outdoor Unit-Air-Source) | H5H3V36*K*AAA* |  |  | EVM5X60M21A*+WALLCON | *80CTL0902120B* | 35600 | 22 | 8.5 | 38000 | 28400 | 74.74% | 2.02 | 0 | 12.5 |  |  |  | No | R-454B | 2.9667 | Residential & Commercial | Ducted CEE Tier 1
215934696 | Central HP <5.4 tons | HEIL | HRCU-A-CB (Split System: Heat Pump with Remote Outdoor Unit-Air-Source) | H5H3V36*K*AAA* |  |  | EVM5X32M17A*+WALLCON | *96CTN0401410B* | 33800 | 19.5 | 8.1 | 37200 | 26600 | 71.51% | 2.02 | 0 | 11.5 |  |  |  | No | R-454B | 2.8167 | Residential & Commercial | Ducted CEE Tier 1
215934846 | Central HP <5.4 tons | HEIL | HRCU-A-CB (Split System: Heat Pump with Remote Outdoor Unit-Air-Source) | H5H3V36*K*AAA* |  |  | EVM5X44M21A*+WALLCON | *80CTL0902120B* | 35600 | 22 | 8.5 | 38000 | 28400 | 74.74% | 2.02 | 0 | 12.5 |  |  |  | No | R-454B | 2.9667 | Residential & Commercial | Ducted CEE Tier 1
215423191 | Central HP <5.4 tons | YORK | HRCU-A-CB (Split System: Heat Pump with Remote Outdoor Unit-Air-Source) | HH836E2S11 | ADP |  | H,YE34*36+TXV | TL9E080C16UH11 | 32200 | 17 | 8.35 | 29600 | 23800 | 80.41% | 1.98 | 0 | 10.5 |  |  |  | No | R-454B | 2.6833 | Residential & Commercial | Ducted CEE Tier 1
211206856 | Central HP <5.4 tons | LUXAIRE | HRCU-A-CB (Split System: Heat Pump with Remote Outdoor Unit-Air-Source) | HL20B3621 |  |  | XAMC36DE2N1+CC | TM9V100C16MP12 | 33000 | 18 | 8.5 | 34000 | 29200 | 85.88% | 1.96 | 0 | 12 |  |  |  | No | R-410A | 2.75 | Residential & Commercial | Ducted CEE Tier 1
211206892 | Central HP <5.4 tons | LUXAIRE | HRCU-A-CB (Split System: Heat Pump with Remote Outdoor Unit-Air-Source) | HL20B3621 |  |  | XAMB36DE2N1+CC | TM8V080B12MP12 | 32600 | 18 | 8.5 | 34400 | 29600 | 86.05% | 1.94 | 0 | 11.7 |  |  |  | No | R-410A | 2.7167 | Residential & Commercial | Ducted CEE Tier 1
215295042 | Central HP <5.4 tons | AIRQUEST | HRCU-A-CB (Split System: Heat Pump with Remote Outdoor Unit-Air-Source) | DLCURAH36ABK | ADP |  | HG82936 | *96MSN0801716A* | 35600 | 16 | 8.1 | 36800 | 34600 | 94.02% | 1.98 | 0 | 10 |  |  |  | No | R-410A | 2.9667 | Residential & Commercial | Ducted CEE Tier 1
216440400 | Central HP <5.4 tons | TRANE | HRCU-A-CB (Split System: Heat Pump with Remote Outdoor Unit-Air-Source) | 5TWV0X48A1 |  |  | 5TXCD010AS3+P0V0C000M50SD+LRP |  | 44500 | 20.2 | 9.7 | 46000 | 32800 | 71.3% | 2.1 | 0 | 12 |  |  |  | No | R-454B | 3.7083 | Residential & Commercial | Ducted CEE Tier 1
215941230 | Central HP <5.4 tons | DAY & NIGHT | HRCU-A-CB (Split System: Heat Pump with Remote Outdoor Unit-Air-Source) | C5H3V48*K*AAA* |  |  | ESH5X60M12A*+WALLCON | *97CTN0801716A* | 44000 | 19.5 | 9 | 49000 | 37400 | 76.33% | 1.8 | 0 | 10.5 |  |  |  | No | R-454B | 3.6667 | Residential & Commercial | Ducted CEE Tier 1
216440414 | Central HP <5.4 tons | TRANE | HRCU-A-CB (Split System: Heat Pump with Remote Outdoor Unit-Air-Source) | 5TWV0X60A1 |  |  | 5PX*C007AS3 | S9V2C080U5PSC+LRP | 51500 | 18.4 | 9 | 54500 | 38500 | 70.64% | 2 | 0 | 10 |  |  |  | No | R-454B | 4.2917 | Residential & Commercial | Ducted CEE Tier 1
216440466 | Central HP <5.4 tons | TRANE | HRCU-A-CB (Split System: Heat Pump with Remote Outdoor Unit-Air-Source) | 5TWV0X60A1 |  |  | 5PX*D010AS3+P0V0D000M50SD+LRP |  | 53000 | 19 | 9.4 | 53500 | 37800 | 70.65% | 2.1 | 0 | 10.5 |  |  |  | No | R-454B | 4.4167 | Residential & Commercial | Ducted CEE Tier 1
213781395 | Central HP <5.4 tons | CARRIER | HRCU-A-CB (Split System: Heat Pump with Remote Outdoor Unit-Air-Source) | 25VNA837A*031* |  |  | CAP**4824AL*+UI | 58TN*B090C21**20 | 32400 | 17 | 8.5 | 32200 | 24800 | 77.02% | 1.98 | 0 | 11.5 |  |  |  | No | R-410A | 2.7 | Residential & Commercial | Ducted CEE Tier 1
213781595 | Central HP <5.4 tons | CARRIER | HRCU-A-CB (Split System: Heat Pump with Remote Outdoor Unit-Air-Source) | 25VNA837A*031* |  |  | CAP**6121AL*+UI | 59MN7C060C17**14 | 33000 | 17 | 8.1 | 32200 | 25200 | 78.26% | 1.94 | 0 | 11 |  |  |  | No | R-410A | 2.75 | Residential & Commercial | Ducted CEE Tier 1
213781645 | Central HP <5.4 tons | CARRIER | HRCU-A-CB (Split System: Heat Pump with Remote Outdoor Unit-Air-Source) | 25VNA837A*031* |  |  | CAP**6121AL*+UI | 59TN6C100C21**22 | 33200 | 17.5 | 8.5 | 32000 | 24800 | 77.5% | 1.98 | 0 | 11.7 |  |  |  | No | R-410A | 2.7667 | Residential & Commercial | Ducted CEE Tier 1
213780805 | Central HP <5.4 tons | CARRIER | HRCU-A-CB (Split System: Heat Pump with Remote Outdoor Unit-Air-Source) | 25VNA837A*031* |  |  | CAP**3621AL*+UI | 59MN7C100C21**22 | 31600 | 17 | 8.1 | 32800 | 24200 | 73.78% | 1.86 | 0 | 11 |  |  |  | No | R-410A | 2.6333 | Residential & Commercial | Ducted CEE Tier 1
213781175 | Central HP <5.4 tons | CARRIER | HRCU-A-CB (Split System: Heat Pump with Remote Outdoor Unit-Air-Source) | 25VNA837A*031* |  |  | CAP**4321AL*+UI | 58TN*B090C17**16 | 33000 | 17 | 8.5 | 32800 | 25000 | 76.22% | 1.98 | 0 | 11 |  |  |  | No | R-410A | 2.75 | Residential & Commercial | Ducted CEE Tier 1
213785043 | Central HP <5.4 tons | CARRIER | HRCU-A-CB (Split System: Heat Pump with Remote Outdoor Unit-Air-Source) | 25VNA424A*031* |  |  | CAP**2517AL*+UI | 59TN6C080C17**14 | 24000 | 20 | 10.5 | 26600 | 19800 | 74.44% | 2.5 | 0 | 13 |  |  |  | No | R-410A | 2 | Residential & Commercial | Ducted CEE Tier 1
213785075 | Central HP <5.4 tons | CARRIER | HRCU-A-CB (Split System: Heat Pump with Remote Outdoor Unit-Air-Source) | 25VNA424A*031* |  |  | CAP**3617AL*+UI | 59MN7C060C17**14 | 23200 | 19.5 | 10 | 26800 | 20000 | 74.63% | 2.38 | 0 | 12.5 |  |  |  | No | R-410A | 1.9333 | Residential & Commercial | Ducted CEE Tier 1
213785095 | Central HP <5.4 tons | CARRIER | HRCU-A-CB (Split System: Heat Pump with Remote Outdoor Unit-Air-Source) | 25VNA424A*031* |  |  | CAP**3621AL*+UI | 59MN7C060C17**14 | 23200 | 19.5 | 10 | 26800 | 20000 | 74.63% | 2.38 | 0 | 12.5 |  |  |  | No | R-410A | 1.9333 | Residential & Commercial | Ducted CEE Tier 1
213785145 | Central HP <5.4 tons | CARRIER | HRCU-A-CB (Split System: Heat Pump with Remote Outdoor Unit-Air-Source) | 25VNA424A*031* |  |  | CAP**4221AL*+UI | 59TN6C060C17**14 | 23400 | 20 | 10 | 26600 | 19900 | 74.81% | 2.42 | 0 | 12.5 |  |  |  | No | R-410A | 1.95 | Residential & Commercial | Ducted CEE Tier 1
213785159 | Central HP <5.4 tons | CARRIER | HRCU-A-CB (Split System: Heat Pump with Remote Outdoor Unit-Air-Source) | 25VNA424A*031* |  |  | CAP**4224AL*+UI | 59TN6C100C21**22 | 23200 | 20 | 10 | 26600 | 19700 | 74.06% | 2.46 | 0 | 13 |  |  |  | No | R-410A | 1.9333 | Residential & Commercial | Ducted CEE Tier 1
215424090 | Central HP <5.4 tons | YORK | HRCU-A-CB (Split System: Heat Pump with Remote Outdoor Unit-Air-Source) | HH860E2S11 | ADP |  | H,YE35*48+TXV | YP9C080C16MP13 | 42500 | 17 | 8.3 | 42000 | 33000 | 78.57% | 1.96 | 0 | 10.5 |  |  |  | No | R-454B | 3.5417 | Residential & Commercial | Ducted CEE Tier 1
215424105 | Central HP <5.4 tons | YORK | HRCU-A-CB (Split System: Heat Pump with Remote Outdoor Unit-Air-Source) | HH860E2S11 | ADP |  | H,YE74*48+TXV | YP9C080C16MP13 | 43500 | 18 | 8.5 | 42000 | 33000 | 78.57% | 2 | 0 | 11 |  |  |  | No | R-454B | 3.625 | Residential & Commercial | Ducted CEE Tier 1
211230957 | Central HP <5.4 tons | CARRIER | HRCU-A-CB (Split System: Heat Pump with Remote Outdoor Unit-Air-Source) | 38MURAQ36AB3* |  |  | CNPV*4821AL* | GG96VTAA60100C | 36000 | 16.5 | 8.1 | 38500 | 34800 | 90.39% | 2.02 | 0 | 10.5 |  |  |  | No | R-410A | 3 | Residential & Commercial | Ducted CEE Tier 1
213360654 | Central HP <5.4 tons | LENNOX | HRCU-A-CB (Split System: Heat Pump with Remote Outdoor Unit-Air-Source) | EL22XPV-024-230A** | ADP |  | LP36/37R9 | EL297UH070XV36B* | 23800 | 21 | 8.5 | 22000 | 15400 | 70% | 1.92 | 0 | 13.5 |  |  |  | No | R-410A | 1.9833 | Residential & Commercial | Ducted CEE Tier 1
213360665 | Central HP <5.4 tons | LENNOX | HRCU-A-CB (Split System: Heat Pump with Remote Outdoor Unit-Air-Source) | EL22XPV-024-230A** | ADP |  | LP25/36R9 | EL297UH070XV36B* | 23800 | 21 | 8.5 | 22000 | 15400 | 70% | 1.92 | 0 | 13.5 |  |  |  | No | R-410A | 1.9833 | Residential & Commercial | Ducted CEE Tier 1
215294661 | Central HP <5.4 tons | AIRQUEST | HRCU-A-CB (Split System: Heat Pump with Remote Outdoor Unit-Air-Source) | DLCURAH36ABK | ADP |  | H,GG80936 | *92MSN0601714A* | 35600 | 16 | 8.5 | 36200 | 34400 | 95.03% | 2.02 | 0 | 10 |  |  |  | No | R-410A | 2.9667 | Residential & Commercial | Ducted CEE Tier 1
215295144 | Central HP <5.4 tons | AIRQUEST | HRCU-A-CB (Split System: Heat Pump with Remote Outdoor Unit-Air-Source) | DLCURAH36ABK | ADP |  | HE34936 | *96MSN1002122A* | 35400 | 16 | 8.5 | 36800 | 34600 | 94.02% | 1.88 | 0 | 10 |  |  |  | No | R-410A | 2.95 | Residential & Commercial | Ducted CEE Tier 1
215295162 | Central HP <5.4 tons | AIRQUEST | HRCU-A-CB (Split System: Heat Pump with Remote Outdoor Unit-Air-Source) | DLCURAH36ABK | ADP |  | HG9J936 | *96MSN1002122A* | 35400 | 16 | 8.5 | 36800 | 34600 | 94.02% | 1.88 | 0 | 10 |  |  |  | No | R-410A | 2.95 | Residential & Commercial | Ducted CEE Tier 1
215295193 | Central HP <5.4 tons | AIRQUEST | HRCU-A-CB (Split System: Heat Pump with Remote Outdoor Unit-Air-Source) | DLCURAH36ABK | ADP |  | H,GE36936 | *96MSN1202422A* | 35400 | 16 | 8.5 | 36200 | 34200 | 94.48% | 2.02 | 0 | 10 |  |  |  | No | R-410A | 2.95 | Residential & Commercial | Ducted CEE Tier 1
215940970 | Central HP <5.4 tons | DAY & NIGHT | HRCU-A-CB (Split System: Heat Pump with Remote Outdoor Unit-Air-Source) | C5H3V48*K*AAA* |  |  | EA*5X48M21A*+WALLCON | *97CTN0801716A* | 43000 | 20 | 9.5 | 48500 | 37400 | 77.11% | 2 | 0 | 10.5 |  |  |  | No | R-454B | 3.5833 | Residential & Commercial | Ducted CEE Tier 1
215940990 | Central HP <5.4 tons | DAY & NIGHT | HRCU-A-CB (Split System: Heat Pump with Remote Outdoor Unit-Air-Source) | C5H3V48*K*AAA* |  |  | EA*5X48M21A*+WALLCON | *97CTN1002122A* | 43500 | 21 | 9.5 | 48000 | 36400 | 75.83% | 2 | 0 | 10.5 |  |  |  | No | R-454B | 3.625 | Residential & Commercial | Ducted CEE Tier 1
215941620 | Central HP <5.4 tons | DAY & NIGHT | HRCU-A-CB (Split System: Heat Pump with Remote Outdoor Unit-Air-Source) | C5H3V48*K*AAA* |  |  | EVD5X48M24A*+WALLCON | *97CTN1202422A* | 45000 | 20.5 | 8.1 | 52000 | 38000 | 73.08% | 1.9 | 0 | 11 |  |  |  | No | R-454B | 3.75 | Residential & Commercial | Ducted CEE Tier 1
215941240 | Central HP <5.4 tons | DAY & NIGHT | HRCU-A-CB (Split System: Heat Pump with Remote Outdoor Unit-Air-Source) | C5H3V48*K*AAA* |  |  | ESH5X60M12A*+WALLCON | *97CTN0802120A* | 45000 | 20 | 9 | 48500 | 36600 | 75.46% | 1.82 | 0 | 11 |  |  |  | No | R-454B | 3.75 | Residential & Commercial | Ducted CEE Tier 1
213781925 | Central HP <5.4 tons | CARRIER | HRCU-A-CB (Split System: Heat Pump with Remote Outdoor Unit-Air-Source) | 25VNA837A*031* |  |  | CSPH*4212AL*+UI | 58TN*B090C21**20 | 32400 | 16.5 | 8.1 | 32800 | 24600 | 75% | 1.94 | 0 | 11 |  |  |  | No | R-410A | 2.7 | Residential & Commercial | Ducted CEE Tier 1
213781995 | Central HP <5.4 tons | CARRIER | HRCU-A-CB (Split System: Heat Pump with Remote Outdoor Unit-Air-Source) | 25VNA837A*031* |  |  | CSPH*4212AL*+UI | 59MN7C120C24**22 | 32400 | 16.5 | 8.1 | 32800 | 24800 | 75.61% | 1.94 | 0 | 11 |  |  |  | No | R-410A | 2.7 | Residential & Commercial | Ducted CEE Tier 1
215319028 | Central HP <5.4 tons | KENMORE | HRCU-A-CB (Split System: Heat Pump with Remote Outdoor Unit-Air-Source) | D5CUHAH24AAK |  |  | D5FUAAH24XAK |  | 23000 | 18.4 | 10 | 24000 | 21600 | 90% | 1.87 | 0 | 11.7 |  |  |  | No | R-454B | 1.9167 | Residential & Commercial | Ducted CEE Tier 1
213782095 | Central HP <5.4 tons | CARRIER | HRCU-A-CB (Split System: Heat Pump with Remote Outdoor Unit-Air-Source) | 25VNA837A*031* |  |  | CSPH*4812AL*+UI | 58TN*B110C21**20 | 32600 | 16.5 | 8.1 | 32800 | 24800 | 75.61% | 1.96 | 0 | 11 |  |  |  | No | R-410A | 2.7167 | Residential & Commercial | Ducted CEE Tier 1
215939880 | Central HP <5.4 tons | DAY & NIGHT | HRCU-A-CB (Split System: Heat Pump with Remote Outdoor Unit-Air-Source) | C5H3V36*K*AAA* |  |  | EA*5X61M21A*+WALLCON | *97CTN0802120A* | 34400 | 20 | 9 | 34400 | 26200 | 76.16% | 1.96 | 0 | 11.7 |  |  |  | No | R-454B | 2.8667 | Residential & Commercial | Ducted CEE Tier 1
215295211 | Central HP <5.4 tons | AIRQUEST | HRCU-A-CB (Split System: Heat Pump with Remote Outdoor Unit-Air-Source) | DLCURAH36ABK | ADP |  | H,GE80936 | *96MSN1202422A* | 35600 | 16 | 8.5 | 36200 | 34200 | 94.48% | 2.02 | 0 | 10 |  |  |  | No | R-410A | 2.9667 | Residential & Commercial | Ducted CEE Tier 1
211392060 | Central HP <5.4 tons | COLEMAN | HRCU-A-CB (Split System: Heat Pump with Remote Outdoor Unit-Air-Source) | HMH72B341 |  |  | XAFC36DXXN1+TXV | TMLE080C16MP11 | 34000 | 17 | 8.5 | 33600 | 23600 | 70.24% | 2.08 | 0 | 10 |  |  |  | No | R-410A | 2.8333 | Residential & Commercial | Ducted CEE Tier 1
215425302 | Central HP <5.4 tons | YORK | HRCU-A-CB (Split System: Heat Pump with Remote Outdoor Unit-Air-Source) | HH836E2S11 | ADP |  | H,YE1K*36+TXV | TM9Y080B12MP11 | 33000 | 18 | 8.5 | 29400 | 25000 | 85.03% | 2 | 0 | 11 |  |  |  | No | R-454B | 2.75 | Residential & Commercial | Ducted CEE Tier 1
215870954 | Central HP <5.4 tons | YORK | HRCU-A-CB (Split System: Heat Pump with Remote Outdoor Unit-Air-Source) | HH836E2S11 | ADP |  | CV365**C+TXV | YP9C080B12MP13 | 32600 | 17 | 8.4 | 29200 | 24800 | 84.93% | 1.98 | 0 | 10.5 |  |  |  | No | R-454B | 2.7167 | Residential & Commercial | Ducted CEE Tier 1
214397217 | Central HP <5.4 tons | CHAMPION HEATING AND COOLING | HRCU-A-CB (Split System: Heat Pump with Remote Outdoor Unit-Air-Source) | HH836E2S11 |  |  | CTF48C5CFS1+JME12C2SN1 |  | 34000 | 19 | 9 | 31400 | 25200 | 80.25% | 2 | 0 | 11.7 |  |  |  | No | R-454B | 2.8333 | Residential & Commercial | Ducted CEE Tier 1
211257730 | Central HP <5.4 tons | CARRIER | HRCU-A-CB (Split System: Heat Pump with Remote Outdoor Unit-Air-Source) | 38MURAQ18AB3* |  |  | CAP**1917AL* | 58TP*A045V14**12 | 18100 | 16.5 | 8.5 | 18000 | 17600 | 97.78% | 2.14 | 0 | 11 |  |  |  | No | R-410A | 1.5083 | Residential & Commercial | Ducted CEE Tier 1
215935323 | Central HP <5.4 tons | TEMPSTAR | HRCU-A-CB (Split System: Heat Pump with Remote Outdoor Unit-Air-Source) | T5H3V36*K*AAA* |  |  | EVM5X60M21A*+WALLCON | *96CTN1002122B* | 35600 | 22 | 8.5 | 38000 | 28600 | 75.26% | 2.02 | 0 | 12.5 |  |  |  | No | R-454B | 2.9667 | Residential & Commercial | Ducted CEE Tier 1
212520162 | Central HP <5.4 tons | CARRIER | HRCU-A-CB (Split System: Heat Pump with Remote Outdoor Unit-Air-Source) | 38MURAQ18AB3* | ADP |  | H,PG34936 | 58S(B,C)*A070E17**12 | 18000 | 16 | 8.5 | 17300 | 18300 | 105.8% | 2.26 | 0 | 11 |  |  |  | No | R-410A | 1.5 | Residential & Commercial | Ducted CEE Tier 1
212520163 | Central HP <5.4 tons | CARRIER | HRCU-A-CB (Split System: Heat Pump with Remote Outdoor Unit-Air-Source) | 38MURAQ18AB3* | ADP |  | H,PG9J936 | 58S(B,C)*A070E17**12 | 18100 | 16 | 8.5 | 17100 | 17900 | 104.7% | 2.22 | 0 | 11 |  |  |  | No | R-410A | 1.5083 | Residential & Commercial | Ducted CEE Tier 1
215295478 | Central HP <5.4 tons | AIRQUEST | HRCU-A-CB (Split System: Heat Pump with Remote Outdoor Unit-Air-Source) | DLCURAH36ABK | ADP |  | HE36936 | *96VTN0802120A* | 35400 | 16 | 8.1 | 36200 | 34200 | 94.48% | 2.02 | 0 | 10 |  |  |  | No | R-410A | 2.95 | Residential & Commercial | Ducted CEE Tier 1
215295562 | Central HP <5.4 tons | AIRQUEST | HRCU-A-CB (Split System: Heat Pump with Remote Outdoor Unit-Air-Source) | DLCURAH36ABK | ADP |  | H,GE7J936 | *96VTN1002120A* | 35600 | 15.2 | 8.1 | 37800 | 34800 | 92.06% | 1.9 | 0 | 10 |  |  |  | No | R-410A | 2.9667 | Residential & Commercial | Ducted CEE Tier 1
215295563 | Central HP <5.4 tons | AIRQUEST | HRCU-A-CB (Split System: Heat Pump with Remote Outdoor Unit-Air-Source) | DLCURAH36ABK | ADP |  | HE7J936 | *96VTN1002120A* | 35600 | 15.2 | 8.1 | 37800 | 34800 | 92.06% | 1.9 | 0 | 10 |  |  |  | No | R-410A | 2.9667 | Residential & Commercial | Ducted CEE Tier 1
215295594 | Central HP <5.4 tons | AIRQUEST | HRCU-A-CB (Split System: Heat Pump with Remote Outdoor Unit-Air-Source) | DLCURAH36ABK | ADP |  | H,GE35936 | *96VTN1002120B* | 35400 | 16 | 8.1 | 36800 | 34600 | 94.02% | 1.88 | 0 | 10 |  |  |  | No | R-410A | 2.95 | Residential & Commercial | Ducted CEE Tier 1
215295595 | Central HP <5.4 tons | AIRQUEST | HRCU-A-CB (Split System: Heat Pump with Remote Outdoor Unit-Air-Source) | DLCURAH36ABK | ADP |  | HE35936 | *96VTN1002120B* | 35400 | 16 | 8.1 | 36800 | 34600 | 94.02% | 1.88 | 0 | 10 |  |  |  | No | R-410A | 2.95 | Residential & Commercial | Ducted CEE Tier 1
211229260 | Central HP <5.4 tons | AIRQUEST | HRCU-A-CB (Split System: Heat Pump with Remote Outdoor Unit-Air-Source) | DLCURAH36ABK |  |  | EA*4X48L24A* | *80ES(N,L)0902116A* | 36400 | 16 | 8.5 | 38500 | 34600 | 89.87% | 2.08 | 0 | 10 |  |  |  | No | R-410A | 3.0333 | Residential & Commercial | Ducted CEE Tier 1
211230430 | Central HP <5.4 tons | AIRQUEST | HRCU-A-CB (Split System: Heat Pump with Remote Outdoor Unit-Air-Source) | DLCURAH36ABK |  |  | EN(A,D)4X48L24** | *80ES(N,L)0902120A* | 36600 | 16 | 8.1 | 39500 | 34800 | 88.1% | 2.04 | 0 | 10.5 |  |  |  | No | R-410A | 3.05 | Residential & Commercial | Ducted CEE Tier 1
211392111 | Central HP <5.4 tons | CHAMPION HEATING AND COOLING | HRCU-A-CB (Split System: Heat Pump with Remote Outdoor Unit-Air-Source) | HMH72B341 |  |  | XAFC30CXXN1+TXV | TM8E080C16MP11 | 33000 | 18 | 8.5 | 33000 | 23200 | 70.3% | 2.04 | 0 | 10 |  |  |  | No | R-410A | 2.75 | Residential & Commercial | Ducted CEE Tier 1
214396436 | Central HP <5.4 tons | CHAMPION HEATING AND COOLING | HRCU-A-CB (Split System: Heat Pump with Remote Outdoor Unit-Air-Source) | HH836E2S11 |  |  | CTM36C5CDS1 | TM9E080C16MP12 | 34200 | 18 | 8.5 | 32600 | 27000 | 82.82% | 2 | 0 | 11 |  |  |  | No | R-454B | 2.85 | Residential & Commercial | Ducted CEE Tier 1
214396979 | Central HP <5.4 tons | CHAMPION HEATING AND COOLING | HRCU-A-CB (Split System: Heat Pump with Remote Outdoor Unit-Air-Source) | HH836E2S11 |  |  | CTF48C5CFS1 | TMLV100C16MP12 | 33400 | 18 | 9 | 31600 | 25400 | 80.38% | 2 | 0 | 11 |  |  |  | No | R-454B | 2.7833 | Residential & Commercial | Ducted CEE Tier 1
214397361 | Central HP <5.4 tons | CHAMPION HEATING AND COOLING | HRCU-A-CB (Split System: Heat Pump with Remote Outdoor Unit-Air-Source) | HH836E2S11 |  |  | CTM48C5CFS1 | TM9V080C16MP12 | 32800 | 19 | 9 | 31200 | 25200 | 80.77% | 2 | 0 | 11 |  |  |  | No | R-454B | 2.7333 | Residential & Commercial | Ducted CEE Tier 1
214397395 | Central HP <5.4 tons | CHAMPION HEATING AND COOLING | HRCU-A-CB (Split System: Heat Pump with Remote Outdoor Unit-Air-Source) | HH836E2S11 |  |  | CTF48C5CFS1 | TL8E100C20UH11 | 33400 | 18 | 9 | 31400 | 25200 | 80.25% | 2 | 0 | 11 |  |  |  | No | R-454B | 2.7833 | Residential & Commercial | Ducted CEE Tier 1
214569349 | Central HP <5.4 tons | BRYANT HEATING AND COOLING SYSTEMS | HRCU-A-CB (Split System: Heat Pump with Remote Outdoor Unit-Air-Source) | 284ANV024*0**B* |  |  | CAP**4321AL*+UI | 88*TB60070C21*** | 24200 | 20.5 | 11 | 26400 | 19700 | 74.62% | 2.56 | 0 | 13 |  |  |  | No | R-410A | 2.0167 | Residential & Commercial | Ducted CEE Tier 1
214569367 | Central HP <5.4 tons | BRYANT HEATING AND COOLING SYSTEMS | HRCU-A-CB (Split System: Heat Pump with Remote Outdoor Unit-Air-Source) | 284ANV024*0**B* |  |  | CSPH*3612AL*+UI | 935CB60080C21*** | 23800 | 19.5 | 10.5 | 26600 | 19700 | 74.06% | 2.5 | 0 | 13 |  |  |  | No | R-410A | 1.9833 | Residential & Commercial | Ducted CEE Tier 1
215294618 | Central HP <5.4 tons | AIRQUEST | HRCU-A-CB (Split System: Heat Pump with Remote Outdoor Unit-Air-Source) | DLCURAH36ABK | ADP |  | H,GG80936 | *92MSN0601412A* | 36000 | 15.2 | 8.5 | 36800 | 34800 | 94.57% | 2 | 0 | 10 |  |  |  | No | R-410A | 3 | Residential & Commercial | Ducted CEE Tier 1
215294686 | Central HP <5.4 tons | AIRQUEST | HRCU-A-CB (Split System: Heat Pump with Remote Outdoor Unit-Air-Source) | DLCURAH36ABK | ADP |  | HE35936 | *92MSN0801716A* | 35400 | 16 | 8.1 | 36800 | 34600 | 94.02% | 1.88 | 0 | 10 |  |  |  | No | R-410A | 2.95 | Residential & Commercial | Ducted CEE Tier 1
215294718 | Central HP <5.4 tons | AIRQUEST | HRCU-A-CB (Split System: Heat Pump with Remote Outdoor Unit-Air-Source) | DLCURAH36ABK | ADP |  | HG82936 | *92MSN0801716A* | 35800 | 16 | 8.5 | 36200 | 34200 | 94.48% | 2.02 | 0 | 10 |  |  |  | No | R-410A | 2.9833 | Residential & Commercial | Ducted CEE Tier 1
215294750 | Central HP <5.4 tons | AIRQUEST | HRCU-A-CB (Split System: Heat Pump with Remote Outdoor Unit-Air-Source) | DLCURAH36ABK | ADP |  | H,GE35936 | *92MSN0802120A* | 35200 | 16 | 8.1 | 36800 | 34600 | 94.02% | 1.88 | 0 | 10 |  |  |  | No | R-410A | 2.9333 | Residential & Commercial | Ducted CEE Tier 1
215294769 | Central HP <5.4 tons | AIRQUEST | HRCU-A-CB (Split System: Heat Pump with Remote Outdoor Unit-Air-Source) | DLCURAH36ABK | ADP |  | HG8J936 | *92MSN0802120A* | 35200 | 16 | 8.1 | 36800 | 34600 | 94.02% | 1.88 | 0 | 10 |  |  |  | No | R-410A | 2.9333 | Residential & Commercial | Ducted CEE Tier 1
215294784 | Central HP <5.4 tons | AIRQUEST | HRCU-A-CB (Split System: Heat Pump with Remote Outdoor Unit-Air-Source) | DLCURAH36ABK | ADP |  | HG82936 | *92MSN0802120A* | 35800 | 16 | 8.5 | 36200 | 34200 | 94.48% | 2.02 | 0 | 10 |  |  |  | No | R-410A | 2.9833 | Residential & Commercial | Ducted CEE Tier 1
215423420 | Central HP <5.4 tons | YORK | HRCU-A-CB (Split System: Heat Pump with Remote Outdoor Unit-Air-Source) | HH836E2S11 | ADP |  | H,YE80*36+TXV | Y91E100C16SMPS1 | 35000 | 18 | 8.1 | 31000 | 24200 | 78.06% | 2 | 0 | 11 |  |  |  | No | R-454B | 2.9167 | Residential & Commercial | Ducted CEE Tier 1
215423422 | Central HP <5.4 tons | YORK | HRCU-A-CB (Split System: Heat Pump with Remote Outdoor Unit-Air-Source) | HH836E2S11 | ADP |  | H,YE35*36+TXV | YP9C060B12MP13 | 32600 | 17 | 8.5 | 29000 | 24800 | 85.52% | 2 | 0 | 11 |  |  |  | No | R-454B | 2.7167 | Residential & Commercial | Ducted CEE Tier 1
214396389 | Central HP <5.4 tons | CHAMPION HEATING AND COOLING | HRCU-A-CB (Split System: Heat Pump with Remote Outdoor Unit-Air-Source) | HH836E2S11 |  |  | CTM36C5CDS1 | TM9Y100C16MP11 | 33200 | 18 | 9 | 31000 | 25200 | 81.29% | 2 | 0 | 11 |  |  |  | No | R-454B | 2.7667 | Residential & Commercial | Ducted CEE Tier 1
214396491 | Central HP <5.4 tons | CHAMPION HEATING AND COOLING | HRCU-A-CB (Split System: Heat Pump with Remote Outdoor Unit-Air-Source) | HH836E2S11 |  |  | CTF48C5CFS1+JMC17C2SN1 |  | 34400 | 19 | 9 | 32000 | 25200 | 78.75% | 2 | 0 | 11.7 |  |  |  | No | R-454B | 2.8667 | Residential & Commercial | Ducted CEE Tier 1
215294801 | Central HP <5.4 tons | AIRQUEST | HRCU-A-CB (Split System: Heat Pump with Remote Outdoor Unit-Air-Source) | DLCURAH36ABK | ADP |  | H,GG35936 | *92MSN1002120A* | 35400 | 16 | 8.1 | 36800 | 34600 | 94.02% | 1.88 | 0 | 10 |  |  |  | No | R-410A | 2.95 | Residential & Commercial | Ducted CEE Tier 1
215294817 | Central HP <5.4 tons | AIRQUEST | HRCU-A-CB (Split System: Heat Pump with Remote Outdoor Unit-Air-Source) | DLCURAH36ABK | ADP |  | H,GG9J936 | *92MSN1002120A* | 35400 | 16 | 8.1 | 36800 | 34600 | 94.02% | 1.88 | 0 | 10 |  |  |  | No | R-410A | 2.95 | Residential & Commercial | Ducted CEE Tier 1
215294820 | Central HP <5.4 tons | AIRQUEST | HRCU-A-CB (Split System: Heat Pump with Remote Outdoor Unit-Air-Source) | DLCURAH36ABK | ADP |  | H,GG1K936 | *92MSN1002120A* | 35400 | 16 | 8.1 | 36800 | 34600 | 94.02% | 1.88 | 0 | 10 |  |  |  | No | R-410A | 2.95 | Residential & Commercial | Ducted CEE Tier 1
215294867 | Central HP <5.4 tons | AIRQUEST | HRCU-A-CB (Split System: Heat Pump with Remote Outdoor Unit-Air-Source) | DLCURAH36ABK | ADP |  | HG80936 | *92MSN1002122A* | 36000 | 16 | 8.5 | 36200 | 34200 | 94.48% | 2.04 | 0 | 10 |  |  |  | No | R-410A | 3 | Residential & Commercial | Ducted CEE Tier 1
215294869 | Central HP <5.4 tons | AIRQUEST | HRCU-A-CB (Split System: Heat Pump with Remote Outdoor Unit-Air-Source) | DLCURAH36ABK | ADP |  | H,GG81936 | *92MSN1002122A* | 36000 | 16 | 8.1 | 36800 | 34600 | 94.02% | 2 | 0 | 10.5 |  |  |  | No | R-410A | 3 | Residential & Commercial | Ducted CEE Tier 1
215294904 | Central HP <5.4 tons | AIRQUEST | HRCU-A-CB (Split System: Heat Pump with Remote Outdoor Unit-Air-Source) | DLCURAH36ABK | ADP |  | H,GG9J936 | *92MSN1202420A* | 35800 | 16 | 8.1 | 36800 | 34800 | 94.57% | 1.9 | 0 | 10 |  |  |  | No | R-410A | 2.9833 | Residential & Commercial | Ducted CEE Tier 1
211206937 | Central HP <5.4 tons | LUXAIRE | HRCU-A-CB (Split System: Heat Pump with Remote Outdoor Unit-Air-Source) | HL20B4821 |  |  | XAMC48HE3N1+CC | LP9C100C16MP13 | 43500 | 19 | 9 | 44000 | 36200 | 82.27% | 2.14 | 0 | 12 |  |  |  | No | R-410A | 3.625 | Residential & Commercial | Ducted CEE Tier 1
214569535 | Central HP <5.4 tons | BRYANT HEATING AND COOLING SYSTEMS | HRCU-A-CB (Split System: Heat Pump with Remote Outdoor Unit-Air-Source) | 284ANV036*0**B* |  |  | CAP**4221AL*+UI | 987MC60080C21*** | 33000 | 19 | 9.5 | 37800 | 26600 | 70.37% | 1.98 | 0 | 11.5 |  |  |  | No | R-410A | 2.75 | Residential & Commercial | Ducted CEE Tier 1
213361090 | Central HP <5.4 tons | LENNOX | HRCU-A-CB (Split System: Heat Pump with Remote Outdoor Unit-Air-Source) | SL25XPV-048-230A** | ADP |  | LH42/62W9 | EL297UH110XV60C* | 46000 | 20 | 9.4 | 42000 | 35800 | 85.24% | 1.9 | 0 | 12.5 |  |  |  | No | R-410A | 3.8333 | Residential & Commercial | Ducted CEE Tier 1
213785661 | Central HP <5.4 tons | BRYANT HEATING AND COOLING SYSTEMS | HRCU-A-CB (Split System: Heat Pump with Remote Outdoor Unit-Air-Source) | 284ANV036*0**B* |  |  | CSPH*3612AL*+UI | 986TD42080C17*** | 33000 | 18 | 8.5 | 37200 | 26400 | 70.97% | 2 | 0 | 11.5 |  |  |  | No | R-410A | 2.75 | Residential & Commercial | Ducted CEE Tier 1
213785663 | Central HP <5.4 tons | BRYANT HEATING AND COOLING SYSTEMS | HRCU-A-CB (Split System: Heat Pump with Remote Outdoor Unit-Air-Source) | 284ANV036*0**B* |  |  | CSPH*3612AL*+UI | 986TD66100C21*** | 33200 | 18 | 8.5 | 37000 | 26200 | 70.81% | 2.02 | 0 | 11.7 |  |  |  | No | R-410A | 2.7667 | Residential & Commercial | Ducted CEE Tier 1
215746028 | Central HP <5.4 tons | Custom Comfort | HRCU-A-CB (Split System: Heat Pump with Remote Outdoor Unit-Air-Source) | CCOXHB24V30HP |  |  | CCOXHBAH24V30 |  | 30000 | 16.8 | 10 | 34000 | 32600 | 95.88% | 1.96 | 0 | 11.7 |  |  |  | No | R-454B | 2.5 | Residential & Commercial | Ducted CEE Tier 1
213062925 | Central HP <5.4 tons | ACIQ | HRCU-A-CB (Split System: Heat Pump with Remote Outdoor Unit-Air-Source) | HVH825GKA3* |  |  | EA*4X25L17A*+WALLCON | *80CTL0701716A* | 24400 | 16.5 | 8.1 | 21200 | 16600 | 78.3% | 2.02 | 11 | 11 |  |  |  | No | R-410A | 2.0333 | Residential & Commercial | Ducted CEE Tier 1
213062942 | Central HP <5.4 tons | ACIQ | HRCU-A-CB (Split System: Heat Pump with Remote Outdoor Unit-Air-Source) | HVH825GKA3* |  |  | EA*4X36L17A*+WALLCON | *80CTL0701716A* | 23600 | 16.5 | 8.1 | 21400 | 16700 | 78.04% | 1.94 | 11.5 | 11 |  |  |  | No | R-410A | 1.9667 | Residential & Commercial | Ducted CEE Tier 1
212520215 | Central HP <5.4 tons | CARRIER | HRCU-A-CB (Split System: Heat Pump with Remote Outdoor Unit-Air-Source) | 38MURAQ24AB3* | ADP |  | H,PG9J936 | 58S(B,C)*A070E17**12 | 23400 | 17 | 8.5 | 24000 | 23200 | 96.67% | 1.98 | 0 | 10 |  |  |  | No | R-410A | 1.95 | Residential & Commercial | Ducted CEE Tier 1
212520229 | Central HP <5.4 tons | CARRIER | HRCU-A-CB (Split System: Heat Pump with Remote Outdoor Unit-Air-Source) | 38MURAQ24AB3* | ADP |  | H,PG32936 | 58S(B,C)*A090E21**20 | 24600 | 17 | 8.5 | 25000 | 21600 | 86.4% | 1.82 | 0 | 10 |  |  |  | No | R-410A | 2.05 | Residential & Commercial | Ducted CEE Tier 1
212520230 | Central HP <5.4 tons | CARRIER | HRCU-A-CB (Split System: Heat Pump with Remote Outdoor Unit-Air-Source) | 38MURAQ24AB3* | ADP |  | H,PG34936 | 58S(B,C)*A090E21**20 | 24800 | 17 | 8.5 | 25000 | 21600 | 86.4% | 1.82 | 0 | 10 |  |  |  | No | R-410A | 2.0667 | Residential & Commercial | Ducted CEE Tier 1
212520263 | Central HP <5.4 tons | CARRIER | HRCU-A-CB (Split System: Heat Pump with Remote Outdoor Unit-Air-Source) | 38MURAQ24AB3* | ADP |  | H,PG9J936 | 58SU*A060E17**16 | 25000 | 17 | 8.5 | 25000 | 21400 | 85.6% | 1.82 | 0 | 10.5 |  |  |  | No | R-410A | 2.0833 | Residential & Commercial | Ducted CEE Tier 1
213062788 | Central HP <5.4 tons | ACIQ | HRCU-A-CB (Split System: Heat Pump with Remote Outdoor Unit-Air-Source) | HVH837GKA** |  |  | EA*4X48L21A*+WALLCON | *80CSU0601716A* | 32200 | 17 | 8.1 | 32600 | 25000 | 76.69% | 1.96 | 12 | 11 |  |  |  | No | R-410A | 2.6833 | Residential & Commercial | Ducted CEE Tier 1
215294913 | Central HP <5.4 tons | AIRQUEST | HRCU-A-CB (Split System: Heat Pump with Remote Outdoor Unit-Air-Source) | DLCURAH36ABK | ADP |  | HG81936 | *92MSN1202420A* | 36400 | 16 | 8.1 | 36800 | 34600 | 94.02% | 2.02 | 0 | 10.5 |  |  |  | No | R-410A | 3.0333 | Residential & Commercial | Ducted CEE Tier 1
215295056 | Central HP <5.4 tons | AIRQUEST | HRCU-A-CB (Split System: Heat Pump with Remote Outdoor Unit-Air-Source) | DLCURAH36ABK | ADP |  | HG34936 | *96MSN0802120A* | 35600 | 16 | 8.1 | 36800 | 34800 | 94.57% | 1.9 | 0 | 10 |  |  |  | No | R-410A | 2.9667 | Residential & Commercial | Ducted CEE Tier 1
215295072 | Central HP <5.4 tons | AIRQUEST | HRCU-A-CB (Split System: Heat Pump with Remote Outdoor Unit-Air-Source) | DLCURAH36ABK | ADP |  | HG8J936 | *96MSN0802120A* | 35600 | 16 | 8.1 | 36800 | 34800 | 94.57% | 1.9 | 0 | 10 |  |  |  | No | R-410A | 2.9667 | Residential & Commercial | Ducted CEE Tier 1
215295124 | Central HP <5.4 tons | AIRQUEST | HRCU-A-CB (Split System: Heat Pump with Remote Outdoor Unit-Air-Source) | DLCURAH36ABK | ADP |  | HG80936 | *96MSN1002120A* | 36000 | 16 | 8.5 | 36200 | 34200 | 94.48% | 2.04 | 0 | 10 |  |  |  | No | R-410A | 3 | Residential & Commercial | Ducted CEE Tier 1
215295158 | Central HP <5.4 tons | AIRQUEST | HRCU-A-CB (Split System: Heat Pump with Remote Outdoor Unit-Air-Source) | DLCURAH36ABK | ADP |  | HG8J936 | *96MSN1002122A* | 35400 | 16 | 8.5 | 36800 | 34600 | 94.02% | 1.88 | 0 | 10 |  |  |  | No | R-410A | 2.95 | Residential & Commercial | Ducted CEE Tier 1
215295197 | Central HP <5.4 tons | AIRQUEST | HRCU-A-CB (Split System: Heat Pump with Remote Outdoor Unit-Air-Source) | DLCURAH36ABK | ADP |  | HG48936 | *96MSN1202422A* | 35600 | 16 | 8.5 | 36200 | 34200 | 94.48% | 2.02 | 0 | 10 |  |  |  | No | R-410A | 2.9667 | Residential & Commercial | Ducted CEE Tier 1
215295476 | Central HP <5.4 tons | AIRQUEST | HRCU-A-CB (Split System: Heat Pump with Remote Outdoor Unit-Air-Source) | DLCURAH36ABK | ADP |  | H,GG36936 | *96VTN0802120A* | 35400 | 16 | 8.1 | 36200 | 34200 | 94.48% | 2.02 | 0 | 10 |  |  |  | No | R-410A | 2.95 | Residential & Commercial | Ducted CEE Tier 1
215295506 | Central HP <5.4 tons | AIRQUEST | HRCU-A-CB (Split System: Heat Pump with Remote Outdoor Unit-Air-Source) | DLCURAH36ABK | ADP |  | HE33936 | *96VTN0802120B* | 35400 | 16 | 8.1 | 36800 | 34800 | 94.57% | 1.9 | 0 | 10 |  |  |  | No | R-410A | 2.95 | Residential & Commercial | Ducted CEE Tier 1
215295515 | Central HP <5.4 tons | AIRQUEST | HRCU-A-CB (Split System: Heat Pump with Remote Outdoor Unit-Air-Source) | DLCURAH36ABK | ADP |  | H,GG36936 | *96VTN0802120B* | 36000 | 16 | 8.5 | 36400 | 34400 | 94.51% | 2.04 | 0 | 10 |  |  |  | No | R-410A | 3 | Residential & Commercial | Ducted CEE Tier 1
216439955 | Central HP <5.4 tons | AMERICAN STANDARD | HRCU-A-CB (Split System: Heat Pump with Remote Outdoor Unit-Air-Source) | 5A6V0X24A1 |  |  | 5PX*B003AS3 | S9V2B060U4VSB+LRP | 20400 | 18.8 | 9.4 | 23800 | 17600 | 73.95% | 2.1 | 0 | 11.7 |  |  |  | No | R-454B | 1.7 | Residential & Commercial | Ducted CEE Tier 1
215425669 | Central HP <5.4 tons | YORK | HRCU-A-CB (Split System: Heat Pump with Remote Outdoor Unit-Air-Source) | HH824E2S11 | ADP |  | H,YE32*30+TXV | TM8E080B12MP11 | 22200 | 17 | 8.65 | 21200 | 17500 | 82.55% | 1.94 | 0 | 11.5 |  |  |  | No | R-454B | 1.85 | Residential & Commercial | Ducted CEE Tier 1
215425687 | Central HP <5.4 tons | YORK | HRCU-A-CB (Split System: Heat Pump with Remote Outdoor Unit-Air-Source) | HH824E2S11 | ADP |  | H,YE24*36+TXV | TM8Y080B12MP11 | 21800 | 17 | 8.55 | 21200 | 17200 | 81.13% | 1.92 | 0 | 11 |  |  |  | No | R-454B | 1.8167 | Residential & Commercial | Ducted CEE Tier 1
215870922 | Central HP <5.4 tons | YORK | HRCU-A-CB (Split System: Heat Pump with Remote Outdoor Unit-Air-Source) | HH824E2S11 | ADP |  | CX360B*35+TXV | Y91E060A10SMPS1 | 22800 | 17 | 8.35 | 21400 | 17200 | 80.37% | 1.96 | 0 | 11.7 |  |  |  | No | R-454B | 1.9 | Residential & Commercial | Ducted CEE Tier 1
215425645 | Central HP <5.4 tons | YORK | HRCU-A-CB (Split System: Heat Pump with Remote Outdoor Unit-Air-Source) | HH824E2S11 | ADP |  | H,YE24*36+TXV | TL9E060B12UH11 | 21800 | 17 | 8.5 | 21200 | 17700 | 83.49% | 1.92 | 0 | 11 |  |  |  | No | R-454B | 1.8167 | Residential & Commercial | Ducted CEE Tier 1
215425695 | Central HP <5.4 tons | YORK | HRCU-A-CB (Split System: Heat Pump with Remote Outdoor Unit-Air-Source) | HH824E2S11 | ADP |  | H,YE32*30+TXV-BLEED | TM9E026A08MP12 | 22200 | 16 | 8.65 | 21200 | 17200 | 81.13% | 1.94 | 0 | 10.5 |  |  |  | No | R-454B | 1.85 | Residential & Commercial | Ducted CEE Tier 1
215438160 | Central HP <5.4 tons | YORK | HRCU-A-CB (Split System: Heat Pump with Remote Outdoor Unit-Air-Source) | HH824E2S11 | ADP |  | AX242B*A+TXV |  | 24000 | 19 | 9.5 | 22400 | 16600 | 74.11% | 2.1 | 0 | 12 |  |  |  | No | R-454B | 2 | Residential & Commercial | Ducted CEE Tier 1
213360274 | Central HP <5.4 tons | LENNOX | HRCU-A-CB (Split System: Heat Pump with Remote Outdoor Unit-Air-Source) | SL25XPV-036-230A** | ADP |  | LH23/37W9 | EL297UH090XV60C* | 33600 | 21 | 8.6 | 32800 | 26200 | 79.88% | 1.8 | 0 | 13 |  |  |  | No | R-410A | 2.8 | Residential & Commercial | Ducted CEE Tier 1
215295526 | Central HP <5.4 tons | AIRQUEST | HRCU-A-CB (Split System: Heat Pump with Remote Outdoor Unit-Air-Source) | DLCURAH36ABK | ADP |  | HE8J936 | *96VTN0802120B* | 35600 | 16 | 8.1 | 36800 | 34800 | 94.57% | 1.9 | 0 | 10 |  |  |  | No | R-410A | 2.9667 | Residential & Commercial | Ducted CEE Tier 1
215295533 | Central HP <5.4 tons | AIRQUEST | HRCU-A-CB (Split System: Heat Pump with Remote Outdoor Unit-Air-Source) | DLCURAH36ABK | ADP |  | HG80936 | *96VTN0802120B* | 36200 | 16 | 8.5 | 36400 | 34400 | 94.51% | 2.04 | 0 | 10 |  |  |  | No | R-410A | 3.0167 | Residential & Commercial | Ducted CEE Tier 1
215295551 | Central HP <5.4 tons | AIRQUEST | HRCU-A-CB (Split System: Heat Pump with Remote Outdoor Unit-Air-Source) | DLCURAH36ABK | ADP |  | HG34936 | *96VTN1002120A* | 35800 | 15.2 | 8.1 | 37800 | 34800 | 92.06% | 1.9 | 0 | 10 |  |  |  | No | R-410A | 2.9833 | Residential & Commercial | Ducted CEE Tier 1
215295556 | Central HP <5.4 tons | AIRQUEST | HRCU-A-CB (Split System: Heat Pump with Remote Outdoor Unit-Air-Source) | DLCURAH36ABK | ADP |  | HE35936 | *96VTN1002120A* | 35800 | 15.2 | 8.1 | 37800 | 34800 | 92.06% | 1.9 | 0 | 10 |  |  |  | No | R-410A | 2.9833 | Residential & Commercial | Ducted CEE Tier 1
215295596 | Central HP <5.4 tons | AIRQUEST | HRCU-A-CB (Split System: Heat Pump with Remote Outdoor Unit-Air-Source) | DLCURAH36ABK | ADP |  | H,GG36936 | *96VTN1002120B* | 35800 | 16 | 8.5 | 36200 | 34400 | 95.03% | 2.04 | 0 | 10 |  |  |  | No | R-410A | 2.9833 | Residential & Commercial | Ducted CEE Tier 1
215295610 | Central HP <5.4 tons | AIRQUEST | HRCU-A-CB (Split System: Heat Pump with Remote Outdoor Unit-Air-Source) | DLCURAH36ABK | ADP |  | H,GE9J936 | *96VTN1002120B* | 35400 | 16 | 8.1 | 36800 | 34600 | 94.02% | 1.88 | 0 | 10 |  |  |  | No | R-410A | 2.95 | Residential & Commercial | Ducted CEE Tier 1
215295612 | Central HP <5.4 tons | AIRQUEST | HRCU-A-CB (Split System: Heat Pump with Remote Outdoor Unit-Air-Source) | DLCURAH36ABK | ADP |  | H,GE1K936 | *96VTN1002120B* | 35800 | 16 | 8.5 | 36200 | 34400 | 95.03% | 2.04 | 0 | 10 |  |  |  | No | R-410A | 2.9833 | Residential & Commercial | Ducted CEE Tier 1
215295644 | Central HP <5.4 tons | AIRQUEST | HRCU-A-CB (Split System: Heat Pump with Remote Outdoor Unit-Air-Source) | DLCURAH36ABK | ADP |  | HE7J936 | *96VTN1002122A* | 35200 | 16 | 8.1 | 36800 | 34800 | 94.57% | 1.82 | 0 | 10 |  |  |  | No | R-410A | 2.9333 | Residential & Commercial | Ducted CEE Tier 1
215295761 | Central HP <5.4 tons | AIRQUEST | HRCU-A-CB (Split System: Heat Pump with Remote Outdoor Unit-Air-Source) | DLCURAH36ABK | ADP |  | H,GG37936 | *96VTN1202422B* | 35600 | 16 | 8.5 | 36200 | 34200 | 94.48% | 2.02 | 0 | 10 |  |  |  | No | R-410A | 2.9667 | Residential & Commercial | Ducted CEE Tier 1
215294675 | Central HP <5.4 tons | AIRQUEST | HRCU-A-CB (Split System: Heat Pump with Remote Outdoor Unit-Air-Source) | DLCURAH36ABK | ADP |  | H,GG33936 | *92MSN0801716A* | 35200 | 16 | 8.1 | 36800 | 34600 | 94.02% | 1.88 | 0 | 10 |  |  |  | No | R-410A | 2.9333 | Residential & Commercial | Ducted CEE Tier 1
215294677 | Central HP <5.4 tons | AIRQUEST | HRCU-A-CB (Split System: Heat Pump with Remote Outdoor Unit-Air-Source) | DLCURAH36ABK | ADP |  | H,GE33936 | *92MSN0801716A* | 35200 | 16 | 8.1 | 36800 | 34600 | 94.02% | 1.88 | 0 | 10 |  |  |  | No | R-410A | 2.9333 | Residential & Commercial | Ducted CEE Tier 1
215294709 | Central HP <5.4 tons | AIRQUEST | HRCU-A-CB (Split System: Heat Pump with Remote Outdoor Unit-Air-Source) | DLCURAH36ABK | ADP |  | H,GG80936 | *92MSN0801716A* | 35800 | 16 | 8.5 | 36200 | 34200 | 94.48% | 2.02 | 0 | 10 |  |  |  | No | R-410A | 2.9833 | Residential & Commercial | Ducted CEE Tier 1
215294743 | Central HP <5.4 tons | AIRQUEST | HRCU-A-CB (Split System: Heat Pump with Remote Outdoor Unit-Air-Source) | DLCURAH36ABK | ADP |  | H,GE34936 | *92MSN0802120A* | 35200 | 16 | 8.1 | 36800 | 34600 | 94.02% | 1.88 | 0 | 10 |  |  |  | No | R-410A | 2.9333 | Residential & Commercial | Ducted CEE Tier 1
215294777 | Central HP <5.4 tons | AIRQUEST | HRCU-A-CB (Split System: Heat Pump with Remote Outdoor Unit-Air-Source) | DLCURAH36ABK | ADP |  | H,GG1K936 | *92MSN0802120A* | 35200 | 16 | 8.1 | 36800 | 34600 | 94.02% | 1.88 | 0 | 10 |  |  |  | No | R-410A | 2.9333 | Residential & Commercial | Ducted CEE Tier 1
213785386 | Central HP <5.4 tons | CARRIER | HRCU-A-CB (Split System: Heat Pump with Remote Outdoor Unit-Air-Source) | 25VNA436A*031* |  |  | CAP**3717AL*+UI | 59MN7C060C17**14 | 33200 | 18.5 | 9 | 37200 | 26400 | 70.97% | 1.98 | 0 | 11 |  |  |  | No | R-410A | 2.7667 | Residential & Commercial | Ducted CEE Tier 1
213785434 | Central HP <5.4 tons | CARRIER | HRCU-A-CB (Split System: Heat Pump with Remote Outdoor Unit-Air-Source) | 25VNA436A*031* |  |  | CAP**4221AL*+UI | 59MN7C100C21**22 | 32600 | 19 | 9 | 37800 | 26600 | 70.37% | 1.98 | 0 | 11.7 |  |  |  | No | R-410A | 2.7167 | Residential & Commercial | Ducted CEE Tier 1
213785452 | Central HP <5.4 tons | CARRIER | HRCU-A-CB (Split System: Heat Pump with Remote Outdoor Unit-Air-Source) | 25VNA436A*031* |  |  | CAP**4224AL*+UI | 59TN6C100C21**22 | 32600 | 19 | 9 | 37800 | 26600 | 70.37% | 1.98 | 0 | 11.7 |  |  |  | No | R-410A | 2.7167 | Residential & Commercial | Ducted CEE Tier 1
213785652 | Central HP <5.4 tons | CARRIER | HRCU-A-CB (Split System: Heat Pump with Remote Outdoor Unit-Air-Source) | 25VNA436A*031* |  |  | CSPH*3612AL*+UI | 59MN7C080C17**14 | 33000 | 18 | 8.5 | 37200 | 26400 | 70.97% | 2 | 0 | 11 |  |  |  | No | R-410A | 2.75 | Residential & Commercial | Ducted CEE Tier 1
213785752 | Central HP <5.4 tons | CARRIER | HRCU-A-CB (Split System: Heat Pump with Remote Outdoor Unit-Air-Source) | 25VNA436A*031* |  |  | CSPH*6012AL*+UI | 59MN7C120C24**22 | 33800 | 19 | 8.5 | 36000 | 25400 | 70.56% | 2.02 | 0 | 12 |  |  |  | No | R-410A | 2.8167 | Residential & Commercial | Ducted CEE Tier 1
206135927 | Central HP <5.4 tons | COMFORTMAKER | HRCU-A-CB (Split System: Heat Pump with Remote Outdoor Unit-Air-Source) | CVH837GKA** |  |  | EN(A,D,W)4X48L21**+WALLCON | *80CSU1002120A* | 32400 | 17 | 8.1 | 33000 | 24800 | 75.15% | 1.94 | 12.2 | 11.5 |  |  |  | No | R-410A | 2.7 | Residential & Commercial | Ducted CEE Tier 1
216453100 | Central HP <5.4 tons | AMERICAN STANDARD | HRCU-A-CB (Split System: Heat Pump with Remote Outdoor Unit-Air-Source) | 5A6V0X36A1 |  |  | 5PX*B006AS3 | S8V2B060M4PDB | 35200 | 20 | 9.4 | 32200 | 25000 | 77.64% | 2.1 | 0 | 12.5 |  |  |  | No | R-454B | 2.9333 | Residential & Commercial | Ducted CEE Tier 1
213063311 | Central HP <5.4 tons | ACIQ | HRCU-A-CB (Split System: Heat Pump with Remote Outdoor Unit-Air-Source) | HVH837GKA2* |  |  | EA*4X42L21A*+WALLCON | *97CMN0801714A* | 31600 | 17 | 8.1 | 33400 | 24800 | 74.25% | 1.86 | 11.5 | 11 |  |  |  | No | R-410A | 2.6333 | Residential & Commercial | Ducted CEE Tier 1
213063365 | Central HP <5.4 tons | ACIQ | HRCU-A-CB (Split System: Heat Pump with Remote Outdoor Unit-Air-Source) | HVH837GKA2* |  |  | EHD4X48AAL+WALLCON | *97CMN1202422A* | 32600 | 16.5 | 8.1 | 33000 | 25000 | 75.76% | 1.96 | 11.5 | 11 |  |  |  | No | R-410A | 2.7167 | Residential & Commercial | Ducted CEE Tier 1
213063399 | Central HP <5.4 tons | ACIQ | HRCU-A-CB (Split System: Heat Pump with Remote Outdoor Unit-Air-Source) | HVH837GKA2* |  |  | EA*4X37L21A*+WALLCON | *95CSU1002122A* | 33000 | 17.5 | 8.5 | 32800 | 25000 | 76.22% | 2 | 12 | 11.5 |  |  |  | No | R-410A | 2.75 | Residential & Commercial | Ducted CEE Tier 1
213063406 | Central HP <5.4 tons | ACIQ | HRCU-A-CB (Split System: Heat Pump with Remote Outdoor Unit-Air-Source) | HVH837GKA2* |  |  | EA*4X48L21A*+WALLCON | *95CSU1002122A* | 32400 | 17.5 | 8.5 | 32600 | 24800 | 76.07% | 2 | 12 | 11.5 |  |  |  | No | R-410A | 2.7 | Residential & Commercial | Ducted CEE Tier 1
213062931 | Central HP <5.4 tons | ACIQ | HRCU-A-CB (Split System: Heat Pump with Remote Outdoor Unit-Air-Source) | HVH825GKA3* |  |  | EA*4X25L17A*+WALLCON | *80CTL0901716A* | 24400 | 17.5 | 8.5 | 21200 | 16600 | 78.3% | 2.04 | 12 | 11.5 |  |  |  | No | R-410A | 2.0333 | Residential & Commercial | Ducted CEE Tier 1
213063058 | Central HP <5.4 tons | ACIQ | HRCU-A-CB (Split System: Heat Pump with Remote Outdoor Unit-Air-Source) | HVH825GKA3* |  |  | EA*4X30L17A*+WALLCON | *80CSU0401712A* | 23400 | 16.5 | 8.1 | 21600 | 16700 | 77.31% | 1.9 | 11 | 10.5 |  |  |  | No | R-410A | 1.95 | Residential & Commercial | Ducted CEE Tier 1
212520234 | Central HP <5.4 tons | CARRIER | HRCU-A-CB (Split System: Heat Pump with Remote Outdoor Unit-Air-Source) | 38MURAQ24AB3* | ADP |  | H,PG34936 | 58S(B,C)*A110E21**20 | 24800 | 16 | 8.5 | 25200 | 21800 | 86.51% | 1.82 | 0 | 10.5 |  |  |  | No | R-410A | 2.0667 | Residential & Commercial | Ducted CEE Tier 1
212520243 | Central HP <5.4 tons | CARRIER | HRCU-A-CB (Split System: Heat Pump with Remote Outdoor Unit-Air-Source) | 38MURAQ24AB3* | ADP |  | H,PG9J936 | 58SP*A045V17**16 | 23400 | 17 | 8.5 | 24000 | 23200 | 96.67% | 1.96 | 0 | 10 |  |  |  | No | R-410A | 1.95 | Residential & Commercial | Ducted CEE Tier 1
215746024 | Central HP <5.4 tons | Custom Comfort | HRCU-A-CB (Split System: Heat Pump with Remote Outdoor Unit-Air-Source) | CCOXHBSZ48CHP |  |  | CCOXHBAHUC48 |  | 48000 | 17 | 10.2 | 50000 | 46000 | 92% | 2 | 0 | 10 |  |  |  | No | R-454B | 4 | Residential & Commercial | Ducted CEE Tier 1
212520175 | Central HP <5.4 tons | CARRIER | HRCU-A-CB (Split System: Heat Pump with Remote Outdoor Unit-Air-Source) | 38MURAQ18AB3* | ADP |  | H,PG9J936 | 58SP*A070V17**16 | 17400 | 16 | 8.5 | 16700 | 18800 | 112.6% | 2.32 | 0 | 10.5 |  |  |  | No | R-410A | 1.45 | Residential & Commercial | Ducted CEE Tier 1
215294793 | Central HP <5.4 tons | AIRQUEST | HRCU-A-CB (Split System: Heat Pump with Remote Outdoor Unit-Air-Source) | DLCURAH36ABK | ADP |  | H,GG33936 | *92MSN1002120A* | 35200 | 16 | 8.1 | 36800 | 34600 | 94.02% | 1.88 | 0 | 10 |  |  |  | No | R-410A | 2.9333 | Residential & Commercial | Ducted CEE Tier 1
215294825 | Central HP <5.4 tons | AIRQUEST | HRCU-A-CB (Split System: Heat Pump with Remote Outdoor Unit-Air-Source) | DLCURAH36ABK | ADP |  | H,GG81936 | *92MSN1002120A* | 35800 | 16 | 8.1 | 36800 | 34400 | 93.48% | 2 | 0 | 10.5 |  |  |  | No | R-410A | 2.9833 | Residential & Commercial | Ducted CEE Tier 1
215294844 | Central HP <5.4 tons | AIRQUEST | HRCU-A-CB (Split System: Heat Pump with Remote Outdoor Unit-Air-Source) | DLCURAH36ABK | ADP |  | H,GG35936 | *92MSN1002122A* | 35400 | 16 | 8.1 | 36800 | 34600 | 94.02% | 1.9 | 0 | 10 |  |  |  | No | R-410A | 2.95 | Residential & Commercial | Ducted CEE Tier 1
215294859 | Central HP <5.4 tons | AIRQUEST | HRCU-A-CB (Split System: Heat Pump with Remote Outdoor Unit-Air-Source) | DLCURAH36ABK | ADP |  | HE8J936 | *92MSN1002122A* | 35400 | 16 | 8.1 | 36800 | 34600 | 94.02% | 1.9 | 0 | 10 |  |  |  | No | R-410A | 2.95 | Residential & Commercial | Ducted CEE Tier 1
215294895 | Central HP <5.4 tons | AIRQUEST | HRCU-A-CB (Split System: Heat Pump with Remote Outdoor Unit-Air-Source) | DLCURAH36ABK | ADP |  | H,GG37936 | *92MSN1202420A* | 36200 | 16 | 8.1 | 36800 | 34600 | 94.02% | 2.02 | 0 | 10.5 |  |  |  | No | R-410A | 3.0167 | Residential & Commercial | Ducted CEE Tier 1
213785773 | Central HP <5.4 tons | Custom Comfort | HRCU-A-C (Split System: Heat Pump with Remote Outdoor Unit with No Indoor Fan --Air Source) | CCOXHA24V36HP |  |  | CCOACC3036B |  | 35000 | 15.5 | 8.6 | 38000 | 31600 | 83.16% | 1.85 | 0 | 10 |  |  |  | No | R-410A | 2.9167 | Residential & Commercial | Ducted CEE Tier 1
214570610 | Central HP <5.4 tons | HEIL | HRCU-A-CB (Split System: Heat Pump with Remote Outdoor Unit-Air-Source) | HVH825GKA3* |  |  | EA*4X43L21A*+WALLCON | *80CTL0702120B* | 24400 | 16.5 | 8.5 | 21200 | 16600 | 78.3% | 2.02 | 0 | 11 |  |  |  | No | R-410A | 2.0333 | Residential & Commercial | Ducted CEE Tier 1
214570740 | Central HP <5.4 tons | HEIL | HRCU-A-CB (Split System: Heat Pump with Remote Outdoor Unit-Air-Source) | HVH825GKA3* |  |  | EA*4X48L24A*+WALLCON | *95CSU0802120B* | 24000 | 16.5 | 8.5 | 21000 | 16600 | 79.05% | 2.02 | 0 | 11 |  |  |  | No | R-410A | 2 | Residential & Commercial | Ducted CEE Tier 1
214571210 | Central HP <5.4 tons | HEIL | HRCU-A-CB (Split System: Heat Pump with Remote Outdoor Unit-Air-Source) | HVH825GKA3* |  |  | EN(A,D,W)4X48L21**+WALLCON | *80CTL0702120B* | 24200 | 17 | 8.1 | 21200 | 16600 | 78.3% | 2.02 | 0 | 11 |  |  |  | No | R-410A | 2.0167 | Residential & Commercial | Ducted CEE Tier 1
212989264 | Central HP <5.4 tons | AIRQUEST | HRCU-A-CB (Split System: Heat Pump with Remote Outdoor Unit-Air-Source) | DLCURAH18ABK |  |  | EA*4X19L17A* | *95MSU0601716A* | 17800 | 16.5 | 8.1 | 17800 | 17900 | 100.6% | 2.16 | 0 | 10.5 |  |  |  | No | R-410A | 1.4833 | Residential & Commercial | Ducted CEE Tier 1
212520201 | Central HP <5.4 tons | CARRIER | HRCU-A-CB (Split System: Heat Pump with Remote Outdoor Unit-Air-Source) | 38MURAQ24AB3* | ADP |  | H,PG32936 | 58S(B,C)*A045E14**12 | 24400 | 16 | 8.5 | 25000 | 22200 | 88.8% | 1.84 | 0 | 10 |  |  |  | No | R-410A | 2.0333 | Residential & Commercial | Ducted CEE Tier 1
212520203 | Central HP <5.4 tons | CARRIER | HRCU-A-CB (Split System: Heat Pump with Remote Outdoor Unit-Air-Source) | 38MURAQ24AB3* | ADP |  | H,PG9J936 | 58S(B,C)*A045E14**12 | 24600 | 16 | 8.1 | 25000 | 22000 | 88% | 1.84 | 0 | 10.5 |  |  |  | No | R-410A | 2.05 | Residential & Commercial | Ducted CEE Tier 1
215424106 | Central HP <5.4 tons | YORK | HRCU-A-CB (Split System: Heat Pump with Remote Outdoor Unit-Air-Source) | HH860E2S11 | ADP |  | H,YE84*60+TXV | YP9C080C16MP13 | 43500 | 18 | 8.5 | 42000 | 33000 | 78.57% | 2 | 0 | 11 |  |  |  | No | R-454B | 3.625 | Residential & Commercial | Ducted CEE Tier 1
214609173 | Central HP <5.4 tons | CHAMPION HEATING AND COOLING | HRCU-A-CB (Split System: Heat Pump with Remote Outdoor Unit-Air-Source) | HH860E2S11 |  |  | CTF60C5CGS1 | Z9ES100C16SMPS1 | 45500 | 18 | 9 | 46500 | 34200 | 73.55% | 2 | 0 | 11 |  |  |  | No | R-454B | 3.7917 | Residential & Commercial | Ducted CEE Tier 1
206788516 | Central HP <5.4 tons | CARRIER | HRCU-A-CB (Split System: Heat Pump with Remote Outdoor Unit-Air-Source) | 25VNA424A*031* |  |  | CSPH*3612AL*+UI | 58TN*A070C17**16 | 23800 | 19.5 | 9 | 26600 | 19800 | 74.44% | 2.5 | 14 | 13 |  |  |  | No | R-410A | 1.9833 | Residential & Commercial | Ducted CEE Tier 1
206788549 | Central HP <5.4 tons | CARRIER | HRCU-A-CB (Split System: Heat Pump with Remote Outdoor Unit-Air-Source) | 25VNA424A*031* |  |  | CAP**3621AL*+UI | 58CU*A040C17**12 | 23400 | 20.5 | 10 | 26600 | 19800 | 74.44% | 2.42 | 14 | 13 |  |  |  | No | R-410A | 1.95 | Residential & Commercial | Ducted CEE Tier 1
214584614 | Central HP <5.4 tons | CHAMPION HEATING AND COOLING | HRCU-A-CB (Split System: Heat Pump with Remote Outdoor Unit-Air-Source) | HH860E2S11 |  |  | CTF60C5CGS1 | Z8ES080C16SMPS1 | 44500 | 18 | 9 | 44500 | 33400 | 75.06% | 2 | 0 | 12 |  |  |  | No | R-454B | 3.7083 | Residential & Commercial | Ducted CEE Tier 1
212520226 | Central HP <5.4 tons | CARRIER | HRCU-A-CB (Split System: Heat Pump with Remote Outdoor Unit-Air-Source) | 38MURAQ24AB3* | ADP |  | H,PG34936 | 58S(B,C)*A090E17**14 | 24800 | 17 | 8.5 | 24800 | 21600 | 87.1% | 1.84 | 0 | 10 |  |  |  | No | R-410A | 2.0667 | Residential & Commercial | Ducted CEE Tier 1
212520237 | Central HP <5.4 tons | CARRIER | HRCU-A-CB (Split System: Heat Pump with Remote Outdoor Unit-Air-Source) | 38MURAQ24AB3* | ADP |  | H,PG32936 | 58SP*A045V14**12 | 24000 | 16 | 8.5 | 25400 | 23400 | 92.13% | 1.96 | 0 | 10 |  |  |  | No | R-410A | 2 | Residential & Commercial | Ducted CEE Tier 1
212520262 | Central HP <5.4 tons | CARRIER | HRCU-A-CB (Split System: Heat Pump with Remote Outdoor Unit-Air-Source) | 38MURAQ24AB3* | ADP |  | H,PG34936 | 58SU*A060E17**16 | 25000 | 17 | 8.5 | 25000 | 21400 | 85.6% | 1.82 | 0 | 10.5 |  |  |  | No | R-410A | 2.0833 | Residential & Commercial | Ducted CEE Tier 1
213785677 | Central HP <5.4 tons | BRYANT HEATING AND COOLING SYSTEMS | HRCU-A-CB (Split System: Heat Pump with Remote Outdoor Unit-Air-Source) | 284ANV036*0**B* |  |  | CSPH*4212AL*+UI | 88*TB60110C21*** | 33400 | 18.5 | 8.5 | 36600 | 26000 | 71.04% | 2.04 | 0 | 11.7 |  |  |  | No | R-410A | 2.7833 | Residential & Commercial | Ducted CEE Tier 1
213785645 | Central HP <5.4 tons | BRYANT HEATING AND COOLING SYSTEMS | HRCU-A-CB (Split System: Heat Pump with Remote Outdoor Unit-Air-Source) | 284ANV036*0**B* |  |  | CSPH*3612AL*+UI | 88*TB60110C21*** | 33200 | 18.5 | 8.5 | 37000 | 26200 | 70.81% | 2.02 | 0 | 11.7 |  |  |  | No | R-410A | 2.7667 | Residential & Commercial | Ducted CEE Tier 1
213785711 | Central HP <5.4 tons | BRYANT HEATING AND COOLING SYSTEMS | HRCU-A-CB (Split System: Heat Pump with Remote Outdoor Unit-Air-Source) | 284ANV036*0**B* |  |  | CSPH*4812AL*+UI | 88*TB66135C24*** | 33600 | 19 | 8.5 | 36600 | 25800 | 70.49% | 2.04 | 0 | 12 |  |  |  | No | R-410A | 2.8 | Residential & Commercial | Ducted CEE Tier 1
213785713 | Central HP <5.4 tons | BRYANT HEATING AND COOLING SYSTEMS | HRCU-A-CB (Split System: Heat Pump with Remote Outdoor Unit-Air-Source) | 284ANV036*0**B* |  |  | CSPH*4812AL*+UI | 935CB48060C17*** | 33400 | 18.5 | 8.5 | 36800 | 26000 | 70.65% | 2.02 | 0 | 11.5 |  |  |  | No | R-410A | 2.7833 | Residential & Commercial | Ducted CEE Tier 1
213785745 | Central HP <5.4 tons | BRYANT HEATING AND COOLING SYSTEMS | HRCU-A-CB (Split System: Heat Pump with Remote Outdoor Unit-Air-Source) | 284ANV036*0**B* |  |  | CSPH*6012AL*+UI | 935CB48060C17*** | 33800 | 18.5 | 8.5 | 36200 | 25400 | 70.17% | 2 | 0 | 11.7 |  |  |  | No | R-410A | 2.8167 | Residential & Commercial | Ducted CEE Tier 1
207573744 | Central HP <5.4 tons | DAY & NIGHT | HRCU-A-CB (Split System: Heat Pump with Remote Outdoor Unit-Air-Source) | CVH848GKA2* | ADP |  | FG35948 | *96CTN1002122A* | 44500 | 17 | 8.5 | 44500 | 34600 | 77.75% | 2 | 10.5 | 10 |  |  |  | No | R-410A | 3.7083 | Residential & Commercial | Ducted CEE Tier 1